## Legend
LoadMAPTM Equipment File - Description of Tabs
Category | Tab Label | Description | Notes | Font Color Key - within tabs
Controls, Viewers & Notes | Control Panel | Controls for LoadMAP runs, and a viewer for select run results |  | User input, common | Red Font | User inputs that are often modified
| Market Profiles | Viewer for detailed market profiles by segment and fuel type |  | User input, uncommon | Blue Font | User inputs that have been preset by AEG and should rarely, if ever, be changed
| Notes | A space for user or analyst notes during project development and runs |  | Standard | Black Font | Text labels or calculated values; no input required
| System Log | Used by LoadMAP for system messages to document run times, errors, etc
| Forecast Summary | Pivot table and chart showing high-level results for equipment runs only
Equipment Inputs | Variables | Global variables used in the analysis, such as the forecast start & stop years and economic discount rates
| Market Size | The projected population over the length of the study, by segment and vintage. This is in LoadMAP units, which vary by customer sector (e.g. Households for Residential, or Square Feet for commercial).
| Saturations | The projected saturation of each technology, expressed as a percentage of the LoadMAP market units for which the technology applies.
| UECs & EUIs | Gives the average Unit Energy Consumption (UEC) or Energy Use Index (EUI) for each technology, including the Existing market, expected average Replacement for existing market customers, and the expected value for a New Construction customer. | This tab also includes the Peak Factors that translate Energy into instantaneous demand at the hour of summer and/or winter system peak; the minimum and maximum lifetimes for already existing (or "Vintage") units; and some other LoadMAP parameter control flags.
| Vintage Data | Contains the distribution of the existing market units from New to the Max Vintage Age, expressed as a percentage of the existing market, and holds the calculated UECs for these aged units as calculated in the Calibration step | Any units older than the Max Vintage Age will be turned over into more efficient units in the first year of the study. Vintage expiration is a major driver of most early-year potential savings. If we do an EV vintage distribution, it should be front-loaded as newer than 1/lifetime as well. Do we bucket vintage data at all or is it just a flat 1/lifetime distribution?
| Avoided Costs | Holds annual values of avoided cost of energy and capacity; as well as retail rates if needed, line loss factors, and indicator of whether system peak is summer or winter.
| Utilization | Contains a set of exogenous variable datastreams that can be used to vary or normalize the forecast, such as weather degree days, household income, or average home size. | Each technology is assigned its own elasticity value that describes the sensitivity to each exogenous variable. For example, lighting consupmtion may have a -20% elasticity with respect to retail rate, so if the price increases by 100%, lighting usage would go down by 20%.
| Tech Data | Holds the relative efficiency of all technology efficiency options, as well as material and O&M costs, lifetimes for each efficiency option, and on- and off-market years to support standards changes. | Additional information including the conversion between LoadMAP units (e.g. per sq ft) and other units (e.g. per ton of cooling capacity) is also available in the right side of this tab for transparency, although this information is not used by LoadMAP
| Purchase Shares | This tab allocates all purchase decisions for a technology category among the various efficiency options available in any given year. This is a part of each year's equipment stock turnover, and is done for each potential case. Shares of a given technology for any single year should always sum to 100% | Only the Baseline Forecast is required as an input, the other potential cases are calculated by the Tech Economics engine.
| Potential Factors | The assumed portion of an eligible population in a given year that will move from their purchase decision in the baseline case to the unit identified as the economic or efficient option. LoadMAP has the ability to model two such cases, dubbed the "Maximum Achievable Potential" (or MAP) and "Realistic Achievable Potential" (or RAP) cases, respectively. | The percentage given is relative to both the baseline purchase share and the Economic or Technical limit. Eg, if one has a base purchase share of 5%, a technical limit of 30%, and a potential factor of 40%, the final achievable purchase share would be: 5% + (30%-5%) x 40% = 15%
| Program Costs | Defines Incentive and Program Administrative costs for each technology as a percentage of the incremental measure cost. Used for cost-effectiveness tests and the economic screen.
Forecast Engine | Calibration | Creates distribution of annual energy consumption for the various equipment options based on the vintage/age of existing equipment. This information lays the foundation for energy consupmtion in future years as equipment stock turns over. | This is a two step process: 1) Newest unit's UEC must equal the Replacement UEC defined in the market profile while the weighted average UEC must equal the Existing Unit UEC. 2) The weighted average UEC across new efficiency options (weighted by the base year purchase shares) must be equal to the New Unit UEC defined in the market profile.
| Tech Economics | Calculates the costs of operation and material/installation for all technology efficiency options, then performs the cost-benefit analysis and determines the purchase shares for each scenario.
| Tech Forecast | Steps through each year of the study, using a stock accounting model to calculate total energy consumption (and peak demand, if applicable) for each technology in each year.
| Savings | Compares the Baseline and scenario forecasts for each technology, calculating savings as the delta between them.
Cache | Technology Cache | An index of row numbers for internal, runtime lookups of the inputs and outputs of each technology | This index organizes and expedites LoadMAP's runs, and should generally not be edited by the user.
Forecast Results | Technology Costs | Costs of operation and equipment from both the Utility and Program Participant perspectives, as calculated by the Tech Economics tab. Also includes consumption in kBTU terms, for use by the optional System model if it is active (see below).
| Technology Economics | Provides the option that was selected by the Economic screen for each year in each technology set. Also provides the Levelized Cost of Conserved Energy (CCE) and the calculated Benefit/Cost ratios from each of the 4 tests - TRC, PACT, PCT, and RIM | Levelized CCE is provided from the perspective of total resource costs (TRC)
| Equipment Results | The main results by technology, including total annual consumption, peak demand, number of units, and average replacement use. | If Systems are active, these results will include any System switching
| Equipment Purchases | Stores the total number of units newly purchased each year, broken out by each technology efficiency option. | If Systems are active, these results will include any System switching
| Equipment Stock | Shows the total stock existing in each year by efficiency option, including Vintage units and the effects of lifetime decay. | If Systems are active, these results will include any System switching
| Equipment Savings | Stores the results of the Savings calculation tab for each technology. | If Systems are active, these results will include any System switching
| LoadMAPTM System Module (Optional) |  | These tabs are hidden if the system module is not in use. Can be used for fuel switching or technology switching.
Category | Tab Label | Description | Notes
System Inputs | Building Systems | Lists each grouping of interrelated technologies under friendly labels, and defines several high level values for each, including starting saturation, annual growth, costs to switch (above and beyond component material costs, such as needing to install ducting if installing a central system for the first time), and control flags to enforce directionality (ie, preventing customers from backsliding into Room ACs even if they are cheaper)
| System Data | Defines the component technologies of each System using exact LoadMAP terminology, and defines the end uses necessary for any two systems to be considered a match for evaluation
| Sys Program Costs | As in Equipment Program Costs, factors to determine Incentive and Administrative costs, expressed as a percentage of Incremental material costs
| System Purchase Shares | Similar to Equipment purchase shares, the potion of customers who will opt fo each related system in each year
| System Potential Factors | The fraction of the eligible market that will make the transition from their baseline choice to the economic or technical option if incentivized.
Systems Engine | Sys Costs | Calculates the aggregate costs and kBTU consumption of each system, calculated from their component technologies
| Sys Economics | Calculates System Purchase Shares by comparing related systems
| Sys Forecast | Calculates a stock-accounting forecast of the system units only to determine any switching
| System Results | Applies the System forecast as a modification to the original forecast, adjusting unit counts and consumption to reach the final forecast
Cache | System Cache | An index of row numbers for the inputs and outputs of each system
Forecast Results | System Costs | The stored results of the Sys Costs calculation tab
| System Stock | The number of system units existing in each year | The system stock will not necessarily include all of the total units from their component technologies, as not all LoadMAP units are considered within the switching-eligible universe.
| Raw Equipment Results | As Equipment Results above, but will not include any subsequent System switching
| Raw Equipment Purchases | As Equipment Purchases above, but will not include any subsequent System switching
| Raw Equipment Stock | As Equipment Stock above, but will not include any subsequent System switching
| Raw Equipment Savings | As Equipment Savings above, but will not include any subsequent System switching

## Variables
Name | Value | Description | Affects
Equipment File Name | TBD | The filename of the Equipment module. | Measures
Measures File Name | TBD | The filename of the Measures module. | Measures
Results File Name | TBD | The file name for the Results file. | Final Results
Base Year | 2019 | The base year of the study. | Calibration, Tech Economics, Sys Economics
Forecast Start Year | 2021 | The first year potentials differ from the baseline. | Tech Economics, SysEconomics
Forecast End Year | 2045 | The last year of the forecast. | Tech Economics, Sys Economics
Max Systems | 5 | The maximum number of systems to compare at once | Sys Economics, Sys Forecast
Equipment Levels | 10 | The maximum number of options for equipment | Calibration, Tech Economics, Sys Economics
Equipment Components | 5 | The maximum number of components for systems | Tech Economics, Sys Economics
Max Vintage Age | 35 | The maximum age of vintaged equipment | Calibration
Max Equipment Age | 30 | The maximum age of modeled equipment | Tech Economics, Sys Economics
Economic Test | TRC | The economic test to use (TRC, PAC, PC, RIM, or LCOE) | Tech Economics
Economic Criteria | Max Savings | Whether the economic screen should optimize for "Max NPV" or "Max Savings" | Tech Economics
Discount Rate | 6.91% | The utility's internal discount rate for economic analysis. | Tech Economics
Owner Discount Rate (Existing) | 6.91% | Discount rate used for Replacement scenario in economic analysis | Tech Economics, Sys Costs
Builder Discount Rate (New Construction) | 6.91% | Discount rate used for New Construction scenario in economic analysis | Tech Economics, Sys Costs
Minimum BC Ratio | 1 | The minimum BC ratio required for a measure to pass. | Tech Economics
Electric kBTUs | 3.412 | The amount of kBTUs contained in one unit of electricity. | Tech Economics
Natural Gas kBTUs | 100 | The amount of kBTUs contained in one unit of natural gas. | Tech Economics
Run Systems | FALSE | Determines whether or not the System Forecast is run. | Sys Forecast
Run Codes & Standards Forecast | FALSE | Determines whether or not the Codes and Standards Forecast is run. | Tech Economics, Sys Economics
Run Realistic Achievable Potential | FALSE | Determines whether or not the Realistic Achievable Potential is run. | Tech Economics, Sys Economics
Run Maximum Achievable Potential | FALSE | Determines whether or not the Maximum Achievable Potential is run. | Tech Economics, Sys Economics
Run Economic Potential | FALSE | Determines whether or not the Economic Potential is run. | Tech Economics, Sys Economics
Run Technical Potential | FALSE | Determines whether or not the Technical Potential is run. | Tech Economics, Sys Economics
Base Case | Baseline Forecast | The study's base case potential. Typically the Baseline, though possibly Codes & Standards. | Savings
Achievable Case | Economic Potential | Whether the study should use the Economic Potential or the Technical Potential to determine Achievable Potential | Savings
Force Creation | FALSE | Whether or not the system should create entries for keys it cannot find. | Setup
Residential Setup | Households;HH;UEC | Labels for the sector market units used by the Market Profile tab | Setup
Commercial Setup | Square Feet ;SqFt.;EUI | Labels for the sector market units used by the Market Profile tab | Setup
Industrial Setup | Industrial Units; IU; EUI | Labels for the sector market units used by the Market Profile tab | Setup
Electric Setup | kWh;MWh;GWh;KW;MW;GW | Labels for the fuel units used by the Market Profile tab | Setup
Natural Gas Setup | Thrm;mThrm;mmThrm;N/A;N/A;N/A | Labels for the fuel units used by the Market Profile tab | Setup
Sheets Should Hide | FALSE | If TRUE, hides the engine and cache worksheets when the file is opened. | Setup
Uses Measures | TRUE | Whether or not the Measures module is included in the study. | Final Results
Font Color Key
User input, common | Red Font | User inputs that are often modified
User input, uncommon | Blue Font | User inputs that have been preset by EnerNOC and should rarely, if ever, be changed
Standard | Black Font | Text labels or calculated values; no input required
5750

## Market Size
Key | Sector | Segment | Vintage | 2019 | 2020 | 2021 | 2022 | 2023 | 2024 | 2025 | 2026 | 2027 | 2028 | 2029 | 2030 | 2031 | 2032 | 2033 | 2034 | 2035 | 2036 | 2037 | 2038 | 2039 | 2040 | 2041 | 2042 | 2043 | 2044 | 2045
Commercial_Office (WA)_Existing | Commercial | Office (WA) | Existing | 14835226.4852 | 14565495.0945 | 14300667.911 | 14040655.7672 | 13785371.1169 | 13534728.0056 | 13288642.0419 | 13047030.3684 | 12809811.6344 | 12576905.9684 | 12348234.9508 | 12123721.588 | 11903290.2864 | 11686866.8267 | 11474378.3389 | 11265753.2782 | 11060921.4004 | 10859813.7386 | 10662362.5797 | 10468501.4419 | 10278165.052 | 10091289.3238 | 9907811.3361 | 9727669.3118 | 9550802.5971 | 9377151.6407 | 9206657.9746
Commercial_Office (WA)_New | Commercial | Office (WA) | New | 0 | 348793.9357 | 674737.459 | 1002647.4579 | 1330047.7351 | 1650821.6394 | 1965963.278 | 2274480.3897 | 2577942.9507 | 2876513.5339 | 3170105.1559 | 3453832.7261 | 3733312.8322 | 4008288.8881 | 4278006.7495 | 4542455.2599 | 4803193.2888 | 5059462.7891 | 5311166.0709 | 5558204.2134 | 5801386.8023 | 6043920.5774 | 6281981.4937 | 6515879.4325 | 6746005.8534 | 6973164.62 | 7177648.5644
Commercial_Restaurant (WA)_Existing | Commercial | Restaurant (WA) | Existing | 1018626.3295 | 1002196.8726 | 986032.4069 | 970128.6584 | 954481.422 | 939086.5603 | 923940.0029 | 909037.7448 | 894375.8457 | 879950.4288 | 865757.68 | 851793.8464 | 838055.236 | 824538.2161 | 811239.2126 | 798154.7092 | 785281.2461 | 772615.4195 | 760153.8805 | 747893.3341 | 735830.5384 | 723962.3039 | 712285.4925 | 700797.0168 | 689493.8391 | 678372.9708 | 667431.4712
Commercial_Restaurant (WA)_New | Commercial | Restaurant (WA) | New | 0 | 21858.1027 | 42218.9798 | 62784.7766 | 83383.6649 | 103593.8943 | 123481.9991 | 142978.1635 | 162188.541 | 181122.6867 | 199773.0579 | 217802.6973 | 235595.7566 | 253133.1544 | 270361.6797 | 287279.1705 | 303991.2994 | 320444.6853 | 336631.3202 | 352543.1421 | 368234.4992 | 383924.364 | 399348.9852 | 414528.4858 | 429488.6173 | 444283.4751 | 457558.838
Commercial_Retail (WA)_Existing | Commercial | Retail (WA) | Existing | 12697295.6424 | 12492500.5514 | 12291008.607 | 12092766.5327 | 11897721.9112 | 11705823.1707 | 11517019.5712 | 11331261.191 | 11148498.9137 | 10968684.4151 | 10791770.1504 | 10617709.3415 | 10446455.965 | 10277964.7398 | 10112191.1149 | 9949091.2582 | 9788622.0444 | 9630741.0437 | 9475406.5107 | 9322577.3735 | 9172213.2223 | 9024274.2993 | 8878721.488 | 8735516.3028 | 8594620.8785 | 8455997.9611 | 8319610.8972
Commercial_Retail (WA)_New | Commercial | Retail (WA) | New | 0 | 272463.7922 | 526264.4921 | 782619.541 | 1039387.0783 | 1291309.9387 | 1539217.4771 | 1782239.4339 | 2021699.0226 | 2257715.3505 | 2490194.396 | 2714935.9477 | 2936728.5006 | 3155334.2033 | 3370089.7751 | 3580968.265 | 3789286.8952 | 3994380.2638 | 4196148.5499 | 4394491.2593 | 4590085.8499 | 4785661.8397 | 4977931.5368 | 5167145.7762 | 5353625.5557 | 5538045.1778 | 5703524.1206
Commercial_Grocery (WA)_Existing | Commercial | Grocery (WA) | Existing | 2718310.9608 | 2668887.1251 | 2620361.9047 | 2572718.9609 | 2525942.2525 | 2480016.0298 | 2434924.8292 | 2390653.4687 | 2347187.042 | 2304510.914 | 2262610.7155 | 2221472.3389 | 2181081.9327 | 2141425.8976 | 2102490.8813 | 2064263.7743 | 2026731.7057 | 1989882.0383 | 1953702.3649 | 1918180.5037 | 1883304.4946 | 1849062.5947 | 1815443.2748 | 1782435.2152 | 1750027.3022 | 1718208.624 | 1686968.4672
Commercial_Grocery (WA)_New | Commercial | Grocery (WA) | New | 0 | 63910.7451 | 123634.5284 | 183718.636 | 243709.3455 | 302485.8812 | 360230.397 | 416761.0774 | 472365.5946 | 527073.7373 | 580869.5675 | 632857.9726 | 684068.0998 | 734452.934 | 783874.2906 | 832330.1255 | 880106.0757 | 927063.2416 | 973183.7232 | 1018449.3948 | 1063008.5997 | 1107448.9202 | 1151069.6629 | 1193927.6086 | 1236094.4857 | 1277717.5891 | 1315185.9046
Commercial_School (WA)_Existing | Commercial | School (WA) | Existing | 7325818.428 | 7192621.7293 | 7061846.7888 | 6933449.5744 | 6807386.8549 | 6683616.1848 | 6562095.8906 | 6442785.0562 | 6325643.5097 | 6210631.8095 | 6097711.2312 | 5986843.7542 | 5877992.0496 | 5771119.4669 | 5666190.022 | 5563168.3853 | 5462019.8692 | 5362710.417 | 5265206.5913 | 5169475.5623 | 5075485.0976 | 4983203.5503 | 4892599.8494 | 4803643.4885 | 4716304.516 | 4630553.5248 | 4546361.6425
Commercial_School (WA)_New | Commercial | School (WA) | New | 0 | 172238.7619 | 333193.7073 | 495119.7227 | 656794.0313 | 815196.1549 | 970816.996 | 1123166.5637 | 1273020.1317 | 1420457.9806 | 1565437.1568 | 1705545.3422 | 1843556.0772 | 1979342.6565 | 2112532.6743 | 2243120.6214 | 2371876.2867 | 2498425.3374 | 2622719.5328 | 2744710.0247 | 2864796.5966 | 2984562.7762 | 3102120.2027 | 3217621.8994 | 3331261.1739 | 3443434.984 | 3544411.6863
Commercial_College (WA)_Existing | Commercial | College (WA) | Existing | 3446747.2313 | 3384079.0998 | 3322550.3889 | 3262140.3818 | 3202828.7385 | 3144595.4887 | 3087421.0253 | 3031286.0976 | 2976171.8049 | 2922059.5903 | 2868931.2341 | 2816768.848 | 2765554.8689 | 2715272.0531 | 2665903.4704 | 2617432.4982 | 2569842.8164 | 2523118.4015 | 2477243.5215 | 2432202.7302 | 2387980.8624 | 2344563.0285 | 2301934.6098 | 2260081.2533 | 2218988.8669 | 2178643.6147 | 2139031.9127
Commercial_College (WA)_New | Commercial | College (WA) | New | 0 | 81037.1539 | 156765.3498 | 232950.4274 | 309017.0786 | 383544.1893 | 456762.7257 | 528442.1504 | 598947.2245 | 668315.7192 | 736527.4255 | 802447.3639 | 867380.4664 | 931267.1189 | 993932.1071 | 1055372.8388 | 1115951.4946 | 1175491.9534 | 1233971.5183 | 1291367.2065 | 1347867.1134 | 1404216.2779 | 1459526.2393 | 1513868.9939 | 1567335.4917 | 1620112.4985 | 1667621.3431
Commercial_Health (WA)_Existing | Commercial | Health (WA) | Existing | 5738656.4727 | 5630379.9355 | 5524146.3518 | 5419917.1754 | 5317654.5871 | 5217321.4817 | 5118881.4538 | 5022298.7848 | 4927538.4304 | 4834566.0072 | 4743347.7806 | 4653850.6527 | 4566042.1498 | 4479890.4111 | 4395364.177 | 4312432.7774 | 4231066.1212 | 4151234.685 | 4072909.5022 | 3996062.1531 | 3920664.754 | 3846689.9473 | 3774110.8917 | 3702901.2523 | 3633035.1909 | 3564487.3571 | 3497232.8787
Commercial_Health (WA)_New | Commercial | Health (WA) | New | 0 | 138860.0127 | 268735.0069 | 399228.8626 | 529387.6754 | 656849.2193 | 782001.8017 | 904465.2569 | 1024850.469 | 1143223.8122 | 1259555.0391 | 1371957.7826 | 1482607.9188 | 1591409.3444 | 1698073.4081 | 1802598.7888 | 1905591.4172 | 2006760.906 | 2106072.2393 | 2203489.8548 | 2299329.5561 | 2394834.3618 | 2488527.5323 | 2580531.3758 | 2670999.6947 | 2760245.7593 | 2840648.5729
Commercial_Lodging (WA)_Existing | Commercial | Lodging (WA) | Existing | 4269939.4394 | 4204248.0635 | 4139567.324 | 4075881.6729 | 4013175.801 | 3951434.6348 | 3890643.3327 | 3830787.2815 | 3771852.0925 | 3713823.5988 | 3656687.8511 | 3600431.115 | 3545039.867 | 3490500.7922 | 3436800.78 | 3383926.9218 | 3331866.5076 | 3280607.0229 | 3230136.1456 | 3180441.7434 | 3131511.8704 | 3083334.7647 | 3035898.8453 | 2989192.7092 | 2943205.129 | 2897925.0501 | 2853341.5878
Commercial_Lodging (WA)_New | Commercial | Lodging (WA) | New | 0 | 88447.5017 | 170719.012 | 253947.3193 | 337409.8247 | 419336.3409 | 500003.5477 | 579116.6134 | 657118.3889 | 734046.8448 | 809868.3233 | 883168.3503 | 955555.2821 | 1026947.22 | 1097119.2395 | 1166060.4458 | 1234212.0117 | 1301348.4168 | 1367434.3762 | 1432434.4153 | 1496574.7112 | 1560771.5582 | 1623917.7736 | 1686096.1709 | 1747413.1914 | 1808094.1211 | 1862460.8132
Commercial_Warehouse (WA)_Existing | Commercial | Warehouse (WA) | Existing | 8433278.4491 | 8287877.0965 | 8144982.6638 | 8004551.9282 | 7866542.4122 | 7730912.3706 | 7597620.778 | 7466627.3163 | 7337892.3626 | 7211376.977 | 7087042.8912 | 6964852.4966 | 6844768.8328 | 6726755.5771 | 6610777.0326 | 6496798.1183 | 6384784.3576 | 6274701.8687 | 6166517.3537 | 6060198.089 | 5955711.9151 | 5853027.2269 | 5752112.9643 | 5652938.6029 | 5555474.1442 | 5459690.1072 | 5365557.5192
Commercial_Warehouse (WA)_New | Commercial | Warehouse (WA) | New | 0 | 190345.49 | 367982.305 | 547010.464 | 726015.0509 | 901511.8588 | 1074059.0525 | 1243085.7853 | 1409477.9085 | 1573321.3747 | 1734560.4269 | 1890411.9119 | 2044062.6406 | 2195360.8851 | 2343872.2152 | 2489584.6994 | 2633379.0425 | 2774818.9997 | 2913843.8433 | 3050392.2715 | 3184919.5582 | 3319243.7908 | 3451186.4327 | 3580919.0466 | 3708659.6815 | 3834860.9328 | 3948315.7389
Commercial_Miscellaneous (WA)_Existing | Commercial | Miscellaneous (WA) | Existing | 20313304.1294 | 19963074.7479 | 19618883.8039 | 19280627.1866 | 18948202.58 | 18621509.432 | 18300448.9246 | 17984923.9431 | 17674839.0476 | 17370100.4433 | 17070615.9529 | 16776294.9882 | 16487048.5229 | 16202789.0656 | 15923430.6334 | 15648888.7259 | 15379080.2996 | 15113923.7427 | 14853338.8506 | 14597246.8015 | 14345570.1325 | 14098232.7164 | 13855159.7385 | 13616277.6741 | 13381514.2659 | 13150798.5027 | 12924060.5975
Commercial_Miscellaneous (WA)_New | Commercial | Miscellaneous (WA) | New | 0 | 458486.6788 | 886361.8723 | 1317588.407 | 1748758.1635 | 2171478.7047 | 2587094.4875 | 2994230.5081 | 3395020.5241 | 3789671.5697 | 4178049.3429 | 4553450.0407 | 4923549.7594 | 5287983.0309 | 5645703.4397 | 5996682.2464 | 6343040.8117 | 6683728.349 | 7018598.5832 | 7347503.8563 | 7671540.7898 | 7995088.6254 | 8312899.9047 | 8625387.8721 | 8933077.7441 | 9237059.6906 | 9510339.1745
Commercial_Office (ID)_Existing | Commercial | Office (ID) | Existing | 8062734.7739 | 7916139.5962 | 7772209.7854 | 7630896.8802 | 7492153.3005 | 7355932.3314 | 7222188.1072 | 7090875.5962 | 6961950.5854 | 6835369.6656 | 6711090.2172 | 6589070.395 | 6469269.1151 | 6351646.0403 | 6236161.5668 | 6122776.8111 | 6011453.5963 | 5902154.44 | 5794842.5411 | 5689481.7676 | 5586036.6446 | 5484472.342 | 5384754.663 | 5286850.0328 | 5190725.4867 | 5096348.6597 | 5003687.775
Commercial_Office (ID)_New | Commercial | Office (ID) | New | 0 | 182995.1235 | 354004.7328 | 558210.2863 | 766818.2781 | 955584.3303 | 1120738.1851 | 1280451.4604 | 1435428.8518 | 1584539.5767 | 1731275.4434 | 1877879.9063 | 2022119.0531 | 2164253.3817 | 2305349.9138 | 2445007.2112 | 2582749.7414 | 2718174.6653 | 2851979.2667 | 2983465.8077 | 3111789.1196 | 3238011.45 | 3362974.2527 | 3487738.5203 | 3610355.7689 | 3738710.7712 | 3852947.4302
Commercial_Restaurant (ID)_Existing | Commercial | Restaurant (ID) | Existing | 243654.0728 | 239724.1684 | 235857.6496 | 232053.494 | 228310.6957 | 224628.2651 | 221005.2286 | 217440.6281 | 213933.5212 | 210482.9805 | 207088.0937 | 203747.9632 | 200461.7057 | 197228.4524 | 194047.3483 | 190917.5524 | 187838.237 | 184808.5881 | 181827.8044 | 178895.0979 | 176009.693 | 173170.827 | 170377.7492 | 167629.721 | 164926.0158 | 162265.9188 | 159648.7265
Commercial_Restaurant (ID)_New | Commercial | Restaurant (ID) | New | 0 | 5029.9028 | 9714.7672 | 15419.5248 | 21273.6103 | 26543.9417 | 31116.1704 | 35539.0357 | 39833.4398 | 43964.8262 | 48038.3411 | 52121.414 | 56146.1785 | 60120.1565 | 64075.2514 | 67998.9977 | 71876.699 | 75695.8629 | 79477.2503 | 83199.4717 | 86836.6899 | 90420.7161 | 93976.6961 | 97536.4166 | 101040.7255 | 104727.6355 | 107996.8429
Commercial_Retail (ID)_Existing | Commercial | Retail (ID) | Existing | 10122719.2079 | 9959449.5433 | 9798813.2603 | 9640767.8852 | 9485271.6289 | 9332283.3769 | 9181762.6772 | 9033669.7308 | 8887965.3803 | 8744611.1 | 8603568.9855 | 8464801.7438 | 8328272.6834 | 8193945.7046 | 8061785.29 | 7931756.495 | 7803824.9387 | 7677956.7945 | 7554118.7817 | 7432278.1562 | 7312402.702 | 7194460.723 | 7078421.0339 | 6964252.9527 | 6851926.2922 | 6741411.352 | 6632678.9108
Commercial_Retail (ID)_New | Commercial | Retail (ID) | New | 0 | 208969.5966 | 403604.4177 | 640611.1673 | 883821.8091 | 1102780.1242 | 1292735.4426 | 1476485.3924 | 1654898.3636 | 1826538.6905 | 1995774.7147 | 2165407.8378 | 2332618.5058 | 2497719.2291 | 2662035.4426 | 2825049.2691 | 2986150.131 | 3144819.0328 | 3301918.488 | 3456559.8712 | 3607669.7546 | 3756569.7521 | 3904304.5553 | 4052194.7637 | 4197782.8667 | 4350957.2192 | 4486777.9265
Commercial_Grocery (ID)_Existing | Commercial | Grocery (ID) | Existing | 1616977.0288 | 1587577.4465 | 1558712.402 | 1530372.1765 | 1502547.2279 | 1475228.1874 | 1448405.8567 | 1422071.2047 | 1396215.3646 | 1370829.6307 | 1345905.4556 | 1321434.4474 | 1297408.3665 | 1273819.1235 | 1250658.7758 | 1227919.5253 | 1205593.7157 | 1183673.83 | 1162152.4876 | 1141022.4424 | 1120276.5798 | 1099907.9147 | 1079909.589 | 1060274.8692 | 1040997.1443 | 1022069.9235 | 1003486.834
Commercial_Grocery (ID)_New | Commercial | Grocery (ID) | New | 0 | 36699.5715 | 70995.4547 | 111948.7662 | 153784.9843 | 191641.9124 | 224763.4272 | 256793.8368 | 287874.4675 | 317778.5415 | 347206.3389 | 376607.7834 | 405534.865 | 434039.8266 | 462336.6585 | 490344.8528 | 517969.0415 | 545128.4356 | 571962.8749 | 598332.4285 | 624067.5982 | 649381.4172 | 674442.6386 | 699464.0439 | 724054.8657 | 749796.3909 | 772706.4901
Commercial_School (ID)_Existing | Commercial | School (ID) | Existing | 9258854.7679 | 9090511.9539 | 8925229.9184 | 8762953.0108 | 8603626.5924 | 8447197.018 | 8293611.6177 | 8142818.6791 | 7994767.4304 | 7849408.0226 | 7706691.5131 | 7566569.8492 | 7428995.852 | 7293923.2001 | 7161306.4147 | 7031100.8435 | 6903262.6463 | 6777748.78 | 6654516.984 | 6533525.7661 | 6414734.3886 | 6298102.8542 | 6183591.8933 | 6071162.9497 | 5960778.1688 | 5852400.3839 | 5745993.1042
Commercial_School (ID)_New | Commercial | School (ID) | New | 0 | 210142.7517 | 406521.9184 | 641021.7024 | 880577.0336 | 1097346.8408 | 1287001.5423 | 1470408.5451 | 1648377.088 | 1819608.6348 | 1988113.0091 | 2156466.4858 | 2322103.7478 | 2485323.9384 | 2647352.3736 | 2807728.0612 | 2965904.9228 | 3121420.3574 | 3275075.092 | 3426067.8781 | 3573428.1648 | 3718375.786 | 3861877.0264 | 4005150.2789 | 4145957.9984 | 4293354.6768 | 4424538.5325
Commercial_College (ID)_Existing | Commercial | College (ID) | Existing | 4363622.9408 | 4284284.3419 | 4206388.263 | 4129908.4764 | 4054819.2313 | 3981095.2453 | 3908711.6954 | 3837644.21 | 3767868.8608 | 3699362.1542 | 3632101.0241 | 3566062.8237 | 3501225.3178 | 3437566.6757 | 3375065.4634 | 3313700.6368 | 3253451.5343 | 3194297.87 | 3136219.7269 | 3079197.5501 | 3023212.1401 | 2968244.6466 | 2914276.5621 | 2861289.7155 | 2809266.2662 | 2758188.6977 | 2708039.8123
Commercial_College (ID)_New | Commercial | College (ID) | New | 0 | 99038.5696 | 191590.4735 | 302108.3143 | 415008.7934 | 517170.6403 | 606553.3584 | 692991.5871 | 776866.7137 | 857566.7489 | 936981.4899 | 1016325.1141 | 1094388.6084 | 1171312.9566 | 1247675.6402 | 1323259.3972 | 1397806.8655 | 1471100.0249 | 1543516.2515 | 1614677.9234 | 1684127.6279 | 1752440.2628 | 1820071.2302 | 1887594.7486 | 1953956.2815 | 2023423.1371 | 2085249.0213
Commercial_Health (ID)_Existing | Commercial | Health (ID) | Existing | 3034600.7254 | 2977344.1079 | 2921167.804 | 2866051.4303 | 2811974.9882 | 2758918.8564 | 2706863.7836 | 2655790.882 | 2605681.6201 | 2556517.816 | 2508281.6307 | 2460955.5622 | 2414522.4384 | 2368965.4113 | 2324267.9507 | 2280413.8384 | 2237387.1622 | 2195172.3101 | 2153753.9646 | 2113117.0974 | 2073246.9635 | 2034129.0962 | 1995749.302 | 1958093.6548 | 1921148.4915 | 1884900.4067 | 1849336.2481
Commercial_Health (ID)_New | Commercial | Health (ID) | New | 0 | 70956.5971 | 137325.0229 | 216112.5307 | 296484.0949 | 369316.8103 | 433193.6396 | 494955.8398 | 554870.5307 | 612513.9593 | 669202.1481 | 725781.227 | 781412.1194 | 836194.536 | 890531.7 | 944274.104 | 997244.3138 | 1049292.2158 | 1100681.7158 | 1151151.6329 | 1200385.261 | 1248783.7595 | 1296665.1526 | 1344430.0589 | 1391346.3767 | 1440382.9505 | 1484067.6616
Commercial_Lodging (ID)_Existing | Commercial | Lodging (ID) | Existing | 2525142.2094 | 2486293.8677 | 2448043.1928 | 2410380.9899 | 2373298.2054 | 2336785.9253 | 2300835.3726 | 2265437.9054 | 2230585.0145 | 2196268.322 | 2162479.5786 | 2129210.662 | 2096453.5749 | 2064200.4429 | 2032443.5131 | 2001175.1513 | 1970387.8413 | 1940074.1822 | 1910226.8871 | 1880838.7811 | 1851902.7999 | 1823411.9876 | 1795359.4955 | 1767738.5801 | 1740542.602 | 1713765.0235 | 1687399.4078
Commercial_Lodging (ID)_New | Commercial | Lodging (ID) | New | 0 | 50248.3247 | 96980.0354 | 154339.3864 | 213302.7835 | 266271.4907 | 312059.1255 | 356351.3376 | 399363.4905 | 440736.2209 | 481558.0184 | 522526.5203 | 562937.2251 | 602866.9585 | 642645.2474 | 682141.8227 | 721203.3139 | 759699.2189 | 797843.6791 | 835414.0309 | 872141.5328 | 908354.9143 | 944313.8463 | 980346.8458 | 1015839.9891 | 1053259.084 | 1086381.9477
Commercial_Warehouse (ID)_Existing | Commercial | Warehouse (ID) | Existing | 5271788.1214 | 5180895.2228 | 5091569.4431 | 5003783.763 | 4917511.6292 | 4832726.9459 | 4749404.0675 | 4667517.7905 | 4587043.3458 | 4507956.3916 | 4430233.0055 | 4353849.6779 | 4278783.3041 | 4205011.1782 | 4132510.9854 | 4061260.796 | 3991239.0582 | 3922424.5917 | 3854796.5815 | 3788334.5714 | 3723018.4581 | 3658828.4847 | 3595745.235 | 3533749.6275 | 3472822.9098 | 3412946.6527 | 3354102.7449
Commercial_Warehouse (ID)_New | Commercial | Warehouse (ID) | New | 0 | 114692.8632 | 221724.665 | 350632.4612 | 482585.1722 | 601726.256 | 705586.2006 | 806042.208 | 903550.9015 | 997368.8822 | 1089775.311 | 1182233.2115 | 1273278.1905 | 1363076.9055 | 1452323.4442 | 1540751.8339 | 1628047.7396 | 1713944.4387 | 1798894.6006 | 1882438.8432 | 1964021.4646 | 2044333.9947 | 2123923.6714 | 2203481.3496 | 2281730.2189 | 2363822.9752 | 2436774.1201
Commercial_Miscellaneous (ID)_Existing | Commercial | Miscellaneous (ID) | Existing | 10189170.3187 | 10013494.9684 | 9840848.5034 | 9671178.7016 | 9504434.2412 | 9340564.6854 | 9179520.4666 | 9021252.8724 | 8865714.0298 | 8712856.8913 | 8562635.2208 | 8415003.579 | 8269917.3104 | 8127332.5292 | 7987206.1063 | 7849495.6562 | 7714159.5242 | 7581156.7738 | 7450447.1742 | 7321991.1885 | 7195749.9611 | 7071685.3066 | 6949759.6978 | 6829936.2548 | 6712178.7331 | 6596451.5136 | 6482719.591
Commercial_Miscellaneous (ID)_New | Commercial | Miscellaneous (ID) | New | 0 | 221675.2819 | 428543.4701 | 677692.9923 | 932727.6438 | 1163000.3267 | 1363738.0347 | 1557896.7046 | 1746358.8853 | 1927687.7556 | 2106288.4161 | 2284988.56 | 2460957.8472 | 2634518.3887 | 2807011.699 | 2977923.7125 | 3146646.8916 | 3312665.7219 | 3476855.1104 | 3638327.176 | 3796007.8727 | 3951233.7712 | 4105062.5583 | 4258829.4992 | 4410066.8097 | 4568733.4815 | 4709731.4926
| Office (WA) |  | Check | TRUE | TRUE | TRUE | TRUE | TRUE | TRUE | TRUE | TRUE | TRUE | TRUE | TRUE | TRUE | TRUE | TRUE | TRUE | TRUE | TRUE | TRUE | TRUE | TRUE | TRUE | TRUE | TRUE | #N/A | #N/A | #N/A | #N/A
| Restaurant (WA) |  | Check | TRUE | TRUE | TRUE | TRUE | TRUE | TRUE | TRUE | TRUE | TRUE | TRUE | TRUE | TRUE | TRUE | TRUE | TRUE | TRUE | TRUE | TRUE | TRUE | TRUE | TRUE | TRUE | TRUE | #N/A | #N/A | #N/A | #N/A
| Retail (WA) |  | Check | TRUE | TRUE | TRUE | TRUE | TRUE | TRUE | TRUE | TRUE | TRUE | TRUE | TRUE | TRUE | TRUE | TRUE | TRUE | TRUE | TRUE | TRUE | TRUE | TRUE | TRUE | TRUE | TRUE | #N/A | #N/A | #N/A | #N/A
| Grocery (WA) |  | Check | TRUE | TRUE | TRUE | TRUE | TRUE | TRUE | TRUE | TRUE | TRUE | TRUE | TRUE | TRUE | TRUE | TRUE | TRUE | TRUE | TRUE | TRUE | TRUE | TRUE | TRUE | TRUE | TRUE | #N/A | #N/A | #N/A | #N/A
| School (WA) |  | Check | TRUE | TRUE | TRUE | TRUE | TRUE | TRUE | TRUE | TRUE | TRUE | TRUE | TRUE | TRUE | TRUE | TRUE | TRUE | TRUE | TRUE | TRUE | TRUE | TRUE | TRUE | TRUE | TRUE | #N/A | #N/A | #N/A | #N/A
| College (WA) |  | Check | TRUE | TRUE | TRUE | TRUE | TRUE | TRUE | TRUE | TRUE | TRUE | TRUE | TRUE | TRUE | TRUE | TRUE | TRUE | TRUE | TRUE | TRUE | TRUE | TRUE | TRUE | TRUE | TRUE | #N/A | #N/A | #N/A | #N/A
| Health (WA) |  | Check | TRUE | TRUE | TRUE | TRUE | TRUE | TRUE | TRUE | TRUE | TRUE | TRUE | TRUE | TRUE | TRUE | TRUE | TRUE | TRUE | TRUE | TRUE | TRUE | TRUE | TRUE | TRUE | TRUE | #N/A | #N/A | #N/A | #N/A
| Lodging (WA) |  | Check | TRUE | TRUE | TRUE | TRUE | TRUE | TRUE | TRUE | TRUE | TRUE | TRUE | TRUE | TRUE | TRUE | TRUE | TRUE | TRUE | TRUE | TRUE | TRUE | TRUE | TRUE | TRUE | TRUE | #N/A | #N/A | #N/A | #N/A
| Warehouse (WA) |  | Check | TRUE | TRUE | TRUE | TRUE | TRUE | TRUE | TRUE | TRUE | TRUE | TRUE | TRUE | TRUE | TRUE | TRUE | TRUE | TRUE | TRUE | TRUE | TRUE | TRUE | TRUE | TRUE | TRUE | #N/A | #N/A | #N/A | #N/A
| Miscellaneous (WA) |  | Check | TRUE | TRUE | TRUE | TRUE | TRUE | TRUE | TRUE | TRUE | TRUE | TRUE | TRUE | TRUE | TRUE | TRUE | TRUE | TRUE | TRUE | TRUE | TRUE | TRUE | TRUE | TRUE | TRUE | #N/A | #N/A | #N/A | #N/A
| Office (ID) |  | Check | TRUE | TRUE | TRUE | TRUE | TRUE | TRUE | TRUE | TRUE | TRUE | TRUE | TRUE | TRUE | TRUE | TRUE | TRUE | TRUE | TRUE | TRUE | TRUE | TRUE | TRUE | TRUE | TRUE | #N/A | #N/A | #N/A | #N/A
| Restaurant (ID) |  | Check | TRUE | TRUE | TRUE | TRUE | TRUE | TRUE | TRUE | TRUE | TRUE | TRUE | TRUE | TRUE | TRUE | TRUE | TRUE | TRUE | TRUE | TRUE | TRUE | TRUE | TRUE | TRUE | TRUE | #N/A | #N/A | #N/A | #N/A
| Retail (ID) |  | Check | TRUE | TRUE | TRUE | TRUE | TRUE | TRUE | TRUE | TRUE | TRUE | TRUE | TRUE | TRUE | TRUE | TRUE | TRUE | TRUE | TRUE | TRUE | TRUE | TRUE | TRUE | TRUE | TRUE | #N/A | #N/A | #N/A | #N/A
| Grocery (ID) |  | Check | TRUE | TRUE | TRUE | TRUE | TRUE | TRUE | TRUE | TRUE | TRUE | TRUE | TRUE | TRUE | TRUE | TRUE | TRUE | TRUE | TRUE | TRUE | TRUE | TRUE | TRUE | TRUE | TRUE | #N/A | #N/A | #N/A | #N/A
| School (ID) |  | Check | TRUE | TRUE | TRUE | TRUE | TRUE | TRUE | TRUE | TRUE | TRUE | TRUE | TRUE | TRUE | TRUE | TRUE | TRUE | TRUE | TRUE | TRUE | TRUE | TRUE | TRUE | TRUE | TRUE | #N/A | #N/A | #N/A | #N/A
| College (ID) |  | Check | TRUE | TRUE | TRUE | TRUE | TRUE | TRUE | TRUE | TRUE | TRUE | TRUE | TRUE | TRUE | TRUE | TRUE | TRUE | TRUE | TRUE | TRUE | TRUE | TRUE | TRUE | TRUE | TRUE | #N/A | #N/A | #N/A | #N/A
| Health (ID) |  | Check | TRUE | TRUE | TRUE | TRUE | TRUE | TRUE | TRUE | TRUE | TRUE | TRUE | TRUE | TRUE | TRUE | TRUE | TRUE | TRUE | TRUE | TRUE | TRUE | TRUE | TRUE | TRUE | TRUE | #N/A | #N/A | #N/A | #N/A
| Lodging (ID) |  | Check | TRUE | TRUE | TRUE | TRUE | TRUE | TRUE | TRUE | TRUE | TRUE | TRUE | TRUE | TRUE | TRUE | TRUE | TRUE | TRUE | TRUE | TRUE | TRUE | TRUE | TRUE | TRUE | TRUE | #N/A | #N/A | #N/A | #N/A
| Warehouse (ID) |  | Check | TRUE | TRUE | TRUE | TRUE | TRUE | TRUE | TRUE | TRUE | TRUE | TRUE | TRUE | TRUE | TRUE | TRUE | TRUE | TRUE | TRUE | TRUE | TRUE | TRUE | TRUE | TRUE | TRUE | #N/A | #N/A | #N/A | #N/A
| Miscellaneous (ID) |  | Check | TRUE | TRUE | TRUE | TRUE | TRUE | TRUE | TRUE | TRUE | TRUE | TRUE | TRUE | TRUE | TRUE | TRUE | TRUE | TRUE | TRUE | TRUE | TRUE | TRUE | TRUE | TRUE | TRUE | #N/A | #N/A | #N/A | #N/A
|  | Decay |  | 2019 | 2020 | 2021 | 2022 | 2023 | 2024 | 2025 | 2026 | 2027 | 2028 | 2029 | 2030 | 2031 | 2032 | 2033 | 2034 | 2035 | 2036 | 2037 | 2038 | 2039 | 2040 | 2041 | 2042 | 2043 | 2044 | 2045
| Office (WA) | Office |  | 14835226.4852 | 14914289.0302 | 14975405.37 | 15043303.2251 | 15115418.852 | 15185549.6451 | 15254605.3199 | 15321510.7581 | 15387754.5851 | 15453419.5022 | 15518340.1067 | 15577554.3141 | 15636603.1186 | 15695155.7148 | 15752385.0884 | 15808208.5381 | 15864114.6892 | 15919276.5276 | 15973528.6506 | 16026705.6553 | 16079551.8543 | 16135209.9012 | 16189792.8298 | 16243548.7443 | 16296808.4504 | 16350316.2607 | 16384306.539
| Restaurant (WA) | Restaurant |  | 1018626.3295 | 1024054.9753 | 1028251.3867 | 1032913.435 | 1037865.0868 | 1042680.4547 | 1047422.002 | 1052015.9083 | 1056564.3867 | 1061073.1155 | 1065530.7379 | 1069596.5437 | 1073650.9926 | 1077671.3704 | 1081600.8923 | 1085433.8797 | 1089272.5455 | 1093060.1049 | 1096785.2008 | 1100436.4761 | 1104065.0375 | 1107886.6679 | 1111634.4777 | 1115325.5026 | 1118982.4565 | 1122656.4458 | 1124990.3093
| Retail (WA) | Retail |  | 12697295.6424 | 12764964.3436 | 12817273.0991 | 12875386.0737 | 12937108.9895 | 12997133.1094 | 13056237.0482 | 13113500.6249 | 13170197.9363 | 13226399.7656 | 13281964.5464 | 13332645.2892 | 13383184.4656 | 13433298.9431 | 13482280.89 | 13530059.5232 | 13577908.9396 | 13625121.3075 | 13671555.0606 | 13717068.6327 | 13762299.0721 | 13809936.139 | 13856653.0248 | 13902662.079 | 13948246.4342 | 13994043.1389 | 14023135.0178
| Grocery (WA) | Grocery |  | 2718310.9608 | 2732797.8702 | 2743996.4331 | 2756437.5969 | 2769651.598 | 2782501.911 | 2795155.2263 | 2807414.5461 | 2819552.6366 | 2831584.6513 | 2843480.283 | 2854330.3114 | 2865150.0325 | 2875878.8316 | 2886365.1719 | 2896593.8998 | 2906837.7814 | 2916945.2799 | 2926886.0881 | 2936629.8985 | 2946313.0943 | 2956511.5148 | 2966512.9377 | 2976362.8238 | 2986121.7879 | 2995926.213 | 3002154.3718
| School (WA) | Education |  | 7325818.428 | 7364860.4912 | 7395040.4961 | 7428569.2972 | 7464180.8862 | 7498812.3397 | 7532912.8865 | 7565951.6199 | 7598663.6414 | 7631089.7901 | 7663148.388 | 7692389.0964 | 7721548.1269 | 7750462.1234 | 7778722.6963 | 7806289.0066 | 7833896.1559 | 7861135.7544 | 7887926.1241 | 7914185.5871 | 7940281.6941 | 7967766.3265 | 7994720.0521 | 8021265.3879 | 8047565.6899 | 8073988.5088 | 8090773.3288
| College (WA) | Education |  | 3446747.2313 | 3465116.2537 | 3479315.7387 | 3495090.8092 | 3511845.8171 | 3528139.678 | 3544183.751 | 3559728.248 | 3575119.0294 | 3590375.3095 | 3605458.6595 | 3619216.2119 | 3632935.3354 | 3646539.1721 | 3659835.5774 | 3672805.337 | 3685794.311 | 3698610.3549 | 3711215.0398 | 3723569.9367 | 3735847.9757 | 3748779.3064 | 3761460.8491 | 3773950.2472 | 3786324.3585 | 3798756.1133 | 3806653.2558
| Health (WA) | Healthcare |  | 5738656.4727 | 5769239.9482 | 5792881.3587 | 5819146.038 | 5847042.2625 | 5874170.701 | 5900883.2555 | 5926764.0418 | 5952388.8994 | 5977789.8194 | 6002902.8197 | 6025808.4353 | 6048650.0687 | 6071299.7555 | 6093437.5851 | 6115031.5662 | 6136657.5385 | 6157995.5909 | 6178981.7415 | 6199552.008 | 6219994.3101 | 6241524.3091 | 6262638.424 | 6283432.6281 | 6304034.8856 | 6324733.1164 | 6337881.4516
| Lodging (WA) | Lodging |  | 4269939.4394 | 4292695.5652 | 4310286.336 | 4329828.9921 | 4350585.6257 | 4370770.9757 | 4390646.8805 | 4409903.8949 | 4428970.4814 | 4447870.4436 | 4466556.1744 | 4483599.4652 | 4500595.1491 | 4517448.0121 | 4533920.0195 | 4549987.3677 | 4566078.5193 | 4581955.4397 | 4597570.5218 | 4612876.1587 | 4628086.5816 | 4644106.3229 | 4659816.6189 | 4675288.8801 | 4690618.3205 | 4706019.1713 | 4715802.401
| Warehouse (WA) | Warehouse |  | 8433278.4491 | 8478222.5865 | 8512964.9688 | 8551562.3922 | 8592557.4632 | 8632424.2294 | 8671679.8305 | 8709713.1016 | 8747370.2711 | 8784698.3518 | 8821603.3181 | 8855264.4085 | 8888831.4734 | 8922116.4622 | 8954649.2479 | 8986382.8177 | 9018163.4002 | 9049520.8684 | 9080361.197 | 9110590.3605 | 9140631.4733 | 9172271.0177 | 9203299.3971 | 9233857.6495 | 9264133.8257 | 9294551.04 | 9313873.2581
| Miscellaneous (WA) | Miscellaneous |  | 20313304.1294 | 20421561.4266 | 20505245.6763 | 20598215.5936 | 20696960.7434 | 20792988.1368 | 20887543.4121 | 20979154.4512 | 21069859.5716 | 21159772.013 | 21248665.2958 | 21329745.0289 | 21410598.2822 | 21490772.0965 | 21569134.0731 | 21645570.9723 | 21722121.1114 | 21797652.0917 | 21871937.4338 | 21944750.6577 | 22017110.9223 | 22093321.3418 | 22168059.6432 | 22241665.5462 | 22314592.01 | 22387858.1933 | 22434399.772
| Office (ID) | Office |  | 8062734.7739 | 8099134.7197 | 8126214.5182 | 8189107.1665 | 8258971.5786 | 8311516.6617 | 8342926.2924 | 8371327.0566 | 8397379.4371 | 8419909.2423 | 8442365.6605 | 8466950.3013 | 8491388.1682 | 8515899.422 | 8541511.4807 | 8567784.0222 | 8594203.3377 | 8620329.1053 | 8646821.8078 | 8672947.5754 | 8697825.7642 | 8722483.792 | 8747728.9157 | 8774588.5531 | 8801081.2556 | 8835059.4309 | 8856635.2052
| Restaurant (ID) | Restaurant |  | 243654.0728 | 244754.0712 | 245572.4168 | 247473.0188 | 249584.3059 | 251172.2068 | 252121.3989 | 252979.6638 | 253766.961 | 254447.8068 | 255126.4348 | 255869.3772 | 256607.8842 | 257348.6089 | 258122.5997 | 258916.5501 | 259714.936 | 260504.451 | 261305.0546 | 262094.5696 | 262846.383 | 263591.5432 | 264354.4453 | 265166.1376 | 265966.7412 | 266993.5542 | 267645.5694
| Retail (ID) | Retail |  | 10122719.2079 | 10168419.1399 | 10202417.678 | 10281379.0524 | 10369093.438 | 10435063.5011 | 10474498.1198 | 10510155.1232 | 10542863.7439 | 10571149.7905 | 10599343.7001 | 10630209.5816 | 10660891.1892 | 10691664.9337 | 10723820.7326 | 10756805.7642 | 10789975.0696 | 10822775.8273 | 10856037.2697 | 10888838.0273 | 10920072.4567 | 10951030.4751 | 10982725.5892 | 11016447.7164 | 11049709.1589 | 11092368.5712 | 11119456.8373
| Grocery (ID) | Grocery |  | 1616977.0288 | 1624277.018 | 1629707.8567 | 1642320.9427 | 1656332.2122 | 1666870.0997 | 1673169.2839 | 1678865.0416 | 1684089.8322 | 1688608.1722 | 1693111.7946 | 1698042.2308 | 1702943.2315 | 1707858.95 | 1712995.4343 | 1718264.3781 | 1723562.7573 | 1728802.2656 | 1734115.3626 | 1739354.8709 | 1744344.178 | 1749289.3319 | 1754352.2276 | 1759738.9131 | 1765052.0101 | 1771866.3144 | 1776193.3241
| School (ID) | Education |  | 9258854.7679 | 9300654.7056 | 9331751.8368 | 9403974.7132 | 9484203.626 | 9544543.8588 | 9580613.1599 | 9613227.2243 | 9643144.5185 | 9669016.6574 | 9694804.5222 | 9723036.3351 | 9751099.5997 | 9779247.1385 | 9808658.7883 | 9838828.9046 | 9869167.5692 | 9899169.1374 | 9929592.076 | 9959593.6443 | 9988162.5534 | 10016478.6402 | 10045468.9197 | 10076313.2286 | 10106736.1672 | 10145755.0607 | 10170531.6368
| College (ID) | Education |  | 4363622.9408 | 4383322.9115 | 4397978.7365 | 4432016.7907 | 4469828.0247 | 4498265.8856 | 4515265.0538 | 4530635.7971 | 4544735.5745 | 4556928.9031 | 4569082.5141 | 4582387.9378 | 4595613.9262 | 4608879.6323 | 4622741.1036 | 4636960.034 | 4651258.3998 | 4665397.8949 | 4679735.9784 | 4693875.4735 | 4707339.768 | 4720684.9094 | 4734347.7923 | 4748884.4642 | 4763222.5477 | 4781611.8348 | 4793288.8336
| Health (ID) | Healthcare |  | 3034600.7254 | 3048300.705 | 3058492.8269 | 3082163.961 | 3108459.0832 | 3128235.6666 | 3140057.4232 | 3150746.7218 | 3160552.1508 | 3169031.7753 | 3177483.7788 | 3186736.7892 | 3195934.5578 | 3205159.9473 | 3214799.6507 | 3224687.9424 | 3234631.476 | 3244464.5259 | 3254435.6804 | 3264268.7303 | 3273632.2244 | 3282912.8558 | 3292414.4545 | 3302523.7137 | 3312494.8682 | 3325283.3572 | 3333403.9097
| Lodging (ID) | Lodging |  | 2525142.2094 | 2536542.1924 | 2545023.2282 | 2564720.3763 | 2586600.9889 | 2603057.416 | 2612894.4982 | 2621789.243 | 2629948.505 | 2637004.5429 | 2644037.597 | 2651737.1823 | 2659390.7999 | 2667067.4014 | 2675088.7604 | 2683316.974 | 2691591.1552 | 2699773.4011 | 2708070.5662 | 2716252.8121 | 2724044.3327 | 2731766.9019 | 2739673.3417 | 2748085.426 | 2756382.5911 | 2767024.1075 | 2773781.3555
| Warehouse (ID) | Warehouse |  | 5271788.1214 | 5295588.086 | 5313294.108 | 5354416.2242 | 5400096.8014 | 5434453.2019 | 5454990.2681 | 5473559.9985 | 5490594.2474 | 5505325.2738 | 5520008.3165 | 5536082.8893 | 5552061.4946 | 5568088.0836 | 5584834.4297 | 5602012.6299 | 5619286.7978 | 5636369.0304 | 5653691.182 | 5670773.4147 | 5687039.9227 | 5703162.4794 | 5719668.9064 | 5737230.9771 | 5754553.1287 | 5776769.6279 | 5790876.8649
| Miscellaneous (ID) | Miscellaneous |  | 10189170.3187 | 10235170.2502 | 10269391.9735 | 10348871.6939 | 10437161.8851 | 10503565.0121 | 10543258.5014 | 10579149.577 | 10612072.9151 | 10640544.6469 | 10668923.6369 | 10699992.1391 | 10730875.1576 | 10761850.918 | 10794217.8053 | 10827419.3687 | 10860806.4158 | 10893822.4957 | 10927302.2846 | 10960318.3645 | 10991757.8338 | 11022919.0778 | 11054822.2561 | 11088765.754 | 11122245.5428 | 11165184.9951 | 11192451.0835
|  | Source: Market Profile | 2019 | 2020 | 2021 | 2022 | 2023 | 2024 | 2025 | 2026 | 2027 | 2028 | 2029 | 2030 | 2031 | 2032 | 2033 | 2034 | 2035 | 2036 | 2037 | 2038 | 2039 | 2040 | 2041 | 2042 | 2043 | 2044 | 2045
Households
|  | Office (WA) | 14835226.4852 | 14914289.0302 | 14975405.37 | 15043303.2251 | 15115418.852 | 15185549.6451 | 15254605.3199 | 15321510.7581 | 15387754.5851 | 15453419.5022 | 15518340.1067 | 15577554.3141 | 15636603.1186 | 15695155.7148 | 15752385.0884 | 15808208.5381 | 15864114.6892 | 15919276.5276 | 15973528.6506 | 16026705.6553 | 16079551.8543 | 16135209.9012 | 16189792.8298 | 16243548.7443 | 16296808.4504 | 16350316.2607 | 16384306.539
|  | Restaurant (WA) | 1018626.3295 | 1024054.9753 | 1028251.3867 | 1032913.435 | 1037865.0868 | 1042680.4547 | 1047422.002 | 1052015.9083 | 1056564.3867 | 1061073.1155 | 1065530.7379 | 1069596.5437 | 1073650.9926 | 1077671.3704 | 1081600.8923 | 1085433.8797 | 1089272.5455 | 1093060.1049 | 1096785.2008 | 1100436.4761 | 1104065.0375 | 1107886.6679 | 1111634.4777 | 1115325.5026 | 1118982.4565 | 1122656.4458 | 1124990.3093
|  | Retail (WA) | 12697295.6424 | 12764964.3436 | 12817273.0991 | 12875386.0737 | 12937108.9895 | 12997133.1094 | 13056237.0482 | 13113500.6249 | 13170197.9363 | 13226399.7656 | 13281964.5464 | 13332645.2892 | 13383184.4656 | 13433298.9431 | 13482280.89 | 13530059.5232 | 13577908.9396 | 13625121.3075 | 13671555.0606 | 13717068.6327 | 13762299.0721 | 13809936.139 | 13856653.0248 | 13902662.079 | 13948246.4342 | 13994043.1389 | 14023135.0178
|  | Grocery (WA) | 2718310.9608 | 2732797.8702 | 2743996.4331 | 2756437.5969 | 2769651.598 | 2782501.911 | 2795155.2263 | 2807414.5461 | 2819552.6366 | 2831584.6513 | 2843480.283 | 2854330.3114 | 2865150.0325 | 2875878.8316 | 2886365.1719 | 2896593.8998 | 2906837.7814 | 2916945.2799 | 2926886.0881 | 2936629.8985 | 2946313.0943 | 2956511.5148 | 2966512.9377 | 2976362.8238 | 2986121.7879 | 2995926.213 | 3002154.3718
|  | School (WA) | 7325818.428 | 7364860.4912 | 7395040.4961 | 7428569.2972 | 7464180.8862 | 7498812.3397 | 7532912.8865 | 7565951.6199 | 7598663.6414 | 7631089.7901 | 7663148.388 | 7692389.0964 | 7721548.1269 | 7750462.1234 | 7778722.6963 | 7806289.0066 | 7833896.1559 | 7861135.7544 | 7887926.1241 | 7914185.5871 | 7940281.6941 | 7967766.3265 | 7994720.0521 | 8021265.3879 | 8047565.6899 | 8073988.5088 | 8090773.3288
|  | College (WA) | 3446747.2313 | 3465116.2537 | 3479315.7387 | 3495090.8092 | 3511845.8171 | 3528139.678 | 3544183.751 | 3559728.248 | 3575119.0294 | 3590375.3095 | 3605458.6595 | 3619216.2119 | 3632935.3354 | 3646539.1721 | 3659835.5774 | 3672805.337 | 3685794.311 | 3698610.3549 | 3711215.0398 | 3723569.9367 | 3735847.9757 | 3748779.3064 | 3761460.8491 | 3773950.2472 | 3786324.3585 | 3798756.1133 | 3806653.2558
|  | Health (WA) | 5738656.4727 | 5769239.9482 | 5792881.3587 | 5819146.038 | 5847042.2625 | 5874170.701 | 5900883.2555 | 5926764.0418 | 5952388.8994 | 5977789.8194 | 6002902.8197 | 6025808.4353 | 6048650.0687 | 6071299.7555 | 6093437.5851 | 6115031.5662 | 6136657.5385 | 6157995.5909 | 6178981.7415 | 6199552.008 | 6219994.3101 | 6241524.3091 | 6262638.424 | 6283432.6281 | 6304034.8856 | 6324733.1164 | 6337881.4516
|  | Lodging (WA) | 4269939.4394 | 4292695.5652 | 4310286.336 | 4329828.9921 | 4350585.6257 | 4370770.9757 | 4390646.8805 | 4409903.8949 | 4428970.4814 | 4447870.4436 | 4466556.1744 | 4483599.4652 | 4500595.1491 | 4517448.0121 | 4533920.0195 | 4549987.3677 | 4566078.5193 | 4581955.4397 | 4597570.5218 | 4612876.1587 | 4628086.5816 | 4644106.3229 | 4659816.6189 | 4675288.8801 | 4690618.3205 | 4706019.1713 | 4715802.401
|  | Warehouse (WA) | 8433278.4491 | 8478222.5865 | 8512964.9688 | 8551562.3922 | 8592557.4632 | 8632424.2294 | 8671679.8305 | 8709713.1016 | 8747370.2711 | 8784698.3518 | 8821603.3181 | 8855264.4085 | 8888831.4734 | 8922116.4622 | 8954649.2479 | 8986382.8177 | 9018163.4002 | 9049520.8684 | 9080361.197 | 9110590.3605 | 9140631.4733 | 9172271.0177 | 9203299.3971 | 9233857.6495 | 9264133.8257 | 9294551.04 | 9313873.2581
|  | Miscellaneous (WA) | 20313304.1294 | 20421561.4266 | 20505245.6763 | 20598215.5936 | 20696960.7434 | 20792988.1368 | 20887543.4121 | 20979154.4512 | 21069859.5716 | 21159772.013 | 21248665.2958 | 21329745.0289 | 21410598.2822 | 21490772.0965 | 21569134.0731 | 21645570.9723 | 21722121.1114 | 21797652.0917 | 21871937.4338 | 21944750.6577 | 22017110.9223 | 22093321.3418 | 22168059.6432 | 22241665.5462 | 22314592.01 | 22387858.1933 | 22434399.772
|  | Office (ID) | 8062734.7739 | 8099134.7197 | 8126214.5182 | 8189107.1665 | 8258971.5786 | 8311516.6617 | 8342926.2924 | 8371327.0566 | 8397379.4371 | 8419909.2423 | 8442365.6605 | 8466950.3013 | 8491388.1682 | 8515899.422 | 8541511.4807 | 8567784.0222 | 8594203.3377 | 8620329.1053 | 8646821.8078 | 8672947.5754 | 8697825.7642 | 8722483.792 | 8747728.9157 | 8774588.5531 | 8801081.2556 | 8835059.4309 | 8856635.2052
|  | Restaurant (ID) | 243654.0728 | 244754.0712 | 245572.4168 | 247473.0188 | 249584.3059 | 251172.2068 | 252121.3989 | 252979.6638 | 253766.961 | 254447.8068 | 255126.4348 | 255869.3772 | 256607.8842 | 257348.6089 | 258122.5997 | 258916.5501 | 259714.936 | 260504.451 | 261305.0546 | 262094.5696 | 262846.383 | 263591.5432 | 264354.4453 | 265166.1376 | 265966.7412 | 266993.5542 | 267645.5694
|  | Retail (ID) | 10122719.2079 | 10168419.1399 | 10202417.678 | 10281379.0524 | 10369093.438 | 10435063.5011 | 10474498.1198 | 10510155.1232 | 10542863.7439 | 10571149.7905 | 10599343.7001 | 10630209.5816 | 10660891.1892 | 10691664.9337 | 10723820.7326 | 10756805.7642 | 10789975.0696 | 10822775.8273 | 10856037.2697 | 10888838.0273 | 10920072.4567 | 10951030.4751 | 10982725.5892 | 11016447.7164 | 11049709.1589 | 11092368.5712 | 11119456.8373
|  | Grocery (ID) | 1616977.0288 | 1624277.018 | 1629707.8567 | 1642320.9427 | 1656332.2122 | 1666870.0997 | 1673169.2839 | 1678865.0416 | 1684089.8322 | 1688608.1722 | 1693111.7946 | 1698042.2308 | 1702943.2315 | 1707858.95 | 1712995.4343 | 1718264.3781 | 1723562.7573 | 1728802.2656 | 1734115.3626 | 1739354.8709 | 1744344.178 | 1749289.3319 | 1754352.2276 | 1759738.9131 | 1765052.0101 | 1771866.3144 | 1776193.3241
|  | School (ID) | 9258854.7679 | 9300654.7056 | 9331751.8368 | 9403974.7132 | 9484203.626 | 9544543.8588 | 9580613.1599 | 9613227.2243 | 9643144.5185 | 9669016.6574 | 9694804.5222 | 9723036.3351 | 9751099.5997 | 9779247.1385 | 9808658.7883 | 9838828.9046 | 9869167.5692 | 9899169.1374 | 9929592.076 | 9959593.6443 | 9988162.5534 | 10016478.6402 | 10045468.9197 | 10076313.2286 | 10106736.1672 | 10145755.0607 | 10170531.6368
|  | College (ID) | 4363622.9408 | 4383322.9115 | 4397978.7365 | 4432016.7907 | 4469828.0247 | 4498265.8856 | 4515265.0538 | 4530635.7971 | 4544735.5745 | 4556928.9031 | 4569082.5141 | 4582387.9378 | 4595613.9262 | 4608879.6323 | 4622741.1036 | 4636960.034 | 4651258.3998 | 4665397.8949 | 4679735.9784 | 4693875.4735 | 4707339.768 | 4720684.9094 | 4734347.7923 | 4748884.4642 | 4763222.5477 | 4781611.8348 | 4793288.8336
|  | Health (ID) | 3034600.7254 | 3048300.705 | 3058492.8269 | 3082163.961 | 3108459.0832 | 3128235.6666 | 3140057.4232 | 3150746.7218 | 3160552.1508 | 3169031.7753 | 3177483.7788 | 3186736.7892 | 3195934.5578 | 3205159.9473 | 3214799.6507 | 3224687.9424 | 3234631.476 | 3244464.5259 | 3254435.6804 | 3264268.7303 | 3273632.2244 | 3282912.8558 | 3292414.4545 | 3302523.7137 | 3312494.8682 | 3325283.3572 | 3333403.9097
|  | Lodging (ID) | 2525142.2094 | 2536542.1924 | 2545023.2282 | 2564720.3763 | 2586600.9889 | 2603057.416 | 2612894.4982 | 2621789.243 | 2629948.505 | 2637004.5429 | 2644037.597 | 2651737.1823 | 2659390.7999 | 2667067.4014 | 2675088.7604 | 2683316.974 | 2691591.1552 | 2699773.4011 | 2708070.5662 | 2716252.8121 | 2724044.3327 | 2731766.9019 | 2739673.3417 | 2748085.426 | 2756382.5911 | 2767024.1075 | 2773781.3555
|  | Warehouse (ID) | 5271788.1214 | 5295588.086 | 5313294.108 | 5354416.2242 | 5400096.8014 | 5434453.2019 | 5454990.2681 | 5473559.9985 | 5490594.2474 | 5505325.2738 | 5520008.3165 | 5536082.8893 | 5552061.4946 | 5568088.0836 | 5584834.4297 | 5602012.6299 | 5619286.7978 | 5636369.0304 | 5653691.182 | 5670773.4147 | 5687039.9227 | 5703162.4794 | 5719668.9064 | 5737230.9771 | 5754553.1287 | 5776769.6279 | 5790876.8649
|  | Miscellaneous (ID) | 10189170.3187 | 10235170.2502 | 10269391.9735 | 10348871.6939 | 10437161.8851 | 10503565.0121 | 10543258.5014 | 10579149.577 | 10612072.9151 | 10640544.6469 | 10668923.6369 | 10699992.1391 | 10730875.1576 | 10761850.918 | 10794217.8053 | 10827419.3687 | 10860806.4158 | 10893822.4957 | 10927302.2846 | 10960318.3645 | 10991757.8338 | 11022919.0778 | 11054822.2561 | 11088765.754 | 11122245.5428 | 11165184.9951 | 11192451.0835
|  | Total | 135486467.7349 | 136163966.2904 | 136680506.0428 | 137476897.3928 | 138343549.2684 | 139081914.6911 | 139671063.6122 | 140228092.6417 | 140765589.3244 | 141276039.5733 | 141781938.2851 | 142271193.8683 | 142758553.054 | 143243707.5174 | 143729122.0271 | 144211359.4766 | 144695042.9065 | 145172681.4547 | 145647854.3204 | 146114682.8538 | 146571247.4323 | 147041632.8539 | 147510145.1029 | 147985104.3725 | 148454872.2307 | 148976765.0556 | 149308234.3252
% Change year over year
|  | Total |  | 0.4098% | 0.4098% | 0.4534% | 0.4794% | 0.464% | 0.4547% | 0.4386% | 0.4324% | 0.4267% | 0.4201% | 0.3816% | 0.3791% | 0.3745% | 0.3646% | 0.3544% | 0.3537% | 0.3477% | 0.3408% | 0.3329% | 0.3297% | 0.3461% | 0.3383% | 0.332% | 1.351% | 1.333% | 1.201%
|  | WA Forecast | 14948.5833 | 15028.25 | 15089.8333 | 15158.25 | 15230.9167 | 15301.5833 | 15371.1667 | 15438.5833 | 15505.3333 | 15571.5 | 15636.9167 | 15696.5833 | 15756.0833 | 15815.0833 | 15872.75 | 15929 | 15985.3333 | 16040.9167 | 16095.5833 | 16149.1667 | 16202.4167 | 16258.5 | 16313.5 | 16367.6667 | 16421.3333 | 16475.25 | 16509.5
|  | ID Forecast | 9155.5 | 9196.8333 | 9227.5833 | 9299 | 9378.3333 | 9438 | 9473.6667 | 9505.9167 | 9535.5 | 9561.0833 | 9586.5833 | 9614.5 | 9642.25 | 9670.0833 | 9699.1667 | 9729 | 9759 | 9788.6667 | 9818.75 | 9848.4167 | 9876.6667 | 9904.6667 | 9933.3333 | 9963.8333 | 9993.9167 | 10032.5 | 10057
|  | Source: | 2019: Copy of Avista 2020 CPA Data Request Worksheet_2020-06-24_to_AEG.xlsx
Source: AEO 2017 kbldg.txt
|  | Building Type | 2019: Survival Rate; 2020: Lifetime
|  | Office | 2019: 0.98182; 2020: 55
|  | Retail | 2019: 0.98387; 2020: 62
|  | Restaurant | 2019: 0.98387; 2020: 62
|  | Grocery | 2019: 0.98182; 2020: 55
|  | Education | 2019: 0.98182; 2020: 55
|  | Healthcare | 2019: 0.98113; 2020: 53
|  | Lodging | 2019: 0.98462; 2020: 65
|  | Warehouse | 2019: 0.98276; 2020: 58
|  | Miscellaneous | 2019: 0.98276; 2020: 58

## Saturations
Key | Sector | Segment | Vintage | End Use | Fuel | Technology | 2019 | 2020 | 2021 | 2022 | 2023 | 2024 | 2025 | 2026 | 2027 | 2028 | 2029 | 2030 | 2031 | 2032 | 2033 | 2034 | 2035 | 2036 | 2037 | 2038 | 2039 | 2040 | 2041 | 2042 | 2043 | 2044 | 2045
Commercial_Office (WA)_Existing_Space Heating_Natural Gas_Furnace | Commercial | Office (WA) | Existing | Space Heating | Natural Gas | Furnace | 42.33% | 42.33% | 42.33% | 42.33% | 42.33% | 42.33% | 42.33% | 42.33% | 42.33% | 42.33% | 42.33% | 42.33% | 42.33% | 42.33% | 42.33% | 42.33% | 42.33% | 42.33% | 42.33% | 42.33% | 42.33% | 42.33% | 42.33% | 42.33% | 42.33% | 42.33% | 42.33%
Commercial_Office (WA)_Existing_Space Heating_Natural Gas_Boiler | Commercial | Office (WA) | Existing | Space Heating | Natural Gas | Boiler | 45.55% | 45.55% | 45.55% | 45.55% | 45.55% | 45.55% | 45.55% | 45.55% | 45.55% | 45.55% | 45.55% | 45.55% | 45.55% | 45.55% | 45.55% | 45.55% | 45.55% | 45.55% | 45.55% | 45.55% | 45.55% | 45.55% | 45.55% | 45.55% | 45.55% | 45.55% | 45.55%
Commercial_Office (WA)_Existing_Space Heating_Natural Gas_Unit Heater | Commercial | Office (WA) | Existing | Space Heating | Natural Gas | Unit Heater | 1.723% | 1.723% | 1.723% | 1.723% | 1.723% | 1.723% | 1.723% | 1.723% | 1.723% | 1.723% | 1.723% | 1.723% | 1.723% | 1.723% | 1.723% | 1.723% | 1.723% | 1.723% | 1.723% | 1.723% | 1.723% | 1.723% | 1.723% | 1.723% | 1.723% | 1.723% | 1.723%
Commercial_Office (WA)_Existing_Water Heating_Natural Gas_Water Heater | Commercial | Office (WA) | Existing | Water Heating | Natural Gas | Water Heater | 52.16% | 52.16% | 52.16% | 52.16% | 52.16% | 52.16% | 52.16% | 52.16% | 52.16% | 52.16% | 52.16% | 52.16% | 52.16% | 52.16% | 52.16% | 52.16% | 52.16% | 52.16% | 52.16% | 52.16% | 52.16% | 52.16% | 52.16% | 52.16% | 52.16% | 52.16% | 52.16%
Commercial_Office (WA)_Existing_Food Preparation_Natural Gas_Oven | Commercial | Office (WA) | Existing | Food Preparation | Natural Gas | Oven | 0.7922% | 0.7922% | 0.7922% | 0.7922% | 0.7922% | 0.7922% | 0.7922% | 0.7922% | 0.7922% | 0.7922% | 0.7922% | 0.7922% | 0.7922% | 0.7922% | 0.7922% | 0.7922% | 0.7922% | 0.7922% | 0.7922% | 0.7922% | 0.7922% | 0.7922% | 0.7922% | 0.7922% | 0.7922% | 0.7922% | 0.7922%
Commercial_Office (WA)_Existing_Food Preparation_Natural Gas_Conveyor Oven | Commercial | Office (WA) | Existing | Food Preparation | Natural Gas | Conveyor Oven | 0.3961% | 0.3961% | 0.3961% | 0.3961% | 0.3961% | 0.3961% | 0.3961% | 0.3961% | 0.3961% | 0.3961% | 0.3961% | 0.3961% | 0.3961% | 0.3961% | 0.3961% | 0.3961% | 0.3961% | 0.3961% | 0.3961% | 0.3961% | 0.3961% | 0.3961% | 0.3961% | 0.3961% | 0.3961% | 0.3961% | 0.3961%
Commercial_Office (WA)_Existing_Food Preparation_Natural Gas_Double Rack Oven | Commercial | Office (WA) | Existing | Food Preparation | Natural Gas | Double Rack Oven | 0.3961% | 0.3961% | 0.3961% | 0.3961% | 0.3961% | 0.3961% | 0.3961% | 0.3961% | 0.3961% | 0.3961% | 0.3961% | 0.3961% | 0.3961% | 0.3961% | 0.3961% | 0.3961% | 0.3961% | 0.3961% | 0.3961% | 0.3961% | 0.3961% | 0.3961% | 0.3961% | 0.3961% | 0.3961% | 0.3961% | 0.3961%
Commercial_Office (WA)_Existing_Food Preparation_Natural Gas_Fryer | Commercial | Office (WA) | Existing | Food Preparation | Natural Gas | Fryer | 1.584% | 1.584% | 1.584% | 1.584% | 1.584% | 1.584% | 1.584% | 1.584% | 1.584% | 1.584% | 1.584% | 1.584% | 1.584% | 1.584% | 1.584% | 1.584% | 1.584% | 1.584% | 1.584% | 1.584% | 1.584% | 1.584% | 1.584% | 1.584% | 1.584% | 1.584% | 1.584%
Commercial_Office (WA)_Existing_Food Preparation_Natural Gas_Broiler | Commercial | Office (WA) | Existing | Food Preparation | Natural Gas | Broiler | bar: 2019 to 2045
Commercial_Office (WA)_Existing_Food Preparation_Natural Gas_Griddle | Commercial | Office (WA) | Existing | Food Preparation | Natural Gas | Griddle | 1.584% | 1.584% | 1.584% | 1.584% | 1.584% | 1.584% | 1.584% | 1.584% | 1.584% | 1.584% | 1.584% | 1.584% | 1.584% | 1.584% | 1.584% | 1.584% | 1.584% | 1.584% | 1.584% | 1.584% | 1.584% | 1.584% | 1.584% | 1.584% | 1.584% | 1.584% | 1.584%
Commercial_Office (WA)_Existing_Food Preparation_Natural Gas_Range | Commercial | Office (WA) | Existing | Food Preparation | Natural Gas | Range | 1.584% | 1.584% | 1.584% | 1.584% | 1.584% | 1.584% | 1.584% | 1.584% | 1.584% | 1.584% | 1.584% | 1.584% | 1.584% | 1.584% | 1.584% | 1.584% | 1.584% | 1.584% | 1.584% | 1.584% | 1.584% | 1.584% | 1.584% | 1.584% | 1.584% | 1.584% | 1.584%
Commercial_Office (WA)_Existing_Food Preparation_Natural Gas_Steamer | Commercial | Office (WA) | Existing | Food Preparation | Natural Gas | Steamer | bar: 2019 to 2045
Commercial_Office (WA)_Existing_Food Preparation_Natural Gas_Food Prep Other | Commercial | Office (WA) | Existing | Food Preparation | Natural Gas | Food Prep Other | bar: 2019 to 2045
Commercial_Office (WA)_Existing_Miscellaneous_Natural Gas_Pool Heater | Commercial | Office (WA) | Existing | Miscellaneous | Natural Gas | Pool Heater | bar: 2019 to 2045
Commercial_Office (WA)_Existing_Miscellaneous_Natural Gas_Miscellaneous | Commercial | Office (WA) | Existing | Miscellaneous | Natural Gas | Miscellaneous | 100% | 100% | 100% | 100% | 100% | 100% | 100% | 100% | 100% | 100% | 100% | 100% | 100% | 100% | 100% | 100% | 100% | 100% | 100% | 100% | 100% | 100% | 100% | 100% | 100% | 100% | 100%
Commercial_Office (WA)_New_Space Heating_Natural Gas_Furnace | Commercial | Office (WA) | New | Space Heating | Natural Gas | Furnace | 42.33% | 42.33% | 42.33% | 42.33% | 42.33% | 42.33% | 42.33% | 42.33% | 42.33% | 42.33% | 42.33% | 42.33% | 42.33% | 42.33% | 42.33% | 42.33% | 42.33% | 42.33% | 42.33% | 42.33% | 42.33% | 42.33% | 42.33% | 42.33% | 42.33% | 42.33% | 42.33%
Commercial_Office (WA)_New_Space Heating_Natural Gas_Boiler | Commercial | Office (WA) | New | Space Heating | Natural Gas | Boiler | 45.55% | 45.55% | 45.55% | 45.55% | 45.55% | 45.55% | 45.55% | 45.55% | 45.55% | 45.55% | 45.55% | 45.55% | 45.55% | 45.55% | 45.55% | 45.55% | 45.55% | 45.55% | 45.55% | 45.55% | 45.55% | 45.55% | 45.55% | 45.55% | 45.55% | 45.55% | 45.55%
Commercial_Office (WA)_New_Space Heating_Natural Gas_Unit Heater | Commercial | Office (WA) | New | Space Heating | Natural Gas | Unit Heater | 1.723% | 1.723% | 1.723% | 1.723% | 1.723% | 1.723% | 1.723% | 1.723% | 1.723% | 1.723% | 1.723% | 1.723% | 1.723% | 1.723% | 1.723% | 1.723% | 1.723% | 1.723% | 1.723% | 1.723% | 1.723% | 1.723% | 1.723% | 1.723% | 1.723% | 1.723% | 1.723%
Commercial_Office (WA)_New_Water Heating_Natural Gas_Water Heater | Commercial | Office (WA) | New | Water Heating | Natural Gas | Water Heater | 57.38% | 57.38% | 57.38% | 57.38% | 57.38% | 57.38% | 57.38% | 57.38% | 57.38% | 57.38% | 57.38% | 57.38% | 57.38% | 57.38% | 57.38% | 57.38% | 57.38% | 57.38% | 57.38% | 57.38% | 57.38% | 57.38% | 57.38% | 57.38% | 57.38% | 57.38% | 57.38%
Commercial_Office (WA)_New_Food Preparation_Natural Gas_Oven | Commercial | Office (WA) | New | Food Preparation | Natural Gas | Oven | 0.7922% | 0.7922% | 0.7922% | 0.7922% | 0.7922% | 0.7922% | 0.7922% | 0.7922% | 0.7922% | 0.7922% | 0.7922% | 0.7922% | 0.7922% | 0.7922% | 0.7922% | 0.7922% | 0.7922% | 0.7922% | 0.7922% | 0.7922% | 0.7922% | 0.7922% | 0.7922% | 0.7922% | 0.7922% | 0.7922% | 0.7922%
Commercial_Office (WA)_New_Food Preparation_Natural Gas_Conveyor Oven | Commercial | Office (WA) | New | Food Preparation | Natural Gas | Conveyor Oven | 0.3961% | 0.3961% | 0.3961% | 0.3961% | 0.3961% | 0.3961% | 0.3961% | 0.3961% | 0.3961% | 0.3961% | 0.3961% | 0.3961% | 0.3961% | 0.3961% | 0.3961% | 0.3961% | 0.3961% | 0.3961% | 0.3961% | 0.3961% | 0.3961% | 0.3961% | 0.3961% | 0.3961% | 0.3961% | 0.3961% | 0.3961%
Commercial_Office (WA)_New_Food Preparation_Natural Gas_Double Rack Oven | Commercial | Office (WA) | New | Food Preparation | Natural Gas | Double Rack Oven | 0.3961% | 0.3961% | 0.3961% | 0.3961% | 0.3961% | 0.3961% | 0.3961% | 0.3961% | 0.3961% | 0.3961% | 0.3961% | 0.3961% | 0.3961% | 0.3961% | 0.3961% | 0.3961% | 0.3961% | 0.3961% | 0.3961% | 0.3961% | 0.3961% | 0.3961% | 0.3961% | 0.3961% | 0.3961% | 0.3961% | 0.3961%
Commercial_Office (WA)_New_Food Preparation_Natural Gas_Fryer | Commercial | Office (WA) | New | Food Preparation | Natural Gas | Fryer | 1.584% | 1.584% | 1.584% | 1.584% | 1.584% | 1.584% | 1.584% | 1.584% | 1.584% | 1.584% | 1.584% | 1.584% | 1.584% | 1.584% | 1.584% | 1.584% | 1.584% | 1.584% | 1.584% | 1.584% | 1.584% | 1.584% | 1.584% | 1.584% | 1.584% | 1.584% | 1.584%
Commercial_Office (WA)_New_Food Preparation_Natural Gas_Broiler | Commercial | Office (WA) | New | Food Preparation | Natural Gas | Broiler | bar: 2019 to 2045
Commercial_Office (WA)_New_Food Preparation_Natural Gas_Griddle | Commercial | Office (WA) | New | Food Preparation | Natural Gas | Griddle | 1.584% | 1.584% | 1.584% | 1.584% | 1.584% | 1.584% | 1.584% | 1.584% | 1.584% | 1.584% | 1.584% | 1.584% | 1.584% | 1.584% | 1.584% | 1.584% | 1.584% | 1.584% | 1.584% | 1.584% | 1.584% | 1.584% | 1.584% | 1.584% | 1.584% | 1.584% | 1.584%
Commercial_Office (WA)_New_Food Preparation_Natural Gas_Range | Commercial | Office (WA) | New | Food Preparation | Natural Gas | Range | 1.584% | 1.584% | 1.584% | 1.584% | 1.584% | 1.584% | 1.584% | 1.584% | 1.584% | 1.584% | 1.584% | 1.584% | 1.584% | 1.584% | 1.584% | 1.584% | 1.584% | 1.584% | 1.584% | 1.584% | 1.584% | 1.584% | 1.584% | 1.584% | 1.584% | 1.584% | 1.584%
Commercial_Office (WA)_New_Food Preparation_Natural Gas_Steamer | Commercial | Office (WA) | New | Food Preparation | Natural Gas | Steamer | bar: 2019 to 2045
Commercial_Office (WA)_New_Food Preparation_Natural Gas_Food Prep Other | Commercial | Office (WA) | New | Food Preparation | Natural Gas | Food Prep Other | bar: 2019 to 2045
Commercial_Office (WA)_New_Miscellaneous_Natural Gas_Pool Heater | Commercial | Office (WA) | New | Miscellaneous | Natural Gas | Pool Heater | bar: 2019 to 2045
Commercial_Office (WA)_New_Miscellaneous_Natural Gas_Miscellaneous | Commercial | Office (WA) | New | Miscellaneous | Natural Gas | Miscellaneous | 100% | 100% | 100% | 100% | 100% | 100% | 100% | 100% | 100% | 100% | 100% | 100% | 100% | 100% | 100% | 100% | 100% | 100% | 100% | 100% | 100% | 100% | 100% | 100% | 100% | 100% | 100%
Commercial_Restaurant (WA)_Existing_Space Heating_Natural Gas_Furnace | Commercial | Restaurant (WA) | Existing | Space Heating | Natural Gas | Furnace | 80.09% | 80.09% | 80.09% | 80.09% | 80.09% | 80.09% | 80.09% | 80.09% | 80.09% | 80.09% | 80.09% | 80.09% | 80.09% | 80.09% | 80.09% | 80.09% | 80.09% | 80.09% | 80.09% | 80.09% | 80.09% | 80.09% | 80.09% | 80.09% | 80.09% | 80.09% | 80.09%
Commercial_Restaurant (WA)_Existing_Space Heating_Natural Gas_Boiler | Commercial | Restaurant (WA) | Existing | Space Heating | Natural Gas | Boiler | 0.4159% | 0.4159% | 0.4159% | 0.4159% | 0.4159% | 0.4159% | 0.4159% | 0.4159% | 0.4159% | 0.4159% | 0.4159% | 0.4159% | 0.4159% | 0.4159% | 0.4159% | 0.4159% | 0.4159% | 0.4159% | 0.4159% | 0.4159% | 0.4159% | 0.4159% | 0.4159% | 0.4159% | 0.4159% | 0.4159% | 0.4159%
Commercial_Restaurant (WA)_Existing_Space Heating_Natural Gas_Unit Heater | Commercial | Restaurant (WA) | Existing | Space Heating | Natural Gas | Unit Heater | 0.8953% | 0.8953% | 0.8953% | 0.8953% | 0.8953% | 0.8953% | 0.8953% | 0.8953% | 0.8953% | 0.8953% | 0.8953% | 0.8953% | 0.8953% | 0.8953% | 0.8953% | 0.8953% | 0.8953% | 0.8953% | 0.8953% | 0.8953% | 0.8953% | 0.8953% | 0.8953% | 0.8953% | 0.8953% | 0.8953% | 0.8953%
Commercial_Restaurant (WA)_Existing_Water Heating_Natural Gas_Water Heater | Commercial | Restaurant (WA) | Existing | Water Heating | Natural Gas | Water Heater | 82.75% | 82.75% | 82.75% | 82.75% | 82.75% | 82.75% | 82.75% | 82.75% | 82.75% | 82.75% | 82.75% | 82.75% | 82.75% | 82.75% | 82.75% | 82.75% | 82.75% | 82.75% | 82.75% | 82.75% | 82.75% | 82.75% | 82.75% | 82.75% | 82.75% | 82.75% | 82.75%
Commercial_Restaurant (WA)_Existing_Food Preparation_Natural Gas_Oven | Commercial | Restaurant (WA) | Existing | Food Preparation | Natural Gas | Oven | 6.516% | 6.516% | 6.516% | 6.516% | 6.516% | 6.516% | 6.516% | 6.516% | 6.516% | 6.516% | 6.516% | 6.516% | 6.516% | 6.516% | 6.516% | 6.516% | 6.516% | 6.516% | 6.516% | 6.516% | 6.516% | 6.516% | 6.516% | 6.516% | 6.516% | 6.516% | 6.516%
Commercial_Restaurant (WA)_Existing_Food Preparation_Natural Gas_Conveyor Oven | Commercial | Restaurant (WA) | Existing | Food Preparation | Natural Gas | Conveyor Oven | 3.258% | 3.258% | 3.258% | 3.258% | 3.258% | 3.258% | 3.258% | 3.258% | 3.258% | 3.258% | 3.258% | 3.258% | 3.258% | 3.258% | 3.258% | 3.258% | 3.258% | 3.258% | 3.258% | 3.258% | 3.258% | 3.258% | 3.258% | 3.258% | 3.258% | 3.258% | 3.258%
Commercial_Restaurant (WA)_Existing_Food Preparation_Natural Gas_Double Rack Oven | Commercial | Restaurant (WA) | Existing | Food Preparation | Natural Gas | Double Rack Oven | 3.258% | 3.258% | 3.258% | 3.258% | 3.258% | 3.258% | 3.258% | 3.258% | 3.258% | 3.258% | 3.258% | 3.258% | 3.258% | 3.258% | 3.258% | 3.258% | 3.258% | 3.258% | 3.258% | 3.258% | 3.258% | 3.258% | 3.258% | 3.258% | 3.258% | 3.258% | 3.258%
Commercial_Restaurant (WA)_Existing_Food Preparation_Natural Gas_Fryer | Commercial | Restaurant (WA) | Existing | Food Preparation | Natural Gas | Fryer | 85.08% | 85.08% | 85.08% | 85.08% | 85.08% | 85.08% | 85.08% | 85.08% | 85.08% | 85.08% | 85.08% | 85.08% | 85.08% | 85.08% | 85.08% | 85.08% | 85.08% | 85.08% | 85.08% | 85.08% | 85.08% | 85.08% | 85.08% | 85.08% | 85.08% | 85.08% | 85.08%
Commercial_Restaurant (WA)_Existing_Food Preparation_Natural Gas_Broiler | Commercial | Restaurant (WA) | Existing | Food Preparation | Natural Gas | Broiler | 76.87% | 76.87% | 76.87% | 76.87% | 76.87% | 76.87% | 76.87% | 76.87% | 76.87% | 76.87% | 76.87% | 76.87% | 76.87% | 76.87% | 76.87% | 76.87% | 76.87% | 76.87% | 76.87% | 76.87% | 76.87% | 76.87% | 76.87% | 76.87% | 76.87% | 76.87% | 76.87%
Commercial_Restaurant (WA)_Existing_Food Preparation_Natural Gas_Griddle | Commercial | Restaurant (WA) | Existing | Food Preparation | Natural Gas | Griddle | 87.83% | 87.83% | 87.83% | 87.83% | 87.83% | 87.83% | 87.83% | 87.83% | 87.83% | 87.83% | 87.83% | 87.83% | 87.83% | 87.83% | 87.83% | 87.83% | 87.83% | 87.83% | 87.83% | 87.83% | 87.83% | 87.83% | 87.83% | 87.83% | 87.83% | 87.83% | 87.83%
Commercial_Restaurant (WA)_Existing_Food Preparation_Natural Gas_Range | Commercial | Restaurant (WA) | Existing | Food Preparation | Natural Gas | Range | 81.41% | 81.41% | 81.41% | 81.41% | 81.41% | 81.41% | 81.41% | 81.41% | 81.41% | 81.41% | 81.41% | 81.41% | 81.41% | 81.41% | 81.41% | 81.41% | 81.41% | 81.41% | 81.41% | 81.41% | 81.41% | 81.41% | 81.41% | 81.41% | 81.41% | 81.41% | 81.41%
Commercial_Restaurant (WA)_Existing_Food Preparation_Natural Gas_Steamer | Commercial | Restaurant (WA) | Existing | Food Preparation | Natural Gas | Steamer | 5.63% | 5.63% | 5.63% | 5.63% | 5.63% | 5.63% | 5.63% | 5.63% | 5.63% | 5.63% | 5.63% | 5.63% | 5.63% | 5.63% | 5.63% | 5.63% | 5.63% | 5.63% | 5.63% | 5.63% | 5.63% | 5.63% | 5.63% | 5.63% | 5.63% | 5.63% | 5.63%
Commercial_Restaurant (WA)_Existing_Food Preparation_Natural Gas_Food Prep Other | Commercial | Restaurant (WA) | Existing | Food Preparation | Natural Gas | Food Prep Other | 0.3168% | 0.3168% | 0.3168% | 0.3168% | 0.3168% | 0.3168% | 0.3168% | 0.3168% | 0.3168% | 0.3168% | 0.3168% | 0.3168% | 0.3168% | 0.3168% | 0.3168% | 0.3168% | 0.3168% | 0.3168% | 0.3168% | 0.3168% | 0.3168% | 0.3168% | 0.3168% | 0.3168% | 0.3168% | 0.3168% | 0.3168%
Commercial_Restaurant (WA)_Existing_Miscellaneous_Natural Gas_Pool Heater | Commercial | Restaurant (WA) | Existing | Miscellaneous | Natural Gas | Pool Heater | bar: 2019 to 2045
Commercial_Restaurant (WA)_Existing_Miscellaneous_Natural Gas_Miscellaneous | Commercial | Restaurant (WA) | Existing | Miscellaneous | Natural Gas | Miscellaneous | 100% | 100% | 100% | 100% | 100% | 100% | 100% | 100% | 100% | 100% | 100% | 100% | 100% | 100% | 100% | 100% | 100% | 100% | 100% | 100% | 100% | 100% | 100% | 100% | 100% | 100% | 100%
Commercial_Restaurant (WA)_New_Space Heating_Natural Gas_Furnace | Commercial | Restaurant (WA) | New | Space Heating | Natural Gas | Furnace | 80.09% | 80.09% | 80.09% | 80.09% | 80.09% | 80.09% | 80.09% | 80.09% | 80.09% | 80.09% | 80.09% | 80.09% | 80.09% | 80.09% | 80.09% | 80.09% | 80.09% | 80.09% | 80.09% | 80.09% | 80.09% | 80.09% | 80.09% | 80.09% | 80.09% | 80.09% | 80.09%
Commercial_Restaurant (WA)_New_Space Heating_Natural Gas_Boiler | Commercial | Restaurant (WA) | New | Space Heating | Natural Gas | Boiler | 0.4159% | 0.4159% | 0.4159% | 0.4159% | 0.4159% | 0.4159% | 0.4159% | 0.4159% | 0.4159% | 0.4159% | 0.4159% | 0.4159% | 0.4159% | 0.4159% | 0.4159% | 0.4159% | 0.4159% | 0.4159% | 0.4159% | 0.4159% | 0.4159% | 0.4159% | 0.4159% | 0.4159% | 0.4159% | 0.4159% | 0.4159%
Commercial_Restaurant (WA)_New_Space Heating_Natural Gas_Unit Heater | Commercial | Restaurant (WA) | New | Space Heating | Natural Gas | Unit Heater | 0.8953% | 0.8953% | 0.8953% | 0.8953% | 0.8953% | 0.8953% | 0.8953% | 0.8953% | 0.8953% | 0.8953% | 0.8953% | 0.8953% | 0.8953% | 0.8953% | 0.8953% | 0.8953% | 0.8953% | 0.8953% | 0.8953% | 0.8953% | 0.8953% | 0.8953% | 0.8953% | 0.8953% | 0.8953% | 0.8953% | 0.8953%
Commercial_Restaurant (WA)_New_Water Heating_Natural Gas_Water Heater | Commercial | Restaurant (WA) | New | Water Heating | Natural Gas | Water Heater | 91.03% | 91.03% | 91.03% | 91.03% | 91.03% | 91.03% | 91.03% | 91.03% | 91.03% | 91.03% | 91.03% | 91.03% | 91.03% | 91.03% | 91.03% | 91.03% | 91.03% | 91.03% | 91.03% | 91.03% | 91.03% | 91.03% | 91.03% | 91.03% | 91.03% | 91.03% | 91.03%
Commercial_Restaurant (WA)_New_Food Preparation_Natural Gas_Oven | Commercial | Restaurant (WA) | New | Food Preparation | Natural Gas | Oven | 6.516% | 6.516% | 6.516% | 6.516% | 6.516% | 6.516% | 6.516% | 6.516% | 6.516% | 6.516% | 6.516% | 6.516% | 6.516% | 6.516% | 6.516% | 6.516% | 6.516% | 6.516% | 6.516% | 6.516% | 6.516% | 6.516% | 6.516% | 6.516% | 6.516% | 6.516% | 6.516%
Commercial_Restaurant (WA)_New_Food Preparation_Natural Gas_Conveyor Oven | Commercial | Restaurant (WA) | New | Food Preparation | Natural Gas | Conveyor Oven | 3.258% | 3.258% | 3.258% | 3.258% | 3.258% | 3.258% | 3.258% | 3.258% | 3.258% | 3.258% | 3.258% | 3.258% | 3.258% | 3.258% | 3.258% | 3.258% | 3.258% | 3.258% | 3.258% | 3.258% | 3.258% | 3.258% | 3.258% | 3.258% | 3.258% | 3.258% | 3.258%
Commercial_Restaurant (WA)_New_Food Preparation_Natural Gas_Double Rack Oven | Commercial | Restaurant (WA) | New | Food Preparation | Natural Gas | Double Rack Oven | 3.258% | 3.258% | 3.258% | 3.258% | 3.258% | 3.258% | 3.258% | 3.258% | 3.258% | 3.258% | 3.258% | 3.258% | 3.258% | 3.258% | 3.258% | 3.258% | 3.258% | 3.258% | 3.258% | 3.258% | 3.258% | 3.258% | 3.258% | 3.258% | 3.258% | 3.258% | 3.258%
Commercial_Restaurant (WA)_New_Food Preparation_Natural Gas_Fryer | Commercial | Restaurant (WA) | New | Food Preparation | Natural Gas | Fryer | 85.08% | 85.08% | 85.08% | 85.08% | 85.08% | 85.08% | 85.08% | 85.08% | 85.08% | 85.08% | 85.08% | 85.08% | 85.08% | 85.08% | 85.08% | 85.08% | 85.08% | 85.08% | 85.08% | 85.08% | 85.08% | 85.08% | 85.08% | 85.08% | 85.08% | 85.08% | 85.08%
Commercial_Restaurant (WA)_New_Food Preparation_Natural Gas_Broiler | Commercial | Restaurant (WA) | New | Food Preparation | Natural Gas | Broiler | 76.87% | 76.87% | 76.87% | 76.87% | 76.87% | 76.87% | 76.87% | 76.87% | 76.87% | 76.87% | 76.87% | 76.87% | 76.87% | 76.87% | 76.87% | 76.87% | 76.87% | 76.87% | 76.87% | 76.87% | 76.87% | 76.87% | 76.87% | 76.87% | 76.87% | 76.87% | 76.87%
Commercial_Restaurant (WA)_New_Food Preparation_Natural Gas_Griddle | Commercial | Restaurant (WA) | New | Food Preparation | Natural Gas | Griddle | 87.83% | 87.83% | 87.83% | 87.83% | 87.83% | 87.83% | 87.83% | 87.83% | 87.83% | 87.83% | 87.83% | 87.83% | 87.83% | 87.83% | 87.83% | 87.83% | 87.83% | 87.83% | 87.83% | 87.83% | 87.83% | 87.83% | 87.83% | 87.83% | 87.83% | 87.83% | 87.83%
Commercial_Restaurant (WA)_New_Food Preparation_Natural Gas_Range | Commercial | Restaurant (WA) | New | Food Preparation | Natural Gas | Range | 81.41% | 81.41% | 81.41% | 81.41% | 81.41% | 81.41% | 81.41% | 81.41% | 81.41% | 81.41% | 81.41% | 81.41% | 81.41% | 81.41% | 81.41% | 81.41% | 81.41% | 81.41% | 81.41% | 81.41% | 81.41% | 81.41% | 81.41% | 81.41% | 81.41% | 81.41% | 81.41%
Commercial_Restaurant (WA)_New_Food Preparation_Natural Gas_Steamer | Commercial | Restaurant (WA) | New | Food Preparation | Natural Gas | Steamer | 5.63% | 5.63% | 5.63% | 5.63% | 5.63% | 5.63% | 5.63% | 5.63% | 5.63% | 5.63% | 5.63% | 5.63% | 5.63% | 5.63% | 5.63% | 5.63% | 5.63% | 5.63% | 5.63% | 5.63% | 5.63% | 5.63% | 5.63% | 5.63% | 5.63% | 5.63% | 5.63%
Commercial_Restaurant (WA)_New_Food Preparation_Natural Gas_Food Prep Other | Commercial | Restaurant (WA) | New | Food Preparation | Natural Gas | Food Prep Other | 0.3168% | 0.3168% | 0.3168% | 0.3168% | 0.3168% | 0.3168% | 0.3168% | 0.3168% | 0.3168% | 0.3168% | 0.3168% | 0.3168% | 0.3168% | 0.3168% | 0.3168% | 0.3168% | 0.3168% | 0.3168% | 0.3168% | 0.3168% | 0.3168% | 0.3168% | 0.3168% | 0.3168% | 0.3168% | 0.3168% | 0.3168%
Commercial_Restaurant (WA)_New_Miscellaneous_Natural Gas_Pool Heater | Commercial | Restaurant (WA) | New | Miscellaneous | Natural Gas | Pool Heater | bar: 2019 to 2045
Commercial_Restaurant (WA)_New_Miscellaneous_Natural Gas_Miscellaneous | Commercial | Restaurant (WA) | New | Miscellaneous | Natural Gas | Miscellaneous | 100% | 100% | 100% | 100% | 100% | 100% | 100% | 100% | 100% | 100% | 100% | 100% | 100% | 100% | 100% | 100% | 100% | 100% | 100% | 100% | 100% | 100% | 100% | 100% | 100% | 100% | 100%
Commercial_Retail (WA)_Existing_Space Heating_Natural Gas_Furnace | Commercial | Retail (WA) | Existing | Space Heating | Natural Gas | Furnace | 84.22% | 84.22% | 84.22% | 84.22% | 84.22% | 84.22% | 84.22% | 84.22% | 84.22% | 84.22% | 84.22% | 84.22% | 84.22% | 84.22% | 84.22% | 84.22% | 84.22% | 84.22% | 84.22% | 84.22% | 84.22% | 84.22% | 84.22% | 84.22% | 84.22% | 84.22% | 84.22%
Commercial_Retail (WA)_Existing_Space Heating_Natural Gas_Boiler | Commercial | Retail (WA) | Existing | Space Heating | Natural Gas | Boiler | 3.846% | 3.846% | 3.846% | 3.846% | 3.846% | 3.846% | 3.846% | 3.846% | 3.846% | 3.846% | 3.846% | 3.846% | 3.846% | 3.846% | 3.846% | 3.846% | 3.846% | 3.846% | 3.846% | 3.846% | 3.846% | 3.846% | 3.846% | 3.846% | 3.846% | 3.846% | 3.846%
Commercial_Retail (WA)_Existing_Space Heating_Natural Gas_Unit Heater | Commercial | Retail (WA) | Existing | Space Heating | Natural Gas | Unit Heater | 7.737% | 7.737% | 7.737% | 7.737% | 7.737% | 7.737% | 7.737% | 7.737% | 7.737% | 7.737% | 7.737% | 7.737% | 7.737% | 7.737% | 7.737% | 7.737% | 7.737% | 7.737% | 7.737% | 7.737% | 7.737% | 7.737% | 7.737% | 7.737% | 7.737% | 7.737% | 7.737%
Commercial_Retail (WA)_Existing_Water Heating_Natural Gas_Water Heater | Commercial | Retail (WA) | Existing | Water Heating | Natural Gas | Water Heater | 53.53% | 53.53% | 53.53% | 53.53% | 53.53% | 53.53% | 53.53% | 53.53% | 53.53% | 53.53% | 53.53% | 53.53% | 53.53% | 53.53% | 53.53% | 53.53% | 53.53% | 53.53% | 53.53% | 53.53% | 53.53% | 53.53% | 53.53% | 53.53% | 53.53% | 53.53% | 53.53%
Commercial_Retail (WA)_Existing_Food Preparation_Natural Gas_Oven | Commercial | Retail (WA) | Existing | Food Preparation | Natural Gas | Oven | 1.647% | 1.647% | 1.647% | 1.647% | 1.647% | 1.647% | 1.647% | 1.647% | 1.647% | 1.647% | 1.647% | 1.647% | 1.647% | 1.647% | 1.647% | 1.647% | 1.647% | 1.647% | 1.647% | 1.647% | 1.647% | 1.647% | 1.647% | 1.647% | 1.647% | 1.647% | 1.647%
Commercial_Retail (WA)_Existing_Food Preparation_Natural Gas_Conveyor Oven | Commercial | Retail (WA) | Existing | Food Preparation | Natural Gas | Conveyor Oven | 0.8233% | 0.8233% | 0.8233% | 0.8233% | 0.8233% | 0.8233% | 0.8233% | 0.8233% | 0.8233% | 0.8233% | 0.8233% | 0.8233% | 0.8233% | 0.8233% | 0.8233% | 0.8233% | 0.8233% | 0.8233% | 0.8233% | 0.8233% | 0.8233% | 0.8233% | 0.8233% | 0.8233% | 0.8233% | 0.8233% | 0.8233%
Commercial_Retail (WA)_Existing_Food Preparation_Natural Gas_Double Rack Oven | Commercial | Retail (WA) | Existing | Food Preparation | Natural Gas | Double Rack Oven | 0.8233% | 0.8233% | 0.8233% | 0.8233% | 0.8233% | 0.8233% | 0.8233% | 0.8233% | 0.8233% | 0.8233% | 0.8233% | 0.8233% | 0.8233% | 0.8233% | 0.8233% | 0.8233% | 0.8233% | 0.8233% | 0.8233% | 0.8233% | 0.8233% | 0.8233% | 0.8233% | 0.8233% | 0.8233% | 0.8233% | 0.8233%
Commercial_Retail (WA)_Existing_Food Preparation_Natural Gas_Fryer | Commercial | Retail (WA) | Existing | Food Preparation | Natural Gas | Fryer | 3.293% | 3.293% | 3.293% | 3.293% | 3.293% | 3.293% | 3.293% | 3.293% | 3.293% | 3.293% | 3.293% | 3.293% | 3.293% | 3.293% | 3.293% | 3.293% | 3.293% | 3.293% | 3.293% | 3.293% | 3.293% | 3.293% | 3.293% | 3.293% | 3.293% | 3.293% | 3.293%
Commercial_Retail (WA)_Existing_Food Preparation_Natural Gas_Broiler | Commercial | Retail (WA) | Existing | Food Preparation | Natural Gas | Broiler | bar: 2019 to 2045
Commercial_Retail (WA)_Existing_Food Preparation_Natural Gas_Griddle | Commercial | Retail (WA) | Existing | Food Preparation | Natural Gas | Griddle | bar: 2019 to 2045
Commercial_Retail (WA)_Existing_Food Preparation_Natural Gas_Range | Commercial | Retail (WA) | Existing | Food Preparation | Natural Gas | Range | bar: 2019 to 2045
Commercial_Retail (WA)_Existing_Food Preparation_Natural Gas_Steamer | Commercial | Retail (WA) | Existing | Food Preparation | Natural Gas | Steamer | bar: 2019 to 2045
Commercial_Retail (WA)_Existing_Food Preparation_Natural Gas_Food Prep Other | Commercial | Retail (WA) | Existing | Food Preparation | Natural Gas | Food Prep Other | bar: 2019 to 2045
Commercial_Retail (WA)_Existing_Miscellaneous_Natural Gas_Pool Heater | Commercial | Retail (WA) | Existing | Miscellaneous | Natural Gas | Pool Heater | bar: 2019 to 2045
Commercial_Retail (WA)_Existing_Miscellaneous_Natural Gas_Miscellaneous | Commercial | Retail (WA) | Existing | Miscellaneous | Natural Gas | Miscellaneous | 100% | 100% | 100% | 100% | 100% | 100% | 100% | 100% | 100% | 100% | 100% | 100% | 100% | 100% | 100% | 100% | 100% | 100% | 100% | 100% | 100% | 100% | 100% | 100% | 100% | 100% | 100%
Commercial_Retail (WA)_New_Space Heating_Natural Gas_Furnace | Commercial | Retail (WA) | New | Space Heating | Natural Gas | Furnace | 84.22% | 84.22% | 84.22% | 84.22% | 84.22% | 84.22% | 84.22% | 84.22% | 84.22% | 84.22% | 84.22% | 84.22% | 84.22% | 84.22% | 84.22% | 84.22% | 84.22% | 84.22% | 84.22% | 84.22% | 84.22% | 84.22% | 84.22% | 84.22% | 84.22% | 84.22% | 84.22%
Commercial_Retail (WA)_New_Space Heating_Natural Gas_Boiler | Commercial | Retail (WA) | New | Space Heating | Natural Gas | Boiler | 3.846% | 3.846% | 3.846% | 3.846% | 3.846% | 3.846% | 3.846% | 3.846% | 3.846% | 3.846% | 3.846% | 3.846% | 3.846% | 3.846% | 3.846% | 3.846% | 3.846% | 3.846% | 3.846% | 3.846% | 3.846% | 3.846% | 3.846% | 3.846% | 3.846% | 3.846% | 3.846%
Commercial_Retail (WA)_New_Space Heating_Natural Gas_Unit Heater | Commercial | Retail (WA) | New | Space Heating | Natural Gas | Unit Heater | 7.737% | 7.737% | 7.737% | 7.737% | 7.737% | 7.737% | 7.737% | 7.737% | 7.737% | 7.737% | 7.737% | 7.737% | 7.737% | 7.737% | 7.737% | 7.737% | 7.737% | 7.737% | 7.737% | 7.737% | 7.737% | 7.737% | 7.737% | 7.737% | 7.737% | 7.737% | 7.737%
Commercial_Retail (WA)_New_Water Heating_Natural Gas_Water Heater | Commercial | Retail (WA) | New | Water Heating | Natural Gas | Water Heater | 58.88% | 58.88% | 58.88% | 58.88% | 58.88% | 58.88% | 58.88% | 58.88% | 58.88% | 58.88% | 58.88% | 58.88% | 58.88% | 58.88% | 58.88% | 58.88% | 58.88% | 58.88% | 58.88% | 58.88% | 58.88% | 58.88% | 58.88% | 58.88% | 58.88% | 58.88% | 58.88%
Commercial_Retail (WA)_New_Food Preparation_Natural Gas_Oven | Commercial | Retail (WA) | New | Food Preparation | Natural Gas | Oven | 1.647% | 1.647% | 1.647% | 1.647% | 1.647% | 1.647% | 1.647% | 1.647% | 1.647% | 1.647% | 1.647% | 1.647% | 1.647% | 1.647% | 1.647% | 1.647% | 1.647% | 1.647% | 1.647% | 1.647% | 1.647% | 1.647% | 1.647% | 1.647% | 1.647% | 1.647% | 1.647%
Commercial_Retail (WA)_New_Food Preparation_Natural Gas_Conveyor Oven | Commercial | Retail (WA) | New | Food Preparation | Natural Gas | Conveyor Oven | 0.8233% | 0.8233% | 0.8233% | 0.8233% | 0.8233% | 0.8233% | 0.8233% | 0.8233% | 0.8233% | 0.8233% | 0.8233% | 0.8233% | 0.8233% | 0.8233% | 0.8233% | 0.8233% | 0.8233% | 0.8233% | 0.8233% | 0.8233% | 0.8233% | 0.8233% | 0.8233% | 0.8233% | 0.8233% | 0.8233% | 0.8233%
Commercial_Retail (WA)_New_Food Preparation_Natural Gas_Double Rack Oven | Commercial | Retail (WA) | New | Food Preparation | Natural Gas | Double Rack Oven | 0.8233% | 0.8233% | 0.8233% | 0.8233% | 0.8233% | 0.8233% | 0.8233% | 0.8233% | 0.8233% | 0.8233% | 0.8233% | 0.8233% | 0.8233% | 0.8233% | 0.8233% | 0.8233% | 0.8233% | 0.8233% | 0.8233% | 0.8233% | 0.8233% | 0.8233% | 0.8233% | 0.8233% | 0.8233% | 0.8233% | 0.8233%
Commercial_Retail (WA)_New_Food Preparation_Natural Gas_Fryer | Commercial | Retail (WA) | New | Food Preparation | Natural Gas | Fryer | 3.293% | 3.293% | 3.293% | 3.293% | 3.293% | 3.293% | 3.293% | 3.293% | 3.293% | 3.293% | 3.293% | 3.293% | 3.293% | 3.293% | 3.293% | 3.293% | 3.293% | 3.293% | 3.293% | 3.293% | 3.293% | 3.293% | 3.293% | 3.293% | 3.293% | 3.293% | 3.293%
Commercial_Retail (WA)_New_Food Preparation_Natural Gas_Broiler | Commercial | Retail (WA) | New | Food Preparation | Natural Gas | Broiler | bar: 2019 to 2045
Commercial_Retail (WA)_New_Food Preparation_Natural Gas_Griddle | Commercial | Retail (WA) | New | Food Preparation | Natural Gas | Griddle | bar: 2019 to 2045
Commercial_Retail (WA)_New_Food Preparation_Natural Gas_Range | Commercial | Retail (WA) | New | Food Preparation | Natural Gas | Range | bar: 2019 to 2045
Commercial_Retail (WA)_New_Food Preparation_Natural Gas_Steamer | Commercial | Retail (WA) | New | Food Preparation | Natural Gas | Steamer | bar: 2019 to 2045
Commercial_Retail (WA)_New_Food Preparation_Natural Gas_Food Prep Other | Commercial | Retail (WA) | New | Food Preparation | Natural Gas | Food Prep Other | bar: 2019 to 2045
Commercial_Retail (WA)_New_Miscellaneous_Natural Gas_Pool Heater | Commercial | Retail (WA) | New | Miscellaneous | Natural Gas | Pool Heater | bar: 2019 to 2045
Commercial_Retail (WA)_New_Miscellaneous_Natural Gas_Miscellaneous | Commercial | Retail (WA) | New | Miscellaneous | Natural Gas | Miscellaneous | 100% | 100% | 100% | 100% | 100% | 100% | 100% | 100% | 100% | 100% | 100% | 100% | 100% | 100% | 100% | 100% | 100% | 100% | 100% | 100% | 100% | 100% | 100% | 100% | 100% | 100% | 100%
Commercial_Grocery (WA)_Existing_Space Heating_Natural Gas_Furnace | Commercial | Grocery (WA) | Existing | Space Heating | Natural Gas | Furnace | 94.97% | 94.97% | 94.97% | 94.97% | 94.97% | 94.97% | 94.97% | 94.97% | 94.97% | 94.97% | 94.97% | 94.97% | 94.97% | 94.97% | 94.97% | 94.97% | 94.97% | 94.97% | 94.97% | 94.97% | 94.97% | 94.97% | 94.97% | 94.97% | 94.97% | 94.97% | 94.97%
Commercial_Grocery (WA)_Existing_Space Heating_Natural Gas_Boiler | Commercial | Grocery (WA) | Existing | Space Heating | Natural Gas | Boiler | 0.6339% | 0.6339% | 0.6339% | 0.6339% | 0.6339% | 0.6339% | 0.6339% | 0.6339% | 0.6339% | 0.6339% | 0.6339% | 0.6339% | 0.6339% | 0.6339% | 0.6339% | 0.6339% | 0.6339% | 0.6339% | 0.6339% | 0.6339% | 0.6339% | 0.6339% | 0.6339% | 0.6339% | 0.6339% | 0.6339% | 0.6339%
Commercial_Grocery (WA)_Existing_Space Heating_Natural Gas_Unit Heater | Commercial | Grocery (WA) | Existing | Space Heating | Natural Gas | Unit Heater | bar: 2019 to 2045
Commercial_Grocery (WA)_Existing_Water Heating_Natural Gas_Water Heater | Commercial | Grocery (WA) | Existing | Water Heating | Natural Gas | Water Heater | 70.28% | 70.28% | 70.28% | 70.28% | 70.28% | 70.28% | 70.28% | 70.28% | 70.28% | 70.28% | 70.28% | 70.28% | 70.28% | 70.28% | 70.28% | 70.28% | 70.28% | 70.28% | 70.28% | 70.28% | 70.28% | 70.28% | 70.28% | 70.28% | 70.28% | 70.28% | 70.28%
Commercial_Grocery (WA)_Existing_Food Preparation_Natural Gas_Oven | Commercial | Grocery (WA) | Existing | Food Preparation | Natural Gas | Oven | 14.32% | 14.32% | 14.32% | 14.32% | 14.32% | 14.32% | 14.32% | 14.32% | 14.32% | 14.32% | 14.32% | 14.32% | 14.32% | 14.32% | 14.32% | 14.32% | 14.32% | 14.32% | 14.32% | 14.32% | 14.32% | 14.32% | 14.32% | 14.32% | 14.32% | 14.32% | 14.32%
Commercial_Grocery (WA)_Existing_Food Preparation_Natural Gas_Conveyor Oven | Commercial | Grocery (WA) | Existing | Food Preparation | Natural Gas | Conveyor Oven | 7.161% | 7.161% | 7.161% | 7.161% | 7.161% | 7.161% | 7.161% | 7.161% | 7.161% | 7.161% | 7.161% | 7.161% | 7.161% | 7.161% | 7.161% | 7.161% | 7.161% | 7.161% | 7.161% | 7.161% | 7.161% | 7.161% | 7.161% | 7.161% | 7.161% | 7.161% | 7.161%
Commercial_Grocery (WA)_Existing_Food Preparation_Natural Gas_Double Rack Oven | Commercial | Grocery (WA) | Existing | Food Preparation | Natural Gas | Double Rack Oven | 7.161% | 7.161% | 7.161% | 7.161% | 7.161% | 7.161% | 7.161% | 7.161% | 7.161% | 7.161% | 7.161% | 7.161% | 7.161% | 7.161% | 7.161% | 7.161% | 7.161% | 7.161% | 7.161% | 7.161% | 7.161% | 7.161% | 7.161% | 7.161% | 7.161% | 7.161% | 7.161%
Commercial_Grocery (WA)_Existing_Food Preparation_Natural Gas_Fryer | Commercial | Grocery (WA) | Existing | Food Preparation | Natural Gas | Fryer | 28.64% | 28.64% | 28.64% | 28.64% | 28.64% | 28.64% | 28.64% | 28.64% | 28.64% | 28.64% | 28.64% | 28.64% | 28.64% | 28.64% | 28.64% | 28.64% | 28.64% | 28.64% | 28.64% | 28.64% | 28.64% | 28.64% | 28.64% | 28.64% | 28.64% | 28.64% | 28.64%
Commercial_Grocery (WA)_Existing_Food Preparation_Natural Gas_Broiler | Commercial | Grocery (WA) | Existing | Food Preparation | Natural Gas | Broiler | bar: 2019 to 2045
Commercial_Grocery (WA)_Existing_Food Preparation_Natural Gas_Griddle | Commercial | Grocery (WA) | Existing | Food Preparation | Natural Gas | Griddle | 28.64% | 28.64% | 28.64% | 28.64% | 28.64% | 28.64% | 28.64% | 28.64% | 28.64% | 28.64% | 28.64% | 28.64% | 28.64% | 28.64% | 28.64% | 28.64% | 28.64% | 28.64% | 28.64% | 28.64% | 28.64% | 28.64% | 28.64% | 28.64% | 28.64% | 28.64% | 28.64%
Commercial_Grocery (WA)_Existing_Food Preparation_Natural Gas_Range | Commercial | Grocery (WA) | Existing | Food Preparation | Natural Gas | Range | 28.64% | 28.64% | 28.64% | 28.64% | 28.64% | 28.64% | 28.64% | 28.64% | 28.64% | 28.64% | 28.64% | 28.64% | 28.64% | 28.64% | 28.64% | 28.64% | 28.64% | 28.64% | 28.64% | 28.64% | 28.64% | 28.64% | 28.64% | 28.64% | 28.64% | 28.64% | 28.64%
Commercial_Grocery (WA)_Existing_Food Preparation_Natural Gas_Steamer | Commercial | Grocery (WA) | Existing | Food Preparation | Natural Gas | Steamer | 1.408% | 1.408% | 1.408% | 1.408% | 1.408% | 1.408% | 1.408% | 1.408% | 1.408% | 1.408% | 1.408% | 1.408% | 1.408% | 1.408% | 1.408% | 1.408% | 1.408% | 1.408% | 1.408% | 1.408% | 1.408% | 1.408% | 1.408% | 1.408% | 1.408% | 1.408% | 1.408%
Commercial_Grocery (WA)_Existing_Food Preparation_Natural Gas_Food Prep Other | Commercial | Grocery (WA) | Existing | Food Preparation | Natural Gas | Food Prep Other | bar: 2019 to 2045
Commercial_Grocery (WA)_Existing_Miscellaneous_Natural Gas_Pool Heater | Commercial | Grocery (WA) | Existing | Miscellaneous | Natural Gas | Pool Heater | bar: 2019 to 2045
Commercial_Grocery (WA)_Existing_Miscellaneous_Natural Gas_Miscellaneous | Commercial | Grocery (WA) | Existing | Miscellaneous | Natural Gas | Miscellaneous | 100% | 100% | 100% | 100% | 100% | 100% | 100% | 100% | 100% | 100% | 100% | 100% | 100% | 100% | 100% | 100% | 100% | 100% | 100% | 100% | 100% | 100% | 100% | 100% | 100% | 100% | 100%
Commercial_Grocery (WA)_New_Space Heating_Natural Gas_Furnace | Commercial | Grocery (WA) | New | Space Heating | Natural Gas | Furnace | 94.97% | 94.97% | 94.97% | 94.97% | 94.97% | 94.97% | 94.97% | 94.97% | 94.97% | 94.97% | 94.97% | 94.97% | 94.97% | 94.97% | 94.97% | 94.97% | 94.97% | 94.97% | 94.97% | 94.97% | 94.97% | 94.97% | 94.97% | 94.97% | 94.97% | 94.97% | 94.97%
Commercial_Grocery (WA)_New_Space Heating_Natural Gas_Boiler | Commercial | Grocery (WA) | New | Space Heating | Natural Gas | Boiler | 0.6339% | 0.6339% | 0.6339% | 0.6339% | 0.6339% | 0.6339% | 0.6339% | 0.6339% | 0.6339% | 0.6339% | 0.6339% | 0.6339% | 0.6339% | 0.6339% | 0.6339% | 0.6339% | 0.6339% | 0.6339% | 0.6339% | 0.6339% | 0.6339% | 0.6339% | 0.6339% | 0.6339% | 0.6339% | 0.6339% | 0.6339%
Commercial_Grocery (WA)_New_Space Heating_Natural Gas_Unit Heater | Commercial | Grocery (WA) | New | Space Heating | Natural Gas | Unit Heater | bar: 2019 to 2045
Commercial_Grocery (WA)_New_Water Heating_Natural Gas_Water Heater | Commercial | Grocery (WA) | New | Water Heating | Natural Gas | Water Heater | 77.31% | 77.31% | 77.31% | 77.31% | 77.31% | 77.31% | 77.31% | 77.31% | 77.31% | 77.31% | 77.31% | 77.31% | 77.31% | 77.31% | 77.31% | 77.31% | 77.31% | 77.31% | 77.31% | 77.31% | 77.31% | 77.31% | 77.31% | 77.31% | 77.31% | 77.31% | 77.31%
Commercial_Grocery (WA)_New_Food Preparation_Natural Gas_Oven | Commercial | Grocery (WA) | New | Food Preparation | Natural Gas | Oven | 14.32% | 14.32% | 14.32% | 14.32% | 14.32% | 14.32% | 14.32% | 14.32% | 14.32% | 14.32% | 14.32% | 14.32% | 14.32% | 14.32% | 14.32% | 14.32% | 14.32% | 14.32% | 14.32% | 14.32% | 14.32% | 14.32% | 14.32% | 14.32% | 14.32% | 14.32% | 14.32%
Commercial_Grocery (WA)_New_Food Preparation_Natural Gas_Conveyor Oven | Commercial | Grocery (WA) | New | Food Preparation | Natural Gas | Conveyor Oven | 7.161% | 7.161% | 7.161% | 7.161% | 7.161% | 7.161% | 7.161% | 7.161% | 7.161% | 7.161% | 7.161% | 7.161% | 7.161% | 7.161% | 7.161% | 7.161% | 7.161% | 7.161% | 7.161% | 7.161% | 7.161% | 7.161% | 7.161% | 7.161% | 7.161% | 7.161% | 7.161%
Commercial_Grocery (WA)_New_Food Preparation_Natural Gas_Double Rack Oven | Commercial | Grocery (WA) | New | Food Preparation | Natural Gas | Double Rack Oven | 7.161% | 7.161% | 7.161% | 7.161% | 7.161% | 7.161% | 7.161% | 7.161% | 7.161% | 7.161% | 7.161% | 7.161% | 7.161% | 7.161% | 7.161% | 7.161% | 7.161% | 7.161% | 7.161% | 7.161% | 7.161% | 7.161% | 7.161% | 7.161% | 7.161% | 7.161% | 7.161%
Commercial_Grocery (WA)_New_Food Preparation_Natural Gas_Fryer | Commercial | Grocery (WA) | New | Food Preparation | Natural Gas | Fryer | 28.64% | 28.64% | 28.64% | 28.64% | 28.64% | 28.64% | 28.64% | 28.64% | 28.64% | 28.64% | 28.64% | 28.64% | 28.64% | 28.64% | 28.64% | 28.64% | 28.64% | 28.64% | 28.64% | 28.64% | 28.64% | 28.64% | 28.64% | 28.64% | 28.64% | 28.64% | 28.64%
Commercial_Grocery (WA)_New_Food Preparation_Natural Gas_Broiler | Commercial | Grocery (WA) | New | Food Preparation | Natural Gas | Broiler | bar: 2019 to 2045
Commercial_Grocery (WA)_New_Food Preparation_Natural Gas_Griddle | Commercial | Grocery (WA) | New | Food Preparation | Natural Gas | Griddle | 28.64% | 28.64% | 28.64% | 28.64% | 28.64% | 28.64% | 28.64% | 28.64% | 28.64% | 28.64% | 28.64% | 28.64% | 28.64% | 28.64% | 28.64% | 28.64% | 28.64% | 28.64% | 28.64% | 28.64% | 28.64% | 28.64% | 28.64% | 28.64% | 28.64% | 28.64% | 28.64%
Commercial_Grocery (WA)_New_Food Preparation_Natural Gas_Range | Commercial | Grocery (WA) | New | Food Preparation | Natural Gas | Range | 28.64% | 28.64% | 28.64% | 28.64% | 28.64% | 28.64% | 28.64% | 28.64% | 28.64% | 28.64% | 28.64% | 28.64% | 28.64% | 28.64% | 28.64% | 28.64% | 28.64% | 28.64% | 28.64% | 28.64% | 28.64% | 28.64% | 28.64% | 28.64% | 28.64% | 28.64% | 28.64%
Commercial_Grocery (WA)_New_Food Preparation_Natural Gas_Steamer | Commercial | Grocery (WA) | New | Food Preparation | Natural Gas | Steamer | 1.408% | 1.408% | 1.408% | 1.408% | 1.408% | 1.408% | 1.408% | 1.408% | 1.408% | 1.408% | 1.408% | 1.408% | 1.408% | 1.408% | 1.408% | 1.408% | 1.408% | 1.408% | 1.408% | 1.408% | 1.408% | 1.408% | 1.408% | 1.408% | 1.408% | 1.408% | 1.408%
Commercial_Grocery (WA)_New_Food Preparation_Natural Gas_Food Prep Other | Commercial | Grocery (WA) | New | Food Preparation | Natural Gas | Food Prep Other | bar: 2019 to 2045
Commercial_Grocery (WA)_New_Miscellaneous_Natural Gas_Pool Heater | Commercial | Grocery (WA) | New | Miscellaneous | Natural Gas | Pool Heater | bar: 2019 to 2045
Commercial_Grocery (WA)_New_Miscellaneous_Natural Gas_Miscellaneous | Commercial | Grocery (WA) | New | Miscellaneous | Natural Gas | Miscellaneous | 100% | 100% | 100% | 100% | 100% | 100% | 100% | 100% | 100% | 100% | 100% | 100% | 100% | 100% | 100% | 100% | 100% | 100% | 100% | 100% | 100% | 100% | 100% | 100% | 100% | 100% | 100%
Commercial_School (WA)_Existing_Space Heating_Natural Gas_Furnace | Commercial | School (WA) | Existing | Space Heating | Natural Gas | Furnace | 25.58% | 25.58% | 25.58% | 25.58% | 25.58% | 25.58% | 25.58% | 25.58% | 25.58% | 25.58% | 25.58% | 25.58% | 25.58% | 25.58% | 25.58% | 25.58% | 25.58% | 25.58% | 25.58% | 25.58% | 25.58% | 25.58% | 25.58% | 25.58% | 25.58% | 25.58% | 25.58%
Commercial_School (WA)_Existing_Space Heating_Natural Gas_Boiler | Commercial | School (WA) | Existing | Space Heating | Natural Gas | Boiler | 62.35% | 62.35% | 62.35% | 62.35% | 62.35% | 62.35% | 62.35% | 62.35% | 62.35% | 62.35% | 62.35% | 62.35% | 62.35% | 62.35% | 62.35% | 62.35% | 62.35% | 62.35% | 62.35% | 62.35% | 62.35% | 62.35% | 62.35% | 62.35% | 62.35% | 62.35% | 62.35%
Commercial_School (WA)_Existing_Space Heating_Natural Gas_Unit Heater | Commercial | School (WA) | Existing | Space Heating | Natural Gas | Unit Heater | 4.267% | 4.267% | 4.267% | 4.267% | 4.267% | 4.267% | 4.267% | 4.267% | 4.267% | 4.267% | 4.267% | 4.267% | 4.267% | 4.267% | 4.267% | 4.267% | 4.267% | 4.267% | 4.267% | 4.267% | 4.267% | 4.267% | 4.267% | 4.267% | 4.267% | 4.267% | 4.267%
Commercial_School (WA)_Existing_Water Heating_Natural Gas_Water Heater | Commercial | School (WA) | Existing | Water Heating | Natural Gas | Water Heater | 76.14% | 76.14% | 76.14% | 76.14% | 76.14% | 76.14% | 76.14% | 76.14% | 76.14% | 76.14% | 76.14% | 76.14% | 76.14% | 76.14% | 76.14% | 76.14% | 76.14% | 76.14% | 76.14% | 76.14% | 76.14% | 76.14% | 76.14% | 76.14% | 76.14% | 76.14% | 76.14%
Commercial_School (WA)_Existing_Food Preparation_Natural Gas_Oven | Commercial | School (WA) | Existing | Food Preparation | Natural Gas | Oven | 8.361% | 8.361% | 8.361% | 8.361% | 8.361% | 8.361% | 8.361% | 8.361% | 8.361% | 8.361% | 8.361% | 8.361% | 8.361% | 8.361% | 8.361% | 8.361% | 8.361% | 8.361% | 8.361% | 8.361% | 8.361% | 8.361% | 8.361% | 8.361% | 8.361% | 8.361% | 8.361%
Commercial_School (WA)_Existing_Food Preparation_Natural Gas_Conveyor Oven | Commercial | School (WA) | Existing | Food Preparation | Natural Gas | Conveyor Oven | 4.18% | 4.18% | 4.18% | 4.18% | 4.18% | 4.18% | 4.18% | 4.18% | 4.18% | 4.18% | 4.18% | 4.18% | 4.18% | 4.18% | 4.18% | 4.18% | 4.18% | 4.18% | 4.18% | 4.18% | 4.18% | 4.18% | 4.18% | 4.18% | 4.18% | 4.18% | 4.18%
Commercial_School (WA)_Existing_Food Preparation_Natural Gas_Double Rack Oven | Commercial | School (WA) | Existing | Food Preparation | Natural Gas | Double Rack Oven | 4.18% | 4.18% | 4.18% | 4.18% | 4.18% | 4.18% | 4.18% | 4.18% | 4.18% | 4.18% | 4.18% | 4.18% | 4.18% | 4.18% | 4.18% | 4.18% | 4.18% | 4.18% | 4.18% | 4.18% | 4.18% | 4.18% | 4.18% | 4.18% | 4.18% | 4.18% | 4.18%
Commercial_School (WA)_Existing_Food Preparation_Natural Gas_Fryer | Commercial | School (WA) | Existing | Food Preparation | Natural Gas | Fryer | 10.82% | 10.82% | 10.82% | 10.82% | 10.82% | 10.82% | 10.82% | 10.82% | 10.82% | 10.82% | 10.82% | 10.82% | 10.82% | 10.82% | 10.82% | 10.82% | 10.82% | 10.82% | 10.82% | 10.82% | 10.82% | 10.82% | 10.82% | 10.82% | 10.82% | 10.82% | 10.82%
Commercial_School (WA)_Existing_Food Preparation_Natural Gas_Broiler | Commercial | School (WA) | Existing | Food Preparation | Natural Gas | Broiler | 16.72% | 16.72% | 16.72% | 16.72% | 16.72% | 16.72% | 16.72% | 16.72% | 16.72% | 16.72% | 16.72% | 16.72% | 16.72% | 16.72% | 16.72% | 16.72% | 16.72% | 16.72% | 16.72% | 16.72% | 16.72% | 16.72% | 16.72% | 16.72% | 16.72% | 16.72% | 16.72%
Commercial_School (WA)_Existing_Food Preparation_Natural Gas_Griddle | Commercial | School (WA) | Existing | Food Preparation | Natural Gas | Griddle | 23.61% | 23.61% | 23.61% | 23.61% | 23.61% | 23.61% | 23.61% | 23.61% | 23.61% | 23.61% | 23.61% | 23.61% | 23.61% | 23.61% | 23.61% | 23.61% | 23.61% | 23.61% | 23.61% | 23.61% | 23.61% | 23.61% | 23.61% | 23.61% | 23.61% | 23.61% | 23.61%
Commercial_School (WA)_Existing_Food Preparation_Natural Gas_Range | Commercial | School (WA) | Existing | Food Preparation | Natural Gas | Range | 29.18% | 29.18% | 29.18% | 29.18% | 29.18% | 29.18% | 29.18% | 29.18% | 29.18% | 29.18% | 29.18% | 29.18% | 29.18% | 29.18% | 29.18% | 29.18% | 29.18% | 29.18% | 29.18% | 29.18% | 29.18% | 29.18% | 29.18% | 29.18% | 29.18% | 29.18% | 29.18%
Commercial_School (WA)_Existing_Food Preparation_Natural Gas_Steamer | Commercial | School (WA) | Existing | Food Preparation | Natural Gas | Steamer | 10.49% | 10.49% | 10.49% | 10.49% | 10.49% | 10.49% | 10.49% | 10.49% | 10.49% | 10.49% | 10.49% | 10.49% | 10.49% | 10.49% | 10.49% | 10.49% | 10.49% | 10.49% | 10.49% | 10.49% | 10.49% | 10.49% | 10.49% | 10.49% | 10.49% | 10.49% | 10.49%
Commercial_School (WA)_Existing_Food Preparation_Natural Gas_Food Prep Other | Commercial | School (WA) | Existing | Food Preparation | Natural Gas | Food Prep Other | 1.311% | 1.311% | 1.311% | 1.311% | 1.311% | 1.311% | 1.311% | 1.311% | 1.311% | 1.311% | 1.311% | 1.311% | 1.311% | 1.311% | 1.311% | 1.311% | 1.311% | 1.311% | 1.311% | 1.311% | 1.311% | 1.311% | 1.311% | 1.311% | 1.311% | 1.311% | 1.311%
Commercial_School (WA)_Existing_Miscellaneous_Natural Gas_Pool Heater | Commercial | School (WA) | Existing | Miscellaneous | Natural Gas | Pool Heater | 0.3037% | 0.3037% | 0.3037% | 0.3037% | 0.3037% | 0.3037% | 0.3037% | 0.3037% | 0.3037% | 0.3037% | 0.3037% | 0.3037% | 0.3037% | 0.3037% | 0.3037% | 0.3037% | 0.3037% | 0.3037% | 0.3037% | 0.3037% | 0.3037% | 0.3037% | 0.3037% | 0.3037% | 0.3037% | 0.3037% | 0.3037%
Commercial_School (WA)_Existing_Miscellaneous_Natural Gas_Miscellaneous | Commercial | School (WA) | Existing | Miscellaneous | Natural Gas | Miscellaneous | 100% | 100% | 100% | 100% | 100% | 100% | 100% | 100% | 100% | 100% | 100% | 100% | 100% | 100% | 100% | 100% | 100% | 100% | 100% | 100% | 100% | 100% | 100% | 100% | 100% | 100% | 100%
Commercial_School (WA)_New_Space Heating_Natural Gas_Furnace | Commercial | School (WA) | New | Space Heating | Natural Gas | Furnace | 25.58% | 25.58% | 25.58% | 25.58% | 25.58% | 25.58% | 25.58% | 25.58% | 25.58% | 25.58% | 25.58% | 25.58% | 25.58% | 25.58% | 25.58% | 25.58% | 25.58% | 25.58% | 25.58% | 25.58% | 25.58% | 25.58% | 25.58% | 25.58% | 25.58% | 25.58% | 25.58%
Commercial_School (WA)_New_Space Heating_Natural Gas_Boiler | Commercial | School (WA) | New | Space Heating | Natural Gas | Boiler | 62.35% | 62.35% | 62.35% | 62.35% | 62.35% | 62.35% | 62.35% | 62.35% | 62.35% | 62.35% | 62.35% | 62.35% | 62.35% | 62.35% | 62.35% | 62.35% | 62.35% | 62.35% | 62.35% | 62.35% | 62.35% | 62.35% | 62.35% | 62.35% | 62.35% | 62.35% | 62.35%
Commercial_School (WA)_New_Space Heating_Natural Gas_Unit Heater | Commercial | School (WA) | New | Space Heating | Natural Gas | Unit Heater | 4.267% | 4.267% | 4.267% | 4.267% | 4.267% | 4.267% | 4.267% | 4.267% | 4.267% | 4.267% | 4.267% | 4.267% | 4.267% | 4.267% | 4.267% | 4.267% | 4.267% | 4.267% | 4.267% | 4.267% | 4.267% | 4.267% | 4.267% | 4.267% | 4.267% | 4.267% | 4.267%
Commercial_School (WA)_New_Water Heating_Natural Gas_Water Heater | Commercial | School (WA) | New | Water Heating | Natural Gas | Water Heater | 83.76% | 83.76% | 83.76% | 83.76% | 83.76% | 83.76% | 83.76% | 83.76% | 83.76% | 83.76% | 83.76% | 83.76% | 83.76% | 83.76% | 83.76% | 83.76% | 83.76% | 83.76% | 83.76% | 83.76% | 83.76% | 83.76% | 83.76% | 83.76% | 83.76% | 83.76% | 83.76%
Commercial_School (WA)_New_Food Preparation_Natural Gas_Oven | Commercial | School (WA) | New | Food Preparation | Natural Gas | Oven | 8.361% | 8.361% | 8.361% | 8.361% | 8.361% | 8.361% | 8.361% | 8.361% | 8.361% | 8.361% | 8.361% | 8.361% | 8.361% | 8.361% | 8.361% | 8.361% | 8.361% | 8.361% | 8.361% | 8.361% | 8.361% | 8.361% | 8.361% | 8.361% | 8.361% | 8.361% | 8.361%
Commercial_School (WA)_New_Food Preparation_Natural Gas_Conveyor Oven | Commercial | School (WA) | New | Food Preparation | Natural Gas | Conveyor Oven | 4.18% | 4.18% | 4.18% | 4.18% | 4.18% | 4.18% | 4.18% | 4.18% | 4.18% | 4.18% | 4.18% | 4.18% | 4.18% | 4.18% | 4.18% | 4.18% | 4.18% | 4.18% | 4.18% | 4.18% | 4.18% | 4.18% | 4.18% | 4.18% | 4.18% | 4.18% | 4.18%
Commercial_School (WA)_New_Food Preparation_Natural Gas_Double Rack Oven | Commercial | School (WA) | New | Food Preparation | Natural Gas | Double Rack Oven | 4.18% | 4.18% | 4.18% | 4.18% | 4.18% | 4.18% | 4.18% | 4.18% | 4.18% | 4.18% | 4.18% | 4.18% | 4.18% | 4.18% | 4.18% | 4.18% | 4.18% | 4.18% | 4.18% | 4.18% | 4.18% | 4.18% | 4.18% | 4.18% | 4.18% | 4.18% | 4.18%
Commercial_School (WA)_New_Food Preparation_Natural Gas_Fryer | Commercial | School (WA) | New | Food Preparation | Natural Gas | Fryer | 10.82% | 10.82% | 10.82% | 10.82% | 10.82% | 10.82% | 10.82% | 10.82% | 10.82% | 10.82% | 10.82% | 10.82% | 10.82% | 10.82% | 10.82% | 10.82% | 10.82% | 10.82% | 10.82% | 10.82% | 10.82% | 10.82% | 10.82% | 10.82% | 10.82% | 10.82% | 10.82%
Commercial_School (WA)_New_Food Preparation_Natural Gas_Broiler | Commercial | School (WA) | New | Food Preparation | Natural Gas | Broiler | 16.72% | 16.72% | 16.72% | 16.72% | 16.72% | 16.72% | 16.72% | 16.72% | 16.72% | 16.72% | 16.72% | 16.72% | 16.72% | 16.72% | 16.72% | 16.72% | 16.72% | 16.72% | 16.72% | 16.72% | 16.72% | 16.72% | 16.72% | 16.72% | 16.72% | 16.72% | 16.72%
Commercial_School (WA)_New_Food Preparation_Natural Gas_Griddle | Commercial | School (WA) | New | Food Preparation | Natural Gas | Griddle | 23.61% | 23.61% | 23.61% | 23.61% | 23.61% | 23.61% | 23.61% | 23.61% | 23.61% | 23.61% | 23.61% | 23.61% | 23.61% | 23.61% | 23.61% | 23.61% | 23.61% | 23.61% | 23.61% | 23.61% | 23.61% | 23.61% | 23.61% | 23.61% | 23.61% | 23.61% | 23.61%
Commercial_School (WA)_New_Food Preparation_Natural Gas_Range | Commercial | School (WA) | New | Food Preparation | Natural Gas | Range | 29.18% | 29.18% | 29.18% | 29.18% | 29.18% | 29.18% | 29.18% | 29.18% | 29.18% | 29.18% | 29.18% | 29.18% | 29.18% | 29.18% | 29.18% | 29.18% | 29.18% | 29.18% | 29.18% | 29.18% | 29.18% | 29.18% | 29.18% | 29.18% | 29.18% | 29.18% | 29.18%
Commercial_School (WA)_New_Food Preparation_Natural Gas_Steamer | Commercial | School (WA) | New | Food Preparation | Natural Gas | Steamer | 10.49% | 10.49% | 10.49% | 10.49% | 10.49% | 10.49% | 10.49% | 10.49% | 10.49% | 10.49% | 10.49% | 10.49% | 10.49% | 10.49% | 10.49% | 10.49% | 10.49% | 10.49% | 10.49% | 10.49% | 10.49% | 10.49% | 10.49% | 10.49% | 10.49% | 10.49% | 10.49%
Commercial_School (WA)_New_Food Preparation_Natural Gas_Food Prep Other | Commercial | School (WA) | New | Food Preparation | Natural Gas | Food Prep Other | 1.311% | 1.311% | 1.311% | 1.311% | 1.311% | 1.311% | 1.311% | 1.311% | 1.311% | 1.311% | 1.311% | 1.311% | 1.311% | 1.311% | 1.311% | 1.311% | 1.311% | 1.311% | 1.311% | 1.311% | 1.311% | 1.311% | 1.311% | 1.311% | 1.311% | 1.311% | 1.311%
Commercial_School (WA)_New_Miscellaneous_Natural Gas_Pool Heater | Commercial | School (WA) | New | Miscellaneous | Natural Gas | Pool Heater | 0.3037% | 0.3037% | 0.3037% | 0.3037% | 0.3037% | 0.3037% | 0.3037% | 0.3037% | 0.3037% | 0.3037% | 0.3037% | 0.3037% | 0.3037% | 0.3037% | 0.3037% | 0.3037% | 0.3037% | 0.3037% | 0.3037% | 0.3037% | 0.3037% | 0.3037% | 0.3037% | 0.3037% | 0.3037% | 0.3037% | 0.3037%
Commercial_School (WA)_New_Miscellaneous_Natural Gas_Miscellaneous | Commercial | School (WA) | New | Miscellaneous | Natural Gas | Miscellaneous | 100% | 100% | 100% | 100% | 100% | 100% | 100% | 100% | 100% | 100% | 100% | 100% | 100% | 100% | 100% | 100% | 100% | 100% | 100% | 100% | 100% | 100% | 100% | 100% | 100% | 100% | 100%
Commercial_College (WA)_Existing_Space Heating_Natural Gas_Furnace | Commercial | College (WA) | Existing | Space Heating | Natural Gas | Furnace | 9.507% | 9.507% | 9.507% | 9.507% | 9.507% | 9.507% | 9.507% | 9.507% | 9.507% | 9.507% | 9.507% | 9.507% | 9.507% | 9.507% | 9.507% | 9.507% | 9.507% | 9.507% | 9.507% | 9.507% | 9.507% | 9.507% | 9.507% | 9.507% | 9.507% | 9.507% | 9.507%
Commercial_College (WA)_Existing_Space Heating_Natural Gas_Boiler | Commercial | College (WA) | Existing | Space Heating | Natural Gas | Boiler | 81.09% | 81.09% | 81.09% | 81.09% | 81.09% | 81.09% | 81.09% | 81.09% | 81.09% | 81.09% | 81.09% | 81.09% | 81.09% | 81.09% | 81.09% | 81.09% | 81.09% | 81.09% | 81.09% | 81.09% | 81.09% | 81.09% | 81.09% | 81.09% | 81.09% | 81.09% | 81.09%
Commercial_College (WA)_Existing_Space Heating_Natural Gas_Unit Heater | Commercial | College (WA) | Existing | Space Heating | Natural Gas | Unit Heater | bar: 2019 to 2045
Commercial_College (WA)_Existing_Water Heating_Natural Gas_Water Heater | Commercial | College (WA) | Existing | Water Heating | Natural Gas | Water Heater | 76.14% | 76.14% | 76.14% | 76.14% | 76.14% | 76.14% | 76.14% | 76.14% | 76.14% | 76.14% | 76.14% | 76.14% | 76.14% | 76.14% | 76.14% | 76.14% | 76.14% | 76.14% | 76.14% | 76.14% | 76.14% | 76.14% | 76.14% | 76.14% | 76.14% | 76.14% | 76.14%
Commercial_College (WA)_Existing_Food Preparation_Natural Gas_Oven | Commercial | College (WA) | Existing | Food Preparation | Natural Gas | Oven | 8.361% | 8.361% | 8.361% | 8.361% | 8.361% | 8.361% | 8.361% | 8.361% | 8.361% | 8.361% | 8.361% | 8.361% | 8.361% | 8.361% | 8.361% | 8.361% | 8.361% | 8.361% | 8.361% | 8.361% | 8.361% | 8.361% | 8.361% | 8.361% | 8.361% | 8.361% | 8.361%
Commercial_College (WA)_Existing_Food Preparation_Natural Gas_Conveyor Oven | Commercial | College (WA) | Existing | Food Preparation | Natural Gas | Conveyor Oven | 4.18% | 4.18% | 4.18% | 4.18% | 4.18% | 4.18% | 4.18% | 4.18% | 4.18% | 4.18% | 4.18% | 4.18% | 4.18% | 4.18% | 4.18% | 4.18% | 4.18% | 4.18% | 4.18% | 4.18% | 4.18% | 4.18% | 4.18% | 4.18% | 4.18% | 4.18% | 4.18%
Commercial_College (WA)_Existing_Food Preparation_Natural Gas_Double Rack Oven | Commercial | College (WA) | Existing | Food Preparation | Natural Gas | Double Rack Oven | 4.18% | 4.18% | 4.18% | 4.18% | 4.18% | 4.18% | 4.18% | 4.18% | 4.18% | 4.18% | 4.18% | 4.18% | 4.18% | 4.18% | 4.18% | 4.18% | 4.18% | 4.18% | 4.18% | 4.18% | 4.18% | 4.18% | 4.18% | 4.18% | 4.18% | 4.18% | 4.18%
Commercial_College (WA)_Existing_Food Preparation_Natural Gas_Fryer | Commercial | College (WA) | Existing | Food Preparation | Natural Gas | Fryer | 10.82% | 10.82% | 10.82% | 10.82% | 10.82% | 10.82% | 10.82% | 10.82% | 10.82% | 10.82% | 10.82% | 10.82% | 10.82% | 10.82% | 10.82% | 10.82% | 10.82% | 10.82% | 10.82% | 10.82% | 10.82% | 10.82% | 10.82% | 10.82% | 10.82% | 10.82% | 10.82%
Commercial_College (WA)_Existing_Food Preparation_Natural Gas_Broiler | Commercial | College (WA) | Existing | Food Preparation | Natural Gas | Broiler | 16.72% | 16.72% | 16.72% | 16.72% | 16.72% | 16.72% | 16.72% | 16.72% | 16.72% | 16.72% | 16.72% | 16.72% | 16.72% | 16.72% | 16.72% | 16.72% | 16.72% | 16.72% | 16.72% | 16.72% | 16.72% | 16.72% | 16.72% | 16.72% | 16.72% | 16.72% | 16.72%
Commercial_College (WA)_Existing_Food Preparation_Natural Gas_Griddle | Commercial | College (WA) | Existing | Food Preparation | Natural Gas | Griddle | 23.61% | 23.61% | 23.61% | 23.61% | 23.61% | 23.61% | 23.61% | 23.61% | 23.61% | 23.61% | 23.61% | 23.61% | 23.61% | 23.61% | 23.61% | 23.61% | 23.61% | 23.61% | 23.61% | 23.61% | 23.61% | 23.61% | 23.61% | 23.61% | 23.61% | 23.61% | 23.61%
Commercial_College (WA)_Existing_Food Preparation_Natural Gas_Range | Commercial | College (WA) | Existing | Food Preparation | Natural Gas | Range | 29.18% | 29.18% | 29.18% | 29.18% | 29.18% | 29.18% | 29.18% | 29.18% | 29.18% | 29.18% | 29.18% | 29.18% | 29.18% | 29.18% | 29.18% | 29.18% | 29.18% | 29.18% | 29.18% | 29.18% | 29.18% | 29.18% | 29.18% | 29.18% | 29.18% | 29.18% | 29.18%
Commercial_College (WA)_Existing_Food Preparation_Natural Gas_Steamer | Commercial | College (WA) | Existing | Food Preparation | Natural Gas | Steamer | 10.49% | 10.49% | 10.49% | 10.49% | 10.49% | 10.49% | 10.49% | 10.49% | 10.49% | 10.49% | 10.49% | 10.49% | 10.49% | 10.49% | 10.49% | 10.49% | 10.49% | 10.49% | 10.49% | 10.49% | 10.49% | 10.49% | 10.49% | 10.49% | 10.49% | 10.49% | 10.49%
Commercial_College (WA)_Existing_Food Preparation_Natural Gas_Food Prep Other | Commercial | College (WA) | Existing | Food Preparation | Natural Gas | Food Prep Other | 1.311% | 1.311% | 1.311% | 1.311% | 1.311% | 1.311% | 1.311% | 1.311% | 1.311% | 1.311% | 1.311% | 1.311% | 1.311% | 1.311% | 1.311% | 1.311% | 1.311% | 1.311% | 1.311% | 1.311% | 1.311% | 1.311% | 1.311% | 1.311% | 1.311% | 1.311% | 1.311%
Commercial_College (WA)_Existing_Miscellaneous_Natural Gas_Pool Heater | Commercial | College (WA) | Existing | Miscellaneous | Natural Gas | Pool Heater | 1.215% | 1.215% | 1.215% | 1.215% | 1.215% | 1.215% | 1.215% | 1.215% | 1.215% | 1.215% | 1.215% | 1.215% | 1.215% | 1.215% | 1.215% | 1.215% | 1.215% | 1.215% | 1.215% | 1.215% | 1.215% | 1.215% | 1.215% | 1.215% | 1.215% | 1.215% | 1.215%
Commercial_College (WA)_Existing_Miscellaneous_Natural Gas_Miscellaneous | Commercial | College (WA) | Existing | Miscellaneous | Natural Gas | Miscellaneous | 100% | 100% | 100% | 100% | 100% | 100% | 100% | 100% | 100% | 100% | 100% | 100% | 100% | 100% | 100% | 100% | 100% | 100% | 100% | 100% | 100% | 100% | 100% | 100% | 100% | 100% | 100%
Commercial_College (WA)_New_Space Heating_Natural Gas_Furnace | Commercial | College (WA) | New | Space Heating | Natural Gas | Furnace | 9.507% | 9.507% | 9.507% | 9.507% | 9.507% | 9.507% | 9.507% | 9.507% | 9.507% | 9.507% | 9.507% | 9.507% | 9.507% | 9.507% | 9.507% | 9.507% | 9.507% | 9.507% | 9.507% | 9.507% | 9.507% | 9.507% | 9.507% | 9.507% | 9.507% | 9.507% | 9.507%
Commercial_College (WA)_New_Space Heating_Natural Gas_Boiler | Commercial | College (WA) | New | Space Heating | Natural Gas | Boiler | 81.09% | 81.09% | 81.09% | 81.09% | 81.09% | 81.09% | 81.09% | 81.09% | 81.09% | 81.09% | 81.09% | 81.09% | 81.09% | 81.09% | 81.09% | 81.09% | 81.09% | 81.09% | 81.09% | 81.09% | 81.09% | 81.09% | 81.09% | 81.09% | 81.09% | 81.09% | 81.09%
Commercial_College (WA)_New_Space Heating_Natural Gas_Unit Heater | Commercial | College (WA) | New | Space Heating | Natural Gas | Unit Heater | bar: 2019 to 2045
Commercial_College (WA)_New_Water Heating_Natural Gas_Water Heater | Commercial | College (WA) | New | Water Heating | Natural Gas | Water Heater | 79.95% | 79.95% | 79.95% | 79.95% | 79.95% | 79.95% | 79.95% | 79.95% | 79.95% | 79.95% | 79.95% | 79.95% | 79.95% | 79.95% | 79.95% | 79.95% | 79.95% | 79.95% | 79.95% | 79.95% | 79.95% | 79.95% | 79.95% | 79.95% | 79.95% | 79.95% | 79.95%
Commercial_College (WA)_New_Food Preparation_Natural Gas_Oven | Commercial | College (WA) | New | Food Preparation | Natural Gas | Oven | 8.361% | 8.361% | 8.361% | 8.361% | 8.361% | 8.361% | 8.361% | 8.361% | 8.361% | 8.361% | 8.361% | 8.361% | 8.361% | 8.361% | 8.361% | 8.361% | 8.361% | 8.361% | 8.361% | 8.361% | 8.361% | 8.361% | 8.361% | 8.361% | 8.361% | 8.361% | 8.361%
Commercial_College (WA)_New_Food Preparation_Natural Gas_Conveyor Oven | Commercial | College (WA) | New | Food Preparation | Natural Gas | Conveyor Oven | 4.18% | 4.18% | 4.18% | 4.18% | 4.18% | 4.18% | 4.18% | 4.18% | 4.18% | 4.18% | 4.18% | 4.18% | 4.18% | 4.18% | 4.18% | 4.18% | 4.18% | 4.18% | 4.18% | 4.18% | 4.18% | 4.18% | 4.18% | 4.18% | 4.18% | 4.18% | 4.18%
Commercial_College (WA)_New_Food Preparation_Natural Gas_Double Rack Oven | Commercial | College (WA) | New | Food Preparation | Natural Gas | Double Rack Oven | 4.18% | 4.18% | 4.18% | 4.18% | 4.18% | 4.18% | 4.18% | 4.18% | 4.18% | 4.18% | 4.18% | 4.18% | 4.18% | 4.18% | 4.18% | 4.18% | 4.18% | 4.18% | 4.18% | 4.18% | 4.18% | 4.18% | 4.18% | 4.18% | 4.18% | 4.18% | 4.18%
Commercial_College (WA)_New_Food Preparation_Natural Gas_Fryer | Commercial | College (WA) | New | Food Preparation | Natural Gas | Fryer | 10.82% | 10.82% | 10.82% | 10.82% | 10.82% | 10.82% | 10.82% | 10.82% | 10.82% | 10.82% | 10.82% | 10.82% | 10.82% | 10.82% | 10.82% | 10.82% | 10.82% | 10.82% | 10.82% | 10.82% | 10.82% | 10.82% | 10.82% | 10.82% | 10.82% | 10.82% | 10.82%
Commercial_College (WA)_New_Food Preparation_Natural Gas_Broiler | Commercial | College (WA) | New | Food Preparation | Natural Gas | Broiler | 16.72% | 16.72% | 16.72% | 16.72% | 16.72% | 16.72% | 16.72% | 16.72% | 16.72% | 16.72% | 16.72% | 16.72% | 16.72% | 16.72% | 16.72% | 16.72% | 16.72% | 16.72% | 16.72% | 16.72% | 16.72% | 16.72% | 16.72% | 16.72% | 16.72% | 16.72% | 16.72%
Commercial_College (WA)_New_Food Preparation_Natural Gas_Griddle | Commercial | College (WA) | New | Food Preparation | Natural Gas | Griddle | 23.61% | 23.61% | 23.61% | 23.61% | 23.61% | 23.61% | 23.61% | 23.61% | 23.61% | 23.61% | 23.61% | 23.61% | 23.61% | 23.61% | 23.61% | 23.61% | 23.61% | 23.61% | 23.61% | 23.61% | 23.61% | 23.61% | 23.61% | 23.61% | 23.61% | 23.61% | 23.61%
Commercial_College (WA)_New_Food Preparation_Natural Gas_Range | Commercial | College (WA) | New | Food Preparation | Natural Gas | Range | 29.18% | 29.18% | 29.18% | 29.18% | 29.18% | 29.18% | 29.18% | 29.18% | 29.18% | 29.18% | 29.18% | 29.18% | 29.18% | 29.18% | 29.18% | 29.18% | 29.18% | 29.18% | 29.18% | 29.18% | 29.18% | 29.18% | 29.18% | 29.18% | 29.18% | 29.18% | 29.18%
Commercial_College (WA)_New_Food Preparation_Natural Gas_Steamer | Commercial | College (WA) | New | Food Preparation | Natural Gas | Steamer | 10.49% | 10.49% | 10.49% | 10.49% | 10.49% | 10.49% | 10.49% | 10.49% | 10.49% | 10.49% | 10.49% | 10.49% | 10.49% | 10.49% | 10.49% | 10.49% | 10.49% | 10.49% | 10.49% | 10.49% | 10.49% | 10.49% | 10.49% | 10.49% | 10.49% | 10.49% | 10.49%
Commercial_College (WA)_New_Food Preparation_Natural Gas_Food Prep Other | Commercial | College (WA) | New | Food Preparation | Natural Gas | Food Prep Other | 1.311% | 1.311% | 1.311% | 1.311% | 1.311% | 1.311% | 1.311% | 1.311% | 1.311% | 1.311% | 1.311% | 1.311% | 1.311% | 1.311% | 1.311% | 1.311% | 1.311% | 1.311% | 1.311% | 1.311% | 1.311% | 1.311% | 1.311% | 1.311% | 1.311% | 1.311% | 1.311%
Commercial_College (WA)_New_Miscellaneous_Natural Gas_Pool Heater | Commercial | College (WA) | New | Miscellaneous | Natural Gas | Pool Heater | 1.215% | 1.215% | 1.215% | 1.215% | 1.215% | 1.215% | 1.215% | 1.215% | 1.215% | 1.215% | 1.215% | 1.215% | 1.215% | 1.215% | 1.215% | 1.215% | 1.215% | 1.215% | 1.215% | 1.215% | 1.215% | 1.215% | 1.215% | 1.215% | 1.215% | 1.215% | 1.215%
Commercial_College (WA)_New_Miscellaneous_Natural Gas_Miscellaneous | Commercial | College (WA) | New | Miscellaneous | Natural Gas | Miscellaneous | 100% | 100% | 100% | 100% | 100% | 100% | 100% | 100% | 100% | 100% | 100% | 100% | 100% | 100% | 100% | 100% | 100% | 100% | 100% | 100% | 100% | 100% | 100% | 100% | 100% | 100% | 100%
Commercial_Health (WA)_Existing_Space Heating_Natural Gas_Furnace | Commercial | Health (WA) | Existing | Space Heating | Natural Gas | Furnace | 13.79% | 13.79% | 13.79% | 13.79% | 13.79% | 13.79% | 13.79% | 13.79% | 13.79% | 13.79% | 13.79% | 13.79% | 13.79% | 13.79% | 13.79% | 13.79% | 13.79% | 13.79% | 13.79% | 13.79% | 13.79% | 13.79% | 13.79% | 13.79% | 13.79% | 13.79% | 13.79%
Commercial_Health (WA)_Existing_Space Heating_Natural Gas_Boiler | Commercial | Health (WA) | Existing | Space Heating | Natural Gas | Boiler | 77.69% | 77.69% | 77.69% | 77.69% | 77.69% | 77.69% | 77.69% | 77.69% | 77.69% | 77.69% | 77.69% | 77.69% | 77.69% | 77.69% | 77.69% | 77.69% | 77.69% | 77.69% | 77.69% | 77.69% | 77.69% | 77.69% | 77.69% | 77.69% | 77.69% | 77.69% | 77.69%
Commercial_Health (WA)_Existing_Space Heating_Natural Gas_Unit Heater | Commercial | Health (WA) | Existing | Space Heating | Natural Gas | Unit Heater | bar: 2019 to 2045
Commercial_Health (WA)_Existing_Water Heating_Natural Gas_Water Heater | Commercial | Health (WA) | Existing | Water Heating | Natural Gas | Water Heater | 84.3% | 84.3% | 84.3% | 84.3% | 84.3% | 84.3% | 84.3% | 84.3% | 84.3% | 84.3% | 84.3% | 84.3% | 84.3% | 84.3% | 84.3% | 84.3% | 84.3% | 84.3% | 84.3% | 84.3% | 84.3% | 84.3% | 84.3% | 84.3% | 84.3% | 84.3% | 84.3%
Commercial_Health (WA)_Existing_Food Preparation_Natural Gas_Oven | Commercial | Health (WA) | Existing | Food Preparation | Natural Gas | Oven | 1.976% | 1.976% | 1.976% | 1.976% | 1.976% | 1.976% | 1.976% | 1.976% | 1.976% | 1.976% | 1.976% | 1.976% | 1.976% | 1.976% | 1.976% | 1.976% | 1.976% | 1.976% | 1.976% | 1.976% | 1.976% | 1.976% | 1.976% | 1.976% | 1.976% | 1.976% | 1.976%
Commercial_Health (WA)_Existing_Food Preparation_Natural Gas_Conveyor Oven | Commercial | Health (WA) | Existing | Food Preparation | Natural Gas | Conveyor Oven | 0.988% | 0.988% | 0.988% | 0.988% | 0.988% | 0.988% | 0.988% | 0.988% | 0.988% | 0.988% | 0.988% | 0.988% | 0.988% | 0.988% | 0.988% | 0.988% | 0.988% | 0.988% | 0.988% | 0.988% | 0.988% | 0.988% | 0.988% | 0.988% | 0.988% | 0.988% | 0.988%
Commercial_Health (WA)_Existing_Food Preparation_Natural Gas_Double Rack Oven | Commercial | Health (WA) | Existing | Food Preparation | Natural Gas | Double Rack Oven | 0.988% | 0.988% | 0.988% | 0.988% | 0.988% | 0.988% | 0.988% | 0.988% | 0.988% | 0.988% | 0.988% | 0.988% | 0.988% | 0.988% | 0.988% | 0.988% | 0.988% | 0.988% | 0.988% | 0.988% | 0.988% | 0.988% | 0.988% | 0.988% | 0.988% | 0.988% | 0.988%
Commercial_Health (WA)_Existing_Food Preparation_Natural Gas_Fryer | Commercial | Health (WA) | Existing | Food Preparation | Natural Gas | Fryer | 22.87% | 22.87% | 22.87% | 22.87% | 22.87% | 22.87% | 22.87% | 22.87% | 22.87% | 22.87% | 22.87% | 22.87% | 22.87% | 22.87% | 22.87% | 22.87% | 22.87% | 22.87% | 22.87% | 22.87% | 22.87% | 22.87% | 22.87% | 22.87% | 22.87% | 22.87% | 22.87%
Commercial_Health (WA)_Existing_Food Preparation_Natural Gas_Broiler | Commercial | Health (WA) | Existing | Food Preparation | Natural Gas | Broiler | 5.15% | 5.15% | 5.15% | 5.15% | 5.15% | 5.15% | 5.15% | 5.15% | 5.15% | 5.15% | 5.15% | 5.15% | 5.15% | 5.15% | 5.15% | 5.15% | 5.15% | 5.15% | 5.15% | 5.15% | 5.15% | 5.15% | 5.15% | 5.15% | 5.15% | 5.15% | 5.15%
Commercial_Health (WA)_Existing_Food Preparation_Natural Gas_Griddle | Commercial | Health (WA) | Existing | Food Preparation | Natural Gas | Griddle | 5.15% | 5.15% | 5.15% | 5.15% | 5.15% | 5.15% | 5.15% | 5.15% | 5.15% | 5.15% | 5.15% | 5.15% | 5.15% | 5.15% | 5.15% | 5.15% | 5.15% | 5.15% | 5.15% | 5.15% | 5.15% | 5.15% | 5.15% | 5.15% | 5.15% | 5.15% | 5.15%
Commercial_Health (WA)_Existing_Food Preparation_Natural Gas_Range | Commercial | Health (WA) | Existing | Food Preparation | Natural Gas | Range | 21.77% | 21.77% | 21.77% | 21.77% | 21.77% | 21.77% | 21.77% | 21.77% | 21.77% | 21.77% | 21.77% | 21.77% | 21.77% | 21.77% | 21.77% | 21.77% | 21.77% | 21.77% | 21.77% | 21.77% | 21.77% | 21.77% | 21.77% | 21.77% | 21.77% | 21.77% | 21.77%
Commercial_Health (WA)_Existing_Food Preparation_Natural Gas_Steamer | Commercial | Health (WA) | Existing | Food Preparation | Natural Gas | Steamer | 2.392% | 2.392% | 2.392% | 2.392% | 2.392% | 2.392% | 2.392% | 2.392% | 2.392% | 2.392% | 2.392% | 2.392% | 2.392% | 2.392% | 2.392% | 2.392% | 2.392% | 2.392% | 2.392% | 2.392% | 2.392% | 2.392% | 2.392% | 2.392% | 2.392% | 2.392% | 2.392%
Commercial_Health (WA)_Existing_Food Preparation_Natural Gas_Food Prep Other | Commercial | Health (WA) | Existing | Food Preparation | Natural Gas | Food Prep Other | bar: 2019 to 2045
Commercial_Health (WA)_Existing_Miscellaneous_Natural Gas_Pool Heater | Commercial | Health (WA) | Existing | Miscellaneous | Natural Gas | Pool Heater | bar: 2019 to 2045
Commercial_Health (WA)_Existing_Miscellaneous_Natural Gas_Miscellaneous | Commercial | Health (WA) | Existing | Miscellaneous | Natural Gas | Miscellaneous | 100% | 100% | 100% | 100% | 100% | 100% | 100% | 100% | 100% | 100% | 100% | 100% | 100% | 100% | 100% | 100% | 100% | 100% | 100% | 100% | 100% | 100% | 100% | 100% | 100% | 100% | 100%
Commercial_Health (WA)_New_Space Heating_Natural Gas_Furnace | Commercial | Health (WA) | New | Space Heating | Natural Gas | Furnace | 13.79% | 13.79% | 13.79% | 13.79% | 13.79% | 13.79% | 13.79% | 13.79% | 13.79% | 13.79% | 13.79% | 13.79% | 13.79% | 13.79% | 13.79% | 13.79% | 13.79% | 13.79% | 13.79% | 13.79% | 13.79% | 13.79% | 13.79% | 13.79% | 13.79% | 13.79% | 13.79%
Commercial_Health (WA)_New_Space Heating_Natural Gas_Boiler | Commercial | Health (WA) | New | Space Heating | Natural Gas | Boiler | 77.69% | 77.69% | 77.69% | 77.69% | 77.69% | 77.69% | 77.69% | 77.69% | 77.69% | 77.69% | 77.69% | 77.69% | 77.69% | 77.69% | 77.69% | 77.69% | 77.69% | 77.69% | 77.69% | 77.69% | 77.69% | 77.69% | 77.69% | 77.69% | 77.69% | 77.69% | 77.69%
Commercial_Health (WA)_New_Space Heating_Natural Gas_Unit Heater | Commercial | Health (WA) | New | Space Heating | Natural Gas | Unit Heater | bar: 2019 to 2045
Commercial_Health (WA)_New_Water Heating_Natural Gas_Water Heater | Commercial | Health (WA) | New | Water Heating | Natural Gas | Water Heater | 92.73% | 92.73% | 92.73% | 92.73% | 92.73% | 92.73% | 92.73% | 92.73% | 92.73% | 92.73% | 92.73% | 92.73% | 92.73% | 92.73% | 92.73% | 92.73% | 92.73% | 92.73% | 92.73% | 92.73% | 92.73% | 92.73% | 92.73% | 92.73% | 92.73% | 92.73% | 92.73%
Commercial_Health (WA)_New_Food Preparation_Natural Gas_Oven | Commercial | Health (WA) | New | Food Preparation | Natural Gas | Oven | 1.976% | 1.976% | 1.976% | 1.976% | 1.976% | 1.976% | 1.976% | 1.976% | 1.976% | 1.976% | 1.976% | 1.976% | 1.976% | 1.976% | 1.976% | 1.976% | 1.976% | 1.976% | 1.976% | 1.976% | 1.976% | 1.976% | 1.976% | 1.976% | 1.976% | 1.976% | 1.976%
Commercial_Health (WA)_New_Food Preparation_Natural Gas_Conveyor Oven | Commercial | Health (WA) | New | Food Preparation | Natural Gas | Conveyor Oven | 0.988% | 0.988% | 0.988% | 0.988% | 0.988% | 0.988% | 0.988% | 0.988% | 0.988% | 0.988% | 0.988% | 0.988% | 0.988% | 0.988% | 0.988% | 0.988% | 0.988% | 0.988% | 0.988% | 0.988% | 0.988% | 0.988% | 0.988% | 0.988% | 0.988% | 0.988% | 0.988%
Commercial_Health (WA)_New_Food Preparation_Natural Gas_Double Rack Oven | Commercial | Health (WA) | New | Food Preparation | Natural Gas | Double Rack Oven | 0.988% | 0.988% | 0.988% | 0.988% | 0.988% | 0.988% | 0.988% | 0.988% | 0.988% | 0.988% | 0.988% | 0.988% | 0.988% | 0.988% | 0.988% | 0.988% | 0.988% | 0.988% | 0.988% | 0.988% | 0.988% | 0.988% | 0.988% | 0.988% | 0.988% | 0.988% | 0.988%
Commercial_Health (WA)_New_Food Preparation_Natural Gas_Fryer | Commercial | Health (WA) | New | Food Preparation | Natural Gas | Fryer | 22.87% | 22.87% | 22.87% | 22.87% | 22.87% | 22.87% | 22.87% | 22.87% | 22.87% | 22.87% | 22.87% | 22.87% | 22.87% | 22.87% | 22.87% | 22.87% | 22.87% | 22.87% | 22.87% | 22.87% | 22.87% | 22.87% | 22.87% | 22.87% | 22.87% | 22.87% | 22.87%
Commercial_Health (WA)_New_Food Preparation_Natural Gas_Broiler | Commercial | Health (WA) | New | Food Preparation | Natural Gas | Broiler | 5.15% | 5.15% | 5.15% | 5.15% | 5.15% | 5.15% | 5.15% | 5.15% | 5.15% | 5.15% | 5.15% | 5.15% | 5.15% | 5.15% | 5.15% | 5.15% | 5.15% | 5.15% | 5.15% | 5.15% | 5.15% | 5.15% | 5.15% | 5.15% | 5.15% | 5.15% | 5.15%
Commercial_Health (WA)_New_Food Preparation_Natural Gas_Griddle | Commercial | Health (WA) | New | Food Preparation | Natural Gas | Griddle | 5.15% | 5.15% | 5.15% | 5.15% | 5.15% | 5.15% | 5.15% | 5.15% | 5.15% | 5.15% | 5.15% | 5.15% | 5.15% | 5.15% | 5.15% | 5.15% | 5.15% | 5.15% | 5.15% | 5.15% | 5.15% | 5.15% | 5.15% | 5.15% | 5.15% | 5.15% | 5.15%
Commercial_Health (WA)_New_Food Preparation_Natural Gas_Range | Commercial | Health (WA) | New | Food Preparation | Natural Gas | Range | 21.77% | 21.77% | 21.77% | 21.77% | 21.77% | 21.77% | 21.77% | 21.77% | 21.77% | 21.77% | 21.77% | 21.77% | 21.77% | 21.77% | 21.77% | 21.77% | 21.77% | 21.77% | 21.77% | 21.77% | 21.77% | 21.77% | 21.77% | 21.77% | 21.77% | 21.77% | 21.77%
Commercial_Health (WA)_New_Food Preparation_Natural Gas_Steamer | Commercial | Health (WA) | New | Food Preparation | Natural Gas | Steamer | 2.392% | 2.392% | 2.392% | 2.392% | 2.392% | 2.392% | 2.392% | 2.392% | 2.392% | 2.392% | 2.392% | 2.392% | 2.392% | 2.392% | 2.392% | 2.392% | 2.392% | 2.392% | 2.392% | 2.392% | 2.392% | 2.392% | 2.392% | 2.392% | 2.392% | 2.392% | 2.392%
Commercial_Health (WA)_New_Food Preparation_Natural Gas_Food Prep Other | Commercial | Health (WA) | New | Food Preparation | Natural Gas | Food Prep Other | bar: 2019 to 2045
Commercial_Health (WA)_New_Miscellaneous_Natural Gas_Pool Heater | Commercial | Health (WA) | New | Miscellaneous | Natural Gas | Pool Heater | bar: 2019 to 2045
Commercial_Health (WA)_New_Miscellaneous_Natural Gas_Miscellaneous | Commercial | Health (WA) | New | Miscellaneous | Natural Gas | Miscellaneous | 100% | 100% | 100% | 100% | 100% | 100% | 100% | 100% | 100% | 100% | 100% | 100% | 100% | 100% | 100% | 100% | 100% | 100% | 100% | 100% | 100% | 100% | 100% | 100% | 100% | 100% | 100%
Commercial_Lodging (WA)_Existing_Space Heating_Natural Gas_Furnace | Commercial | Lodging (WA) | Existing | Space Heating | Natural Gas | Furnace | 29.34% | 29.34% | 29.34% | 29.34% | 29.34% | 29.34% | 29.34% | 29.34% | 29.34% | 29.34% | 29.34% | 29.34% | 29.34% | 29.34% | 29.34% | 29.34% | 29.34% | 29.34% | 29.34% | 29.34% | 29.34% | 29.34% | 29.34% | 29.34% | 29.34% | 29.34% | 29.34%
Commercial_Lodging (WA)_Existing_Space Heating_Natural Gas_Boiler | Commercial | Lodging (WA) | Existing | Space Heating | Natural Gas | Boiler | 20.59% | 20.59% | 20.59% | 20.59% | 20.59% | 20.59% | 20.59% | 20.59% | 20.59% | 20.59% | 20.59% | 20.59% | 20.59% | 20.59% | 20.59% | 20.59% | 20.59% | 20.59% | 20.59% | 20.59% | 20.59% | 20.59% | 20.59% | 20.59% | 20.59% | 20.59% | 20.59%
Commercial_Lodging (WA)_Existing_Space Heating_Natural Gas_Unit Heater | Commercial | Lodging (WA) | Existing | Space Heating | Natural Gas | Unit Heater | 1.764% | 1.764% | 1.764% | 1.764% | 1.764% | 1.764% | 1.764% | 1.764% | 1.764% | 1.764% | 1.764% | 1.764% | 1.764% | 1.764% | 1.764% | 1.764% | 1.764% | 1.764% | 1.764% | 1.764% | 1.764% | 1.764% | 1.764% | 1.764% | 1.764% | 1.764% | 1.764%
Commercial_Lodging (WA)_Existing_Water Heating_Natural Gas_Water Heater | Commercial | Lodging (WA) | Existing | Water Heating | Natural Gas | Water Heater | 86.64% | 86.64% | 86.64% | 86.64% | 86.64% | 86.64% | 86.64% | 86.64% | 86.64% | 86.64% | 86.64% | 86.64% | 86.64% | 86.64% | 86.64% | 86.64% | 86.64% | 86.64% | 86.64% | 86.64% | 86.64% | 86.64% | 86.64% | 86.64% | 86.64% | 86.64% | 86.64%
Commercial_Lodging (WA)_Existing_Food Preparation_Natural Gas_Oven | Commercial | Lodging (WA) | Existing | Food Preparation | Natural Gas | Oven | 12.52% | 12.52% | 12.52% | 12.52% | 12.52% | 12.52% | 12.52% | 12.52% | 12.52% | 12.52% | 12.52% | 12.52% | 12.52% | 12.52% | 12.52% | 12.52% | 12.52% | 12.52% | 12.52% | 12.52% | 12.52% | 12.52% | 12.52% | 12.52% | 12.52% | 12.52% | 12.52%
Commercial_Lodging (WA)_Existing_Food Preparation_Natural Gas_Conveyor Oven | Commercial | Lodging (WA) | Existing | Food Preparation | Natural Gas | Conveyor Oven | 6.262% | 6.262% | 6.262% | 6.262% | 6.262% | 6.262% | 6.262% | 6.262% | 6.262% | 6.262% | 6.262% | 6.262% | 6.262% | 6.262% | 6.262% | 6.262% | 6.262% | 6.262% | 6.262% | 6.262% | 6.262% | 6.262% | 6.262% | 6.262% | 6.262% | 6.262% | 6.262%
Commercial_Lodging (WA)_Existing_Food Preparation_Natural Gas_Double Rack Oven | Commercial | Lodging (WA) | Existing | Food Preparation | Natural Gas | Double Rack Oven | 6.262% | 6.262% | 6.262% | 6.262% | 6.262% | 6.262% | 6.262% | 6.262% | 6.262% | 6.262% | 6.262% | 6.262% | 6.262% | 6.262% | 6.262% | 6.262% | 6.262% | 6.262% | 6.262% | 6.262% | 6.262% | 6.262% | 6.262% | 6.262% | 6.262% | 6.262% | 6.262%
Commercial_Lodging (WA)_Existing_Food Preparation_Natural Gas_Fryer | Commercial | Lodging (WA) | Existing | Food Preparation | Natural Gas | Fryer | 9.515% | 9.515% | 9.515% | 9.515% | 9.515% | 9.515% | 9.515% | 9.515% | 9.515% | 9.515% | 9.515% | 9.515% | 9.515% | 9.515% | 9.515% | 9.515% | 9.515% | 9.515% | 9.515% | 9.515% | 9.515% | 9.515% | 9.515% | 9.515% | 9.515% | 9.515% | 9.515%
Commercial_Lodging (WA)_Existing_Food Preparation_Natural Gas_Broiler | Commercial | Lodging (WA) | Existing | Food Preparation | Natural Gas | Broiler | 9.515% | 9.515% | 9.515% | 9.515% | 9.515% | 9.515% | 9.515% | 9.515% | 9.515% | 9.515% | 9.515% | 9.515% | 9.515% | 9.515% | 9.515% | 9.515% | 9.515% | 9.515% | 9.515% | 9.515% | 9.515% | 9.515% | 9.515% | 9.515% | 9.515% | 9.515% | 9.515%
Commercial_Lodging (WA)_Existing_Food Preparation_Natural Gas_Griddle | Commercial | Lodging (WA) | Existing | Food Preparation | Natural Gas | Griddle | 25.44% | 25.44% | 25.44% | 25.44% | 25.44% | 25.44% | 25.44% | 25.44% | 25.44% | 25.44% | 25.44% | 25.44% | 25.44% | 25.44% | 25.44% | 25.44% | 25.44% | 25.44% | 25.44% | 25.44% | 25.44% | 25.44% | 25.44% | 25.44% | 25.44% | 25.44% | 25.44%
Commercial_Lodging (WA)_Existing_Food Preparation_Natural Gas_Range | Commercial | Lodging (WA) | Existing | Food Preparation | Natural Gas | Range | 0.3883% | 0.3883% | 0.3883% | 0.3883% | 0.3883% | 0.3883% | 0.3883% | 0.3883% | 0.3883% | 0.3883% | 0.3883% | 0.3883% | 0.3883% | 0.3883% | 0.3883% | 0.3883% | 0.3883% | 0.3883% | 0.3883% | 0.3883% | 0.3883% | 0.3883% | 0.3883% | 0.3883% | 0.3883% | 0.3883% | 0.3883%
Commercial_Lodging (WA)_Existing_Food Preparation_Natural Gas_Steamer | Commercial | Lodging (WA) | Existing | Food Preparation | Natural Gas | Steamer | 0.3883% | 0.3883% | 0.3883% | 0.3883% | 0.3883% | 0.3883% | 0.3883% | 0.3883% | 0.3883% | 0.3883% | 0.3883% | 0.3883% | 0.3883% | 0.3883% | 0.3883% | 0.3883% | 0.3883% | 0.3883% | 0.3883% | 0.3883% | 0.3883% | 0.3883% | 0.3883% | 0.3883% | 0.3883% | 0.3883% | 0.3883%
Commercial_Lodging (WA)_Existing_Food Preparation_Natural Gas_Food Prep Other | Commercial | Lodging (WA) | Existing | Food Preparation | Natural Gas | Food Prep Other | bar: 2019 to 2045
Commercial_Lodging (WA)_Existing_Miscellaneous_Natural Gas_Pool Heater | Commercial | Lodging (WA) | Existing | Miscellaneous | Natural Gas | Pool Heater | 9.865% | 9.865% | 9.865% | 9.865% | 9.865% | 9.865% | 9.865% | 9.865% | 9.865% | 9.865% | 9.865% | 9.865% | 9.865% | 9.865% | 9.865% | 9.865% | 9.865% | 9.865% | 9.865% | 9.865% | 9.865% | 9.865% | 9.865% | 9.865% | 9.865% | 9.865% | 9.865%
Commercial_Lodging (WA)_Existing_Miscellaneous_Natural Gas_Miscellaneous | Commercial | Lodging (WA) | Existing | Miscellaneous | Natural Gas | Miscellaneous | 100% | 100% | 100% | 100% | 100% | 100% | 100% | 100% | 100% | 100% | 100% | 100% | 100% | 100% | 100% | 100% | 100% | 100% | 100% | 100% | 100% | 100% | 100% | 100% | 100% | 100% | 100%
Commercial_Lodging (WA)_New_Space Heating_Natural Gas_Furnace | Commercial | Lodging (WA) | New | Space Heating | Natural Gas | Furnace | 29.34% | 29.34% | 29.34% | 29.34% | 29.34% | 29.34% | 29.34% | 29.34% | 29.34% | 29.34% | 29.34% | 29.34% | 29.34% | 29.34% | 29.34% | 29.34% | 29.34% | 29.34% | 29.34% | 29.34% | 29.34% | 29.34% | 29.34% | 29.34% | 29.34% | 29.34% | 29.34%
Commercial_Lodging (WA)_New_Space Heating_Natural Gas_Boiler | Commercial | Lodging (WA) | New | Space Heating | Natural Gas | Boiler | 20.59% | 20.59% | 20.59% | 20.59% | 20.59% | 20.59% | 20.59% | 20.59% | 20.59% | 20.59% | 20.59% | 20.59% | 20.59% | 20.59% | 20.59% | 20.59% | 20.59% | 20.59% | 20.59% | 20.59% | 20.59% | 20.59% | 20.59% | 20.59% | 20.59% | 20.59% | 20.59%
Commercial_Lodging (WA)_New_Space Heating_Natural Gas_Unit Heater | Commercial | Lodging (WA) | New | Space Heating | Natural Gas | Unit Heater | 1.764% | 1.764% | 1.764% | 1.764% | 1.764% | 1.764% | 1.764% | 1.764% | 1.764% | 1.764% | 1.764% | 1.764% | 1.764% | 1.764% | 1.764% | 1.764% | 1.764% | 1.764% | 1.764% | 1.764% | 1.764% | 1.764% | 1.764% | 1.764% | 1.764% | 1.764% | 1.764%
Commercial_Lodging (WA)_New_Water Heating_Natural Gas_Water Heater | Commercial | Lodging (WA) | New | Water Heating | Natural Gas | Water Heater | 95.31% | 95.31% | 95.31% | 95.31% | 95.31% | 95.31% | 95.31% | 95.31% | 95.31% | 95.31% | 95.31% | 95.31% | 95.31% | 95.31% | 95.31% | 95.31% | 95.31% | 95.31% | 95.31% | 95.31% | 95.31% | 95.31% | 95.31% | 95.31% | 95.31% | 95.31% | 95.31%
Commercial_Lodging (WA)_New_Food Preparation_Natural Gas_Oven | Commercial | Lodging (WA) | New | Food Preparation | Natural Gas | Oven | 12.52% | 12.52% | 12.52% | 12.52% | 12.52% | 12.52% | 12.52% | 12.52% | 12.52% | 12.52% | 12.52% | 12.52% | 12.52% | 12.52% | 12.52% | 12.52% | 12.52% | 12.52% | 12.52% | 12.52% | 12.52% | 12.52% | 12.52% | 12.52% | 12.52% | 12.52% | 12.52%
Commercial_Lodging (WA)_New_Food Preparation_Natural Gas_Conveyor Oven | Commercial | Lodging (WA) | New | Food Preparation | Natural Gas | Conveyor Oven | 6.262% | 6.262% | 6.262% | 6.262% | 6.262% | 6.262% | 6.262% | 6.262% | 6.262% | 6.262% | 6.262% | 6.262% | 6.262% | 6.262% | 6.262% | 6.262% | 6.262% | 6.262% | 6.262% | 6.262% | 6.262% | 6.262% | 6.262% | 6.262% | 6.262% | 6.262% | 6.262%
Commercial_Lodging (WA)_New_Food Preparation_Natural Gas_Double Rack Oven | Commercial | Lodging (WA) | New | Food Preparation | Natural Gas | Double Rack Oven | 6.262% | 6.262% | 6.262% | 6.262% | 6.262% | 6.262% | 6.262% | 6.262% | 6.262% | 6.262% | 6.262% | 6.262% | 6.262% | 6.262% | 6.262% | 6.262% | 6.262% | 6.262% | 6.262% | 6.262% | 6.262% | 6.262% | 6.262% | 6.262% | 6.262% | 6.262% | 6.262%
Commercial_Lodging (WA)_New_Food Preparation_Natural Gas_Fryer | Commercial | Lodging (WA) | New | Food Preparation | Natural Gas | Fryer | 9.515% | 9.515% | 9.515% | 9.515% | 9.515% | 9.515% | 9.515% | 9.515% | 9.515% | 9.515% | 9.515% | 9.515% | 9.515% | 9.515% | 9.515% | 9.515% | 9.515% | 9.515% | 9.515% | 9.515% | 9.515% | 9.515% | 9.515% | 9.515% | 9.515% | 9.515% | 9.515%
Commercial_Lodging (WA)_New_Food Preparation_Natural Gas_Broiler | Commercial | Lodging (WA) | New | Food Preparation | Natural Gas | Broiler | 9.515% | 9.515% | 9.515% | 9.515% | 9.515% | 9.515% | 9.515% | 9.515% | 9.515% | 9.515% | 9.515% | 9.515% | 9.515% | 9.515% | 9.515% | 9.515% | 9.515% | 9.515% | 9.515% | 9.515% | 9.515% | 9.515% | 9.515% | 9.515% | 9.515% | 9.515% | 9.515%
Commercial_Lodging (WA)_New_Food Preparation_Natural Gas_Griddle | Commercial | Lodging (WA) | New | Food Preparation | Natural Gas | Griddle | 25.44% | 25.44% | 25.44% | 25.44% | 25.44% | 25.44% | 25.44% | 25.44% | 25.44% | 25.44% | 25.44% | 25.44% | 25.44% | 25.44% | 25.44% | 25.44% | 25.44% | 25.44% | 25.44% | 25.44% | 25.44% | 25.44% | 25.44% | 25.44% | 25.44% | 25.44% | 25.44%
Commercial_Lodging (WA)_New_Food Preparation_Natural Gas_Range | Commercial | Lodging (WA) | New | Food Preparation | Natural Gas | Range | 0.3883% | 0.3883% | 0.3883% | 0.3883% | 0.3883% | 0.3883% | 0.3883% | 0.3883% | 0.3883% | 0.3883% | 0.3883% | 0.3883% | 0.3883% | 0.3883% | 0.3883% | 0.3883% | 0.3883% | 0.3883% | 0.3883% | 0.3883% | 0.3883% | 0.3883% | 0.3883% | 0.3883% | 0.3883% | 0.3883% | 0.3883%
Commercial_Lodging (WA)_New_Food Preparation_Natural Gas_Steamer | Commercial | Lodging (WA) | New | Food Preparation | Natural Gas | Steamer | 0.3883% | 0.3883% | 0.3883% | 0.3883% | 0.3883% | 0.3883% | 0.3883% | 0.3883% | 0.3883% | 0.3883% | 0.3883% | 0.3883% | 0.3883% | 0.3883% | 0.3883% | 0.3883% | 0.3883% | 0.3883% | 0.3883% | 0.3883% | 0.3883% | 0.3883% | 0.3883% | 0.3883% | 0.3883% | 0.3883% | 0.3883%
Commercial_Lodging (WA)_New_Food Preparation_Natural Gas_Food Prep Other | Commercial | Lodging (WA) | New | Food Preparation | Natural Gas | Food Prep Other | bar: 2019 to 2045
Commercial_Lodging (WA)_New_Miscellaneous_Natural Gas_Pool Heater | Commercial | Lodging (WA) | New | Miscellaneous | Natural Gas | Pool Heater | 9.865% | 9.865% | 9.865% | 9.865% | 9.865% | 9.865% | 9.865% | 9.865% | 9.865% | 9.865% | 9.865% | 9.865% | 9.865% | 9.865% | 9.865% | 9.865% | 9.865% | 9.865% | 9.865% | 9.865% | 9.865% | 9.865% | 9.865% | 9.865% | 9.865% | 9.865% | 9.865%
Commercial_Lodging (WA)_New_Miscellaneous_Natural Gas_Miscellaneous | Commercial | Lodging (WA) | New | Miscellaneous | Natural Gas | Miscellaneous | 100% | 100% | 100% | 100% | 100% | 100% | 100% | 100% | 100% | 100% | 100% | 100% | 100% | 100% | 100% | 100% | 100% | 100% | 100% | 100% | 100% | 100% | 100% | 100% | 100% | 100% | 100%
Commercial_Warehouse (WA)_Existing_Space Heating_Natural Gas_Furnace | Commercial | Warehouse (WA) | Existing | Space Heating | Natural Gas | Furnace | 68.25% | 68.25% | 68.25% | 68.25% | 68.25% | 68.25% | 68.25% | 68.25% | 68.25% | 68.25% | 68.25% | 68.25% | 68.25% | 68.25% | 68.25% | 68.25% | 68.25% | 68.25% | 68.25% | 68.25% | 68.25% | 68.25% | 68.25% | 68.25% | 68.25% | 68.25% | 68.25%
Commercial_Warehouse (WA)_Existing_Space Heating_Natural Gas_Boiler | Commercial | Warehouse (WA) | Existing | Space Heating | Natural Gas | Boiler | 3.294% | 3.294% | 3.294% | 3.294% | 3.294% | 3.294% | 3.294% | 3.294% | 3.294% | 3.294% | 3.294% | 3.294% | 3.294% | 3.294% | 3.294% | 3.294% | 3.294% | 3.294% | 3.294% | 3.294% | 3.294% | 3.294% | 3.294% | 3.294% | 3.294% | 3.294% | 3.294%
Commercial_Warehouse (WA)_Existing_Space Heating_Natural Gas_Unit Heater | Commercial | Warehouse (WA) | Existing | Space Heating | Natural Gas | Unit Heater | 24.16% | 24.16% | 24.16% | 24.16% | 24.16% | 24.16% | 24.16% | 24.16% | 24.16% | 24.16% | 24.16% | 24.16% | 24.16% | 24.16% | 24.16% | 24.16% | 24.16% | 24.16% | 24.16% | 24.16% | 24.16% | 24.16% | 24.16% | 24.16% | 24.16% | 24.16% | 24.16%
Commercial_Warehouse (WA)_Existing_Water Heating_Natural Gas_Water Heater | Commercial | Warehouse (WA) | Existing | Water Heating | Natural Gas | Water Heater | 60.62% | 60.62% | 60.62% | 60.62% | 60.62% | 60.62% | 60.62% | 60.62% | 60.62% | 60.62% | 60.62% | 60.62% | 60.62% | 60.62% | 60.62% | 60.62% | 60.62% | 60.62% | 60.62% | 60.62% | 60.62% | 60.62% | 60.62% | 60.62% | 60.62% | 60.62% | 60.62%
Commercial_Warehouse (WA)_Existing_Food Preparation_Natural Gas_Oven | Commercial | Warehouse (WA) | Existing | Food Preparation | Natural Gas | Oven | 0.7922% | 0.7922% | 0.7922% | 0.7922% | 0.7922% | 0.7922% | 0.7922% | 0.7922% | 0.7922% | 0.7922% | 0.7922% | 0.7922% | 0.7922% | 0.7922% | 0.7922% | 0.7922% | 0.7922% | 0.7922% | 0.7922% | 0.7922% | 0.7922% | 0.7922% | 0.7922% | 0.7922% | 0.7922% | 0.7922% | 0.7922%
Commercial_Warehouse (WA)_Existing_Food Preparation_Natural Gas_Conveyor Oven | Commercial | Warehouse (WA) | Existing | Food Preparation | Natural Gas | Conveyor Oven | 0.3961% | 0.3961% | 0.3961% | 0.3961% | 0.3961% | 0.3961% | 0.3961% | 0.3961% | 0.3961% | 0.3961% | 0.3961% | 0.3961% | 0.3961% | 0.3961% | 0.3961% | 0.3961% | 0.3961% | 0.3961% | 0.3961% | 0.3961% | 0.3961% | 0.3961% | 0.3961% | 0.3961% | 0.3961% | 0.3961% | 0.3961%
Commercial_Warehouse (WA)_Existing_Food Preparation_Natural Gas_Double Rack Oven | Commercial | Warehouse (WA) | Existing | Food Preparation | Natural Gas | Double Rack Oven | 0.3961% | 0.3961% | 0.3961% | 0.3961% | 0.3961% | 0.3961% | 0.3961% | 0.3961% | 0.3961% | 0.3961% | 0.3961% | 0.3961% | 0.3961% | 0.3961% | 0.3961% | 0.3961% | 0.3961% | 0.3961% | 0.3961% | 0.3961% | 0.3961% | 0.3961% | 0.3961% | 0.3961% | 0.3961% | 0.3961% | 0.3961%
Commercial_Warehouse (WA)_Existing_Food Preparation_Natural Gas_Fryer | Commercial | Warehouse (WA) | Existing | Food Preparation | Natural Gas | Fryer | 1.584% | 1.584% | 1.584% | 1.584% | 1.584% | 1.584% | 1.584% | 1.584% | 1.584% | 1.584% | 1.584% | 1.584% | 1.584% | 1.584% | 1.584% | 1.584% | 1.584% | 1.584% | 1.584% | 1.584% | 1.584% | 1.584% | 1.584% | 1.584% | 1.584% | 1.584% | 1.584%
Commercial_Warehouse (WA)_Existing_Food Preparation_Natural Gas_Broiler | Commercial | Warehouse (WA) | Existing | Food Preparation | Natural Gas | Broiler | bar: 2019 to 2045
Commercial_Warehouse (WA)_Existing_Food Preparation_Natural Gas_Griddle | Commercial | Warehouse (WA) | Existing | Food Preparation | Natural Gas | Griddle | 1.584% | 1.584% | 1.584% | 1.584% | 1.584% | 1.584% | 1.584% | 1.584% | 1.584% | 1.584% | 1.584% | 1.584% | 1.584% | 1.584% | 1.584% | 1.584% | 1.584% | 1.584% | 1.584% | 1.584% | 1.584% | 1.584% | 1.584% | 1.584% | 1.584% | 1.584% | 1.584%
Commercial_Warehouse (WA)_Existing_Food Preparation_Natural Gas_Range | Commercial | Warehouse (WA) | Existing | Food Preparation | Natural Gas | Range | 1.584% | 1.584% | 1.584% | 1.584% | 1.584% | 1.584% | 1.584% | 1.584% | 1.584% | 1.584% | 1.584% | 1.584% | 1.584% | 1.584% | 1.584% | 1.584% | 1.584% | 1.584% | 1.584% | 1.584% | 1.584% | 1.584% | 1.584% | 1.584% | 1.584% | 1.584% | 1.584%
Commercial_Warehouse (WA)_Existing_Food Preparation_Natural Gas_Steamer | Commercial | Warehouse (WA) | Existing | Food Preparation | Natural Gas | Steamer | bar: 2019 to 2045
Commercial_Warehouse (WA)_Existing_Food Preparation_Natural Gas_Food Prep Other | Commercial | Warehouse (WA) | Existing | Food Preparation | Natural Gas | Food Prep Other | bar: 2019 to 2045
Commercial_Warehouse (WA)_Existing_Miscellaneous_Natural Gas_Pool Heater | Commercial | Warehouse (WA) | Existing | Miscellaneous | Natural Gas | Pool Heater | bar: 2019 to 2045
Commercial_Warehouse (WA)_Existing_Miscellaneous_Natural Gas_Miscellaneous | Commercial | Warehouse (WA) | Existing | Miscellaneous | Natural Gas | Miscellaneous | 100% | 100% | 100% | 100% | 100% | 100% | 100% | 100% | 100% | 100% | 100% | 100% | 100% | 100% | 100% | 100% | 100% | 100% | 100% | 100% | 100% | 100% | 100% | 100% | 100% | 100% | 100%
Commercial_Warehouse (WA)_New_Space Heating_Natural Gas_Furnace | Commercial | Warehouse (WA) | New | Space Heating | Natural Gas | Furnace | 68.25% | 68.25% | 68.25% | 68.25% | 68.25% | 68.25% | 68.25% | 68.25% | 68.25% | 68.25% | 68.25% | 68.25% | 68.25% | 68.25% | 68.25% | 68.25% | 68.25% | 68.25% | 68.25% | 68.25% | 68.25% | 68.25% | 68.25% | 68.25% | 68.25% | 68.25% | 68.25%
Commercial_Warehouse (WA)_New_Space Heating_Natural Gas_Boiler | Commercial | Warehouse (WA) | New | Space Heating | Natural Gas | Boiler | 3.294% | 3.294% | 3.294% | 3.294% | 3.294% | 3.294% | 3.294% | 3.294% | 3.294% | 3.294% | 3.294% | 3.294% | 3.294% | 3.294% | 3.294% | 3.294% | 3.294% | 3.294% | 3.294% | 3.294% | 3.294% | 3.294% | 3.294% | 3.294% | 3.294% | 3.294% | 3.294%
Commercial_Warehouse (WA)_New_Space Heating_Natural Gas_Unit Heater | Commercial | Warehouse (WA) | New | Space Heating | Natural Gas | Unit Heater | 24.16% | 24.16% | 24.16% | 24.16% | 24.16% | 24.16% | 24.16% | 24.16% | 24.16% | 24.16% | 24.16% | 24.16% | 24.16% | 24.16% | 24.16% | 24.16% | 24.16% | 24.16% | 24.16% | 24.16% | 24.16% | 24.16% | 24.16% | 24.16% | 24.16% | 24.16% | 24.16%
Commercial_Warehouse (WA)_New_Water Heating_Natural Gas_Water Heater | Commercial | Warehouse (WA) | New | Water Heating | Natural Gas | Water Heater | 66.68% | 66.68% | 66.68% | 66.68% | 66.68% | 66.68% | 66.68% | 66.68% | 66.68% | 66.68% | 66.68% | 66.68% | 66.68% | 66.68% | 66.68% | 66.68% | 66.68% | 66.68% | 66.68% | 66.68% | 66.68% | 66.68% | 66.68% | 66.68% | 66.68% | 66.68% | 66.68%
Commercial_Warehouse (WA)_New_Food Preparation_Natural Gas_Oven | Commercial | Warehouse (WA) | New | Food Preparation | Natural Gas | Oven | 0.7922% | 0.7922% | 0.7922% | 0.7922% | 0.7922% | 0.7922% | 0.7922% | 0.7922% | 0.7922% | 0.7922% | 0.7922% | 0.7922% | 0.7922% | 0.7922% | 0.7922% | 0.7922% | 0.7922% | 0.7922% | 0.7922% | 0.7922% | 0.7922% | 0.7922% | 0.7922% | 0.7922% | 0.7922% | 0.7922% | 0.7922%
Commercial_Warehouse (WA)_New_Food Preparation_Natural Gas_Conveyor Oven | Commercial | Warehouse (WA) | New | Food Preparation | Natural Gas | Conveyor Oven | 0.3961% | 0.3961% | 0.3961% | 0.3961% | 0.3961% | 0.3961% | 0.3961% | 0.3961% | 0.3961% | 0.3961% | 0.3961% | 0.3961% | 0.3961% | 0.3961% | 0.3961% | 0.3961% | 0.3961% | 0.3961% | 0.3961% | 0.3961% | 0.3961% | 0.3961% | 0.3961% | 0.3961% | 0.3961% | 0.3961% | 0.3961%
Commercial_Warehouse (WA)_New_Food Preparation_Natural Gas_Double Rack Oven | Commercial | Warehouse (WA) | New | Food Preparation | Natural Gas | Double Rack Oven | 0.3961% | 0.3961% | 0.3961% | 0.3961% | 0.3961% | 0.3961% | 0.3961% | 0.3961% | 0.3961% | 0.3961% | 0.3961% | 0.3961% | 0.3961% | 0.3961% | 0.3961% | 0.3961% | 0.3961% | 0.3961% | 0.3961% | 0.3961% | 0.3961% | 0.3961% | 0.3961% | 0.3961% | 0.3961% | 0.3961% | 0.3961%
Commercial_Warehouse (WA)_New_Food Preparation_Natural Gas_Fryer | Commercial | Warehouse (WA) | New | Food Preparation | Natural Gas | Fryer | 1.584% | 1.584% | 1.584% | 1.584% | 1.584% | 1.584% | 1.584% | 1.584% | 1.584% | 1.584% | 1.584% | 1.584% | 1.584% | 1.584% | 1.584% | 1.584% | 1.584% | 1.584% | 1.584% | 1.584% | 1.584% | 1.584% | 1.584% | 1.584% | 1.584% | 1.584% | 1.584%
Commercial_Warehouse (WA)_New_Food Preparation_Natural Gas_Broiler | Commercial | Warehouse (WA) | New | Food Preparation | Natural Gas | Broiler | bar: 2019 to 2045
Commercial_Warehouse (WA)_New_Food Preparation_Natural Gas_Griddle | Commercial | Warehouse (WA) | New | Food Preparation | Natural Gas | Griddle | 1.584% | 1.584% | 1.584% | 1.584% | 1.584% | 1.584% | 1.584% | 1.584% | 1.584% | 1.584% | 1.584% | 1.584% | 1.584% | 1.584% | 1.584% | 1.584% | 1.584% | 1.584% | 1.584% | 1.584% | 1.584% | 1.584% | 1.584% | 1.584% | 1.584% | 1.584% | 1.584%
Commercial_Warehouse (WA)_New_Food Preparation_Natural Gas_Range | Commercial | Warehouse (WA) | New | Food Preparation | Natural Gas | Range | 1.584% | 1.584% | 1.584% | 1.584% | 1.584% | 1.584% | 1.584% | 1.584% | 1.584% | 1.584% | 1.584% | 1.584% | 1.584% | 1.584% | 1.584% | 1.584% | 1.584% | 1.584% | 1.584% | 1.584% | 1.584% | 1.584% | 1.584% | 1.584% | 1.584% | 1.584% | 1.584%
Commercial_Warehouse (WA)_New_Food Preparation_Natural Gas_Steamer | Commercial | Warehouse (WA) | New | Food Preparation | Natural Gas | Steamer | bar: 2019 to 2045
Commercial_Warehouse (WA)_New_Food Preparation_Natural Gas_Food Prep Other | Commercial | Warehouse (WA) | New | Food Preparation | Natural Gas | Food Prep Other | bar: 2019 to 2045
Commercial_Warehouse (WA)_New_Miscellaneous_Natural Gas_Pool Heater | Commercial | Warehouse (WA) | New | Miscellaneous | Natural Gas | Pool Heater | bar: 2019 to 2045
Commercial_Warehouse (WA)_New_Miscellaneous_Natural Gas_Miscellaneous | Commercial | Warehouse (WA) | New | Miscellaneous | Natural Gas | Miscellaneous | 100% | 100% | 100% | 100% | 100% | 100% | 100% | 100% | 100% | 100% | 100% | 100% | 100% | 100% | 100% | 100% | 100% | 100% | 100% | 100% | 100% | 100% | 100% | 100% | 100% | 100% | 100%
Commercial_Miscellaneous (WA)_Existing_Space Heating_Natural Gas_Furnace | Commercial | Miscellaneous (WA) | Existing | Space Heating | Natural Gas | Furnace | 63.81% | 63.81% | 63.81% | 63.81% | 63.81% | 63.81% | 63.81% | 63.81% | 63.81% | 63.81% | 63.81% | 63.81% | 63.81% | 63.81% | 63.81% | 63.81% | 63.81% | 63.81% | 63.81% | 63.81% | 63.81% | 63.81% | 63.81% | 63.81% | 63.81% | 63.81% | 63.81%
Commercial_Miscellaneous (WA)_Existing_Space Heating_Natural Gas_Boiler | Commercial | Miscellaneous (WA) | Existing | Space Heating | Natural Gas | Boiler | 30.09% | 30.09% | 30.09% | 30.09% | 30.09% | 30.09% | 30.09% | 30.09% | 30.09% | 30.09% | 30.09% | 30.09% | 30.09% | 30.09% | 30.09% | 30.09% | 30.09% | 30.09% | 30.09% | 30.09% | 30.09% | 30.09% | 30.09% | 30.09% | 30.09% | 30.09% | 30.09%
Commercial_Miscellaneous (WA)_Existing_Space Heating_Natural Gas_Unit Heater | Commercial | Miscellaneous (WA) | Existing | Space Heating | Natural Gas | Unit Heater | 0.4776% | 0.4776% | 0.4776% | 0.4776% | 0.4776% | 0.4776% | 0.4776% | 0.4776% | 0.4776% | 0.4776% | 0.4776% | 0.4776% | 0.4776% | 0.4776% | 0.4776% | 0.4776% | 0.4776% | 0.4776% | 0.4776% | 0.4776% | 0.4776% | 0.4776% | 0.4776% | 0.4776% | 0.4776% | 0.4776% | 0.4776%
Commercial_Miscellaneous (WA)_Existing_Water Heating_Natural Gas_Water Heater | Commercial | Miscellaneous (WA) | Existing | Water Heating | Natural Gas | Water Heater | 84.58% | 84.58% | 84.58% | 84.58% | 84.58% | 84.58% | 84.58% | 84.58% | 84.58% | 84.58% | 84.58% | 84.58% | 84.58% | 84.58% | 84.58% | 84.58% | 84.58% | 84.58% | 84.58% | 84.58% | 84.58% | 84.58% | 84.58% | 84.58% | 84.58% | 84.58% | 84.58%
Commercial_Miscellaneous (WA)_Existing_Food Preparation_Natural Gas_Oven | Commercial | Miscellaneous (WA) | Existing | Food Preparation | Natural Gas | Oven | 33.1% | 33.1% | 33.1% | 33.1% | 33.1% | 33.1% | 33.1% | 33.1% | 33.1% | 33.1% | 33.1% | 33.1% | 33.1% | 33.1% | 33.1% | 33.1% | 33.1% | 33.1% | 33.1% | 33.1% | 33.1% | 33.1% | 33.1% | 33.1% | 33.1% | 33.1% | 33.1%
Commercial_Miscellaneous (WA)_Existing_Food Preparation_Natural Gas_Conveyor Oven | Commercial | Miscellaneous (WA) | Existing | Food Preparation | Natural Gas | Conveyor Oven | 16.55% | 16.55% | 16.55% | 16.55% | 16.55% | 16.55% | 16.55% | 16.55% | 16.55% | 16.55% | 16.55% | 16.55% | 16.55% | 16.55% | 16.55% | 16.55% | 16.55% | 16.55% | 16.55% | 16.55% | 16.55% | 16.55% | 16.55% | 16.55% | 16.55% | 16.55% | 16.55%
Commercial_Miscellaneous (WA)_Existing_Food Preparation_Natural Gas_Double Rack Oven | Commercial | Miscellaneous (WA) | Existing | Food Preparation | Natural Gas | Double Rack Oven | 16.55% | 16.55% | 16.55% | 16.55% | 16.55% | 16.55% | 16.55% | 16.55% | 16.55% | 16.55% | 16.55% | 16.55% | 16.55% | 16.55% | 16.55% | 16.55% | 16.55% | 16.55% | 16.55% | 16.55% | 16.55% | 16.55% | 16.55% | 16.55% | 16.55% | 16.55% | 16.55%
Commercial_Miscellaneous (WA)_Existing_Food Preparation_Natural Gas_Fryer | Commercial | Miscellaneous (WA) | Existing | Food Preparation | Natural Gas | Fryer | 2.842% | 2.842% | 2.842% | 2.842% | 2.842% | 2.842% | 2.842% | 2.842% | 2.842% | 2.842% | 2.842% | 2.842% | 2.842% | 2.842% | 2.842% | 2.842% | 2.842% | 2.842% | 2.842% | 2.842% | 2.842% | 2.842% | 2.842% | 2.842% | 2.842% | 2.842% | 2.842%
Commercial_Miscellaneous (WA)_Existing_Food Preparation_Natural Gas_Broiler | Commercial | Miscellaneous (WA) | Existing | Food Preparation | Natural Gas | Broiler | 32.39% | 32.39% | 32.39% | 32.39% | 32.39% | 32.39% | 32.39% | 32.39% | 32.39% | 32.39% | 32.39% | 32.39% | 32.39% | 32.39% | 32.39% | 32.39% | 32.39% | 32.39% | 32.39% | 32.39% | 32.39% | 32.39% | 32.39% | 32.39% | 32.39% | 32.39% | 32.39%
Commercial_Miscellaneous (WA)_Existing_Food Preparation_Natural Gas_Griddle | Commercial | Miscellaneous (WA) | Existing | Food Preparation | Natural Gas | Griddle | 35.93% | 35.93% | 35.93% | 35.93% | 35.93% | 35.93% | 35.93% | 35.93% | 35.93% | 35.93% | 35.93% | 35.93% | 35.93% | 35.93% | 35.93% | 35.93% | 35.93% | 35.93% | 35.93% | 35.93% | 35.93% | 35.93% | 35.93% | 35.93% | 35.93% | 35.93% | 35.93%
Commercial_Miscellaneous (WA)_Existing_Food Preparation_Natural Gas_Range | Commercial | Miscellaneous (WA) | Existing | Food Preparation | Natural Gas | Range | 39.94% | 39.94% | 39.94% | 39.94% | 39.94% | 39.94% | 39.94% | 39.94% | 39.94% | 39.94% | 39.94% | 39.94% | 39.94% | 39.94% | 39.94% | 39.94% | 39.94% | 39.94% | 39.94% | 39.94% | 39.94% | 39.94% | 39.94% | 39.94% | 39.94% | 39.94% | 39.94%
Commercial_Miscellaneous (WA)_Existing_Food Preparation_Natural Gas_Steamer | Commercial | Miscellaneous (WA) | Existing | Food Preparation | Natural Gas | Steamer | 1.408% | 1.408% | 1.408% | 1.408% | 1.408% | 1.408% | 1.408% | 1.408% | 1.408% | 1.408% | 1.408% | 1.408% | 1.408% | 1.408% | 1.408% | 1.408% | 1.408% | 1.408% | 1.408% | 1.408% | 1.408% | 1.408% | 1.408% | 1.408% | 1.408% | 1.408% | 1.408%
Commercial_Miscellaneous (WA)_Existing_Food Preparation_Natural Gas_Food Prep Other | Commercial | Miscellaneous (WA) | Existing | Food Preparation | Natural Gas | Food Prep Other | bar: 2019 to 2045
Commercial_Miscellaneous (WA)_Existing_Miscellaneous_Natural Gas_Pool Heater | Commercial | Miscellaneous (WA) | Existing | Miscellaneous | Natural Gas | Pool Heater | 1.215% | 1.215% | 1.215% | 1.215% | 1.215% | 1.215% | 1.215% | 1.215% | 1.215% | 1.215% | 1.215% | 1.215% | 1.215% | 1.215% | 1.215% | 1.215% | 1.215% | 1.215% | 1.215% | 1.215% | 1.215% | 1.215% | 1.215% | 1.215% | 1.215% | 1.215% | 1.215%
Commercial_Miscellaneous (WA)_Existing_Miscellaneous_Natural Gas_Miscellaneous | Commercial | Miscellaneous (WA) | Existing | Miscellaneous | Natural Gas | Miscellaneous | 100% | 100% | 100% | 100% | 100% | 100% | 100% | 100% | 100% | 100% | 100% | 100% | 100% | 100% | 100% | 100% | 100% | 100% | 100% | 100% | 100% | 100% | 100% | 100% | 100% | 100% | 100%
Commercial_Miscellaneous (WA)_New_Space Heating_Natural Gas_Furnace | Commercial | Miscellaneous (WA) | New | Space Heating | Natural Gas | Furnace | 63.81% | 63.81% | 63.81% | 63.81% | 63.81% | 63.81% | 63.81% | 63.81% | 63.81% | 63.81% | 63.81% | 63.81% | 63.81% | 63.81% | 63.81% | 63.81% | 63.81% | 63.81% | 63.81% | 63.81% | 63.81% | 63.81% | 63.81% | 63.81% | 63.81% | 63.81% | 63.81%
Commercial_Miscellaneous (WA)_New_Space Heating_Natural Gas_Boiler | Commercial | Miscellaneous (WA) | New | Space Heating | Natural Gas | Boiler | 30.09% | 30.09% | 30.09% | 30.09% | 30.09% | 30.09% | 30.09% | 30.09% | 30.09% | 30.09% | 30.09% | 30.09% | 30.09% | 30.09% | 30.09% | 30.09% | 30.09% | 30.09% | 30.09% | 30.09% | 30.09% | 30.09% | 30.09% | 30.09% | 30.09% | 30.09% | 30.09%
Commercial_Miscellaneous (WA)_New_Space Heating_Natural Gas_Unit Heater | Commercial | Miscellaneous (WA) | New | Space Heating | Natural Gas | Unit Heater | 0.4776% | 0.4776% | 0.4776% | 0.4776% | 0.4776% | 0.4776% | 0.4776% | 0.4776% | 0.4776% | 0.4776% | 0.4776% | 0.4776% | 0.4776% | 0.4776% | 0.4776% | 0.4776% | 0.4776% | 0.4776% | 0.4776% | 0.4776% | 0.4776% | 0.4776% | 0.4776% | 0.4776% | 0.4776% | 0.4776% | 0.4776%
Commercial_Miscellaneous (WA)_New_Water Heating_Natural Gas_Water Heater | Commercial | Miscellaneous (WA) | New | Water Heating | Natural Gas | Water Heater | 93.04% | 93.04% | 93.04% | 93.04% | 93.04% | 93.04% | 93.04% | 93.04% | 93.04% | 93.04% | 93.04% | 93.04% | 93.04% | 93.04% | 93.04% | 93.04% | 93.04% | 93.04% | 93.04% | 93.04% | 93.04% | 93.04% | 93.04% | 93.04% | 93.04% | 93.04% | 93.04%
Commercial_Miscellaneous (WA)_New_Food Preparation_Natural Gas_Oven | Commercial | Miscellaneous (WA) | New | Food Preparation | Natural Gas | Oven | 33.1% | 33.1% | 33.1% | 33.1% | 33.1% | 33.1% | 33.1% | 33.1% | 33.1% | 33.1% | 33.1% | 33.1% | 33.1% | 33.1% | 33.1% | 33.1% | 33.1% | 33.1% | 33.1% | 33.1% | 33.1% | 33.1% | 33.1% | 33.1% | 33.1% | 33.1% | 33.1%
Commercial_Miscellaneous (WA)_New_Food Preparation_Natural Gas_Conveyor Oven | Commercial | Miscellaneous (WA) | New | Food Preparation | Natural Gas | Conveyor Oven | 16.55% | 16.55% | 16.55% | 16.55% | 16.55% | 16.55% | 16.55% | 16.55% | 16.55% | 16.55% | 16.55% | 16.55% | 16.55% | 16.55% | 16.55% | 16.55% | 16.55% | 16.55% | 16.55% | 16.55% | 16.55% | 16.55% | 16.55% | 16.55% | 16.55% | 16.55% | 16.55%
Commercial_Miscellaneous (WA)_New_Food Preparation_Natural Gas_Double Rack Oven | Commercial | Miscellaneous (WA) | New | Food Preparation | Natural Gas | Double Rack Oven | 16.55% | 16.55% | 16.55% | 16.55% | 16.55% | 16.55% | 16.55% | 16.55% | 16.55% | 16.55% | 16.55% | 16.55% | 16.55% | 16.55% | 16.55% | 16.55% | 16.55% | 16.55% | 16.55% | 16.55% | 16.55% | 16.55% | 16.55% | 16.55% | 16.55% | 16.55% | 16.55%
Commercial_Miscellaneous (WA)_New_Food Preparation_Natural Gas_Fryer | Commercial | Miscellaneous (WA) | New | Food Preparation | Natural Gas | Fryer | 2.842% | 2.842% | 2.842% | 2.842% | 2.842% | 2.842% | 2.842% | 2.842% | 2.842% | 2.842% | 2.842% | 2.842% | 2.842% | 2.842% | 2.842% | 2.842% | 2.842% | 2.842% | 2.842% | 2.842% | 2.842% | 2.842% | 2.842% | 2.842% | 2.842% | 2.842% | 2.842%
Commercial_Miscellaneous (WA)_New_Food Preparation_Natural Gas_Broiler | Commercial | Miscellaneous (WA) | New | Food Preparation | Natural Gas | Broiler | 32.39% | 32.39% | 32.39% | 32.39% | 32.39% | 32.39% | 32.39% | 32.39% | 32.39% | 32.39% | 32.39% | 32.39% | 32.39% | 32.39% | 32.39% | 32.39% | 32.39% | 32.39% | 32.39% | 32.39% | 32.39% | 32.39% | 32.39% | 32.39% | 32.39% | 32.39% | 32.39%
Commercial_Miscellaneous (WA)_New_Food Preparation_Natural Gas_Griddle | Commercial | Miscellaneous (WA) | New | Food Preparation | Natural Gas | Griddle | 35.93% | 35.93% | 35.93% | 35.93% | 35.93% | 35.93% | 35.93% | 35.93% | 35.93% | 35.93% | 35.93% | 35.93% | 35.93% | 35.93% | 35.93% | 35.93% | 35.93% | 35.93% | 35.93% | 35.93% | 35.93% | 35.93% | 35.93% | 35.93% | 35.93% | 35.93% | 35.93%
Commercial_Miscellaneous (WA)_New_Food Preparation_Natural Gas_Range | Commercial | Miscellaneous (WA) | New | Food Preparation | Natural Gas | Range | 39.94% | 39.94% | 39.94% | 39.94% | 39.94% | 39.94% | 39.94% | 39.94% | 39.94% | 39.94% | 39.94% | 39.94% | 39.94% | 39.94% | 39.94% | 39.94% | 39.94% | 39.94% | 39.94% | 39.94% | 39.94% | 39.94% | 39.94% | 39.94% | 39.94% | 39.94% | 39.94%
Commercial_Miscellaneous (WA)_New_Food Preparation_Natural Gas_Steamer | Commercial | Miscellaneous (WA) | New | Food Preparation | Natural Gas | Steamer | 1.408% | 1.408% | 1.408% | 1.408% | 1.408% | 1.408% | 1.408% | 1.408% | 1.408% | 1.408% | 1.408% | 1.408% | 1.408% | 1.408% | 1.408% | 1.408% | 1.408% | 1.408% | 1.408% | 1.408% | 1.408% | 1.408% | 1.408% | 1.408% | 1.408% | 1.408% | 1.408%
Commercial_Miscellaneous (WA)_New_Food Preparation_Natural Gas_Food Prep Other | Commercial | Miscellaneous (WA) | New | Food Preparation | Natural Gas | Food Prep Other | bar: 2019 to 2045
Commercial_Miscellaneous (WA)_New_Miscellaneous_Natural Gas_Pool Heater | Commercial | Miscellaneous (WA) | New | Miscellaneous | Natural Gas | Pool Heater | 1.215% | 1.215% | 1.215% | 1.215% | 1.215% | 1.215% | 1.215% | 1.215% | 1.215% | 1.215% | 1.215% | 1.215% | 1.215% | 1.215% | 1.215% | 1.215% | 1.215% | 1.215% | 1.215% | 1.215% | 1.215% | 1.215% | 1.215% | 1.215% | 1.215% | 1.215% | 1.215%
Commercial_Miscellaneous (WA)_New_Miscellaneous_Natural Gas_Miscellaneous | Commercial | Miscellaneous (WA) | New | Miscellaneous | Natural Gas | Miscellaneous | 100% | 100% | 100% | 100% | 100% | 100% | 100% | 100% | 100% | 100% | 100% | 100% | 100% | 100% | 100% | 100% | 100% | 100% | 100% | 100% | 100% | 100% | 100% | 100% | 100% | 100% | 100%
Commercial_Office (ID)_Existing_Space Heating_Natural Gas_Furnace | Commercial | Office (ID) | Existing | Space Heating | Natural Gas | Furnace | 42.33% | 42.33% | 42.33% | 42.33% | 42.33% | 42.33% | 42.33% | 42.33% | 42.33% | 42.33% | 42.33% | 42.33% | 42.33% | 42.33% | 42.33% | 42.33% | 42.33% | 42.33% | 42.33% | 42.33% | 42.33% | 42.33% | 42.33% | 42.33% | 42.33% | 42.33% | 42.33%
Commercial_Office (ID)_Existing_Space Heating_Natural Gas_Boiler | Commercial | Office (ID) | Existing | Space Heating | Natural Gas | Boiler | 45.55% | 45.55% | 45.55% | 45.55% | 45.55% | 45.55% | 45.55% | 45.55% | 45.55% | 45.55% | 45.55% | 45.55% | 45.55% | 45.55% | 45.55% | 45.55% | 45.55% | 45.55% | 45.55% | 45.55% | 45.55% | 45.55% | 45.55% | 45.55% | 45.55% | 45.55% | 45.55%
Commercial_Office (ID)_Existing_Space Heating_Natural Gas_Unit Heater | Commercial | Office (ID) | Existing | Space Heating | Natural Gas | Unit Heater | 1.723% | 1.723% | 1.723% | 1.723% | 1.723% | 1.723% | 1.723% | 1.723% | 1.723% | 1.723% | 1.723% | 1.723% | 1.723% | 1.723% | 1.723% | 1.723% | 1.723% | 1.723% | 1.723% | 1.723% | 1.723% | 1.723% | 1.723% | 1.723% | 1.723% | 1.723% | 1.723%
Commercial_Office (ID)_Existing_Water Heating_Natural Gas_Water Heater | Commercial | Office (ID) | Existing | Water Heating | Natural Gas | Water Heater | 52.16% | 52.16% | 52.16% | 52.16% | 52.16% | 52.16% | 52.16% | 52.16% | 52.16% | 52.16% | 52.16% | 52.16% | 52.16% | 52.16% | 52.16% | 52.16% | 52.16% | 52.16% | 52.16% | 52.16% | 52.16% | 52.16% | 52.16% | 52.16% | 52.16% | 52.16% | 52.16%
Commercial_Office (ID)_Existing_Food Preparation_Natural Gas_Oven | Commercial | Office (ID) | Existing | Food Preparation | Natural Gas | Oven | 0.7922% | 0.7922% | 0.7922% | 0.7922% | 0.7922% | 0.7922% | 0.7922% | 0.7922% | 0.7922% | 0.7922% | 0.7922% | 0.7922% | 0.7922% | 0.7922% | 0.7922% | 0.7922% | 0.7922% | 0.7922% | 0.7922% | 0.7922% | 0.7922% | 0.7922% | 0.7922% | 0.7922% | 0.7922% | 0.7922% | 0.7922%
Commercial_Office (ID)_Existing_Food Preparation_Natural Gas_Conveyor Oven | Commercial | Office (ID) | Existing | Food Preparation | Natural Gas | Conveyor Oven | 0.3961% | 0.3961% | 0.3961% | 0.3961% | 0.3961% | 0.3961% | 0.3961% | 0.3961% | 0.3961% | 0.3961% | 0.3961% | 0.3961% | 0.3961% | 0.3961% | 0.3961% | 0.3961% | 0.3961% | 0.3961% | 0.3961% | 0.3961% | 0.3961% | 0.3961% | 0.3961% | 0.3961% | 0.3961% | 0.3961% | 0.3961%
Commercial_Office (ID)_Existing_Food Preparation_Natural Gas_Double Rack Oven | Commercial | Office (ID) | Existing | Food Preparation | Natural Gas | Double Rack Oven | 0.3961% | 0.3961% | 0.3961% | 0.3961% | 0.3961% | 0.3961% | 0.3961% | 0.3961% | 0.3961% | 0.3961% | 0.3961% | 0.3961% | 0.3961% | 0.3961% | 0.3961% | 0.3961% | 0.3961% | 0.3961% | 0.3961% | 0.3961% | 0.3961% | 0.3961% | 0.3961% | 0.3961% | 0.3961% | 0.3961% | 0.3961%
Commercial_Office (ID)_Existing_Food Preparation_Natural Gas_Fryer | Commercial | Office (ID) | Existing | Food Preparation | Natural Gas | Fryer | 1.584% | 1.584% | 1.584% | 1.584% | 1.584% | 1.584% | 1.584% | 1.584% | 1.584% | 1.584% | 1.584% | 1.584% | 1.584% | 1.584% | 1.584% | 1.584% | 1.584% | 1.584% | 1.584% | 1.584% | 1.584% | 1.584% | 1.584% | 1.584% | 1.584% | 1.584% | 1.584%
Commercial_Office (ID)_Existing_Food Preparation_Natural Gas_Broiler | Commercial | Office (ID) | Existing | Food Preparation | Natural Gas | Broiler | bar: 2019 to 2045
Commercial_Office (ID)_Existing_Food Preparation_Natural Gas_Griddle | Commercial | Office (ID) | Existing | Food Preparation | Natural Gas | Griddle | 1.584% | 1.584% | 1.584% | 1.584% | 1.584% | 1.584% | 1.584% | 1.584% | 1.584% | 1.584% | 1.584% | 1.584% | 1.584% | 1.584% | 1.584% | 1.584% | 1.584% | 1.584% | 1.584% | 1.584% | 1.584% | 1.584% | 1.584% | 1.584% | 1.584% | 1.584% | 1.584%
Commercial_Office (ID)_Existing_Food Preparation_Natural Gas_Range | Commercial | Office (ID) | Existing | Food Preparation | Natural Gas | Range | 1.584% | 1.584% | 1.584% | 1.584% | 1.584% | 1.584% | 1.584% | 1.584% | 1.584% | 1.584% | 1.584% | 1.584% | 1.584% | 1.584% | 1.584% | 1.584% | 1.584% | 1.584% | 1.584% | 1.584% | 1.584% | 1.584% | 1.584% | 1.584% | 1.584% | 1.584% | 1.584%
Commercial_Office (ID)_Existing_Food Preparation_Natural Gas_Steamer | Commercial | Office (ID) | Existing | Food Preparation | Natural Gas | Steamer | bar: 2019 to 2045
Commercial_Office (ID)_Existing_Food Preparation_Natural Gas_Food Prep Other | Commercial | Office (ID) | Existing | Food Preparation | Natural Gas | Food Prep Other | bar: 2019 to 2045
Commercial_Office (ID)_Existing_Miscellaneous_Natural Gas_Pool Heater | Commercial | Office (ID) | Existing | Miscellaneous | Natural Gas | Pool Heater | bar: 2019 to 2045
Commercial_Office (ID)_Existing_Miscellaneous_Natural Gas_Miscellaneous | Commercial | Office (ID) | Existing | Miscellaneous | Natural Gas | Miscellaneous | 100% | 100% | 100% | 100% | 100% | 100% | 100% | 100% | 100% | 100% | 100% | 100% | 100% | 100% | 100% | 100% | 100% | 100% | 100% | 100% | 100% | 100% | 100% | 100% | 100% | 100% | 100%
Commercial_Office (ID)_New_Space Heating_Natural Gas_Furnace | Commercial | Office (ID) | New | Space Heating | Natural Gas | Furnace | 42.33% | 42.33% | 42.33% | 42.33% | 42.33% | 42.33% | 42.33% | 42.33% | 42.33% | 42.33% | 42.33% | 42.33% | 42.33% | 42.33% | 42.33% | 42.33% | 42.33% | 42.33% | 42.33% | 42.33% | 42.33% | 42.33% | 42.33% | 42.33% | 42.33% | 42.33% | 42.33%
Commercial_Office (ID)_New_Space Heating_Natural Gas_Boiler | Commercial | Office (ID) | New | Space Heating | Natural Gas | Boiler | 45.55% | 45.55% | 45.55% | 45.55% | 45.55% | 45.55% | 45.55% | 45.55% | 45.55% | 45.55% | 45.55% | 45.55% | 45.55% | 45.55% | 45.55% | 45.55% | 45.55% | 45.55% | 45.55% | 45.55% | 45.55% | 45.55% | 45.55% | 45.55% | 45.55% | 45.55% | 45.55%
Commercial_Office (ID)_New_Space Heating_Natural Gas_Unit Heater | Commercial | Office (ID) | New | Space Heating | Natural Gas | Unit Heater | 1.723% | 1.723% | 1.723% | 1.723% | 1.723% | 1.723% | 1.723% | 1.723% | 1.723% | 1.723% | 1.723% | 1.723% | 1.723% | 1.723% | 1.723% | 1.723% | 1.723% | 1.723% | 1.723% | 1.723% | 1.723% | 1.723% | 1.723% | 1.723% | 1.723% | 1.723% | 1.723%
Commercial_Office (ID)_New_Water Heating_Natural Gas_Water Heater | Commercial | Office (ID) | New | Water Heating | Natural Gas | Water Heater | 57.38% | 57.38% | 57.38% | 57.38% | 57.38% | 57.38% | 57.38% | 57.38% | 57.38% | 57.38% | 57.38% | 57.38% | 57.38% | 57.38% | 57.38% | 57.38% | 57.38% | 57.38% | 57.38% | 57.38% | 57.38% | 57.38% | 57.38% | 57.38% | 57.38% | 57.38% | 57.38%
Commercial_Office (ID)_New_Food Preparation_Natural Gas_Oven | Commercial | Office (ID) | New | Food Preparation | Natural Gas | Oven | 0.7922% | 0.7922% | 0.7922% | 0.7922% | 0.7922% | 0.7922% | 0.7922% | 0.7922% | 0.7922% | 0.7922% | 0.7922% | 0.7922% | 0.7922% | 0.7922% | 0.7922% | 0.7922% | 0.7922% | 0.7922% | 0.7922% | 0.7922% | 0.7922% | 0.7922% | 0.7922% | 0.7922% | 0.7922% | 0.7922% | 0.7922%
Commercial_Office (ID)_New_Food Preparation_Natural Gas_Conveyor Oven | Commercial | Office (ID) | New | Food Preparation | Natural Gas | Conveyor Oven | 0.3961% | 0.3961% | 0.3961% | 0.3961% | 0.3961% | 0.3961% | 0.3961% | 0.3961% | 0.3961% | 0.3961% | 0.3961% | 0.3961% | 0.3961% | 0.3961% | 0.3961% | 0.3961% | 0.3961% | 0.3961% | 0.3961% | 0.3961% | 0.3961% | 0.3961% | 0.3961% | 0.3961% | 0.3961% | 0.3961% | 0.3961%
Commercial_Office (ID)_New_Food Preparation_Natural Gas_Double Rack Oven | Commercial | Office (ID) | New | Food Preparation | Natural Gas | Double Rack Oven | 0.3961% | 0.3961% | 0.3961% | 0.3961% | 0.3961% | 0.3961% | 0.3961% | 0.3961% | 0.3961% | 0.3961% | 0.3961% | 0.3961% | 0.3961% | 0.3961% | 0.3961% | 0.3961% | 0.3961% | 0.3961% | 0.3961% | 0.3961% | 0.3961% | 0.3961% | 0.3961% | 0.3961% | 0.3961% | 0.3961% | 0.3961%
Commercial_Office (ID)_New_Food Preparation_Natural Gas_Fryer | Commercial | Office (ID) | New | Food Preparation | Natural Gas | Fryer | 1.584% | 1.584% | 1.584% | 1.584% | 1.584% | 1.584% | 1.584% | 1.584% | 1.584% | 1.584% | 1.584% | 1.584% | 1.584% | 1.584% | 1.584% | 1.584% | 1.584% | 1.584% | 1.584% | 1.584% | 1.584% | 1.584% | 1.584% | 1.584% | 1.584% | 1.584% | 1.584%
Commercial_Office (ID)_New_Food Preparation_Natural Gas_Broiler | Commercial | Office (ID) | New | Food Preparation | Natural Gas | Broiler | bar: 2019 to 2045
Commercial_Office (ID)_New_Food Preparation_Natural Gas_Griddle | Commercial | Office (ID) | New | Food Preparation | Natural Gas | Griddle | 1.584% | 1.584% | 1.584% | 1.584% | 1.584% | 1.584% | 1.584% | 1.584% | 1.584% | 1.584% | 1.584% | 1.584% | 1.584% | 1.584% | 1.584% | 1.584% | 1.584% | 1.584% | 1.584% | 1.584% | 1.584% | 1.584% | 1.584% | 1.584% | 1.584% | 1.584% | 1.584%
Commercial_Office (ID)_New_Food Preparation_Natural Gas_Range | Commercial | Office (ID) | New | Food Preparation | Natural Gas | Range | 1.584% | 1.584% | 1.584% | 1.584% | 1.584% | 1.584% | 1.584% | 1.584% | 1.584% | 1.584% | 1.584% | 1.584% | 1.584% | 1.584% | 1.584% | 1.584% | 1.584% | 1.584% | 1.584% | 1.584% | 1.584% | 1.584% | 1.584% | 1.584% | 1.584% | 1.584% | 1.584%
Commercial_Office (ID)_New_Food Preparation_Natural Gas_Steamer | Commercial | Office (ID) | New | Food Preparation | Natural Gas | Steamer | bar: 2019 to 2045
Commercial_Office (ID)_New_Food Preparation_Natural Gas_Food Prep Other | Commercial | Office (ID) | New | Food Preparation | Natural Gas | Food Prep Other | bar: 2019 to 2045
Commercial_Office (ID)_New_Miscellaneous_Natural Gas_Pool Heater | Commercial | Office (ID) | New | Miscellaneous | Natural Gas | Pool Heater | bar: 2019 to 2045
Commercial_Office (ID)_New_Miscellaneous_Natural Gas_Miscellaneous | Commercial | Office (ID) | New | Miscellaneous | Natural Gas | Miscellaneous | 100% | 100% | 100% | 100% | 100% | 100% | 100% | 100% | 100% | 100% | 100% | 100% | 100% | 100% | 100% | 100% | 100% | 100% | 100% | 100% | 100% | 100% | 100% | 100% | 100% | 100% | 100%
Commercial_Restaurant (ID)_Existing_Space Heating_Natural Gas_Furnace | Commercial | Restaurant (ID) | Existing | Space Heating | Natural Gas | Furnace | 80.09% | 80.09% | 80.09% | 80.09% | 80.09% | 80.09% | 80.09% | 80.09% | 80.09% | 80.09% | 80.09% | 80.09% | 80.09% | 80.09% | 80.09% | 80.09% | 80.09% | 80.09% | 80.09% | 80.09% | 80.09% | 80.09% | 80.09% | 80.09% | 80.09% | 80.09% | 80.09%
Commercial_Restaurant (ID)_Existing_Space Heating_Natural Gas_Boiler | Commercial | Restaurant (ID) | Existing | Space Heating | Natural Gas | Boiler | 0.4159% | 0.4159% | 0.4159% | 0.4159% | 0.4159% | 0.4159% | 0.4159% | 0.4159% | 0.4159% | 0.4159% | 0.4159% | 0.4159% | 0.4159% | 0.4159% | 0.4159% | 0.4159% | 0.4159% | 0.4159% | 0.4159% | 0.4159% | 0.4159% | 0.4159% | 0.4159% | 0.4159% | 0.4159% | 0.4159% | 0.4159%
Commercial_Restaurant (ID)_Existing_Space Heating_Natural Gas_Unit Heater | Commercial | Restaurant (ID) | Existing | Space Heating | Natural Gas | Unit Heater | 0.8953% | 0.8953% | 0.8953% | 0.8953% | 0.8953% | 0.8953% | 0.8953% | 0.8953% | 0.8953% | 0.8953% | 0.8953% | 0.8953% | 0.8953% | 0.8953% | 0.8953% | 0.8953% | 0.8953% | 0.8953% | 0.8953% | 0.8953% | 0.8953% | 0.8953% | 0.8953% | 0.8953% | 0.8953% | 0.8953% | 0.8953%
Commercial_Restaurant (ID)_Existing_Water Heating_Natural Gas_Water Heater | Commercial | Restaurant (ID) | Existing | Water Heating | Natural Gas | Water Heater | 82.75% | 82.75% | 82.75% | 82.75% | 82.75% | 82.75% | 82.75% | 82.75% | 82.75% | 82.75% | 82.75% | 82.75% | 82.75% | 82.75% | 82.75% | 82.75% | 82.75% | 82.75% | 82.75% | 82.75% | 82.75% | 82.75% | 82.75% | 82.75% | 82.75% | 82.75% | 82.75%
Commercial_Restaurant (ID)_Existing_Food Preparation_Natural Gas_Oven | Commercial | Restaurant (ID) | Existing | Food Preparation | Natural Gas | Oven | 6.516% | 6.516% | 6.516% | 6.516% | 6.516% | 6.516% | 6.516% | 6.516% | 6.516% | 6.516% | 6.516% | 6.516% | 6.516% | 6.516% | 6.516% | 6.516% | 6.516% | 6.516% | 6.516% | 6.516% | 6.516% | 6.516% | 6.516% | 6.516% | 6.516% | 6.516% | 6.516%
Commercial_Restaurant (ID)_Existing_Food Preparation_Natural Gas_Conveyor Oven | Commercial | Restaurant (ID) | Existing | Food Preparation | Natural Gas | Conveyor Oven | 3.258% | 3.258% | 3.258% | 3.258% | 3.258% | 3.258% | 3.258% | 3.258% | 3.258% | 3.258% | 3.258% | 3.258% | 3.258% | 3.258% | 3.258% | 3.258% | 3.258% | 3.258% | 3.258% | 3.258% | 3.258% | 3.258% | 3.258% | 3.258% | 3.258% | 3.258% | 3.258%
Commercial_Restaurant (ID)_Existing_Food Preparation_Natural Gas_Double Rack Oven | Commercial | Restaurant (ID) | Existing | Food Preparation | Natural Gas | Double Rack Oven | 3.258% | 3.258% | 3.258% | 3.258% | 3.258% | 3.258% | 3.258% | 3.258% | 3.258% | 3.258% | 3.258% | 3.258% | 3.258% | 3.258% | 3.258% | 3.258% | 3.258% | 3.258% | 3.258% | 3.258% | 3.258% | 3.258% | 3.258% | 3.258% | 3.258% | 3.258% | 3.258%
Commercial_Restaurant (ID)_Existing_Food Preparation_Natural Gas_Fryer | Commercial | Restaurant (ID) | Existing | Food Preparation | Natural Gas | Fryer | 85.08% | 85.08% | 85.08% | 85.08% | 85.08% | 85.08% | 85.08% | 85.08% | 85.08% | 85.08% | 85.08% | 85.08% | 85.08% | 85.08% | 85.08% | 85.08% | 85.08% | 85.08% | 85.08% | 85.08% | 85.08% | 85.08% | 85.08% | 85.08% | 85.08% | 85.08% | 85.08%
Commercial_Restaurant (ID)_Existing_Food Preparation_Natural Gas_Broiler | Commercial | Restaurant (ID) | Existing | Food Preparation | Natural Gas | Broiler | 76.87% | 76.87% | 76.87% | 76.87% | 76.87% | 76.87% | 76.87% | 76.87% | 76.87% | 76.87% | 76.87% | 76.87% | 76.87% | 76.87% | 76.87% | 76.87% | 76.87% | 76.87% | 76.87% | 76.87% | 76.87% | 76.87% | 76.87% | 76.87% | 76.87% | 76.87% | 76.87%
Commercial_Restaurant (ID)_Existing_Food Preparation_Natural Gas_Griddle | Commercial | Restaurant (ID) | Existing | Food Preparation | Natural Gas | Griddle | 87.83% | 87.83% | 87.83% | 87.83% | 87.83% | 87.83% | 87.83% | 87.83% | 87.83% | 87.83% | 87.83% | 87.83% | 87.83% | 87.83% | 87.83% | 87.83% | 87.83% | 87.83% | 87.83% | 87.83% | 87.83% | 87.83% | 87.83% | 87.83% | 87.83% | 87.83% | 87.83%
Commercial_Restaurant (ID)_Existing_Food Preparation_Natural Gas_Range | Commercial | Restaurant (ID) | Existing | Food Preparation | Natural Gas | Range | 81.41% | 81.41% | 81.41% | 81.41% | 81.41% | 81.41% | 81.41% | 81.41% | 81.41% | 81.41% | 81.41% | 81.41% | 81.41% | 81.41% | 81.41% | 81.41% | 81.41% | 81.41% | 81.41% | 81.41% | 81.41% | 81.41% | 81.41% | 81.41% | 81.41% | 81.41% | 81.41%
Commercial_Restaurant (ID)_Existing_Food Preparation_Natural Gas_Steamer | Commercial | Restaurant (ID) | Existing | Food Preparation | Natural Gas | Steamer | 5.63% | 5.63% | 5.63% | 5.63% | 5.63% | 5.63% | 5.63% | 5.63% | 5.63% | 5.63% | 5.63% | 5.63% | 5.63% | 5.63% | 5.63% | 5.63% | 5.63% | 5.63% | 5.63% | 5.63% | 5.63% | 5.63% | 5.63% | 5.63% | 5.63% | 5.63% | 5.63%
Commercial_Restaurant (ID)_Existing_Food Preparation_Natural Gas_Food Prep Other | Commercial | Restaurant (ID) | Existing | Food Preparation | Natural Gas | Food Prep Other | 0.3168% | 0.3168% | 0.3168% | 0.3168% | 0.3168% | 0.3168% | 0.3168% | 0.3168% | 0.3168% | 0.3168% | 0.3168% | 0.3168% | 0.3168% | 0.3168% | 0.3168% | 0.3168% | 0.3168% | 0.3168% | 0.3168% | 0.3168% | 0.3168% | 0.3168% | 0.3168% | 0.3168% | 0.3168% | 0.3168% | 0.3168%
Commercial_Restaurant (ID)_Existing_Miscellaneous_Natural Gas_Pool Heater | Commercial | Restaurant (ID) | Existing | Miscellaneous | Natural Gas | Pool Heater | bar: 2019 to 2045
Commercial_Restaurant (ID)_Existing_Miscellaneous_Natural Gas_Miscellaneous | Commercial | Restaurant (ID) | Existing | Miscellaneous | Natural Gas | Miscellaneous | 100% | 100% | 100% | 100% | 100% | 100% | 100% | 100% | 100% | 100% | 100% | 100% | 100% | 100% | 100% | 100% | 100% | 100% | 100% | 100% | 100% | 100% | 100% | 100% | 100% | 100% | 100%
Commercial_Restaurant (ID)_New_Space Heating_Natural Gas_Furnace | Commercial | Restaurant (ID) | New | Space Heating | Natural Gas | Furnace | 80.09% | 80.09% | 80.09% | 80.09% | 80.09% | 80.09% | 80.09% | 80.09% | 80.09% | 80.09% | 80.09% | 80.09% | 80.09% | 80.09% | 80.09% | 80.09% | 80.09% | 80.09% | 80.09% | 80.09% | 80.09% | 80.09% | 80.09% | 80.09% | 80.09% | 80.09% | 80.09%
Commercial_Restaurant (ID)_New_Space Heating_Natural Gas_Boiler | Commercial | Restaurant (ID) | New | Space Heating | Natural Gas | Boiler | 0.4159% | 0.4159% | 0.4159% | 0.4159% | 0.4159% | 0.4159% | 0.4159% | 0.4159% | 0.4159% | 0.4159% | 0.4159% | 0.4159% | 0.4159% | 0.4159% | 0.4159% | 0.4159% | 0.4159% | 0.4159% | 0.4159% | 0.4159% | 0.4159% | 0.4159% | 0.4159% | 0.4159% | 0.4159% | 0.4159% | 0.4159%
Commercial_Restaurant (ID)_New_Space Heating_Natural Gas_Unit Heater | Commercial | Restaurant (ID) | New | Space Heating | Natural Gas | Unit Heater | 0.8953% | 0.8953% | 0.8953% | 0.8953% | 0.8953% | 0.8953% | 0.8953% | 0.8953% | 0.8953% | 0.8953% | 0.8953% | 0.8953% | 0.8953% | 0.8953% | 0.8953% | 0.8953% | 0.8953% | 0.8953% | 0.8953% | 0.8953% | 0.8953% | 0.8953% | 0.8953% | 0.8953% | 0.8953% | 0.8953% | 0.8953%
Commercial_Restaurant (ID)_New_Water Heating_Natural Gas_Water Heater | Commercial | Restaurant (ID) | New | Water Heating | Natural Gas | Water Heater | 91.03% | 91.03% | 91.03% | 91.03% | 91.03% | 91.03% | 91.03% | 91.03% | 91.03% | 91.03% | 91.03% | 91.03% | 91.03% | 91.03% | 91.03% | 91.03% | 91.03% | 91.03% | 91.03% | 91.03% | 91.03% | 91.03% | 91.03% | 91.03% | 91.03% | 91.03% | 91.03%
Commercial_Restaurant (ID)_New_Food Preparation_Natural Gas_Oven | Commercial | Restaurant (ID) | New | Food Preparation | Natural Gas | Oven | 6.516% | 6.516% | 6.516% | 6.516% | 6.516% | 6.516% | 6.516% | 6.516% | 6.516% | 6.516% | 6.516% | 6.516% | 6.516% | 6.516% | 6.516% | 6.516% | 6.516% | 6.516% | 6.516% | 6.516% | 6.516% | 6.516% | 6.516% | 6.516% | 6.516% | 6.516% | 6.516%
Commercial_Restaurant (ID)_New_Food Preparation_Natural Gas_Conveyor Oven | Commercial | Restaurant (ID) | New | Food Preparation | Natural Gas | Conveyor Oven | 3.258% | 3.258% | 3.258% | 3.258% | 3.258% | 3.258% | 3.258% | 3.258% | 3.258% | 3.258% | 3.258% | 3.258% | 3.258% | 3.258% | 3.258% | 3.258% | 3.258% | 3.258% | 3.258% | 3.258% | 3.258% | 3.258% | 3.258% | 3.258% | 3.258% | 3.258% | 3.258%
Commercial_Restaurant (ID)_New_Food Preparation_Natural Gas_Double Rack Oven | Commercial | Restaurant (ID) | New | Food Preparation | Natural Gas | Double Rack Oven | 3.258% | 3.258% | 3.258% | 3.258% | 3.258% | 3.258% | 3.258% | 3.258% | 3.258% | 3.258% | 3.258% | 3.258% | 3.258% | 3.258% | 3.258% | 3.258% | 3.258% | 3.258% | 3.258% | 3.258% | 3.258% | 3.258% | 3.258% | 3.258% | 3.258% | 3.258% | 3.258%
Commercial_Restaurant (ID)_New_Food Preparation_Natural Gas_Fryer | Commercial | Restaurant (ID) | New | Food Preparation | Natural Gas | Fryer | 85.08% | 85.08% | 85.08% | 85.08% | 85.08% | 85.08% | 85.08% | 85.08% | 85.08% | 85.08% | 85.08% | 85.08% | 85.08% | 85.08% | 85.08% | 85.08% | 85.08% | 85.08% | 85.08% | 85.08% | 85.08% | 85.08% | 85.08% | 85.08% | 85.08% | 85.08% | 85.08%
Commercial_Restaurant (ID)_New_Food Preparation_Natural Gas_Broiler | Commercial | Restaurant (ID) | New | Food Preparation | Natural Gas | Broiler | 76.87% | 76.87% | 76.87% | 76.87% | 76.87% | 76.87% | 76.87% | 76.87% | 76.87% | 76.87% | 76.87% | 76.87% | 76.87% | 76.87% | 76.87% | 76.87% | 76.87% | 76.87% | 76.87% | 76.87% | 76.87% | 76.87% | 76.87% | 76.87% | 76.87% | 76.87% | 76.87%
Commercial_Restaurant (ID)_New_Food Preparation_Natural Gas_Griddle | Commercial | Restaurant (ID) | New | Food Preparation | Natural Gas | Griddle | 87.83% | 87.83% | 87.83% | 87.83% | 87.83% | 87.83% | 87.83% | 87.83% | 87.83% | 87.83% | 87.83% | 87.83% | 87.83% | 87.83% | 87.83% | 87.83% | 87.83% | 87.83% | 87.83% | 87.83% | 87.83% | 87.83% | 87.83% | 87.83% | 87.83% | 87.83% | 87.83%
Commercial_Restaurant (ID)_New_Food Preparation_Natural Gas_Range | Commercial | Restaurant (ID) | New | Food Preparation | Natural Gas | Range | 81.41% | 81.41% | 81.41% | 81.41% | 81.41% | 81.41% | 81.41% | 81.41% | 81.41% | 81.41% | 81.41% | 81.41% | 81.41% | 81.41% | 81.41% | 81.41% | 81.41% | 81.41% | 81.41% | 81.41% | 81.41% | 81.41% | 81.41% | 81.41% | 81.41% | 81.41% | 81.41%
Commercial_Restaurant (ID)_New_Food Preparation_Natural Gas_Steamer | Commercial | Restaurant (ID) | New | Food Preparation | Natural Gas | Steamer | 5.63% | 5.63% | 5.63% | 5.63% | 5.63% | 5.63% | 5.63% | 5.63% | 5.63% | 5.63% | 5.63% | 5.63% | 5.63% | 5.63% | 5.63% | 5.63% | 5.63% | 5.63% | 5.63% | 5.63% | 5.63% | 5.63% | 5.63% | 5.63% | 5.63% | 5.63% | 5.63%
Commercial_Restaurant (ID)_New_Food Preparation_Natural Gas_Food Prep Other | Commercial | Restaurant (ID) | New | Food Preparation | Natural Gas | Food Prep Other | 0.3168% | 0.3168% | 0.3168% | 0.3168% | 0.3168% | 0.3168% | 0.3168% | 0.3168% | 0.3168% | 0.3168% | 0.3168% | 0.3168% | 0.3168% | 0.3168% | 0.3168% | 0.3168% | 0.3168% | 0.3168% | 0.3168% | 0.3168% | 0.3168% | 0.3168% | 0.3168% | 0.3168% | 0.3168% | 0.3168% | 0.3168%
Commercial_Restaurant (ID)_New_Miscellaneous_Natural Gas_Pool Heater | Commercial | Restaurant (ID) | New | Miscellaneous | Natural Gas | Pool Heater | bar: 2019 to 2045
Commercial_Restaurant (ID)_New_Miscellaneous_Natural Gas_Miscellaneous | Commercial | Restaurant (ID) | New | Miscellaneous | Natural Gas | Miscellaneous | 100% | 100% | 100% | 100% | 100% | 100% | 100% | 100% | 100% | 100% | 100% | 100% | 100% | 100% | 100% | 100% | 100% | 100% | 100% | 100% | 100% | 100% | 100% | 100% | 100% | 100% | 100%
Commercial_Retail (ID)_Existing_Space Heating_Natural Gas_Furnace | Commercial | Retail (ID) | Existing | Space Heating | Natural Gas | Furnace | 84.22% | 84.22% | 84.22% | 84.22% | 84.22% | 84.22% | 84.22% | 84.22% | 84.22% | 84.22% | 84.22% | 84.22% | 84.22% | 84.22% | 84.22% | 84.22% | 84.22% | 84.22% | 84.22% | 84.22% | 84.22% | 84.22% | 84.22% | 84.22% | 84.22% | 84.22% | 84.22%
Commercial_Retail (ID)_Existing_Space Heating_Natural Gas_Boiler | Commercial | Retail (ID) | Existing | Space Heating | Natural Gas | Boiler | 3.846% | 3.846% | 3.846% | 3.846% | 3.846% | 3.846% | 3.846% | 3.846% | 3.846% | 3.846% | 3.846% | 3.846% | 3.846% | 3.846% | 3.846% | 3.846% | 3.846% | 3.846% | 3.846% | 3.846% | 3.846% | 3.846% | 3.846% | 3.846% | 3.846% | 3.846% | 3.846%
Commercial_Retail (ID)_Existing_Space Heating_Natural Gas_Unit Heater | Commercial | Retail (ID) | Existing | Space Heating | Natural Gas | Unit Heater | 7.737% | 7.737% | 7.737% | 7.737% | 7.737% | 7.737% | 7.737% | 7.737% | 7.737% | 7.737% | 7.737% | 7.737% | 7.737% | 7.737% | 7.737% | 7.737% | 7.737% | 7.737% | 7.737% | 7.737% | 7.737% | 7.737% | 7.737% | 7.737% | 7.737% | 7.737% | 7.737%
Commercial_Retail (ID)_Existing_Water Heating_Natural Gas_Water Heater | Commercial | Retail (ID) | Existing | Water Heating | Natural Gas | Water Heater | 53.53% | 53.53% | 53.53% | 53.53% | 53.53% | 53.53% | 53.53% | 53.53% | 53.53% | 53.53% | 53.53% | 53.53% | 53.53% | 53.53% | 53.53% | 53.53% | 53.53% | 53.53% | 53.53% | 53.53% | 53.53% | 53.53% | 53.53% | 53.53% | 53.53% | 53.53% | 53.53%
Commercial_Retail (ID)_Existing_Food Preparation_Natural Gas_Oven | Commercial | Retail (ID) | Existing | Food Preparation | Natural Gas | Oven | 1.647% | 1.647% | 1.647% | 1.647% | 1.647% | 1.647% | 1.647% | 1.647% | 1.647% | 1.647% | 1.647% | 1.647% | 1.647% | 1.647% | 1.647% | 1.647% | 1.647% | 1.647% | 1.647% | 1.647% | 1.647% | 1.647% | 1.647% | 1.647% | 1.647% | 1.647% | 1.647%
Commercial_Retail (ID)_Existing_Food Preparation_Natural Gas_Conveyor Oven | Commercial | Retail (ID) | Existing | Food Preparation | Natural Gas | Conveyor Oven | 0.8233% | 0.8233% | 0.8233% | 0.8233% | 0.8233% | 0.8233% | 0.8233% | 0.8233% | 0.8233% | 0.8233% | 0.8233% | 0.8233% | 0.8233% | 0.8233% | 0.8233% | 0.8233% | 0.8233% | 0.8233% | 0.8233% | 0.8233% | 0.8233% | 0.8233% | 0.8233% | 0.8233% | 0.8233% | 0.8233% | 0.8233%
Commercial_Retail (ID)_Existing_Food Preparation_Natural Gas_Double Rack Oven | Commercial | Retail (ID) | Existing | Food Preparation | Natural Gas | Double Rack Oven | 0.8233% | 0.8233% | 0.8233% | 0.8233% | 0.8233% | 0.8233% | 0.8233% | 0.8233% | 0.8233% | 0.8233% | 0.8233% | 0.8233% | 0.8233% | 0.8233% | 0.8233% | 0.8233% | 0.8233% | 0.8233% | 0.8233% | 0.8233% | 0.8233% | 0.8233% | 0.8233% | 0.8233% | 0.8233% | 0.8233% | 0.8233%
Commercial_Retail (ID)_Existing_Food Preparation_Natural Gas_Fryer | Commercial | Retail (ID) | Existing | Food Preparation | Natural Gas | Fryer | 3.293% | 3.293% | 3.293% | 3.293% | 3.293% | 3.293% | 3.293% | 3.293% | 3.293% | 3.293% | 3.293% | 3.293% | 3.293% | 3.293% | 3.293% | 3.293% | 3.293% | 3.293% | 3.293% | 3.293% | 3.293% | 3.293% | 3.293% | 3.293% | 3.293% | 3.293% | 3.293%
Commercial_Retail (ID)_Existing_Food Preparation_Natural Gas_Broiler | Commercial | Retail (ID) | Existing | Food Preparation | Natural Gas | Broiler | bar: 2019 to 2045
Commercial_Retail (ID)_Existing_Food Preparation_Natural Gas_Griddle | Commercial | Retail (ID) | Existing | Food Preparation | Natural Gas | Griddle | bar: 2019 to 2045
Commercial_Retail (ID)_Existing_Food Preparation_Natural Gas_Range | Commercial | Retail (ID) | Existing | Food Preparation | Natural Gas | Range | bar: 2019 to 2045
Commercial_Retail (ID)_Existing_Food Preparation_Natural Gas_Steamer | Commercial | Retail (ID) | Existing | Food Preparation | Natural Gas | Steamer | bar: 2019 to 2045
Commercial_Retail (ID)_Existing_Food Preparation_Natural Gas_Food Prep Other | Commercial | Retail (ID) | Existing | Food Preparation | Natural Gas | Food Prep Other | bar: 2019 to 2045
Commercial_Retail (ID)_Existing_Miscellaneous_Natural Gas_Pool Heater | Commercial | Retail (ID) | Existing | Miscellaneous | Natural Gas | Pool Heater | bar: 2019 to 2045
Commercial_Retail (ID)_Existing_Miscellaneous_Natural Gas_Miscellaneous | Commercial | Retail (ID) | Existing | Miscellaneous | Natural Gas | Miscellaneous | 100% | 100% | 100% | 100% | 100% | 100% | 100% | 100% | 100% | 100% | 100% | 100% | 100% | 100% | 100% | 100% | 100% | 100% | 100% | 100% | 100% | 100% | 100% | 100% | 100% | 100% | 100%
Commercial_Retail (ID)_New_Space Heating_Natural Gas_Furnace | Commercial | Retail (ID) | New | Space Heating | Natural Gas | Furnace | 84.22% | 84.22% | 84.22% | 84.22% | 84.22% | 84.22% | 84.22% | 84.22% | 84.22% | 84.22% | 84.22% | 84.22% | 84.22% | 84.22% | 84.22% | 84.22% | 84.22% | 84.22% | 84.22% | 84.22% | 84.22% | 84.22% | 84.22% | 84.22% | 84.22% | 84.22% | 84.22%
Commercial_Retail (ID)_New_Space Heating_Natural Gas_Boiler | Commercial | Retail (ID) | New | Space Heating | Natural Gas | Boiler | 3.846% | 3.846% | 3.846% | 3.846% | 3.846% | 3.846% | 3.846% | 3.846% | 3.846% | 3.846% | 3.846% | 3.846% | 3.846% | 3.846% | 3.846% | 3.846% | 3.846% | 3.846% | 3.846% | 3.846% | 3.846% | 3.846% | 3.846% | 3.846% | 3.846% | 3.846% | 3.846%
Commercial_Retail (ID)_New_Space Heating_Natural Gas_Unit Heater | Commercial | Retail (ID) | New | Space Heating | Natural Gas | Unit Heater | 7.737% | 7.737% | 7.737% | 7.737% | 7.737% | 7.737% | 7.737% | 7.737% | 7.737% | 7.737% | 7.737% | 7.737% | 7.737% | 7.737% | 7.737% | 7.737% | 7.737% | 7.737% | 7.737% | 7.737% | 7.737% | 7.737% | 7.737% | 7.737% | 7.737% | 7.737% | 7.737%
Commercial_Retail (ID)_New_Water Heating_Natural Gas_Water Heater | Commercial | Retail (ID) | New | Water Heating | Natural Gas | Water Heater | 58.88% | 58.88% | 58.88% | 58.88% | 58.88% | 58.88% | 58.88% | 58.88% | 58.88% | 58.88% | 58.88% | 58.88% | 58.88% | 58.88% | 58.88% | 58.88% | 58.88% | 58.88% | 58.88% | 58.88% | 58.88% | 58.88% | 58.88% | 58.88% | 58.88% | 58.88% | 58.88%
Commercial_Retail (ID)_New_Food Preparation_Natural Gas_Oven | Commercial | Retail (ID) | New | Food Preparation | Natural Gas | Oven | 1.647% | 1.647% | 1.647% | 1.647% | 1.647% | 1.647% | 1.647% | 1.647% | 1.647% | 1.647% | 1.647% | 1.647% | 1.647% | 1.647% | 1.647% | 1.647% | 1.647% | 1.647% | 1.647% | 1.647% | 1.647% | 1.647% | 1.647% | 1.647% | 1.647% | 1.647% | 1.647%
Commercial_Retail (ID)_New_Food Preparation_Natural Gas_Conveyor Oven | Commercial | Retail (ID) | New | Food Preparation | Natural Gas | Conveyor Oven | 0.8233% | 0.8233% | 0.8233% | 0.8233% | 0.8233% | 0.8233% | 0.8233% | 0.8233% | 0.8233% | 0.8233% | 0.8233% | 0.8233% | 0.8233% | 0.8233% | 0.8233% | 0.8233% | 0.8233% | 0.8233% | 0.8233% | 0.8233% | 0.8233% | 0.8233% | 0.8233% | 0.8233% | 0.8233% | 0.8233% | 0.8233%
Commercial_Retail (ID)_New_Food Preparation_Natural Gas_Double Rack Oven | Commercial | Retail (ID) | New | Food Preparation | Natural Gas | Double Rack Oven | 0.8233% | 0.8233% | 0.8233% | 0.8233% | 0.8233% | 0.8233% | 0.8233% | 0.8233% | 0.8233% | 0.8233% | 0.8233% | 0.8233% | 0.8233% | 0.8233% | 0.8233% | 0.8233% | 0.8233% | 0.8233% | 0.8233% | 0.8233% | 0.8233% | 0.8233% | 0.8233% | 0.8233% | 0.8233% | 0.8233% | 0.8233%
Commercial_Retail (ID)_New_Food Preparation_Natural Gas_Fryer | Commercial | Retail (ID) | New | Food Preparation | Natural Gas | Fryer | 3.293% | 3.293% | 3.293% | 3.293% | 3.293% | 3.293% | 3.293% | 3.293% | 3.293% | 3.293% | 3.293% | 3.293% | 3.293% | 3.293% | 3.293% | 3.293% | 3.293% | 3.293% | 3.293% | 3.293% | 3.293% | 3.293% | 3.293% | 3.293% | 3.293% | 3.293% | 3.293%
Commercial_Retail (ID)_New_Food Preparation_Natural Gas_Broiler | Commercial | Retail (ID) | New | Food Preparation | Natural Gas | Broiler | bar: 2019 to 2045
Commercial_Retail (ID)_New_Food Preparation_Natural Gas_Griddle | Commercial | Retail (ID) | New | Food Preparation | Natural Gas | Griddle | bar: 2019 to 2045
Commercial_Retail (ID)_New_Food Preparation_Natural Gas_Range | Commercial | Retail (ID) | New | Food Preparation | Natural Gas | Range | bar: 2019 to 2045
Commercial_Retail (ID)_New_Food Preparation_Natural Gas_Steamer | Commercial | Retail (ID) | New | Food Preparation | Natural Gas | Steamer | bar: 2019 to 2045
Commercial_Retail (ID)_New_Food Preparation_Natural Gas_Food Prep Other | Commercial | Retail (ID) | New | Food Preparation | Natural Gas | Food Prep Other | bar: 2019 to 2045
Commercial_Retail (ID)_New_Miscellaneous_Natural Gas_Pool Heater | Commercial | Retail (ID) | New | Miscellaneous | Natural Gas | Pool Heater | bar: 2019 to 2045
Commercial_Retail (ID)_New_Miscellaneous_Natural Gas_Miscellaneous | Commercial | Retail (ID) | New | Miscellaneous | Natural Gas | Miscellaneous | 100% | 100% | 100% | 100% | 100% | 100% | 100% | 100% | 100% | 100% | 100% | 100% | 100% | 100% | 100% | 100% | 100% | 100% | 100% | 100% | 100% | 100% | 100% | 100% | 100% | 100% | 100%
Commercial_Grocery (ID)_Existing_Space Heating_Natural Gas_Furnace | Commercial | Grocery (ID) | Existing | Space Heating | Natural Gas | Furnace | 94.97% | 94.97% | 94.97% | 94.97% | 94.97% | 94.97% | 94.97% | 94.97% | 94.97% | 94.97% | 94.97% | 94.97% | 94.97% | 94.97% | 94.97% | 94.97% | 94.97% | 94.97% | 94.97% | 94.97% | 94.97% | 94.97% | 94.97% | 94.97% | 94.97% | 94.97% | 94.97%
Commercial_Grocery (ID)_Existing_Space Heating_Natural Gas_Boiler | Commercial | Grocery (ID) | Existing | Space Heating | Natural Gas | Boiler | 0.6339% | 0.6339% | 0.6339% | 0.6339% | 0.6339% | 0.6339% | 0.6339% | 0.6339% | 0.6339% | 0.6339% | 0.6339% | 0.6339% | 0.6339% | 0.6339% | 0.6339% | 0.6339% | 0.6339% | 0.6339% | 0.6339% | 0.6339% | 0.6339% | 0.6339% | 0.6339% | 0.6339% | 0.6339% | 0.6339% | 0.6339%
Commercial_Grocery (ID)_Existing_Space Heating_Natural Gas_Unit Heater | Commercial | Grocery (ID) | Existing | Space Heating | Natural Gas | Unit Heater | bar: 2019 to 2045
Commercial_Grocery (ID)_Existing_Water Heating_Natural Gas_Water Heater | Commercial | Grocery (ID) | Existing | Water Heating | Natural Gas | Water Heater | 70.28% | 70.28% | 70.28% | 70.28% | 70.28% | 70.28% | 70.28% | 70.28% | 70.28% | 70.28% | 70.28% | 70.28% | 70.28% | 70.28% | 70.28% | 70.28% | 70.28% | 70.28% | 70.28% | 70.28% | 70.28% | 70.28% | 70.28% | 70.28% | 70.28% | 70.28% | 70.28%
Commercial_Grocery (ID)_Existing_Food Preparation_Natural Gas_Oven | Commercial | Grocery (ID) | Existing | Food Preparation | Natural Gas | Oven | 14.32% | 14.32% | 14.32% | 14.32% | 14.32% | 14.32% | 14.32% | 14.32% | 14.32% | 14.32% | 14.32% | 14.32% | 14.32% | 14.32% | 14.32% | 14.32% | 14.32% | 14.32% | 14.32% | 14.32% | 14.32% | 14.32% | 14.32% | 14.32% | 14.32% | 14.32% | 14.32%
Commercial_Grocery (ID)_Existing_Food Preparation_Natural Gas_Conveyor Oven | Commercial | Grocery (ID) | Existing | Food Preparation | Natural Gas | Conveyor Oven | 7.161% | 7.161% | 7.161% | 7.161% | 7.161% | 7.161% | 7.161% | 7.161% | 7.161% | 7.161% | 7.161% | 7.161% | 7.161% | 7.161% | 7.161% | 7.161% | 7.161% | 7.161% | 7.161% | 7.161% | 7.161% | 7.161% | 7.161% | 7.161% | 7.161% | 7.161% | 7.161%
Commercial_Grocery (ID)_Existing_Food Preparation_Natural Gas_Double Rack Oven | Commercial | Grocery (ID) | Existing | Food Preparation | Natural Gas | Double Rack Oven | 7.161% | 7.161% | 7.161% | 7.161% | 7.161% | 7.161% | 7.161% | 7.161% | 7.161% | 7.161% | 7.161% | 7.161% | 7.161% | 7.161% | 7.161% | 7.161% | 7.161% | 7.161% | 7.161% | 7.161% | 7.161% | 7.161% | 7.161% | 7.161% | 7.161% | 7.161% | 7.161%
Commercial_Grocery (ID)_Existing_Food Preparation_Natural Gas_Fryer | Commercial | Grocery (ID) | Existing | Food Preparation | Natural Gas | Fryer | 28.64% | 28.64% | 28.64% | 28.64% | 28.64% | 28.64% | 28.64% | 28.64% | 28.64% | 28.64% | 28.64% | 28.64% | 28.64% | 28.64% | 28.64% | 28.64% | 28.64% | 28.64% | 28.64% | 28.64% | 28.64% | 28.64% | 28.64% | 28.64% | 28.64% | 28.64% | 28.64%
Commercial_Grocery (ID)_Existing_Food Preparation_Natural Gas_Broiler | Commercial | Grocery (ID) | Existing | Food Preparation | Natural Gas | Broiler | bar: 2019 to 2045
Commercial_Grocery (ID)_Existing_Food Preparation_Natural Gas_Griddle | Commercial | Grocery (ID) | Existing | Food Preparation | Natural Gas | Griddle | 28.64% | 28.64% | 28.64% | 28.64% | 28.64% | 28.64% | 28.64% | 28.64% | 28.64% | 28.64% | 28.64% | 28.64% | 28.64% | 28.64% | 28.64% | 28.64% | 28.64% | 28.64% | 28.64% | 28.64% | 28.64% | 28.64% | 28.64% | 28.64% | 28.64% | 28.64% | 28.64%
Commercial_Grocery (ID)_Existing_Food Preparation_Natural Gas_Range | Commercial | Grocery (ID) | Existing | Food Preparation | Natural Gas | Range | 28.64% | 28.64% | 28.64% | 28.64% | 28.64% | 28.64% | 28.64% | 28.64% | 28.64% | 28.64% | 28.64% | 28.64% | 28.64% | 28.64% | 28.64% | 28.64% | 28.64% | 28.64% | 28.64% | 28.64% | 28.64% | 28.64% | 28.64% | 28.64% | 28.64% | 28.64% | 28.64%
Commercial_Grocery (ID)_Existing_Food Preparation_Natural Gas_Steamer | Commercial | Grocery (ID) | Existing | Food Preparation | Natural Gas | Steamer | 1.408% | 1.408% | 1.408% | 1.408% | 1.408% | 1.408% | 1.408% | 1.408% | 1.408% | 1.408% | 1.408% | 1.408% | 1.408% | 1.408% | 1.408% | 1.408% | 1.408% | 1.408% | 1.408% | 1.408% | 1.408% | 1.408% | 1.408% | 1.408% | 1.408% | 1.408% | 1.408%
Commercial_Grocery (ID)_Existing_Food Preparation_Natural Gas_Food Prep Other | Commercial | Grocery (ID) | Existing | Food Preparation | Natural Gas | Food Prep Other | bar: 2019 to 2045
Commercial_Grocery (ID)_Existing_Miscellaneous_Natural Gas_Pool Heater | Commercial | Grocery (ID) | Existing | Miscellaneous | Natural Gas | Pool Heater | bar: 2019 to 2045
Commercial_Grocery (ID)_Existing_Miscellaneous_Natural Gas_Miscellaneous | Commercial | Grocery (ID) | Existing | Miscellaneous | Natural Gas | Miscellaneous | 100% | 100% | 100% | 100% | 100% | 100% | 100% | 100% | 100% | 100% | 100% | 100% | 100% | 100% | 100% | 100% | 100% | 100% | 100% | 100% | 100% | 100% | 100% | 100% | 100% | 100% | 100%
Commercial_Grocery (ID)_New_Space Heating_Natural Gas_Furnace | Commercial | Grocery (ID) | New | Space Heating | Natural Gas | Furnace | 94.97% | 94.97% | 94.97% | 94.97% | 94.97% | 94.97% | 94.97% | 94.97% | 94.97% | 94.97% | 94.97% | 94.97% | 94.97% | 94.97% | 94.97% | 94.97% | 94.97% | 94.97% | 94.97% | 94.97% | 94.97% | 94.97% | 94.97% | 94.97% | 94.97% | 94.97% | 94.97%
Commercial_Grocery (ID)_New_Space Heating_Natural Gas_Boiler | Commercial | Grocery (ID) | New | Space Heating | Natural Gas | Boiler | 0.6339% | 0.6339% | 0.6339% | 0.6339% | 0.6339% | 0.6339% | 0.6339% | 0.6339% | 0.6339% | 0.6339% | 0.6339% | 0.6339% | 0.6339% | 0.6339% | 0.6339% | 0.6339% | 0.6339% | 0.6339% | 0.6339% | 0.6339% | 0.6339% | 0.6339% | 0.6339% | 0.6339% | 0.6339% | 0.6339% | 0.6339%
Commercial_Grocery (ID)_New_Space Heating_Natural Gas_Unit Heater | Commercial | Grocery (ID) | New | Space Heating | Natural Gas | Unit Heater | bar: 2019 to 2045
Commercial_Grocery (ID)_New_Water Heating_Natural Gas_Water Heater | Commercial | Grocery (ID) | New | Water Heating | Natural Gas | Water Heater | 77.31% | 77.31% | 77.31% | 77.31% | 77.31% | 77.31% | 77.31% | 77.31% | 77.31% | 77.31% | 77.31% | 77.31% | 77.31% | 77.31% | 77.31% | 77.31% | 77.31% | 77.31% | 77.31% | 77.31% | 77.31% | 77.31% | 77.31% | 77.31% | 77.31% | 77.31% | 77.31%
Commercial_Grocery (ID)_New_Food Preparation_Natural Gas_Oven | Commercial | Grocery (ID) | New | Food Preparation | Natural Gas | Oven | 14.32% | 14.32% | 14.32% | 14.32% | 14.32% | 14.32% | 14.32% | 14.32% | 14.32% | 14.32% | 14.32% | 14.32% | 14.32% | 14.32% | 14.32% | 14.32% | 14.32% | 14.32% | 14.32% | 14.32% | 14.32% | 14.32% | 14.32% | 14.32% | 14.32% | 14.32% | 14.32%
Commercial_Grocery (ID)_New_Food Preparation_Natural Gas_Conveyor Oven | Commercial | Grocery (ID) | New | Food Preparation | Natural Gas | Conveyor Oven | 7.161% | 7.161% | 7.161% | 7.161% | 7.161% | 7.161% | 7.161% | 7.161% | 7.161% | 7.161% | 7.161% | 7.161% | 7.161% | 7.161% | 7.161% | 7.161% | 7.161% | 7.161% | 7.161% | 7.161% | 7.161% | 7.161% | 7.161% | 7.161% | 7.161% | 7.161% | 7.161%
Commercial_Grocery (ID)_New_Food Preparation_Natural Gas_Double Rack Oven | Commercial | Grocery (ID) | New | Food Preparation | Natural Gas | Double Rack Oven | 7.161% | 7.161% | 7.161% | 7.161% | 7.161% | 7.161% | 7.161% | 7.161% | 7.161% | 7.161% | 7.161% | 7.161% | 7.161% | 7.161% | 7.161% | 7.161% | 7.161% | 7.161% | 7.161% | 7.161% | 7.161% | 7.161% | 7.161% | 7.161% | 7.161% | 7.161% | 7.161%
Commercial_Grocery (ID)_New_Food Preparation_Natural Gas_Fryer | Commercial | Grocery (ID) | New | Food Preparation | Natural Gas | Fryer | 28.64% | 28.64% | 28.64% | 28.64% | 28.64% | 28.64% | 28.64% | 28.64% | 28.64% | 28.64% | 28.64% | 28.64% | 28.64% | 28.64% | 28.64% | 28.64% | 28.64% | 28.64% | 28.64% | 28.64% | 28.64% | 28.64% | 28.64% | 28.64% | 28.64% | 28.64% | 28.64%
Commercial_Grocery (ID)_New_Food Preparation_Natural Gas_Broiler | Commercial | Grocery (ID) | New | Food Preparation | Natural Gas | Broiler | bar: 2019 to 2045
Commercial_Grocery (ID)_New_Food Preparation_Natural Gas_Griddle | Commercial | Grocery (ID) | New | Food Preparation | Natural Gas | Griddle | 28.64% | 28.64% | 28.64% | 28.64% | 28.64% | 28.64% | 28.64% | 28.64% | 28.64% | 28.64% | 28.64% | 28.64% | 28.64% | 28.64% | 28.64% | 28.64% | 28.64% | 28.64% | 28.64% | 28.64% | 28.64% | 28.64% | 28.64% | 28.64% | 28.64% | 28.64% | 28.64%
Commercial_Grocery (ID)_New_Food Preparation_Natural Gas_Range | Commercial | Grocery (ID) | New | Food Preparation | Natural Gas | Range | 28.64% | 28.64% | 28.64% | 28.64% | 28.64% | 28.64% | 28.64% | 28.64% | 28.64% | 28.64% | 28.64% | 28.64% | 28.64% | 28.64% | 28.64% | 28.64% | 28.64% | 28.64% | 28.64% | 28.64% | 28.64% | 28.64% | 28.64% | 28.64% | 28.64% | 28.64% | 28.64%
Commercial_Grocery (ID)_New_Food Preparation_Natural Gas_Steamer | Commercial | Grocery (ID) | New | Food Preparation | Natural Gas | Steamer | 1.408% | 1.408% | 1.408% | 1.408% | 1.408% | 1.408% | 1.408% | 1.408% | 1.408% | 1.408% | 1.408% | 1.408% | 1.408% | 1.408% | 1.408% | 1.408% | 1.408% | 1.408% | 1.408% | 1.408% | 1.408% | 1.408% | 1.408% | 1.408% | 1.408% | 1.408% | 1.408%
Commercial_Grocery (ID)_New_Food Preparation_Natural Gas_Food Prep Other | Commercial | Grocery (ID) | New | Food Preparation | Natural Gas | Food Prep Other | bar: 2019 to 2045
Commercial_Grocery (ID)_New_Miscellaneous_Natural Gas_Pool Heater | Commercial | Grocery (ID) | New | Miscellaneous | Natural Gas | Pool Heater | bar: 2019 to 2045
Commercial_Grocery (ID)_New_Miscellaneous_Natural Gas_Miscellaneous | Commercial | Grocery (ID) | New | Miscellaneous | Natural Gas | Miscellaneous | 100% | 100% | 100% | 100% | 100% | 100% | 100% | 100% | 100% | 100% | 100% | 100% | 100% | 100% | 100% | 100% | 100% | 100% | 100% | 100% | 100% | 100% | 100% | 100% | 100% | 100% | 100%
Commercial_School (ID)_Existing_Space Heating_Natural Gas_Furnace | Commercial | School (ID) | Existing | Space Heating | Natural Gas | Furnace | 25.58% | 25.58% | 25.58% | 25.58% | 25.58% | 25.58% | 25.58% | 25.58% | 25.58% | 25.58% | 25.58% | 25.58% | 25.58% | 25.58% | 25.58% | 25.58% | 25.58% | 25.58% | 25.58% | 25.58% | 25.58% | 25.58% | 25.58% | 25.58% | 25.58% | 25.58% | 25.58%
Commercial_School (ID)_Existing_Space Heating_Natural Gas_Boiler | Commercial | School (ID) | Existing | Space Heating | Natural Gas | Boiler | 62.35% | 62.35% | 62.35% | 62.35% | 62.35% | 62.35% | 62.35% | 62.35% | 62.35% | 62.35% | 62.35% | 62.35% | 62.35% | 62.35% | 62.35% | 62.35% | 62.35% | 62.35% | 62.35% | 62.35% | 62.35% | 62.35% | 62.35% | 62.35% | 62.35% | 62.35% | 62.35%
Commercial_School (ID)_Existing_Space Heating_Natural Gas_Unit Heater | Commercial | School (ID) | Existing | Space Heating | Natural Gas | Unit Heater | 4.267% | 4.267% | 4.267% | 4.267% | 4.267% | 4.267% | 4.267% | 4.267% | 4.267% | 4.267% | 4.267% | 4.267% | 4.267% | 4.267% | 4.267% | 4.267% | 4.267% | 4.267% | 4.267% | 4.267% | 4.267% | 4.267% | 4.267% | 4.267% | 4.267% | 4.267% | 4.267%
Commercial_School (ID)_Existing_Water Heating_Natural Gas_Water Heater | Commercial | School (ID) | Existing | Water Heating | Natural Gas | Water Heater | 76.14% | 76.14% | 76.14% | 76.14% | 76.14% | 76.14% | 76.14% | 76.14% | 76.14% | 76.14% | 76.14% | 76.14% | 76.14% | 76.14% | 76.14% | 76.14% | 76.14% | 76.14% | 76.14% | 76.14% | 76.14% | 76.14% | 76.14% | 76.14% | 76.14% | 76.14% | 76.14%
Commercial_School (ID)_Existing_Food Preparation_Natural Gas_Oven | Commercial | School (ID) | Existing | Food Preparation | Natural Gas | Oven | 8.361% | 8.361% | 8.361% | 8.361% | 8.361% | 8.361% | 8.361% | 8.361% | 8.361% | 8.361% | 8.361% | 8.361% | 8.361% | 8.361% | 8.361% | 8.361% | 8.361% | 8.361% | 8.361% | 8.361% | 8.361% | 8.361% | 8.361% | 8.361% | 8.361% | 8.361% | 8.361%
Commercial_School (ID)_Existing_Food Preparation_Natural Gas_Conveyor Oven | Commercial | School (ID) | Existing | Food Preparation | Natural Gas | Conveyor Oven | 4.18% | 4.18% | 4.18% | 4.18% | 4.18% | 4.18% | 4.18% | 4.18% | 4.18% | 4.18% | 4.18% | 4.18% | 4.18% | 4.18% | 4.18% | 4.18% | 4.18% | 4.18% | 4.18% | 4.18% | 4.18% | 4.18% | 4.18% | 4.18% | 4.18% | 4.18% | 4.18%
Commercial_School (ID)_Existing_Food Preparation_Natural Gas_Double Rack Oven | Commercial | School (ID) | Existing | Food Preparation | Natural Gas | Double Rack Oven | 4.18% | 4.18% | 4.18% | 4.18% | 4.18% | 4.18% | 4.18% | 4.18% | 4.18% | 4.18% | 4.18% | 4.18% | 4.18% | 4.18% | 4.18% | 4.18% | 4.18% | 4.18% | 4.18% | 4.18% | 4.18% | 4.18% | 4.18% | 4.18% | 4.18% | 4.18% | 4.18%
Commercial_School (ID)_Existing_Food Preparation_Natural Gas_Fryer | Commercial | School (ID) | Existing | Food Preparation | Natural Gas | Fryer | 10.82% | 10.82% | 10.82% | 10.82% | 10.82% | 10.82% | 10.82% | 10.82% | 10.82% | 10.82% | 10.82% | 10.82% | 10.82% | 10.82% | 10.82% | 10.82% | 10.82% | 10.82% | 10.82% | 10.82% | 10.82% | 10.82% | 10.82% | 10.82% | 10.82% | 10.82% | 10.82%
Commercial_School (ID)_Existing_Food Preparation_Natural Gas_Broiler | Commercial | School (ID) | Existing | Food Preparation | Natural Gas | Broiler | 16.72% | 16.72% | 16.72% | 16.72% | 16.72% | 16.72% | 16.72% | 16.72% | 16.72% | 16.72% | 16.72% | 16.72% | 16.72% | 16.72% | 16.72% | 16.72% | 16.72% | 16.72% | 16.72% | 16.72% | 16.72% | 16.72% | 16.72% | 16.72% | 16.72% | 16.72% | 16.72%
Commercial_School (ID)_Existing_Food Preparation_Natural Gas_Griddle | Commercial | School (ID) | Existing | Food Preparation | Natural Gas | Griddle | 23.61% | 23.61% | 23.61% | 23.61% | 23.61% | 23.61% | 23.61% | 23.61% | 23.61% | 23.61% | 23.61% | 23.61% | 23.61% | 23.61% | 23.61% | 23.61% | 23.61% | 23.61% | 23.61% | 23.61% | 23.61% | 23.61% | 23.61% | 23.61% | 23.61% | 23.61% | 23.61%
Commercial_School (ID)_Existing_Food Preparation_Natural Gas_Range | Commercial | School (ID) | Existing | Food Preparation | Natural Gas | Range | 29.18% | 29.18% | 29.18% | 29.18% | 29.18% | 29.18% | 29.18% | 29.18% | 29.18% | 29.18% | 29.18% | 29.18% | 29.18% | 29.18% | 29.18% | 29.18% | 29.18% | 29.18% | 29.18% | 29.18% | 29.18% | 29.18% | 29.18% | 29.18% | 29.18% | 29.18% | 29.18%
Commercial_School (ID)_Existing_Food Preparation_Natural Gas_Steamer | Commercial | School (ID) | Existing | Food Preparation | Natural Gas | Steamer | 10.49% | 10.49% | 10.49% | 10.49% | 10.49% | 10.49% | 10.49% | 10.49% | 10.49% | 10.49% | 10.49% | 10.49% | 10.49% | 10.49% | 10.49% | 10.49% | 10.49% | 10.49% | 10.49% | 10.49% | 10.49% | 10.49% | 10.49% | 10.49% | 10.49% | 10.49% | 10.49%
Commercial_School (ID)_Existing_Food Preparation_Natural Gas_Food Prep Other | Commercial | School (ID) | Existing | Food Preparation | Natural Gas | Food Prep Other | 1.311% | 1.311% | 1.311% | 1.311% | 1.311% | 1.311% | 1.311% | 1.311% | 1.311% | 1.311% | 1.311% | 1.311% | 1.311% | 1.311% | 1.311% | 1.311% | 1.311% | 1.311% | 1.311% | 1.311% | 1.311% | 1.311% | 1.311% | 1.311% | 1.311% | 1.311% | 1.311%
Commercial_School (ID)_Existing_Miscellaneous_Natural Gas_Pool Heater | Commercial | School (ID) | Existing | Miscellaneous | Natural Gas | Pool Heater | 0.3037% | 0.3037% | 0.3037% | 0.3037% | 0.3037% | 0.3037% | 0.3037% | 0.3037% | 0.3037% | 0.3037% | 0.3037% | 0.3037% | 0.3037% | 0.3037% | 0.3037% | 0.3037% | 0.3037% | 0.3037% | 0.3037% | 0.3037% | 0.3037% | 0.3037% | 0.3037% | 0.3037% | 0.3037% | 0.3037% | 0.3037%
Commercial_School (ID)_Existing_Miscellaneous_Natural Gas_Miscellaneous | Commercial | School (ID) | Existing | Miscellaneous | Natural Gas | Miscellaneous | 100% | 100% | 100% | 100% | 100% | 100% | 100% | 100% | 100% | 100% | 100% | 100% | 100% | 100% | 100% | 100% | 100% | 100% | 100% | 100% | 100% | 100% | 100% | 100% | 100% | 100% | 100%
Commercial_School (ID)_New_Space Heating_Natural Gas_Furnace | Commercial | School (ID) | New | Space Heating | Natural Gas | Furnace | 25.58% | 25.58% | 25.58% | 25.58% | 25.58% | 25.58% | 25.58% | 25.58% | 25.58% | 25.58% | 25.58% | 25.58% | 25.58% | 25.58% | 25.58% | 25.58% | 25.58% | 25.58% | 25.58% | 25.58% | 25.58% | 25.58% | 25.58% | 25.58% | 25.58% | 25.58% | 25.58%
Commercial_School (ID)_New_Space Heating_Natural Gas_Boiler | Commercial | School (ID) | New | Space Heating | Natural Gas | Boiler | 62.35% | 62.35% | 62.35% | 62.35% | 62.35% | 62.35% | 62.35% | 62.35% | 62.35% | 62.35% | 62.35% | 62.35% | 62.35% | 62.35% | 62.35% | 62.35% | 62.35% | 62.35% | 62.35% | 62.35% | 62.35% | 62.35% | 62.35% | 62.35% | 62.35% | 62.35% | 62.35%
Commercial_School (ID)_New_Space Heating_Natural Gas_Unit Heater | Commercial | School (ID) | New | Space Heating | Natural Gas | Unit Heater | 4.267% | 4.267% | 4.267% | 4.267% | 4.267% | 4.267% | 4.267% | 4.267% | 4.267% | 4.267% | 4.267% | 4.267% | 4.267% | 4.267% | 4.267% | 4.267% | 4.267% | 4.267% | 4.267% | 4.267% | 4.267% | 4.267% | 4.267% | 4.267% | 4.267% | 4.267% | 4.267%
Commercial_School (ID)_New_Water Heating_Natural Gas_Water Heater | Commercial | School (ID) | New | Water Heating | Natural Gas | Water Heater | 83.76% | 83.76% | 83.76% | 83.76% | 83.76% | 83.76% | 83.76% | 83.76% | 83.76% | 83.76% | 83.76% | 83.76% | 83.76% | 83.76% | 83.76% | 83.76% | 83.76% | 83.76% | 83.76% | 83.76% | 83.76% | 83.76% | 83.76% | 83.76% | 83.76% | 83.76% | 83.76%
Commercial_School (ID)_New_Food Preparation_Natural Gas_Oven | Commercial | School (ID) | New | Food Preparation | Natural Gas | Oven | 8.361% | 8.361% | 8.361% | 8.361% | 8.361% | 8.361% | 8.361% | 8.361% | 8.361% | 8.361% | 8.361% | 8.361% | 8.361% | 8.361% | 8.361% | 8.361% | 8.361% | 8.361% | 8.361% | 8.361% | 8.361% | 8.361% | 8.361% | 8.361% | 8.361% | 8.361% | 8.361%
Commercial_School (ID)_New_Food Preparation_Natural Gas_Conveyor Oven | Commercial | School (ID) | New | Food Preparation | Natural Gas | Conveyor Oven | 4.18% | 4.18% | 4.18% | 4.18% | 4.18% | 4.18% | 4.18% | 4.18% | 4.18% | 4.18% | 4.18% | 4.18% | 4.18% | 4.18% | 4.18% | 4.18% | 4.18% | 4.18% | 4.18% | 4.18% | 4.18% | 4.18% | 4.18% | 4.18% | 4.18% | 4.18% | 4.18%
Commercial_School (ID)_New_Food Preparation_Natural Gas_Double Rack Oven | Commercial | School (ID) | New | Food Preparation | Natural Gas | Double Rack Oven | 4.18% | 4.18% | 4.18% | 4.18% | 4.18% | 4.18% | 4.18% | 4.18% | 4.18% | 4.18% | 4.18% | 4.18% | 4.18% | 4.18% | 4.18% | 4.18% | 4.18% | 4.18% | 4.18% | 4.18% | 4.18% | 4.18% | 4.18% | 4.18% | 4.18% | 4.18% | 4.18%
Commercial_School (ID)_New_Food Preparation_Natural Gas_Fryer | Commercial | School (ID) | New | Food Preparation | Natural Gas | Fryer | 10.82% | 10.82% | 10.82% | 10.82% | 10.82% | 10.82% | 10.82% | 10.82% | 10.82% | 10.82% | 10.82% | 10.82% | 10.82% | 10.82% | 10.82% | 10.82% | 10.82% | 10.82% | 10.82% | 10.82% | 10.82% | 10.82% | 10.82% | 10.82% | 10.82% | 10.82% | 10.82%
Commercial_School (ID)_New_Food Preparation_Natural Gas_Broiler | Commercial | School (ID) | New | Food Preparation | Natural Gas | Broiler | 16.72% | 16.72% | 16.72% | 16.72% | 16.72% | 16.72% | 16.72% | 16.72% | 16.72% | 16.72% | 16.72% | 16.72% | 16.72% | 16.72% | 16.72% | 16.72% | 16.72% | 16.72% | 16.72% | 16.72% | 16.72% | 16.72% | 16.72% | 16.72% | 16.72% | 16.72% | 16.72%
Commercial_School (ID)_New_Food Preparation_Natural Gas_Griddle | Commercial | School (ID) | New | Food Preparation | Natural Gas | Griddle | 23.61% | 23.61% | 23.61% | 23.61% | 23.61% | 23.61% | 23.61% | 23.61% | 23.61% | 23.61% | 23.61% | 23.61% | 23.61% | 23.61% | 23.61% | 23.61% | 23.61% | 23.61% | 23.61% | 23.61% | 23.61% | 23.61% | 23.61% | 23.61% | 23.61% | 23.61% | 23.61%
Commercial_School (ID)_New_Food Preparation_Natural Gas_Range | Commercial | School (ID) | New | Food Preparation | Natural Gas | Range | 29.18% | 29.18% | 29.18% | 29.18% | 29.18% | 29.18% | 29.18% | 29.18% | 29.18% | 29.18% | 29.18% | 29.18% | 29.18% | 29.18% | 29.18% | 29.18% | 29.18% | 29.18% | 29.18% | 29.18% | 29.18% | 29.18% | 29.18% | 29.18% | 29.18% | 29.18% | 29.18%
Commercial_School (ID)_New_Food Preparation_Natural Gas_Steamer | Commercial | School (ID) | New | Food Preparation | Natural Gas | Steamer | 10.49% | 10.49% | 10.49% | 10.49% | 10.49% | 10.49% | 10.49% | 10.49% | 10.49% | 10.49% | 10.49% | 10.49% | 10.49% | 10.49% | 10.49% | 10.49% | 10.49% | 10.49% | 10.49% | 10.49% | 10.49% | 10.49% | 10.49% | 10.49% | 10.49% | 10.49% | 10.49%
Commercial_School (ID)_New_Food Preparation_Natural Gas_Food Prep Other | Commercial | School (ID) | New | Food Preparation | Natural Gas | Food Prep Other | 1.311% | 1.311% | 1.311% | 1.311% | 1.311% | 1.311% | 1.311% | 1.311% | 1.311% | 1.311% | 1.311% | 1.311% | 1.311% | 1.311% | 1.311% | 1.311% | 1.311% | 1.311% | 1.311% | 1.311% | 1.311% | 1.311% | 1.311% | 1.311% | 1.311% | 1.311% | 1.311%
Commercial_School (ID)_New_Miscellaneous_Natural Gas_Pool Heater | Commercial | School (ID) | New | Miscellaneous | Natural Gas | Pool Heater | 0.3037% | 0.3037% | 0.3037% | 0.3037% | 0.3037% | 0.3037% | 0.3037% | 0.3037% | 0.3037% | 0.3037% | 0.3037% | 0.3037% | 0.3037% | 0.3037% | 0.3037% | 0.3037% | 0.3037% | 0.3037% | 0.3037% | 0.3037% | 0.3037% | 0.3037% | 0.3037% | 0.3037% | 0.3037% | 0.3037% | 0.3037%
Commercial_School (ID)_New_Miscellaneous_Natural Gas_Miscellaneous | Commercial | School (ID) | New | Miscellaneous | Natural Gas | Miscellaneous | 100% | 100% | 100% | 100% | 100% | 100% | 100% | 100% | 100% | 100% | 100% | 100% | 100% | 100% | 100% | 100% | 100% | 100% | 100% | 100% | 100% | 100% | 100% | 100% | 100% | 100% | 100%
Commercial_College (ID)_Existing_Space Heating_Natural Gas_Furnace | Commercial | College (ID) | Existing | Space Heating | Natural Gas | Furnace | 9.507% | 9.507% | 9.507% | 9.507% | 9.507% | 9.507% | 9.507% | 9.507% | 9.507% | 9.507% | 9.507% | 9.507% | 9.507% | 9.507% | 9.507% | 9.507% | 9.507% | 9.507% | 9.507% | 9.507% | 9.507% | 9.507% | 9.507% | 9.507% | 9.507% | 9.507% | 9.507%
Commercial_College (ID)_Existing_Space Heating_Natural Gas_Boiler | Commercial | College (ID) | Existing | Space Heating | Natural Gas | Boiler | 81.09% | 81.09% | 81.09% | 81.09% | 81.09% | 81.09% | 81.09% | 81.09% | 81.09% | 81.09% | 81.09% | 81.09% | 81.09% | 81.09% | 81.09% | 81.09% | 81.09% | 81.09% | 81.09% | 81.09% | 81.09% | 81.09% | 81.09% | 81.09% | 81.09% | 81.09% | 81.09%
Commercial_College (ID)_Existing_Space Heating_Natural Gas_Unit Heater | Commercial | College (ID) | Existing | Space Heating | Natural Gas | Unit Heater | bar: 2019 to 2045
Commercial_College (ID)_Existing_Water Heating_Natural Gas_Water Heater | Commercial | College (ID) | Existing | Water Heating | Natural Gas | Water Heater | 76.14% | 76.14% | 76.14% | 76.14% | 76.14% | 76.14% | 76.14% | 76.14% | 76.14% | 76.14% | 76.14% | 76.14% | 76.14% | 76.14% | 76.14% | 76.14% | 76.14% | 76.14% | 76.14% | 76.14% | 76.14% | 76.14% | 76.14% | 76.14% | 76.14% | 76.14% | 76.14%
Commercial_College (ID)_Existing_Food Preparation_Natural Gas_Oven | Commercial | College (ID) | Existing | Food Preparation | Natural Gas | Oven | 8.361% | 8.361% | 8.361% | 8.361% | 8.361% | 8.361% | 8.361% | 8.361% | 8.361% | 8.361% | 8.361% | 8.361% | 8.361% | 8.361% | 8.361% | 8.361% | 8.361% | 8.361% | 8.361% | 8.361% | 8.361% | 8.361% | 8.361% | 8.361% | 8.361% | 8.361% | 8.361%
Commercial_College (ID)_Existing_Food Preparation_Natural Gas_Conveyor Oven | Commercial | College (ID) | Existing | Food Preparation | Natural Gas | Conveyor Oven | 4.18% | 4.18% | 4.18% | 4.18% | 4.18% | 4.18% | 4.18% | 4.18% | 4.18% | 4.18% | 4.18% | 4.18% | 4.18% | 4.18% | 4.18% | 4.18% | 4.18% | 4.18% | 4.18% | 4.18% | 4.18% | 4.18% | 4.18% | 4.18% | 4.18% | 4.18% | 4.18%
Commercial_College (ID)_Existing_Food Preparation_Natural Gas_Double Rack Oven | Commercial | College (ID) | Existing | Food Preparation | Natural Gas | Double Rack Oven | 4.18% | 4.18% | 4.18% | 4.18% | 4.18% | 4.18% | 4.18% | 4.18% | 4.18% | 4.18% | 4.18% | 4.18% | 4.18% | 4.18% | 4.18% | 4.18% | 4.18% | 4.18% | 4.18% | 4.18% | 4.18% | 4.18% | 4.18% | 4.18% | 4.18% | 4.18% | 4.18%
Commercial_College (ID)_Existing_Food Preparation_Natural Gas_Fryer | Commercial | College (ID) | Existing | Food Preparation | Natural Gas | Fryer | 10.82% | 10.82% | 10.82% | 10.82% | 10.82% | 10.82% | 10.82% | 10.82% | 10.82% | 10.82% | 10.82% | 10.82% | 10.82% | 10.82% | 10.82% | 10.82% | 10.82% | 10.82% | 10.82% | 10.82% | 10.82% | 10.82% | 10.82% | 10.82% | 10.82% | 10.82% | 10.82%
Commercial_College (ID)_Existing_Food Preparation_Natural Gas_Broiler | Commercial | College (ID) | Existing | Food Preparation | Natural Gas | Broiler | 16.72% | 16.72% | 16.72% | 16.72% | 16.72% | 16.72% | 16.72% | 16.72% | 16.72% | 16.72% | 16.72% | 16.72% | 16.72% | 16.72% | 16.72% | 16.72% | 16.72% | 16.72% | 16.72% | 16.72% | 16.72% | 16.72% | 16.72% | 16.72% | 16.72% | 16.72% | 16.72%
Commercial_College (ID)_Existing_Food Preparation_Natural Gas_Griddle | Commercial | College (ID) | Existing | Food Preparation | Natural Gas | Griddle | 23.61% | 23.61% | 23.61% | 23.61% | 23.61% | 23.61% | 23.61% | 23.61% | 23.61% | 23.61% | 23.61% | 23.61% | 23.61% | 23.61% | 23.61% | 23.61% | 23.61% | 23.61% | 23.61% | 23.61% | 23.61% | 23.61% | 23.61% | 23.61% | 23.61% | 23.61% | 23.61%
Commercial_College (ID)_Existing_Food Preparation_Natural Gas_Range | Commercial | College (ID) | Existing | Food Preparation | Natural Gas | Range | 29.18% | 29.18% | 29.18% | 29.18% | 29.18% | 29.18% | 29.18% | 29.18% | 29.18% | 29.18% | 29.18% | 29.18% | 29.18% | 29.18% | 29.18% | 29.18% | 29.18% | 29.18% | 29.18% | 29.18% | 29.18% | 29.18% | 29.18% | 29.18% | 29.18% | 29.18% | 29.18%
Commercial_College (ID)_Existing_Food Preparation_Natural Gas_Steamer | Commercial | College (ID) | Existing | Food Preparation | Natural Gas | Steamer | 10.49% | 10.49% | 10.49% | 10.49% | 10.49% | 10.49% | 10.49% | 10.49% | 10.49% | 10.49% | 10.49% | 10.49% | 10.49% | 10.49% | 10.49% | 10.49% | 10.49% | 10.49% | 10.49% | 10.49% | 10.49% | 10.49% | 10.49% | 10.49% | 10.49% | 10.49% | 10.49%
Commercial_College (ID)_Existing_Food Preparation_Natural Gas_Food Prep Other | Commercial | College (ID) | Existing | Food Preparation | Natural Gas | Food Prep Other | 1.311% | 1.311% | 1.311% | 1.311% | 1.311% | 1.311% | 1.311% | 1.311% | 1.311% | 1.311% | 1.311% | 1.311% | 1.311% | 1.311% | 1.311% | 1.311% | 1.311% | 1.311% | 1.311% | 1.311% | 1.311% | 1.311% | 1.311% | 1.311% | 1.311% | 1.311% | 1.311%
Commercial_College (ID)_Existing_Miscellaneous_Natural Gas_Pool Heater | Commercial | College (ID) | Existing | Miscellaneous | Natural Gas | Pool Heater | 1.215% | 1.215% | 1.215% | 1.215% | 1.215% | 1.215% | 1.215% | 1.215% | 1.215% | 1.215% | 1.215% | 1.215% | 1.215% | 1.215% | 1.215% | 1.215% | 1.215% | 1.215% | 1.215% | 1.215% | 1.215% | 1.215% | 1.215% | 1.215% | 1.215% | 1.215% | 1.215%
Commercial_College (ID)_Existing_Miscellaneous_Natural Gas_Miscellaneous | Commercial | College (ID) | Existing | Miscellaneous | Natural Gas | Miscellaneous | 100% | 100% | 100% | 100% | 100% | 100% | 100% | 100% | 100% | 100% | 100% | 100% | 100% | 100% | 100% | 100% | 100% | 100% | 100% | 100% | 100% | 100% | 100% | 100% | 100% | 100% | 100%
Commercial_College (ID)_New_Space Heating_Natural Gas_Furnace | Commercial | College (ID) | New | Space Heating | Natural Gas | Furnace | 9.507% | 9.507% | 9.507% | 9.507% | 9.507% | 9.507% | 9.507% | 9.507% | 9.507% | 9.507% | 9.507% | 9.507% | 9.507% | 9.507% | 9.507% | 9.507% | 9.507% | 9.507% | 9.507% | 9.507% | 9.507% | 9.507% | 9.507% | 9.507% | 9.507% | 9.507% | 9.507%
Commercial_College (ID)_New_Space Heating_Natural Gas_Boiler | Commercial | College (ID) | New | Space Heating | Natural Gas | Boiler | 81.09% | 81.09% | 81.09% | 81.09% | 81.09% | 81.09% | 81.09% | 81.09% | 81.09% | 81.09% | 81.09% | 81.09% | 81.09% | 81.09% | 81.09% | 81.09% | 81.09% | 81.09% | 81.09% | 81.09% | 81.09% | 81.09% | 81.09% | 81.09% | 81.09% | 81.09% | 81.09%
Commercial_College (ID)_New_Space Heating_Natural Gas_Unit Heater | Commercial | College (ID) | New | Space Heating | Natural Gas | Unit Heater | bar: 2019 to 2045
Commercial_College (ID)_New_Water Heating_Natural Gas_Water Heater | Commercial | College (ID) | New | Water Heating | Natural Gas | Water Heater | 79.95% | 79.95% | 79.95% | 79.95% | 79.95% | 79.95% | 79.95% | 79.95% | 79.95% | 79.95% | 79.95% | 79.95% | 79.95% | 79.95% | 79.95% | 79.95% | 79.95% | 79.95% | 79.95% | 79.95% | 79.95% | 79.95% | 79.95% | 79.95% | 79.95% | 79.95% | 79.95%
Commercial_College (ID)_New_Food Preparation_Natural Gas_Oven | Commercial | College (ID) | New | Food Preparation | Natural Gas | Oven | 8.361% | 8.361% | 8.361% | 8.361% | 8.361% | 8.361% | 8.361% | 8.361% | 8.361% | 8.361% | 8.361% | 8.361% | 8.361% | 8.361% | 8.361% | 8.361% | 8.361% | 8.361% | 8.361% | 8.361% | 8.361% | 8.361% | 8.361% | 8.361% | 8.361% | 8.361% | 8.361%
Commercial_College (ID)_New_Food Preparation_Natural Gas_Conveyor Oven | Commercial | College (ID) | New | Food Preparation | Natural Gas | Conveyor Oven | 4.18% | 4.18% | 4.18% | 4.18% | 4.18% | 4.18% | 4.18% | 4.18% | 4.18% | 4.18% | 4.18% | 4.18% | 4.18% | 4.18% | 4.18% | 4.18% | 4.18% | 4.18% | 4.18% | 4.18% | 4.18% | 4.18% | 4.18% | 4.18% | 4.18% | 4.18% | 4.18%
Commercial_College (ID)_New_Food Preparation_Natural Gas_Double Rack Oven | Commercial | College (ID) | New | Food Preparation | Natural Gas | Double Rack Oven | 4.18% | 4.18% | 4.18% | 4.18% | 4.18% | 4.18% | 4.18% | 4.18% | 4.18% | 4.18% | 4.18% | 4.18% | 4.18% | 4.18% | 4.18% | 4.18% | 4.18% | 4.18% | 4.18% | 4.18% | 4.18% | 4.18% | 4.18% | 4.18% | 4.18% | 4.18% | 4.18%
Commercial_College (ID)_New_Food Preparation_Natural Gas_Fryer | Commercial | College (ID) | New | Food Preparation | Natural Gas | Fryer | 10.82% | 10.82% | 10.82% | 10.82% | 10.82% | 10.82% | 10.82% | 10.82% | 10.82% | 10.82% | 10.82% | 10.82% | 10.82% | 10.82% | 10.82% | 10.82% | 10.82% | 10.82% | 10.82% | 10.82% | 10.82% | 10.82% | 10.82% | 10.82% | 10.82% | 10.82% | 10.82%
Commercial_College (ID)_New_Food Preparation_Natural Gas_Broiler | Commercial | College (ID) | New | Food Preparation | Natural Gas | Broiler | 16.72% | 16.72% | 16.72% | 16.72% | 16.72% | 16.72% | 16.72% | 16.72% | 16.72% | 16.72% | 16.72% | 16.72% | 16.72% | 16.72% | 16.72% | 16.72% | 16.72% | 16.72% | 16.72% | 16.72% | 16.72% | 16.72% | 16.72% | 16.72% | 16.72% | 16.72% | 16.72%
Commercial_College (ID)_New_Food Preparation_Natural Gas_Griddle | Commercial | College (ID) | New | Food Preparation | Natural Gas | Griddle | 23.61% | 23.61% | 23.61% | 23.61% | 23.61% | 23.61% | 23.61% | 23.61% | 23.61% | 23.61% | 23.61% | 23.61% | 23.61% | 23.61% | 23.61% | 23.61% | 23.61% | 23.61% | 23.61% | 23.61% | 23.61% | 23.61% | 23.61% | 23.61% | 23.61% | 23.61% | 23.61%
Commercial_College (ID)_New_Food Preparation_Natural Gas_Range | Commercial | College (ID) | New | Food Preparation | Natural Gas | Range | 29.18% | 29.18% | 29.18% | 29.18% | 29.18% | 29.18% | 29.18% | 29.18% | 29.18% | 29.18% | 29.18% | 29.18% | 29.18% | 29.18% | 29.18% | 29.18% | 29.18% | 29.18% | 29.18% | 29.18% | 29.18% | 29.18% | 29.18% | 29.18% | 29.18% | 29.18% | 29.18%
Commercial_College (ID)_New_Food Preparation_Natural Gas_Steamer | Commercial | College (ID) | New | Food Preparation | Natural Gas | Steamer | 10.49% | 10.49% | 10.49% | 10.49% | 10.49% | 10.49% | 10.49% | 10.49% | 10.49% | 10.49% | 10.49% | 10.49% | 10.49% | 10.49% | 10.49% | 10.49% | 10.49% | 10.49% | 10.49% | 10.49% | 10.49% | 10.49% | 10.49% | 10.49% | 10.49% | 10.49% | 10.49%
Commercial_College (ID)_New_Food Preparation_Natural Gas_Food Prep Other | Commercial | College (ID) | New | Food Preparation | Natural Gas | Food Prep Other | 1.311% | 1.311% | 1.311% | 1.311% | 1.311% | 1.311% | 1.311% | 1.311% | 1.311% | 1.311% | 1.311% | 1.311% | 1.311% | 1.311% | 1.311% | 1.311% | 1.311% | 1.311% | 1.311% | 1.311% | 1.311% | 1.311% | 1.311% | 1.311% | 1.311% | 1.311% | 1.311%
Commercial_College (ID)_New_Miscellaneous_Natural Gas_Pool Heater | Commercial | College (ID) | New | Miscellaneous | Natural Gas | Pool Heater | 1.215% | 1.215% | 1.215% | 1.215% | 1.215% | 1.215% | 1.215% | 1.215% | 1.215% | 1.215% | 1.215% | 1.215% | 1.215% | 1.215% | 1.215% | 1.215% | 1.215% | 1.215% | 1.215% | 1.215% | 1.215% | 1.215% | 1.215% | 1.215% | 1.215% | 1.215% | 1.215%
Commercial_College (ID)_New_Miscellaneous_Natural Gas_Miscellaneous | Commercial | College (ID) | New | Miscellaneous | Natural Gas | Miscellaneous | 100% | 100% | 100% | 100% | 100% | 100% | 100% | 100% | 100% | 100% | 100% | 100% | 100% | 100% | 100% | 100% | 100% | 100% | 100% | 100% | 100% | 100% | 100% | 100% | 100% | 100% | 100%
Commercial_Health (ID)_Existing_Space Heating_Natural Gas_Furnace | Commercial | Health (ID) | Existing | Space Heating | Natural Gas | Furnace | 13.79% | 13.79% | 13.79% | 13.79% | 13.79% | 13.79% | 13.79% | 13.79% | 13.79% | 13.79% | 13.79% | 13.79% | 13.79% | 13.79% | 13.79% | 13.79% | 13.79% | 13.79% | 13.79% | 13.79% | 13.79% | 13.79% | 13.79% | 13.79% | 13.79% | 13.79% | 13.79%
Commercial_Health (ID)_Existing_Space Heating_Natural Gas_Boiler | Commercial | Health (ID) | Existing | Space Heating | Natural Gas | Boiler | 77.69% | 77.69% | 77.69% | 77.69% | 77.69% | 77.69% | 77.69% | 77.69% | 77.69% | 77.69% | 77.69% | 77.69% | 77.69% | 77.69% | 77.69% | 77.69% | 77.69% | 77.69% | 77.69% | 77.69% | 77.69% | 77.69% | 77.69% | 77.69% | 77.69% | 77.69% | 77.69%
Commercial_Health (ID)_Existing_Space Heating_Natural Gas_Unit Heater | Commercial | Health (ID) | Existing | Space Heating | Natural Gas | Unit Heater | bar: 2019 to 2045
Commercial_Health (ID)_Existing_Water Heating_Natural Gas_Water Heater | Commercial | Health (ID) | Existing | Water Heating | Natural Gas | Water Heater | 84.3% | 84.3% | 84.3% | 84.3% | 84.3% | 84.3% | 84.3% | 84.3% | 84.3% | 84.3% | 84.3% | 84.3% | 84.3% | 84.3% | 84.3% | 84.3% | 84.3% | 84.3% | 84.3% | 84.3% | 84.3% | 84.3% | 84.3% | 84.3% | 84.3% | 84.3% | 84.3%
Commercial_Health (ID)_Existing_Food Preparation_Natural Gas_Oven | Commercial | Health (ID) | Existing | Food Preparation | Natural Gas | Oven | 1.976% | 1.976% | 1.976% | 1.976% | 1.976% | 1.976% | 1.976% | 1.976% | 1.976% | 1.976% | 1.976% | 1.976% | 1.976% | 1.976% | 1.976% | 1.976% | 1.976% | 1.976% | 1.976% | 1.976% | 1.976% | 1.976% | 1.976% | 1.976% | 1.976% | 1.976% | 1.976%
Commercial_Health (ID)_Existing_Food Preparation_Natural Gas_Conveyor Oven | Commercial | Health (ID) | Existing | Food Preparation | Natural Gas | Conveyor Oven | 0.988% | 0.988% | 0.988% | 0.988% | 0.988% | 0.988% | 0.988% | 0.988% | 0.988% | 0.988% | 0.988% | 0.988% | 0.988% | 0.988% | 0.988% | 0.988% | 0.988% | 0.988% | 0.988% | 0.988% | 0.988% | 0.988% | 0.988% | 0.988% | 0.988% | 0.988% | 0.988%
Commercial_Health (ID)_Existing_Food Preparation_Natural Gas_Double Rack Oven | Commercial | Health (ID) | Existing | Food Preparation | Natural Gas | Double Rack Oven | 0.988% | 0.988% | 0.988% | 0.988% | 0.988% | 0.988% | 0.988% | 0.988% | 0.988% | 0.988% | 0.988% | 0.988% | 0.988% | 0.988% | 0.988% | 0.988% | 0.988% | 0.988% | 0.988% | 0.988% | 0.988% | 0.988% | 0.988% | 0.988% | 0.988% | 0.988% | 0.988%
Commercial_Health (ID)_Existing_Food Preparation_Natural Gas_Fryer | Commercial | Health (ID) | Existing | Food Preparation | Natural Gas | Fryer | 22.87% | 22.87% | 22.87% | 22.87% | 22.87% | 22.87% | 22.87% | 22.87% | 22.87% | 22.87% | 22.87% | 22.87% | 22.87% | 22.87% | 22.87% | 22.87% | 22.87% | 22.87% | 22.87% | 22.87% | 22.87% | 22.87% | 22.87% | 22.87% | 22.87% | 22.87% | 22.87%
Commercial_Health (ID)_Existing_Food Preparation_Natural Gas_Broiler | Commercial | Health (ID) | Existing | Food Preparation | Natural Gas | Broiler | 5.15% | 5.15% | 5.15% | 5.15% | 5.15% | 5.15% | 5.15% | 5.15% | 5.15% | 5.15% | 5.15% | 5.15% | 5.15% | 5.15% | 5.15% | 5.15% | 5.15% | 5.15% | 5.15% | 5.15% | 5.15% | 5.15% | 5.15% | 5.15% | 5.15% | 5.15% | 5.15%
Commercial_Health (ID)_Existing_Food Preparation_Natural Gas_Griddle | Commercial | Health (ID) | Existing | Food Preparation | Natural Gas | Griddle | 5.15% | 5.15% | 5.15% | 5.15% | 5.15% | 5.15% | 5.15% | 5.15% | 5.15% | 5.15% | 5.15% | 5.15% | 5.15% | 5.15% | 5.15% | 5.15% | 5.15% | 5.15% | 5.15% | 5.15% | 5.15% | 5.15% | 5.15% | 5.15% | 5.15% | 5.15% | 5.15%
Commercial_Health (ID)_Existing_Food Preparation_Natural Gas_Range | Commercial | Health (ID) | Existing | Food Preparation | Natural Gas | Range | 21.77% | 21.77% | 21.77% | 21.77% | 21.77% | 21.77% | 21.77% | 21.77% | 21.77% | 21.77% | 21.77% | 21.77% | 21.77% | 21.77% | 21.77% | 21.77% | 21.77% | 21.77% | 21.77% | 21.77% | 21.77% | 21.77% | 21.77% | 21.77% | 21.77% | 21.77% | 21.77%
Commercial_Health (ID)_Existing_Food Preparation_Natural Gas_Steamer | Commercial | Health (ID) | Existing | Food Preparation | Natural Gas | Steamer | 2.392% | 2.392% | 2.392% | 2.392% | 2.392% | 2.392% | 2.392% | 2.392% | 2.392% | 2.392% | 2.392% | 2.392% | 2.392% | 2.392% | 2.392% | 2.392% | 2.392% | 2.392% | 2.392% | 2.392% | 2.392% | 2.392% | 2.392% | 2.392% | 2.392% | 2.392% | 2.392%
Commercial_Health (ID)_Existing_Food Preparation_Natural Gas_Food Prep Other | Commercial | Health (ID) | Existing | Food Preparation | Natural Gas | Food Prep Other | bar: 2019 to 2045
Commercial_Health (ID)_Existing_Miscellaneous_Natural Gas_Pool Heater | Commercial | Health (ID) | Existing | Miscellaneous | Natural Gas | Pool Heater | bar: 2019 to 2045
Commercial_Health (ID)_Existing_Miscellaneous_Natural Gas_Miscellaneous | Commercial | Health (ID) | Existing | Miscellaneous | Natural Gas | Miscellaneous | 100% | 100% | 100% | 100% | 100% | 100% | 100% | 100% | 100% | 100% | 100% | 100% | 100% | 100% | 100% | 100% | 100% | 100% | 100% | 100% | 100% | 100% | 100% | 100% | 100% | 100% | 100%
Commercial_Health (ID)_New_Space Heating_Natural Gas_Furnace | Commercial | Health (ID) | New | Space Heating | Natural Gas | Furnace | 13.79% | 13.79% | 13.79% | 13.79% | 13.79% | 13.79% | 13.79% | 13.79% | 13.79% | 13.79% | 13.79% | 13.79% | 13.79% | 13.79% | 13.79% | 13.79% | 13.79% | 13.79% | 13.79% | 13.79% | 13.79% | 13.79% | 13.79% | 13.79% | 13.79% | 13.79% | 13.79%
Commercial_Health (ID)_New_Space Heating_Natural Gas_Boiler | Commercial | Health (ID) | New | Space Heating | Natural Gas | Boiler | 77.69% | 77.69% | 77.69% | 77.69% | 77.69% | 77.69% | 77.69% | 77.69% | 77.69% | 77.69% | 77.69% | 77.69% | 77.69% | 77.69% | 77.69% | 77.69% | 77.69% | 77.69% | 77.69% | 77.69% | 77.69% | 77.69% | 77.69% | 77.69% | 77.69% | 77.69% | 77.69%
Commercial_Health (ID)_New_Space Heating_Natural Gas_Unit Heater | Commercial | Health (ID) | New | Space Heating | Natural Gas | Unit Heater | bar: 2019 to 2045
Commercial_Health (ID)_New_Water Heating_Natural Gas_Water Heater | Commercial | Health (ID) | New | Water Heating | Natural Gas | Water Heater | 92.73% | 92.73% | 92.73% | 92.73% | 92.73% | 92.73% | 92.73% | 92.73% | 92.73% | 92.73% | 92.73% | 92.73% | 92.73% | 92.73% | 92.73% | 92.73% | 92.73% | 92.73% | 92.73% | 92.73% | 92.73% | 92.73% | 92.73% | 92.73% | 92.73% | 92.73% | 92.73%
Commercial_Health (ID)_New_Food Preparation_Natural Gas_Oven | Commercial | Health (ID) | New | Food Preparation | Natural Gas | Oven | 1.976% | 1.976% | 1.976% | 1.976% | 1.976% | 1.976% | 1.976% | 1.976% | 1.976% | 1.976% | 1.976% | 1.976% | 1.976% | 1.976% | 1.976% | 1.976% | 1.976% | 1.976% | 1.976% | 1.976% | 1.976% | 1.976% | 1.976% | 1.976% | 1.976% | 1.976% | 1.976%
Commercial_Health (ID)_New_Food Preparation_Natural Gas_Conveyor Oven | Commercial | Health (ID) | New | Food Preparation | Natural Gas | Conveyor Oven | 0.988% | 0.988% | 0.988% | 0.988% | 0.988% | 0.988% | 0.988% | 0.988% | 0.988% | 0.988% | 0.988% | 0.988% | 0.988% | 0.988% | 0.988% | 0.988% | 0.988% | 0.988% | 0.988% | 0.988% | 0.988% | 0.988% | 0.988% | 0.988% | 0.988% | 0.988% | 0.988%
Commercial_Health (ID)_New_Food Preparation_Natural Gas_Double Rack Oven | Commercial | Health (ID) | New | Food Preparation | Natural Gas | Double Rack Oven | 0.988% | 0.988% | 0.988% | 0.988% | 0.988% | 0.988% | 0.988% | 0.988% | 0.988% | 0.988% | 0.988% | 0.988% | 0.988% | 0.988% | 0.988% | 0.988% | 0.988% | 0.988% | 0.988% | 0.988% | 0.988% | 0.988% | 0.988% | 0.988% | 0.988% | 0.988% | 0.988%
Commercial_Health (ID)_New_Food Preparation_Natural Gas_Fryer | Commercial | Health (ID) | New | Food Preparation | Natural Gas | Fryer | 22.87% | 22.87% | 22.87% | 22.87% | 22.87% | 22.87% | 22.87% | 22.87% | 22.87% | 22.87% | 22.87% | 22.87% | 22.87% | 22.87% | 22.87% | 22.87% | 22.87% | 22.87% | 22.87% | 22.87% | 22.87% | 22.87% | 22.87% | 22.87% | 22.87% | 22.87% | 22.87%
Commercial_Health (ID)_New_Food Preparation_Natural Gas_Broiler | Commercial | Health (ID) | New | Food Preparation | Natural Gas | Broiler | 5.15% | 5.15% | 5.15% | 5.15% | 5.15% | 5.15% | 5.15% | 5.15% | 5.15% | 5.15% | 5.15% | 5.15% | 5.15% | 5.15% | 5.15% | 5.15% | 5.15% | 5.15% | 5.15% | 5.15% | 5.15% | 5.15% | 5.15% | 5.15% | 5.15% | 5.15% | 5.15%
Commercial_Health (ID)_New_Food Preparation_Natural Gas_Griddle | Commercial | Health (ID) | New | Food Preparation | Natural Gas | Griddle | 5.15% | 5.15% | 5.15% | 5.15% | 5.15% | 5.15% | 5.15% | 5.15% | 5.15% | 5.15% | 5.15% | 5.15% | 5.15% | 5.15% | 5.15% | 5.15% | 5.15% | 5.15% | 5.15% | 5.15% | 5.15% | 5.15% | 5.15% | 5.15% | 5.15% | 5.15% | 5.15%
Commercial_Health (ID)_New_Food Preparation_Natural Gas_Range | Commercial | Health (ID) | New | Food Preparation | Natural Gas | Range | 21.77% | 21.77% | 21.77% | 21.77% | 21.77% | 21.77% | 21.77% | 21.77% | 21.77% | 21.77% | 21.77% | 21.77% | 21.77% | 21.77% | 21.77% | 21.77% | 21.77% | 21.77% | 21.77% | 21.77% | 21.77% | 21.77% | 21.77% | 21.77% | 21.77% | 21.77% | 21.77%
Commercial_Health (ID)_New_Food Preparation_Natural Gas_Steamer | Commercial | Health (ID) | New | Food Preparation | Natural Gas | Steamer | 2.392% | 2.392% | 2.392% | 2.392% | 2.392% | 2.392% | 2.392% | 2.392% | 2.392% | 2.392% | 2.392% | 2.392% | 2.392% | 2.392% | 2.392% | 2.392% | 2.392% | 2.392% | 2.392% | 2.392% | 2.392% | 2.392% | 2.392% | 2.392% | 2.392% | 2.392% | 2.392%
Commercial_Health (ID)_New_Food Preparation_Natural Gas_Food Prep Other | Commercial | Health (ID) | New | Food Preparation | Natural Gas | Food Prep Other | bar: 2019 to 2045
Commercial_Health (ID)_New_Miscellaneous_Natural Gas_Pool Heater | Commercial | Health (ID) | New | Miscellaneous | Natural Gas | Pool Heater | bar: 2019 to 2045
Commercial_Health (ID)_New_Miscellaneous_Natural Gas_Miscellaneous | Commercial | Health (ID) | New | Miscellaneous | Natural Gas | Miscellaneous | 100% | 100% | 100% | 100% | 100% | 100% | 100% | 100% | 100% | 100% | 100% | 100% | 100% | 100% | 100% | 100% | 100% | 100% | 100% | 100% | 100% | 100% | 100% | 100% | 100% | 100% | 100%
Commercial_Lodging (ID)_Existing_Space Heating_Natural Gas_Furnace | Commercial | Lodging (ID) | Existing | Space Heating | Natural Gas | Furnace | 29.34% | 29.34% | 29.34% | 29.34% | 29.34% | 29.34% | 29.34% | 29.34% | 29.34% | 29.34% | 29.34% | 29.34% | 29.34% | 29.34% | 29.34% | 29.34% | 29.34% | 29.34% | 29.34% | 29.34% | 29.34% | 29.34% | 29.34% | 29.34% | 29.34% | 29.34% | 29.34%
Commercial_Lodging (ID)_Existing_Space Heating_Natural Gas_Boiler | Commercial | Lodging (ID) | Existing | Space Heating | Natural Gas | Boiler | 20.59% | 20.59% | 20.59% | 20.59% | 20.59% | 20.59% | 20.59% | 20.59% | 20.59% | 20.59% | 20.59% | 20.59% | 20.59% | 20.59% | 20.59% | 20.59% | 20.59% | 20.59% | 20.59% | 20.59% | 20.59% | 20.59% | 20.59% | 20.59% | 20.59% | 20.59% | 20.59%
Commercial_Lodging (ID)_Existing_Space Heating_Natural Gas_Unit Heater | Commercial | Lodging (ID) | Existing | Space Heating | Natural Gas | Unit Heater | 1.764% | 1.764% | 1.764% | 1.764% | 1.764% | 1.764% | 1.764% | 1.764% | 1.764% | 1.764% | 1.764% | 1.764% | 1.764% | 1.764% | 1.764% | 1.764% | 1.764% | 1.764% | 1.764% | 1.764% | 1.764% | 1.764% | 1.764% | 1.764% | 1.764% | 1.764% | 1.764%
Commercial_Lodging (ID)_Existing_Water Heating_Natural Gas_Water Heater | Commercial | Lodging (ID) | Existing | Water Heating | Natural Gas | Water Heater | 86.64% | 86.64% | 86.64% | 86.64% | 86.64% | 86.64% | 86.64% | 86.64% | 86.64% | 86.64% | 86.64% | 86.64% | 86.64% | 86.64% | 86.64% | 86.64% | 86.64% | 86.64% | 86.64% | 86.64% | 86.64% | 86.64% | 86.64% | 86.64% | 86.64% | 86.64% | 86.64%
Commercial_Lodging (ID)_Existing_Food Preparation_Natural Gas_Oven | Commercial | Lodging (ID) | Existing | Food Preparation | Natural Gas | Oven | 12.52% | 12.52% | 12.52% | 12.52% | 12.52% | 12.52% | 12.52% | 12.52% | 12.52% | 12.52% | 12.52% | 12.52% | 12.52% | 12.52% | 12.52% | 12.52% | 12.52% | 12.52% | 12.52% | 12.52% | 12.52% | 12.52% | 12.52% | 12.52% | 12.52% | 12.52% | 12.52%
Commercial_Lodging (ID)_Existing_Food Preparation_Natural Gas_Conveyor Oven | Commercial | Lodging (ID) | Existing | Food Preparation | Natural Gas | Conveyor Oven | 6.262% | 6.262% | 6.262% | 6.262% | 6.262% | 6.262% | 6.262% | 6.262% | 6.262% | 6.262% | 6.262% | 6.262% | 6.262% | 6.262% | 6.262% | 6.262% | 6.262% | 6.262% | 6.262% | 6.262% | 6.262% | 6.262% | 6.262% | 6.262% | 6.262% | 6.262% | 6.262%
Commercial_Lodging (ID)_Existing_Food Preparation_Natural Gas_Double Rack Oven | Commercial | Lodging (ID) | Existing | Food Preparation | Natural Gas | Double Rack Oven | 6.262% | 6.262% | 6.262% | 6.262% | 6.262% | 6.262% | 6.262% | 6.262% | 6.262% | 6.262% | 6.262% | 6.262% | 6.262% | 6.262% | 6.262% | 6.262% | 6.262% | 6.262% | 6.262% | 6.262% | 6.262% | 6.262% | 6.262% | 6.262% | 6.262% | 6.262% | 6.262%
Commercial_Lodging (ID)_Existing_Food Preparation_Natural Gas_Fryer | Commercial | Lodging (ID) | Existing | Food Preparation | Natural Gas | Fryer | 9.515% | 9.515% | 9.515% | 9.515% | 9.515% | 9.515% | 9.515% | 9.515% | 9.515% | 9.515% | 9.515% | 9.515% | 9.515% | 9.515% | 9.515% | 9.515% | 9.515% | 9.515% | 9.515% | 9.515% | 9.515% | 9.515% | 9.515% | 9.515% | 9.515% | 9.515% | 9.515%
Commercial_Lodging (ID)_Existing_Food Preparation_Natural Gas_Broiler | Commercial | Lodging (ID) | Existing | Food Preparation | Natural Gas | Broiler | 9.515% | 9.515% | 9.515% | 9.515% | 9.515% | 9.515% | 9.515% | 9.515% | 9.515% | 9.515% | 9.515% | 9.515% | 9.515% | 9.515% | 9.515% | 9.515% | 9.515% | 9.515% | 9.515% | 9.515% | 9.515% | 9.515% | 9.515% | 9.515% | 9.515% | 9.515% | 9.515%
Commercial_Lodging (ID)_Existing_Food Preparation_Natural Gas_Griddle | Commercial | Lodging (ID) | Existing | Food Preparation | Natural Gas | Griddle | 25.44% | 25.44% | 25.44% | 25.44% | 25.44% | 25.44% | 25.44% | 25.44% | 25.44% | 25.44% | 25.44% | 25.44% | 25.44% | 25.44% | 25.44% | 25.44% | 25.44% | 25.44% | 25.44% | 25.44% | 25.44% | 25.44% | 25.44% | 25.44% | 25.44% | 25.44% | 25.44%
Commercial_Lodging (ID)_Existing_Food Preparation_Natural Gas_Range | Commercial | Lodging (ID) | Existing | Food Preparation | Natural Gas | Range | 0.3883% | 0.3883% | 0.3883% | 0.3883% | 0.3883% | 0.3883% | 0.3883% | 0.3883% | 0.3883% | 0.3883% | 0.3883% | 0.3883% | 0.3883% | 0.3883% | 0.3883% | 0.3883% | 0.3883% | 0.3883% | 0.3883% | 0.3883% | 0.3883% | 0.3883% | 0.3883% | 0.3883% | 0.3883% | 0.3883% | 0.3883%
Commercial_Lodging (ID)_Existing_Food Preparation_Natural Gas_Steamer | Commercial | Lodging (ID) | Existing | Food Preparation | Natural Gas | Steamer | 0.3883% | 0.3883% | 0.3883% | 0.3883% | 0.3883% | 0.3883% | 0.3883% | 0.3883% | 0.3883% | 0.3883% | 0.3883% | 0.3883% | 0.3883% | 0.3883% | 0.3883% | 0.3883% | 0.3883% | 0.3883% | 0.3883% | 0.3883% | 0.3883% | 0.3883% | 0.3883% | 0.3883% | 0.3883% | 0.3883% | 0.3883%
Commercial_Lodging (ID)_Existing_Food Preparation_Natural Gas_Food Prep Other | Commercial | Lodging (ID) | Existing | Food Preparation | Natural Gas | Food Prep Other | bar: 2019 to 2045
Commercial_Lodging (ID)_Existing_Miscellaneous_Natural Gas_Pool Heater | Commercial | Lodging (ID) | Existing | Miscellaneous | Natural Gas | Pool Heater | 9.865% | 9.865% | 9.865% | 9.865% | 9.865% | 9.865% | 9.865% | 9.865% | 9.865% | 9.865% | 9.865% | 9.865% | 9.865% | 9.865% | 9.865% | 9.865% | 9.865% | 9.865% | 9.865% | 9.865% | 9.865% | 9.865% | 9.865% | 9.865% | 9.865% | 9.865% | 9.865%
Commercial_Lodging (ID)_Existing_Miscellaneous_Natural Gas_Miscellaneous | Commercial | Lodging (ID) | Existing | Miscellaneous | Natural Gas | Miscellaneous | 100% | 100% | 100% | 100% | 100% | 100% | 100% | 100% | 100% | 100% | 100% | 100% | 100% | 100% | 100% | 100% | 100% | 100% | 100% | 100% | 100% | 100% | 100% | 100% | 100% | 100% | 100%
Commercial_Lodging (ID)_New_Space Heating_Natural Gas_Furnace | Commercial | Lodging (ID) | New | Space Heating | Natural Gas | Furnace | 29.34% | 29.34% | 29.34% | 29.34% | 29.34% | 29.34% | 29.34% | 29.34% | 29.34% | 29.34% | 29.34% | 29.34% | 29.34% | 29.34% | 29.34% | 29.34% | 29.34% | 29.34% | 29.34% | 29.34% | 29.34% | 29.34% | 29.34% | 29.34% | 29.34% | 29.34% | 29.34%
Commercial_Lodging (ID)_New_Space Heating_Natural Gas_Boiler | Commercial | Lodging (ID) | New | Space Heating | Natural Gas | Boiler | 20.59% | 20.59% | 20.59% | 20.59% | 20.59% | 20.59% | 20.59% | 20.59% | 20.59% | 20.59% | 20.59% | 20.59% | 20.59% | 20.59% | 20.59% | 20.59% | 20.59% | 20.59% | 20.59% | 20.59% | 20.59% | 20.59% | 20.59% | 20.59% | 20.59% | 20.59% | 20.59%
Commercial_Lodging (ID)_New_Space Heating_Natural Gas_Unit Heater | Commercial | Lodging (ID) | New | Space Heating | Natural Gas | Unit Heater | 1.764% | 1.764% | 1.764% | 1.764% | 1.764% | 1.764% | 1.764% | 1.764% | 1.764% | 1.764% | 1.764% | 1.764% | 1.764% | 1.764% | 1.764% | 1.764% | 1.764% | 1.764% | 1.764% | 1.764% | 1.764% | 1.764% | 1.764% | 1.764% | 1.764% | 1.764% | 1.764%
Commercial_Lodging (ID)_New_Water Heating_Natural Gas_Water Heater | Commercial | Lodging (ID) | New | Water Heating | Natural Gas | Water Heater | 95.31% | 95.31% | 95.31% | 95.31% | 95.31% | 95.31% | 95.31% | 95.31% | 95.31% | 95.31% | 95.31% | 95.31% | 95.31% | 95.31% | 95.31% | 95.31% | 95.31% | 95.31% | 95.31% | 95.31% | 95.31% | 95.31% | 95.31% | 95.31% | 95.31% | 95.31% | 95.31%
Commercial_Lodging (ID)_New_Food Preparation_Natural Gas_Oven | Commercial | Lodging (ID) | New | Food Preparation | Natural Gas | Oven | 12.52% | 12.52% | 12.52% | 12.52% | 12.52% | 12.52% | 12.52% | 12.52% | 12.52% | 12.52% | 12.52% | 12.52% | 12.52% | 12.52% | 12.52% | 12.52% | 12.52% | 12.52% | 12.52% | 12.52% | 12.52% | 12.52% | 12.52% | 12.52% | 12.52% | 12.52% | 12.52%
Commercial_Lodging (ID)_New_Food Preparation_Natural Gas_Conveyor Oven | Commercial | Lodging (ID) | New | Food Preparation | Natural Gas | Conveyor Oven | 6.262% | 6.262% | 6.262% | 6.262% | 6.262% | 6.262% | 6.262% | 6.262% | 6.262% | 6.262% | 6.262% | 6.262% | 6.262% | 6.262% | 6.262% | 6.262% | 6.262% | 6.262% | 6.262% | 6.262% | 6.262% | 6.262% | 6.262% | 6.262% | 6.262% | 6.262% | 6.262%
Commercial_Lodging (ID)_New_Food Preparation_Natural Gas_Double Rack Oven | Commercial | Lodging (ID) | New | Food Preparation | Natural Gas | Double Rack Oven | 6.262% | 6.262% | 6.262% | 6.262% | 6.262% | 6.262% | 6.262% | 6.262% | 6.262% | 6.262% | 6.262% | 6.262% | 6.262% | 6.262% | 6.262% | 6.262% | 6.262% | 6.262% | 6.262% | 6.262% | 6.262% | 6.262% | 6.262% | 6.262% | 6.262% | 6.262% | 6.262%
Commercial_Lodging (ID)_New_Food Preparation_Natural Gas_Fryer | Commercial | Lodging (ID) | New | Food Preparation | Natural Gas | Fryer | 9.515% | 9.515% | 9.515% | 9.515% | 9.515% | 9.515% | 9.515% | 9.515% | 9.515% | 9.515% | 9.515% | 9.515% | 9.515% | 9.515% | 9.515% | 9.515% | 9.515% | 9.515% | 9.515% | 9.515% | 9.515% | 9.515% | 9.515% | 9.515% | 9.515% | 9.515% | 9.515%
Commercial_Lodging (ID)_New_Food Preparation_Natural Gas_Broiler | Commercial | Lodging (ID) | New | Food Preparation | Natural Gas | Broiler | 9.515% | 9.515% | 9.515% | 9.515% | 9.515% | 9.515% | 9.515% | 9.515% | 9.515% | 9.515% | 9.515% | 9.515% | 9.515% | 9.515% | 9.515% | 9.515% | 9.515% | 9.515% | 9.515% | 9.515% | 9.515% | 9.515% | 9.515% | 9.515% | 9.515% | 9.515% | 9.515%
Commercial_Lodging (ID)_New_Food Preparation_Natural Gas_Griddle | Commercial | Lodging (ID) | New | Food Preparation | Natural Gas | Griddle | 25.44% | 25.44% | 25.44% | 25.44% | 25.44% | 25.44% | 25.44% | 25.44% | 25.44% | 25.44% | 25.44% | 25.44% | 25.44% | 25.44% | 25.44% | 25.44% | 25.44% | 25.44% | 25.44% | 25.44% | 25.44% | 25.44% | 25.44% | 25.44% | 25.44% | 25.44% | 25.44%
Commercial_Lodging (ID)_New_Food Preparation_Natural Gas_Range | Commercial | Lodging (ID) | New | Food Preparation | Natural Gas | Range | 0.3883% | 0.3883% | 0.3883% | 0.3883% | 0.3883% | 0.3883% | 0.3883% | 0.3883% | 0.3883% | 0.3883% | 0.3883% | 0.3883% | 0.3883% | 0.3883% | 0.3883% | 0.3883% | 0.3883% | 0.3883% | 0.3883% | 0.3883% | 0.3883% | 0.3883% | 0.3883% | 0.3883% | 0.3883% | 0.3883% | 0.3883%
Commercial_Lodging (ID)_New_Food Preparation_Natural Gas_Steamer | Commercial | Lodging (ID) | New | Food Preparation | Natural Gas | Steamer | 0.3883% | 0.3883% | 0.3883% | 0.3883% | 0.3883% | 0.3883% | 0.3883% | 0.3883% | 0.3883% | 0.3883% | 0.3883% | 0.3883% | 0.3883% | 0.3883% | 0.3883% | 0.3883% | 0.3883% | 0.3883% | 0.3883% | 0.3883% | 0.3883% | 0.3883% | 0.3883% | 0.3883% | 0.3883% | 0.3883% | 0.3883%
Commercial_Lodging (ID)_New_Food Preparation_Natural Gas_Food Prep Other | Commercial | Lodging (ID) | New | Food Preparation | Natural Gas | Food Prep Other | bar: 2019 to 2045
Commercial_Lodging (ID)_New_Miscellaneous_Natural Gas_Pool Heater | Commercial | Lodging (ID) | New | Miscellaneous | Natural Gas | Pool Heater | 9.865% | 9.865% | 9.865% | 9.865% | 9.865% | 9.865% | 9.865% | 9.865% | 9.865% | 9.865% | 9.865% | 9.865% | 9.865% | 9.865% | 9.865% | 9.865% | 9.865% | 9.865% | 9.865% | 9.865% | 9.865% | 9.865% | 9.865% | 9.865% | 9.865% | 9.865% | 9.865%
Commercial_Lodging (ID)_New_Miscellaneous_Natural Gas_Miscellaneous | Commercial | Lodging (ID) | New | Miscellaneous | Natural Gas | Miscellaneous | 100% | 100% | 100% | 100% | 100% | 100% | 100% | 100% | 100% | 100% | 100% | 100% | 100% | 100% | 100% | 100% | 100% | 100% | 100% | 100% | 100% | 100% | 100% | 100% | 100% | 100% | 100%
Commercial_Warehouse (ID)_Existing_Space Heating_Natural Gas_Furnace | Commercial | Warehouse (ID) | Existing | Space Heating | Natural Gas | Furnace | 68.25% | 68.25% | 68.25% | 68.25% | 68.25% | 68.25% | 68.25% | 68.25% | 68.25% | 68.25% | 68.25% | 68.25% | 68.25% | 68.25% | 68.25% | 68.25% | 68.25% | 68.25% | 68.25% | 68.25% | 68.25% | 68.25% | 68.25% | 68.25% | 68.25% | 68.25% | 68.25%
Commercial_Warehouse (ID)_Existing_Space Heating_Natural Gas_Boiler | Commercial | Warehouse (ID) | Existing | Space Heating | Natural Gas | Boiler | 3.294% | 3.294% | 3.294% | 3.294% | 3.294% | 3.294% | 3.294% | 3.294% | 3.294% | 3.294% | 3.294% | 3.294% | 3.294% | 3.294% | 3.294% | 3.294% | 3.294% | 3.294% | 3.294% | 3.294% | 3.294% | 3.294% | 3.294% | 3.294% | 3.294% | 3.294% | 3.294%
Commercial_Warehouse (ID)_Existing_Space Heating_Natural Gas_Unit Heater | Commercial | Warehouse (ID) | Existing | Space Heating | Natural Gas | Unit Heater | 24.16% | 24.16% | 24.16% | 24.16% | 24.16% | 24.16% | 24.16% | 24.16% | 24.16% | 24.16% | 24.16% | 24.16% | 24.16% | 24.16% | 24.16% | 24.16% | 24.16% | 24.16% | 24.16% | 24.16% | 24.16% | 24.16% | 24.16% | 24.16% | 24.16% | 24.16% | 24.16%
Commercial_Warehouse (ID)_Existing_Water Heating_Natural Gas_Water Heater | Commercial | Warehouse (ID) | Existing | Water Heating | Natural Gas | Water Heater | 60.62% | 60.62% | 60.62% | 60.62% | 60.62% | 60.62% | 60.62% | 60.62% | 60.62% | 60.62% | 60.62% | 60.62% | 60.62% | 60.62% | 60.62% | 60.62% | 60.62% | 60.62% | 60.62% | 60.62% | 60.62% | 60.62% | 60.62% | 60.62% | 60.62% | 60.62% | 60.62%
Commercial_Warehouse (ID)_Existing_Food Preparation_Natural Gas_Oven | Commercial | Warehouse (ID) | Existing | Food Preparation | Natural Gas | Oven | 0.7922% | 0.7922% | 0.7922% | 0.7922% | 0.7922% | 0.7922% | 0.7922% | 0.7922% | 0.7922% | 0.7922% | 0.7922% | 0.7922% | 0.7922% | 0.7922% | 0.7922% | 0.7922% | 0.7922% | 0.7922% | 0.7922% | 0.7922% | 0.7922% | 0.7922% | 0.7922% | 0.7922% | 0.7922% | 0.7922% | 0.7922%
Commercial_Warehouse (ID)_Existing_Food Preparation_Natural Gas_Conveyor Oven | Commercial | Warehouse (ID) | Existing | Food Preparation | Natural Gas | Conveyor Oven | 0.3961% | 0.3961% | 0.3961% | 0.3961% | 0.3961% | 0.3961% | 0.3961% | 0.3961% | 0.3961% | 0.3961% | 0.3961% | 0.3961% | 0.3961% | 0.3961% | 0.3961% | 0.3961% | 0.3961% | 0.3961% | 0.3961% | 0.3961% | 0.3961% | 0.3961% | 0.3961% | 0.3961% | 0.3961% | 0.3961% | 0.3961%
Commercial_Warehouse (ID)_Existing_Food Preparation_Natural Gas_Double Rack Oven | Commercial | Warehouse (ID) | Existing | Food Preparation | Natural Gas | Double Rack Oven | 0.3961% | 0.3961% | 0.3961% | 0.3961% | 0.3961% | 0.3961% | 0.3961% | 0.3961% | 0.3961% | 0.3961% | 0.3961% | 0.3961% | 0.3961% | 0.3961% | 0.3961% | 0.3961% | 0.3961% | 0.3961% | 0.3961% | 0.3961% | 0.3961% | 0.3961% | 0.3961% | 0.3961% | 0.3961% | 0.3961% | 0.3961%
Commercial_Warehouse (ID)_Existing_Food Preparation_Natural Gas_Fryer | Commercial | Warehouse (ID) | Existing | Food Preparation | Natural Gas | Fryer | 1.584% | 1.584% | 1.584% | 1.584% | 1.584% | 1.584% | 1.584% | 1.584% | 1.584% | 1.584% | 1.584% | 1.584% | 1.584% | 1.584% | 1.584% | 1.584% | 1.584% | 1.584% | 1.584% | 1.584% | 1.584% | 1.584% | 1.584% | 1.584% | 1.584% | 1.584% | 1.584%
Commercial_Warehouse (ID)_Existing_Food Preparation_Natural Gas_Broiler | Commercial | Warehouse (ID) | Existing | Food Preparation | Natural Gas | Broiler | bar: 2019 to 2045
Commercial_Warehouse (ID)_Existing_Food Preparation_Natural Gas_Griddle | Commercial | Warehouse (ID) | Existing | Food Preparation | Natural Gas | Griddle | 1.584% | 1.584% | 1.584% | 1.584% | 1.584% | 1.584% | 1.584% | 1.584% | 1.584% | 1.584% | 1.584% | 1.584% | 1.584% | 1.584% | 1.584% | 1.584% | 1.584% | 1.584% | 1.584% | 1.584% | 1.584% | 1.584% | 1.584% | 1.584% | 1.584% | 1.584% | 1.584%
Commercial_Warehouse (ID)_Existing_Food Preparation_Natural Gas_Range | Commercial | Warehouse (ID) | Existing | Food Preparation | Natural Gas | Range | 1.584% | 1.584% | 1.584% | 1.584% | 1.584% | 1.584% | 1.584% | 1.584% | 1.584% | 1.584% | 1.584% | 1.584% | 1.584% | 1.584% | 1.584% | 1.584% | 1.584% | 1.584% | 1.584% | 1.584% | 1.584% | 1.584% | 1.584% | 1.584% | 1.584% | 1.584% | 1.584%
Commercial_Warehouse (ID)_Existing_Food Preparation_Natural Gas_Steamer | Commercial | Warehouse (ID) | Existing | Food Preparation | Natural Gas | Steamer | bar: 2019 to 2045
Commercial_Warehouse (ID)_Existing_Food Preparation_Natural Gas_Food Prep Other | Commercial | Warehouse (ID) | Existing | Food Preparation | Natural Gas | Food Prep Other | bar: 2019 to 2045
Commercial_Warehouse (ID)_Existing_Miscellaneous_Natural Gas_Pool Heater | Commercial | Warehouse (ID) | Existing | Miscellaneous | Natural Gas | Pool Heater | bar: 2019 to 2045
Commercial_Warehouse (ID)_Existing_Miscellaneous_Natural Gas_Miscellaneous | Commercial | Warehouse (ID) | Existing | Miscellaneous | Natural Gas | Miscellaneous | 100% | 100% | 100% | 100% | 100% | 100% | 100% | 100% | 100% | 100% | 100% | 100% | 100% | 100% | 100% | 100% | 100% | 100% | 100% | 100% | 100% | 100% | 100% | 100% | 100% | 100% | 100%
Commercial_Warehouse (ID)_New_Space Heating_Natural Gas_Furnace | Commercial | Warehouse (ID) | New | Space Heating | Natural Gas | Furnace | 68.25% | 68.25% | 68.25% | 68.25% | 68.25% | 68.25% | 68.25% | 68.25% | 68.25% | 68.25% | 68.25% | 68.25% | 68.25% | 68.25% | 68.25% | 68.25% | 68.25% | 68.25% | 68.25% | 68.25% | 68.25% | 68.25% | 68.25% | 68.25% | 68.25% | 68.25% | 68.25%
Commercial_Warehouse (ID)_New_Space Heating_Natural Gas_Boiler | Commercial | Warehouse (ID) | New | Space Heating | Natural Gas | Boiler | 3.294% | 3.294% | 3.294% | 3.294% | 3.294% | 3.294% | 3.294% | 3.294% | 3.294% | 3.294% | 3.294% | 3.294% | 3.294% | 3.294% | 3.294% | 3.294% | 3.294% | 3.294% | 3.294% | 3.294% | 3.294% | 3.294% | 3.294% | 3.294% | 3.294% | 3.294% | 3.294%
Commercial_Warehouse (ID)_New_Space Heating_Natural Gas_Unit Heater | Commercial | Warehouse (ID) | New | Space Heating | Natural Gas | Unit Heater | 24.16% | 24.16% | 24.16% | 24.16% | 24.16% | 24.16% | 24.16% | 24.16% | 24.16% | 24.16% | 24.16% | 24.16% | 24.16% | 24.16% | 24.16% | 24.16% | 24.16% | 24.16% | 24.16% | 24.16% | 24.16% | 24.16% | 24.16% | 24.16% | 24.16% | 24.16% | 24.16%
Commercial_Warehouse (ID)_New_Water Heating_Natural Gas_Water Heater | Commercial | Warehouse (ID) | New | Water Heating | Natural Gas | Water Heater | 66.68% | 66.68% | 66.68% | 66.68% | 66.68% | 66.68% | 66.68% | 66.68% | 66.68% | 66.68% | 66.68% | 66.68% | 66.68% | 66.68% | 66.68% | 66.68% | 66.68% | 66.68% | 66.68% | 66.68% | 66.68% | 66.68% | 66.68% | 66.68% | 66.68% | 66.68% | 66.68%
Commercial_Warehouse (ID)_New_Food Preparation_Natural Gas_Oven | Commercial | Warehouse (ID) | New | Food Preparation | Natural Gas | Oven | 0.7922% | 0.7922% | 0.7922% | 0.7922% | 0.7922% | 0.7922% | 0.7922% | 0.7922% | 0.7922% | 0.7922% | 0.7922% | 0.7922% | 0.7922% | 0.7922% | 0.7922% | 0.7922% | 0.7922% | 0.7922% | 0.7922% | 0.7922% | 0.7922% | 0.7922% | 0.7922% | 0.7922% | 0.7922% | 0.7922% | 0.7922%
Commercial_Warehouse (ID)_New_Food Preparation_Natural Gas_Conveyor Oven | Commercial | Warehouse (ID) | New | Food Preparation | Natural Gas | Conveyor Oven | 0.3961% | 0.3961% | 0.3961% | 0.3961% | 0.3961% | 0.3961% | 0.3961% | 0.3961% | 0.3961% | 0.3961% | 0.3961% | 0.3961% | 0.3961% | 0.3961% | 0.3961% | 0.3961% | 0.3961% | 0.3961% | 0.3961% | 0.3961% | 0.3961% | 0.3961% | 0.3961% | 0.3961% | 0.3961% | 0.3961% | 0.3961%
Commercial_Warehouse (ID)_New_Food Preparation_Natural Gas_Double Rack Oven | Commercial | Warehouse (ID) | New | Food Preparation | Natural Gas | Double Rack Oven | 0.3961% | 0.3961% | 0.3961% | 0.3961% | 0.3961% | 0.3961% | 0.3961% | 0.3961% | 0.3961% | 0.3961% | 0.3961% | 0.3961% | 0.3961% | 0.3961% | 0.3961% | 0.3961% | 0.3961% | 0.3961% | 0.3961% | 0.3961% | 0.3961% | 0.3961% | 0.3961% | 0.3961% | 0.3961% | 0.3961% | 0.3961%
Commercial_Warehouse (ID)_New_Food Preparation_Natural Gas_Fryer | Commercial | Warehouse (ID) | New | Food Preparation | Natural Gas | Fryer | 1.584% | 1.584% | 1.584% | 1.584% | 1.584% | 1.584% | 1.584% | 1.584% | 1.584% | 1.584% | 1.584% | 1.584% | 1.584% | 1.584% | 1.584% | 1.584% | 1.584% | 1.584% | 1.584% | 1.584% | 1.584% | 1.584% | 1.584% | 1.584% | 1.584% | 1.584% | 1.584%
Commercial_Warehouse (ID)_New_Food Preparation_Natural Gas_Broiler | Commercial | Warehouse (ID) | New | Food Preparation | Natural Gas | Broiler | bar: 2019 to 2045
Commercial_Warehouse (ID)_New_Food Preparation_Natural Gas_Griddle | Commercial | Warehouse (ID) | New | Food Preparation | Natural Gas | Griddle | 1.584% | 1.584% | 1.584% | 1.584% | 1.584% | 1.584% | 1.584% | 1.584% | 1.584% | 1.584% | 1.584% | 1.584% | 1.584% | 1.584% | 1.584% | 1.584% | 1.584% | 1.584% | 1.584% | 1.584% | 1.584% | 1.584% | 1.584% | 1.584% | 1.584% | 1.584% | 1.584%
Commercial_Warehouse (ID)_New_Food Preparation_Natural Gas_Range | Commercial | Warehouse (ID) | New | Food Preparation | Natural Gas | Range | 1.584% | 1.584% | 1.584% | 1.584% | 1.584% | 1.584% | 1.584% | 1.584% | 1.584% | 1.584% | 1.584% | 1.584% | 1.584% | 1.584% | 1.584% | 1.584% | 1.584% | 1.584% | 1.584% | 1.584% | 1.584% | 1.584% | 1.584% | 1.584% | 1.584% | 1.584% | 1.584%
Commercial_Warehouse (ID)_New_Food Preparation_Natural Gas_Steamer | Commercial | Warehouse (ID) | New | Food Preparation | Natural Gas | Steamer | bar: 2019 to 2045
Commercial_Warehouse (ID)_New_Food Preparation_Natural Gas_Food Prep Other | Commercial | Warehouse (ID) | New | Food Preparation | Natural Gas | Food Prep Other | bar: 2019 to 2045
Commercial_Warehouse (ID)_New_Miscellaneous_Natural Gas_Pool Heater | Commercial | Warehouse (ID) | New | Miscellaneous | Natural Gas | Pool Heater | bar: 2019 to 2045
Commercial_Warehouse (ID)_New_Miscellaneous_Natural Gas_Miscellaneous | Commercial | Warehouse (ID) | New | Miscellaneous | Natural Gas | Miscellaneous | 100% | 100% | 100% | 100% | 100% | 100% | 100% | 100% | 100% | 100% | 100% | 100% | 100% | 100% | 100% | 100% | 100% | 100% | 100% | 100% | 100% | 100% | 100% | 100% | 100% | 100% | 100%
Commercial_Miscellaneous (ID)_Existing_Space Heating_Natural Gas_Furnace | Commercial | Miscellaneous (ID) | Existing | Space Heating | Natural Gas | Furnace | 63.81% | 63.81% | 63.81% | 63.81% | 63.81% | 63.81% | 63.81% | 63.81% | 63.81% | 63.81% | 63.81% | 63.81% | 63.81% | 63.81% | 63.81% | 63.81% | 63.81% | 63.81% | 63.81% | 63.81% | 63.81% | 63.81% | 63.81% | 63.81% | 63.81% | 63.81% | 63.81%
Commercial_Miscellaneous (ID)_Existing_Space Heating_Natural Gas_Boiler | Commercial | Miscellaneous (ID) | Existing | Space Heating | Natural Gas | Boiler | 30.09% | 30.09% | 30.09% | 30.09% | 30.09% | 30.09% | 30.09% | 30.09% | 30.09% | 30.09% | 30.09% | 30.09% | 30.09% | 30.09% | 30.09% | 30.09% | 30.09% | 30.09% | 30.09% | 30.09% | 30.09% | 30.09% | 30.09% | 30.09% | 30.09% | 30.09% | 30.09%
Commercial_Miscellaneous (ID)_Existing_Space Heating_Natural Gas_Unit Heater | Commercial | Miscellaneous (ID) | Existing | Space Heating | Natural Gas | Unit Heater | 0.4776% | 0.4776% | 0.4776% | 0.4776% | 0.4776% | 0.4776% | 0.4776% | 0.4776% | 0.4776% | 0.4776% | 0.4776% | 0.4776% | 0.4776% | 0.4776% | 0.4776% | 0.4776% | 0.4776% | 0.4776% | 0.4776% | 0.4776% | 0.4776% | 0.4776% | 0.4776% | 0.4776% | 0.4776% | 0.4776% | 0.4776%
Commercial_Miscellaneous (ID)_Existing_Water Heating_Natural Gas_Water Heater | Commercial | Miscellaneous (ID) | Existing | Water Heating | Natural Gas | Water Heater | 84.58% | 84.58% | 84.58% | 84.58% | 84.58% | 84.58% | 84.58% | 84.58% | 84.58% | 84.58% | 84.58% | 84.58% | 84.58% | 84.58% | 84.58% | 84.58% | 84.58% | 84.58% | 84.58% | 84.58% | 84.58% | 84.58% | 84.58% | 84.58% | 84.58% | 84.58% | 84.58%
Commercial_Miscellaneous (ID)_Existing_Food Preparation_Natural Gas_Oven | Commercial | Miscellaneous (ID) | Existing | Food Preparation | Natural Gas | Oven | 33.1% | 33.1% | 33.1% | 33.1% | 33.1% | 33.1% | 33.1% | 33.1% | 33.1% | 33.1% | 33.1% | 33.1% | 33.1% | 33.1% | 33.1% | 33.1% | 33.1% | 33.1% | 33.1% | 33.1% | 33.1% | 33.1% | 33.1% | 33.1% | 33.1% | 33.1% | 33.1%
Commercial_Miscellaneous (ID)_Existing_Food Preparation_Natural Gas_Conveyor Oven | Commercial | Miscellaneous (ID) | Existing | Food Preparation | Natural Gas | Conveyor Oven | 16.55% | 16.55% | 16.55% | 16.55% | 16.55% | 16.55% | 16.55% | 16.55% | 16.55% | 16.55% | 16.55% | 16.55% | 16.55% | 16.55% | 16.55% | 16.55% | 16.55% | 16.55% | 16.55% | 16.55% | 16.55% | 16.55% | 16.55% | 16.55% | 16.55% | 16.55% | 16.55%
Commercial_Miscellaneous (ID)_Existing_Food Preparation_Natural Gas_Double Rack Oven | Commercial | Miscellaneous (ID) | Existing | Food Preparation | Natural Gas | Double Rack Oven | 16.55% | 16.55% | 16.55% | 16.55% | 16.55% | 16.55% | 16.55% | 16.55% | 16.55% | 16.55% | 16.55% | 16.55% | 16.55% | 16.55% | 16.55% | 16.55% | 16.55% | 16.55% | 16.55% | 16.55% | 16.55% | 16.55% | 16.55% | 16.55% | 16.55% | 16.55% | 16.55%
Commercial_Miscellaneous (ID)_Existing_Food Preparation_Natural Gas_Fryer | Commercial | Miscellaneous (ID) | Existing | Food Preparation | Natural Gas | Fryer | 2.842% | 2.842% | 2.842% | 2.842% | 2.842% | 2.842% | 2.842% | 2.842% | 2.842% | 2.842% | 2.842% | 2.842% | 2.842% | 2.842% | 2.842% | 2.842% | 2.842% | 2.842% | 2.842% | 2.842% | 2.842% | 2.842% | 2.842% | 2.842% | 2.842% | 2.842% | 2.842%
Commercial_Miscellaneous (ID)_Existing_Food Preparation_Natural Gas_Broiler | Commercial | Miscellaneous (ID) | Existing | Food Preparation | Natural Gas | Broiler | 32.39% | 32.39% | 32.39% | 32.39% | 32.39% | 32.39% | 32.39% | 32.39% | 32.39% | 32.39% | 32.39% | 32.39% | 32.39% | 32.39% | 32.39% | 32.39% | 32.39% | 32.39% | 32.39% | 32.39% | 32.39% | 32.39% | 32.39% | 32.39% | 32.39% | 32.39% | 32.39%
Commercial_Miscellaneous (ID)_Existing_Food Preparation_Natural Gas_Griddle | Commercial | Miscellaneous (ID) | Existing | Food Preparation | Natural Gas | Griddle | 35.93% | 35.93% | 35.93% | 35.93% | 35.93% | 35.93% | 35.93% | 35.93% | 35.93% | 35.93% | 35.93% | 35.93% | 35.93% | 35.93% | 35.93% | 35.93% | 35.93% | 35.93% | 35.93% | 35.93% | 35.93% | 35.93% | 35.93% | 35.93% | 35.93% | 35.93% | 35.93%
Commercial_Miscellaneous (ID)_Existing_Food Preparation_Natural Gas_Range | Commercial | Miscellaneous (ID) | Existing | Food Preparation | Natural Gas | Range | 39.94% | 39.94% | 39.94% | 39.94% | 39.94% | 39.94% | 39.94% | 39.94% | 39.94% | 39.94% | 39.94% | 39.94% | 39.94% | 39.94% | 39.94% | 39.94% | 39.94% | 39.94% | 39.94% | 39.94% | 39.94% | 39.94% | 39.94% | 39.94% | 39.94% | 39.94% | 39.94%
Commercial_Miscellaneous (ID)_Existing_Food Preparation_Natural Gas_Steamer | Commercial | Miscellaneous (ID) | Existing | Food Preparation | Natural Gas | Steamer | 1.408% | 1.408% | 1.408% | 1.408% | 1.408% | 1.408% | 1.408% | 1.408% | 1.408% | 1.408% | 1.408% | 1.408% | 1.408% | 1.408% | 1.408% | 1.408% | 1.408% | 1.408% | 1.408% | 1.408% | 1.408% | 1.408% | 1.408% | 1.408% | 1.408% | 1.408% | 1.408%
Commercial_Miscellaneous (ID)_Existing_Food Preparation_Natural Gas_Food Prep Other | Commercial | Miscellaneous (ID) | Existing | Food Preparation | Natural Gas | Food Prep Other | bar: 2019 to 2045
Commercial_Miscellaneous (ID)_Existing_Miscellaneous_Natural Gas_Pool Heater | Commercial | Miscellaneous (ID) | Existing | Miscellaneous | Natural Gas | Pool Heater | 1.215% | 1.215% | 1.215% | 1.215% | 1.215% | 1.215% | 1.215% | 1.215% | 1.215% | 1.215% | 1.215% | 1.215% | 1.215% | 1.215% | 1.215% | 1.215% | 1.215% | 1.215% | 1.215% | 1.215% | 1.215% | 1.215% | 1.215% | 1.215% | 1.215% | 1.215% | 1.215%
Commercial_Miscellaneous (ID)_Existing_Miscellaneous_Natural Gas_Miscellaneous | Commercial | Miscellaneous (ID) | Existing | Miscellaneous | Natural Gas | Miscellaneous | 100% | 100% | 100% | 100% | 100% | 100% | 100% | 100% | 100% | 100% | 100% | 100% | 100% | 100% | 100% | 100% | 100% | 100% | 100% | 100% | 100% | 100% | 100% | 100% | 100% | 100% | 100%
Commercial_Miscellaneous (ID)_New_Space Heating_Natural Gas_Furnace | Commercial | Miscellaneous (ID) | New | Space Heating | Natural Gas | Furnace | 63.81% | 63.81% | 63.81% | 63.81% | 63.81% | 63.81% | 63.81% | 63.81% | 63.81% | 63.81% | 63.81% | 63.81% | 63.81% | 63.81% | 63.81% | 63.81% | 63.81% | 63.81% | 63.81% | 63.81% | 63.81% | 63.81% | 63.81% | 63.81% | 63.81% | 63.81% | 63.81%
Commercial_Miscellaneous (ID)_New_Space Heating_Natural Gas_Boiler | Commercial | Miscellaneous (ID) | New | Space Heating | Natural Gas | Boiler | 30.09% | 30.09% | 30.09% | 30.09% | 30.09% | 30.09% | 30.09% | 30.09% | 30.09% | 30.09% | 30.09% | 30.09% | 30.09% | 30.09% | 30.09% | 30.09% | 30.09% | 30.09% | 30.09% | 30.09% | 30.09% | 30.09% | 30.09% | 30.09% | 30.09% | 30.09% | 30.09%
Commercial_Miscellaneous (ID)_New_Space Heating_Natural Gas_Unit Heater | Commercial | Miscellaneous (ID) | New | Space Heating | Natural Gas | Unit Heater | 0.4776% | 0.4776% | 0.4776% | 0.4776% | 0.4776% | 0.4776% | 0.4776% | 0.4776% | 0.4776% | 0.4776% | 0.4776% | 0.4776% | 0.4776% | 0.4776% | 0.4776% | 0.4776% | 0.4776% | 0.4776% | 0.4776% | 0.4776% | 0.4776% | 0.4776% | 0.4776% | 0.4776% | 0.4776% | 0.4776% | 0.4776%
Commercial_Miscellaneous (ID)_New_Water Heating_Natural Gas_Water Heater | Commercial | Miscellaneous (ID) | New | Water Heating | Natural Gas | Water Heater | 93.04% | 93.04% | 93.04% | 93.04% | 93.04% | 93.04% | 93.04% | 93.04% | 93.04% | 93.04% | 93.04% | 93.04% | 93.04% | 93.04% | 93.04% | 93.04% | 93.04% | 93.04% | 93.04% | 93.04% | 93.04% | 93.04% | 93.04% | 93.04% | 93.04% | 93.04% | 93.04%
Commercial_Miscellaneous (ID)_New_Food Preparation_Natural Gas_Oven | Commercial | Miscellaneous (ID) | New | Food Preparation | Natural Gas | Oven | 33.1% | 33.1% | 33.1% | 33.1% | 33.1% | 33.1% | 33.1% | 33.1% | 33.1% | 33.1% | 33.1% | 33.1% | 33.1% | 33.1% | 33.1% | 33.1% | 33.1% | 33.1% | 33.1% | 33.1% | 33.1% | 33.1% | 33.1% | 33.1% | 33.1% | 33.1% | 33.1%
Commercial_Miscellaneous (ID)_New_Food Preparation_Natural Gas_Conveyor Oven | Commercial | Miscellaneous (ID) | New | Food Preparation | Natural Gas | Conveyor Oven | 16.55% | 16.55% | 16.55% | 16.55% | 16.55% | 16.55% | 16.55% | 16.55% | 16.55% | 16.55% | 16.55% | 16.55% | 16.55% | 16.55% | 16.55% | 16.55% | 16.55% | 16.55% | 16.55% | 16.55% | 16.55% | 16.55% | 16.55% | 16.55% | 16.55% | 16.55% | 16.55%
Commercial_Miscellaneous (ID)_New_Food Preparation_Natural Gas_Double Rack Oven | Commercial | Miscellaneous (ID) | New | Food Preparation | Natural Gas | Double Rack Oven | 16.55% | 16.55% | 16.55% | 16.55% | 16.55% | 16.55% | 16.55% | 16.55% | 16.55% | 16.55% | 16.55% | 16.55% | 16.55% | 16.55% | 16.55% | 16.55% | 16.55% | 16.55% | 16.55% | 16.55% | 16.55% | 16.55% | 16.55% | 16.55% | 16.55% | 16.55% | 16.55%
Commercial_Miscellaneous (ID)_New_Food Preparation_Natural Gas_Fryer | Commercial | Miscellaneous (ID) | New | Food Preparation | Natural Gas | Fryer | 2.842% | 2.842% | 2.842% | 2.842% | 2.842% | 2.842% | 2.842% | 2.842% | 2.842% | 2.842% | 2.842% | 2.842% | 2.842% | 2.842% | 2.842% | 2.842% | 2.842% | 2.842% | 2.842% | 2.842% | 2.842% | 2.842% | 2.842% | 2.842% | 2.842% | 2.842% | 2.842%
Commercial_Miscellaneous (ID)_New_Food Preparation_Natural Gas_Broiler | Commercial | Miscellaneous (ID) | New | Food Preparation | Natural Gas | Broiler | 32.39% | 32.39% | 32.39% | 32.39% | 32.39% | 32.39% | 32.39% | 32.39% | 32.39% | 32.39% | 32.39% | 32.39% | 32.39% | 32.39% | 32.39% | 32.39% | 32.39% | 32.39% | 32.39% | 32.39% | 32.39% | 32.39% | 32.39% | 32.39% | 32.39% | 32.39% | 32.39%
Commercial_Miscellaneous (ID)_New_Food Preparation_Natural Gas_Griddle | Commercial | Miscellaneous (ID) | New | Food Preparation | Natural Gas | Griddle | 35.93% | 35.93% | 35.93% | 35.93% | 35.93% | 35.93% | 35.93% | 35.93% | 35.93% | 35.93% | 35.93% | 35.93% | 35.93% | 35.93% | 35.93% | 35.93% | 35.93% | 35.93% | 35.93% | 35.93% | 35.93% | 35.93% | 35.93% | 35.93% | 35.93% | 35.93% | 35.93%
Commercial_Miscellaneous (ID)_New_Food Preparation_Natural Gas_Range | Commercial | Miscellaneous (ID) | New | Food Preparation | Natural Gas | Range | 39.94% | 39.94% | 39.94% | 39.94% | 39.94% | 39.94% | 39.94% | 39.94% | 39.94% | 39.94% | 39.94% | 39.94% | 39.94% | 39.94% | 39.94% | 39.94% | 39.94% | 39.94% | 39.94% | 39.94% | 39.94% | 39.94% | 39.94% | 39.94% | 39.94% | 39.94% | 39.94%
Commercial_Miscellaneous (ID)_New_Food Preparation_Natural Gas_Steamer | Commercial | Miscellaneous (ID) | New | Food Preparation | Natural Gas | Steamer | 1.408% | 1.408% | 1.408% | 1.408% | 1.408% | 1.408% | 1.408% | 1.408% | 1.408% | 1.408% | 1.408% | 1.408% | 1.408% | 1.408% | 1.408% | 1.408% | 1.408% | 1.408% | 1.408% | 1.408% | 1.408% | 1.408% | 1.408% | 1.408% | 1.408% | 1.408% | 1.408%
Commercial_Miscellaneous (ID)_New_Food Preparation_Natural Gas_Food Prep Other | Commercial | Miscellaneous (ID) | New | Food Preparation | Natural Gas | Food Prep Other | bar: 2019 to 2045
Commercial_Miscellaneous (ID)_New_Miscellaneous_Natural Gas_Pool Heater | Commercial | Miscellaneous (ID) | New | Miscellaneous | Natural Gas | Pool Heater | 1.215% | 1.215% | 1.215% | 1.215% | 1.215% | 1.215% | 1.215% | 1.215% | 1.215% | 1.215% | 1.215% | 1.215% | 1.215% | 1.215% | 1.215% | 1.215% | 1.215% | 1.215% | 1.215% | 1.215% | 1.215% | 1.215% | 1.215% | 1.215% | 1.215% | 1.215% | 1.215%
Commercial_Miscellaneous (ID)_New_Miscellaneous_Natural Gas_Miscellaneous | Commercial | Miscellaneous (ID) | New | Miscellaneous | Natural Gas | Miscellaneous | 100% | 100% | 100% | 100% | 100% | 100% | 100% | 100% | 100% | 100% | 100% | 100% | 100% | 100% | 100% | 100% | 100% | 100% | 100% | 100% | 100% | 100% | 100% | 100% | 100% | 100% | 100%

## Tech Data
Key | Sector | Segment | Vintage | End Use | Fuel | Technology | Equipment | Label | Relative Energy Use | Relative Summer Peak | Relative Winter Peak | Equip. Costs | Labor Costs | O&M Costs | RVT-Only NEBs | Min. Lifetime | Max. Lifetime | First Year On Market | Last Year on Market | Applicability | BC Ratio Adder | NEI Proxy Multiplier | Price Scalar Over On-Market Period | Price Scalar Type | Annual Usage Degradation | Base Year Usage | Base Year Summer Peak | Base Year Winter Peak | UOM | Input Units | Lumen Adj. | Household Units | Usage | Cost/Unit | Labor Cost | O&M Cost | RVT NEBs | Cost Year | Cost Scalar | Lifetime Source | Costs Source | Savings Source |  |  |  | Second Key
Commercial_Office (WA)_Existing_Space Heating_Natural Gas_Furnace_E1 | Commercial | Office (WA) | Existing | Space Heating | Natural Gas | Furnace | E1 | AFUE 80% (Standard) | 100% | 0% | 0% | 0.3086 | 0 | 0.029087 | 0 | 10 | 20 | 2019 | 2045 | 100% | 0 | 0 | 0% | Normal | 0% | 0.21129 | 0 | 0 | 400 kBtu/hr | 10000 | 0 | 8.5714e-05 | 6.1627 | 3395 | 0 | 320 | 0 | 2013 | 1.0605 | GFURN-Heating-EIA14-2014 Ref. Case-2 | GFURN-Heating-EIA14-2014 Ref. Case-2 | AEG BEST | 400 | kBtu/hr | 0.034286 | Commercial_Office (WA)_Existing_Space Heating_Furnace_AFUE 80% (Standard)
Commercial_Office (WA)_Existing_Space Heating_Natural Gas_Furnace_E2 | Commercial | Office (WA) | Existing | Space Heating | Natural Gas | Furnace | E2 | AFUE 90% | 88.87% | 0% | 0% | 0.37495 | 0 | 0.084535 | 0 | 10 | 20 | 2019 | 2045 | 100% | 0 | 0 | 0% | Normal | 0% | 0.18777 | 0 | 0 | 400 kBtu/hr | 10000 | 0 | 8.5714e-05 | 5.4767 | 4125 | 0 | 930 | 0 | 2013 | 1.0605 | GFURN-Heating-EIA14-2014 Ref. Case-3 | GFURN-Heating-EIA14-2014 Ref. Case-3 | AEG BEST | 400 | kBtu/hr | 0.034286 | Commercial_Office (WA)_Existing_Space Heating_Furnace_AFUE 90%
Commercial_Office (WA)_Existing_Space Heating_Natural Gas_Furnace_E3 | Commercial | Office (WA) | Existing | Space Heating | Natural Gas | Furnace | E3 | AFUE 96% | 83.33% | 0% | 0% | 0.72462 | 0 | 0 | 0 | 10 | 20 | 2019 | 2045 | 100% | 0 | 0 | 0% | Normal | 0% | 0.17606 | 0 | 0 | 150 kBtu/hr | 10000 | 0 | 0.00022857 | 5.1351 | 3042.9057 | 0 | 0 | 0 | 2014 | 1.0418 | GFURN-Heating-EIA14-2014 Ref. Case-3 | GFURN-Heating-ILTRM-v5.0-191 | AEG BEST | 150 | kBtu/hr | 0.034286 | Commercial_Office (WA)_Existing_Space Heating_Furnace_AFUE 96%
Commercial_Office (WA)_Existing_Space Heating_Natural Gas_Furnace_E4 | Commercial | Office (WA) | Existing | Space Heating | Natural Gas | Furnace | E4 |  | 0% | 0% | 0% | 0 | 0 | 0 | 0 | 0 | 0 | 0 | 0 | 0% | 0 | 0 | 0% | Normal | 0% | 0 | 0 | 0 | [17 empty] | Commercial_Office (WA)_Existing_Space Heating_Furnace_
Commercial_Office (WA)_Existing_Space Heating_Natural Gas_Furnace_E5 | Commercial | Office (WA) | Existing | Space Heating | Natural Gas | Furnace | E5 |  | 0% | 0% | 0% | 0 | 0 | 0 | 0 | 0 | 0 | 0 | 0 | 0% | 0 | 0 | 0% | Normal | 0% | 0 | 0 | 0 | [17 empty] | Commercial_Office (WA)_Existing_Space Heating_Furnace_
Commercial_Office (WA)_Existing_Space Heating_Natural Gas_Furnace_E6 | Commercial | Office (WA) | Existing | Space Heating | Natural Gas | Furnace | E6 |  | 0% | 0% | 0% | 0 | 0 | 0 | 0 | 0 | 0 | 0 | 0 | 0% | 0 | 0 | 0% | Normal | 0% | 0 | 0 | 0 | [17 empty] | Commercial_Office (WA)_Existing_Space Heating_Furnace_
Commercial_Office (WA)_Existing_Space Heating_Natural Gas_Furnace_E7 | Commercial | Office (WA) | Existing | Space Heating | Natural Gas | Furnace | E7 |  | 0% | 0% | 0% | 0 | 0 | 0 | 0 | 0 | 0 | 0 | 0 | 0% | 0 | 0 | 0% | Normal | 0% | 0 | 0 | 0 | [17 empty] | Commercial_Office (WA)_Existing_Space Heating_Furnace_
Commercial_Office (WA)_Existing_Space Heating_Natural Gas_Furnace_E8 | Commercial | Office (WA) | Existing | Space Heating | Natural Gas | Furnace | E8 |  | 0% | 0% | 0% | 0 | 0 | 0 | 0 | 0 | 0 | 0 | 0 | 0% | 0 | 0 | 0% | Normal | 0% | 0 | 0 | 0 | [17 empty] | Commercial_Office (WA)_Existing_Space Heating_Furnace_
Commercial_Office (WA)_Existing_Space Heating_Natural Gas_Furnace_E9 | Commercial | Office (WA) | Existing | Space Heating | Natural Gas | Furnace | E9 |  | 0% | 0% | 0% | 0 | 0 | 0 | 0 | 0 | 0 | 0 | 0 | 0% | 0 | 0 | 0% | Normal | 0% | 0 | 0 | 0 | [17 empty] | Commercial_Office (WA)_Existing_Space Heating_Furnace_
Commercial_Office (WA)_Existing_Space Heating_Natural Gas_Furnace_E10 | Commercial | Office (WA) | Existing | Space Heating | Natural Gas | Furnace | E10 |  | 0% | 0% | 0% | 0 | 0 | 0 | 0 | 0 | 0 | 0 | 0 | 0% | 0 | 0 | 0% | Normal | 0% | 0 | 0 | 0 | [17 empty] | Commercial_Office (WA)_Existing_Space Heating_Furnace_
Commercial_Office (WA)_Existing_Space Heating_Natural Gas_Boiler_E1 | Commercial | Office (WA) | Existing | Space Heating | Natural Gas | Boiler | E1 | AFUE 80% (Standard) | 100% | 0% | 0% | 1.1504 | 0 | 0.027269 | 0 | 25 | 35 | 2019 | 2045 | 100% | 0 | 0 | 0% | Normal | 0% | 0.83983 | 0 | 0 | 1 kBtu/hr | 10000 | 0 | 0.034286 | 23.9632 | 31.6406 | 0 | 0.75 | 0 | 2013 | 1.0605 | GBLR-Heating-AEO15-3 | GBLR-Heating-AEO15-3 | GBLR-Heating-AEO15-3 | 1 | kBtu/hr | 0.034286 | Commercial_Office (WA)_Existing_Space Heating_Boiler_AFUE 80% (Standard)
Commercial_Office (WA)_Existing_Space Heating_Natural Gas_Boiler_E2 | Commercial | Office (WA) | Existing | Space Heating | Natural Gas | Boiler | E2 | AFUE 85% | 94.12% | 0% | 0% | 1.2351 | 0 | 0.025665 | 0 | 25 | 35 | 2019 | 2045 | 100% | 0 | 0 | 0% | Normal | 0% | 0.79041 | 0 | 0 | 1 kBtu/hr | 10000 | 0 | 0.034286 | 22.5532 | 33.9706 | 0 | 0.70588 | 0 | 2013 | 1.0605 | GBLR-Heating-AEO15-6 | GBLR-Heating-AEO15-6 | GBLR-Heating-AEO15-6 | 1 | kBtu/hr | 0.034286 | Commercial_Office (WA)_Existing_Space Heating_Boiler_AFUE 85%
Commercial_Office (WA)_Existing_Space Heating_Natural Gas_Boiler_E3 | Commercial | Office (WA) | Existing | Space Heating | Natural Gas | Boiler | E3 | AFUE 97% | 82.48% | 0% | 0% | 1.1756 | 0 | 0.022261 | 0 | 25 | 35 | 2019 | 2045 | 100% | 0 | 0 | 0% | Normal | 0% | 0.69266 | 0 | 0 | 1 kBtu/hr | 10000 | 0 | 0.034286 | 19.764 | 32.3342 | 0 | 0.61224 | 0 | 2013 | 1.0605 | GBLR-Heating-AEO15-7 | GBLR-Heating-AEO15-7 | GBLR-Heating-AEO15-7 | 1 | kBtu/hr | 0.034286 | Commercial_Office (WA)_Existing_Space Heating_Boiler_AFUE 97%
Commercial_Office (WA)_Existing_Space Heating_Natural Gas_Boiler_E4 | Commercial | Office (WA) | Existing | Space Heating | Natural Gas | Boiler | E4 | Convert to NG Air Source Heat Pump | 57.14% | 0% | 0% | 7.9384 | 0 | 0.096958 | 0 | 10 | 20 | 2019 | 2045 | 100% | 0 | 0 | 0% | Normal | 0% | 0.4799 | 0 | 0 | 1 kBtu/hr | 10000 | 0 | 0.034286 | 13.6933 | 218.3333 | 0 | 2.6667 | 0 | 2013 | 1.0605 | HP_GAS-Heating-AEO17-1 | HP_GAS-Heating-AEO17-1 | HP_GAS-Heating-AEO17-1 | 1 | kBtu/hr | 0.034286 | Commercial_Office (WA)_Existing_Space Heating_Boiler_Convert to NG Air Source Heat Pump
Commercial_Office (WA)_Existing_Space Heating_Natural Gas_Boiler_E5 | Commercial | Office (WA) | Existing | Space Heating | Natural Gas | Boiler | E5 |  | 0% | 0% | 0% | 0 | 0 | 0 | 0 | 0 | 0 | 0 | 0 | 0% | 0 | 0 | 0% | Normal | 0% | 0 | 0 | 0 | [17 empty] | Commercial_Office (WA)_Existing_Space Heating_Boiler_
Commercial_Office (WA)_Existing_Space Heating_Natural Gas_Boiler_E6 | Commercial | Office (WA) | Existing | Space Heating | Natural Gas | Boiler | E6 |  | 0% | 0% | 0% | 0 | 0 | 0 | 0 | 0 | 0 | 0 | 0 | 0% | 0 | 0 | 0% | Normal | 0% | 0 | 0 | 0 | [17 empty] | Commercial_Office (WA)_Existing_Space Heating_Boiler_
Commercial_Office (WA)_Existing_Space Heating_Natural Gas_Boiler_E7 | Commercial | Office (WA) | Existing | Space Heating | Natural Gas | Boiler | E7 |  | 0% | 0% | 0% | 0 | 0 | 0 | 0 | 0 | 0 | 0 | 0 | 0% | 0 | 0 | 0% | Normal | 0% | 0 | 0 | 0 | [17 empty] | Commercial_Office (WA)_Existing_Space Heating_Boiler_
Commercial_Office (WA)_Existing_Space Heating_Natural Gas_Boiler_E8 | Commercial | Office (WA) | Existing | Space Heating | Natural Gas | Boiler | E8 |  | 0% | 0% | 0% | 0 | 0 | 0 | 0 | 0 | 0 | 0 | 0 | 0% | 0 | 0 | 0% | Normal | 0% | 0 | 0 | 0 | [17 empty] | Commercial_Office (WA)_Existing_Space Heating_Boiler_
Commercial_Office (WA)_Existing_Space Heating_Natural Gas_Boiler_E9 | Commercial | Office (WA) | Existing | Space Heating | Natural Gas | Boiler | E9 |  | 0% | 0% | 0% | 0 | 0 | 0 | 0 | 0 | 0 | 0 | 0 | 0% | 0 | 0 | 0% | Normal | 0% | 0 | 0 | 0 | [17 empty] | Commercial_Office (WA)_Existing_Space Heating_Boiler_
Commercial_Office (WA)_Existing_Space Heating_Natural Gas_Boiler_E10 | Commercial | Office (WA) | Existing | Space Heating | Natural Gas | Boiler | E10 |  | 0% | 0% | 0% | 0 | 0 | 0 | 0 | 0 | 0 | 0 | 0 | 0% | 0 | 0 | 0% | Normal | 0% | 0 | 0 | 0 | [17 empty] | Commercial_Office (WA)_Existing_Space Heating_Boiler_
Commercial_Office (WA)_Existing_Space Heating_Natural Gas_Unit Heater_E1 | Commercial | Office (WA) | Existing | Space Heating | Natural Gas | Unit Heater | E1 | Standard | 100% | 0% | 0% | 0.00095971 | 0 | 0 | 0 | 15 | 25 | 2019 | 2045 | 100% | 0 | 0 | 0% | Normal | 0% | 0.10836 | 0 | 0 | 1 kBtu/Hr | 10000 | 0 | 8.9756e-07 | 2080 | 1051 | 0 | 0 | 0 | 2016 | 1.0174 | UNITHT-Heating-XCELCO-2017-18-3 | UNITHT-Heating-XCELCO-2017-18-3 | UNITHT-Heating-XCELCO-2017-18-3 | 1 | kBtu/Hr | 8.9756e-07 | Commercial_Office (WA)_Existing_Space Heating_Unit Heater_Standard
Commercial_Office (WA)_Existing_Space Heating_Natural Gas_Unit Heater_E2 | Commercial | Office (WA) | Existing | Space Heating | Natural Gas | Unit Heater | E2 | Condensing | 88.94% | 0% | 0% | 0.0021048 | 0 | 0 | 0 | 15 | 25 | 2019 | 2045 | 100% | 0 | 0 | 0% | Normal | 0% | 0.096379 | 0 | 0 | 1 kBtu/Hr | 10000 | 0 | 8.9756e-07 | 1850 | 2305 | 0 | 0 | 0 | 2016 | 1.0174 | UNITHT-Heating-XCELCO-2017-18-3 | UNITHT-Heating-XCELCO-2017-18-3 | UNITHT-Heating-XCELCO-2017-18-3 | 1 | kBtu/Hr | 8.9756e-07 | Commercial_Office (WA)_Existing_Space Heating_Unit Heater_Condensing
Commercial_Office (WA)_Existing_Space Heating_Natural Gas_Unit Heater_E3 | Commercial | Office (WA) | Existing | Space Heating | Natural Gas | Unit Heater | E3 | Infrared Radiant | 88.46% | 0% | 0% | 0.001146 | 0 | 0 | 0 | 10 | 20 | 2019 | 2045 | 100% | 0 | 0 | 0% | Normal | 0% | 0.095858 | 0 | 0 | 1 kBtu/Hr | 10000 | 0 | 8.9756e-07 | 1840 | 1255 | 0 | 0 | 0 | 2016 | 1.0174 | UNITHT-Heating-XCELCO-2017-18-4 | UNITHT-Heating-XCELCO-2017-18-4 | UNITHT-Heating-XCELCO-2017-18-4 | 1 | kBtu/Hr | 8.9756e-07 | Commercial_Office (WA)_Existing_Space Heating_Unit Heater_Infrared Radiant
Commercial_Office (WA)_Existing_Space Heating_Natural Gas_Unit Heater_E4 | Commercial | Office (WA) | Existing | Space Heating | Natural Gas | Unit Heater | E4 |  | 0% | 0% | 0% | 0 | 0 | 0 | 0 | 0 | 0 | 0 | 0 | 0% | 0 | 0 | 0% | Normal | 0% | 0 | 0 | 0 | [17 empty] | Commercial_Office (WA)_Existing_Space Heating_Unit Heater_
Commercial_Office (WA)_Existing_Space Heating_Natural Gas_Unit Heater_E5 | Commercial | Office (WA) | Existing | Space Heating | Natural Gas | Unit Heater | E5 |  | 0% | 0% | 0% | 0 | 0 | 0 | 0 | 0 | 0 | 0 | 0 | 0% | 0 | 0 | 0% | Normal | 0% | 0 | 0 | 0 | [17 empty] | Commercial_Office (WA)_Existing_Space Heating_Unit Heater_
Commercial_Office (WA)_Existing_Space Heating_Natural Gas_Unit Heater_E6 | Commercial | Office (WA) | Existing | Space Heating | Natural Gas | Unit Heater | E6 |  | 0% | 0% | 0% | 0 | 0 | 0 | 0 | 0 | 0 | 0 | 0 | 0% | 0 | 0 | 0% | Normal | 0% | 0 | 0 | 0 | [17 empty] | Commercial_Office (WA)_Existing_Space Heating_Unit Heater_
Commercial_Office (WA)_Existing_Space Heating_Natural Gas_Unit Heater_E7 | Commercial | Office (WA) | Existing | Space Heating | Natural Gas | Unit Heater | E7 |  | 0% | 0% | 0% | 0 | 0 | 0 | 0 | 0 | 0 | 0 | 0 | 0% | 0 | 0 | 0% | Normal | 0% | 0 | 0 | 0 | [17 empty] | Commercial_Office (WA)_Existing_Space Heating_Unit Heater_
Commercial_Office (WA)_Existing_Space Heating_Natural Gas_Unit Heater_E8 | Commercial | Office (WA) | Existing | Space Heating | Natural Gas | Unit Heater | E8 |  | 0% | 0% | 0% | 0 | 0 | 0 | 0 | 0 | 0 | 0 | 0 | 0% | 0 | 0 | 0% | Normal | 0% | 0 | 0 | 0 | [17 empty] | Commercial_Office (WA)_Existing_Space Heating_Unit Heater_
Commercial_Office (WA)_Existing_Space Heating_Natural Gas_Unit Heater_E9 | Commercial | Office (WA) | Existing | Space Heating | Natural Gas | Unit Heater | E9 |  | 0% | 0% | 0% | 0 | 0 | 0 | 0 | 0 | 0 | 0 | 0 | 0% | 0 | 0 | 0% | Normal | 0% | 0 | 0 | 0 | [17 empty] | Commercial_Office (WA)_Existing_Space Heating_Unit Heater_
Commercial_Office (WA)_Existing_Space Heating_Natural Gas_Unit Heater_E10 | Commercial | Office (WA) | Existing | Space Heating | Natural Gas | Unit Heater | E10 |  | 0% | 0% | 0% | 0 | 0 | 0 | 0 | 0 | 0 | 0 | 0 | 0% | 0 | 0 | 0% | Normal | 0% | 0 | 0 | 0 | [17 empty] | Commercial_Office (WA)_Existing_Space Heating_Unit Heater_
Commercial_Office (WA)_Existing_Water Heating_Natural Gas_Water Heater_E1 | Commercial | Office (WA) | Existing | Water Heating | Natural Gas | Water Heater | E1 | TE 0.80 | 100% | 0% | 0% | 0.10534 | 0 | 0 | 0 | 10 | 20 | 2019 | 2045 | 100% | 0 | 0 | 0% | Normal | 0% | 0.17796 | 0 | 0 | 1 kBtu/hr | 10000 | 0 | 0.0047498 | 34.5094 | 21.8 | 0 | 0 | 0 | 2017 | 1.0174 | DHW_WH-Water Heating-PG&E-R7-14 | DHW_WH-Water Heating-PG&E-R7-14 | DHW_WH-Water Heating-PG&E-R7-14 | 1 | kBtu/hr | 0.0047498 | Commercial_Office (WA)_Existing_Water Heating_Water Heater_TE 0.80
Commercial_Office (WA)_Existing_Water Heating_Natural Gas_Water Heater_E2 | Commercial | Office (WA) | Existing | Water Heating | Natural Gas | Water Heater | E2 | TE 0.90 | 88.89% | 0% | 0% | 0.12641 | 0 | 0 | 0 | 10 | 20 | 2019 | 2045 | 100% | 0 | 0 | 0% | Normal | 0% | 0.15819 | 0 | 0 | 1 kBtu/hr | 10000 | 0 | 0.0047498 | 30.6751 | 26.16 | 0 | 0 | 0 | 2017 | 1.0174 | DHW_WH-Water Heating-PG&E-R7-14 | DHW_WH-Water Heating-PG&E-R7-14 | DHW_WH-Water Heating-PG&E-R7-14 | 1 | kBtu/hr | 0.0047498 | Commercial_Office (WA)_Existing_Water Heating_Water Heater_TE 0.90
Commercial_Office (WA)_Existing_Water Heating_Natural Gas_Water Heater_E3 | Commercial | Office (WA) | Existing | Water Heating | Natural Gas | Water Heater | E3 | TE 0.94 | 85.11% | 0% | 0% | 0.15539 | 0 | 0 | 0 | 10 | 20 | 2019 | 2045 | 100% | 0 | 0 | 0% | Normal | 0% | 0.15146 | 0 | 0 | 1 kBtu/hr | 10000 | 0 | 0.0047498 | 29.3697 | 30.3604 | 0 | 0 | 0 | 2012 | 1.0776 | DHW_WH-Water Heating-NMTRM-2016-7 | DHW_WH-Water Heating-NMTRM-2016-7 | DHW_WH-Water Heating-NMTRM-2016-7 | 1 | kBtu/hr | 0.0047498 | Commercial_Office (WA)_Existing_Water Heating_Water Heater_TE 0.94
Commercial_Office (WA)_Existing_Water Heating_Natural Gas_Water Heater_E4 | Commercial | Office (WA) | Existing | Water Heating | Natural Gas | Water Heater | E4 | Instantaneous TE 0.94 | 85.02% | 0% | 0% | 0.18242 | 0 | 0 | 0 | 15 | 25 | 2019 | 2045 | 100% | 0 | 0 | 0% | Normal | 0% | 0.1513 | 0 | 0 | 1 kBtu/hr | 10000 | 0 | 0.0047498 | 29.3385 | 35.6404 | 0 | 0 | 0 | 2012 | 1.0776 | DHW_WH-Water Heating-NMTRM-2016-9 | DHW_WH-Water Heating-NMTRM-2016-9 | DHW_WH-Water Heating-NMTRM-2016-9 | 1 | kBtu/hr | 0.0047498 | Commercial_Office (WA)_Existing_Water Heating_Water Heater_Instantaneous TE 0.94
Commercial_Office (WA)_Existing_Water Heating_Natural Gas_Water Heater_E5 | Commercial | Office (WA) | Existing | Water Heating | Natural Gas | Water Heater | E5 | Gas-Fired Absorption HPWH | 53.33% | 0% | 0% | 0.31006 | 0 | 0 | 0 | 10 | 16 | 2019 | 2045 | 100% | 0 | 0 | 0% | Normal | 0% | 0.094913 | 0 | 0 | 1 kBtu/hr | 10000 | 0 | 0.0047498 | 18.405 | 62.6566 | 0 | 0 | 0 | 2014 | 1.0418 | DHW_WH-Water Heating-DOE-2014-1 | DHW_WH-Water Heating-DOE-2014-1 | DHW_WH-Water Heating-DOE-2014-1 | 1 | kBtu/hr | 0.0047498 | Commercial_Office (WA)_Existing_Water Heating_Water Heater_Gas-Fired Absorption HPWH
Commercial_Office (WA)_Existing_Water Heating_Natural Gas_Water Heater_E6 | Commercial | Office (WA) | Existing | Water Heating | Natural Gas | Water Heater | E6 |  | 0% | 0% | 0% | 0 | 0 | 0 | 0 | 0 | 0 | 0 | 0 | 0% | 0 | 0 | 0% | Normal | 0% | 0 | 0 | 0 | [17 empty] | Commercial_Office (WA)_Existing_Water Heating_Water Heater_
Commercial_Office (WA)_Existing_Water Heating_Natural Gas_Water Heater_E7 | Commercial | Office (WA) | Existing | Water Heating | Natural Gas | Water Heater | E7 |  | 0% | 0% | 0% | 0 | 0 | 0 | 0 | 0 | 0 | 0 | 0 | 0% | 0 | 0 | 0% | Normal | 0% | 0 | 0 | 0 | [17 empty] | Commercial_Office (WA)_Existing_Water Heating_Water Heater_
Commercial_Office (WA)_Existing_Water Heating_Natural Gas_Water Heater_E8 | Commercial | Office (WA) | Existing | Water Heating | Natural Gas | Water Heater | E8 |  | 0% | 0% | 0% | 0 | 0 | 0 | 0 | 0 | 0 | 0 | 0 | 0% | 0 | 0 | 0% | Normal | 0% | 0 | 0 | 0 | [17 empty] | Commercial_Office (WA)_Existing_Water Heating_Water Heater_
Commercial_Office (WA)_Existing_Water Heating_Natural Gas_Water Heater_E9 | Commercial | Office (WA) | Existing | Water Heating | Natural Gas | Water Heater | E9 |  | 0% | 0% | 0% | 0 | 0 | 0 | 0 | 0 | 0 | 0 | 0 | 0% | 0 | 0 | 0% | Normal | 0% | 0 | 0 | 0 | [17 empty] | Commercial_Office (WA)_Existing_Water Heating_Water Heater_
Commercial_Office (WA)_Existing_Water Heating_Natural Gas_Water Heater_E10 | Commercial | Office (WA) | Existing | Water Heating | Natural Gas | Water Heater | E10 |  | 0% | 0% | 0% | 0 | 0 | 0 | 0 | 0 | 0 | 0 | 0 | 0% | 0 | 0 | 0% | Normal | 0% | 0 | 0 | 0 | [17 empty] | Commercial_Office (WA)_Existing_Water Heating_Water Heater_
Commercial_Office (WA)_Existing_Food Preparation_Natural Gas_Oven_E1 | Commercial | Office (WA) | Existing | Food Preparation | Natural Gas | Oven | E1 | Standard | 100% | 0% | 0% | 0.00015688 | 0 | 0 | 0 | 8 | 12 | 2019 | 2045 | 100% | 0 | 0 | 0% | Normal | 0% | 0.040045 | 0 | 0 | 1 unit | 10000 | 0 | 3.0185e-07 | 1050.946 | 490.1 | 0 | 0 | 0 | 2013 | 1.0605 | COOK_OVN-Food Preparation-AEO17-3 | COOK_OVN-Food Preparation-AEO17-3 | COOK_OVN-Food Preparation-ILTRM-v5.0-23 | 1 | unit | 3.0185e-07 | Commercial_Office (WA)_Existing_Food Preparation_Oven_Standard
Commercial_Office (WA)_Existing_Food Preparation_Natural Gas_Oven_E2 | Commercial | Office (WA) | Existing | Food Preparation | Natural Gas | Oven | E2 | ENERGY STAR (>42% Baking Efficiency) | 71.01% | 0% | 0% | 0.00021377 | 0 | 0 | 0 | 8 | 12 | 2019 | 2045 | 100% | 0 | 0 | 0% | Normal | 0% | 0.028436 | 0 | 0 | 1 unit | 10000 | 0 | 3.0185e-07 | 746.2722 | 667.81 | 0 | 0 | 0 | 2013 | 1.0605 | COOK_OVN-Food Preparation-AEO17-3 | COOK_OVN-Food Preparation-AEO17-3 | COOK_OVN-Food Preparation-ILTRM-v5.0-23 | 1 | unit | 3.0185e-07 | Commercial_Office (WA)_Existing_Food Preparation_Oven_ENERGY STAR (>42% Baking Efficiency)
Commercial_Office (WA)_Existing_Food Preparation_Natural Gas_Oven_E3 | Commercial | Office (WA) | Existing | Food Preparation | Natural Gas | Oven | E3 |  | 0% | 0% | 0% | 0 | 0 | 0 | 0 | 0 | 0 | 0 | 0 | 0% | 0 | 0 | 0% | Normal | 0% | 0 | 0 | 0 | [17 empty] | Commercial_Office (WA)_Existing_Food Preparation_Oven_
Commercial_Office (WA)_Existing_Food Preparation_Natural Gas_Oven_E4 | Commercial | Office (WA) | Existing | Food Preparation | Natural Gas | Oven | E4 |  | 0% | 0% | 0% | 0 | 0 | 0 | 0 | 0 | 0 | 0 | 0 | 0% | 0 | 0 | 0% | Normal | 0% | 0 | 0 | 0 | [17 empty] | Commercial_Office (WA)_Existing_Food Preparation_Oven_
Commercial_Office (WA)_Existing_Food Preparation_Natural Gas_Oven_E5 | Commercial | Office (WA) | Existing | Food Preparation | Natural Gas | Oven | E5 |  | 0% | 0% | 0% | 0 | 0 | 0 | 0 | 0 | 0 | 0 | 0 | 0% | 0 | 0 | 0% | Normal | 0% | 0 | 0 | 0 | [17 empty] | Commercial_Office (WA)_Existing_Food Preparation_Oven_
Commercial_Office (WA)_Existing_Food Preparation_Natural Gas_Oven_E6 | Commercial | Office (WA) | Existing | Food Preparation | Natural Gas | Oven | E6 |  | 0% | 0% | 0% | 0 | 0 | 0 | 0 | 0 | 0 | 0 | 0 | 0% | 0 | 0 | 0% | Normal | 0% | 0 | 0 | 0 | [17 empty] | Commercial_Office (WA)_Existing_Food Preparation_Oven_
Commercial_Office (WA)_Existing_Food Preparation_Natural Gas_Oven_E7 | Commercial | Office (WA) | Existing | Food Preparation | Natural Gas | Oven | E7 |  | 0% | 0% | 0% | 0 | 0 | 0 | 0 | 0 | 0 | 0 | 0 | 0% | 0 | 0 | 0% | Normal | 0% | 0 | 0 | 0 | [17 empty] | Commercial_Office (WA)_Existing_Food Preparation_Oven_
Commercial_Office (WA)_Existing_Food Preparation_Natural Gas_Oven_E8 | Commercial | Office (WA) | Existing | Food Preparation | Natural Gas | Oven | E8 |  | 0% | 0% | 0% | 0 | 0 | 0 | 0 | 0 | 0 | 0 | 0 | 0% | 0 | 0 | 0% | Normal | 0% | 0 | 0 | 0 | [17 empty] | Commercial_Office (WA)_Existing_Food Preparation_Oven_
Commercial_Office (WA)_Existing_Food Preparation_Natural Gas_Oven_E9 | Commercial | Office (WA) | Existing | Food Preparation | Natural Gas | Oven | E9 |  | 0% | 0% | 0% | 0 | 0 | 0 | 0 | 0 | 0 | 0 | 0 | 0% | 0 | 0 | 0% | Normal | 0% | 0 | 0 | 0 | [17 empty] | Commercial_Office (WA)_Existing_Food Preparation_Oven_
Commercial_Office (WA)_Existing_Food Preparation_Natural Gas_Oven_E10 | Commercial | Office (WA) | Existing | Food Preparation | Natural Gas | Oven | E10 |  | 0% | 0% | 0% | 0 | 0 | 0 | 0 | 0 | 0 | 0 | 0 | 0% | 0 | 0 | 0% | Normal | 0% | 0 | 0 | 0 | [17 empty] | Commercial_Office (WA)_Existing_Food Preparation_Oven_
Commercial_Office (WA)_Existing_Food Preparation_Natural Gas_Conveyor Oven_E1 | Commercial | Office (WA) | Existing | Food Preparation | Natural Gas | Conveyor Oven | E1 | Standard | 100% | 0% | 0% | 0.00012659 | 0 | 0 | 0 | 15 | 19 | 2019 | 2045 | 100% | 0 | 0 | 0% | Normal | 0% | 0.064627 | 0 | 0 | 1 unit | 10000 | 0 | 7.1683e-08 | 3571 | 1665.3064 | 0 | 0 | 0 | 2013 | 1.0605 | COOK_OVN-Food Preparation-ILTRM-v5.0-24 | COOK_OVN-Food Preparation-AEO17-3 | https://fishnick.com/saveenergy/tools/calculators/gconvovencalc.php | 1 | unit | 7.1683e-08 | Commercial_Office (WA)_Existing_Food Preparation_Conveyor Oven_Standard
Commercial_Office (WA)_Existing_Food Preparation_Natural Gas_Conveyor Oven_E2 | Commercial | Office (WA) | Existing | Food Preparation | Natural Gas | Conveyor Oven | E2 | ENERGY STAR (>42% Baking Efficiency) | 79.47% | 0% | 0% | 0.0002682 | 0 | 0 | 0 | 15 | 19 | 2019 | 2045 | 100% | 0 | 0 | 0% | Normal | 0% | 0.051361 | 0 | 0 | 1 unit | 10000 | 0 | 7.1683e-08 | 2838 | 3409.1835 | 0 | 0 | 0 | 2011 | 1.0975 | COOK_OVN-Food Preparation-ILTRM-v5.0-24 | COOK_OVN-Food Preparation-ILTRM-v5.0-24 | COOK_OVN-Food Preparation-ILTRM-v5.0-24 | 1 | unit | 7.1683e-08 | Commercial_Office (WA)_Existing_Food Preparation_Conveyor Oven_ENERGY STAR (>42% Baking Efficiency)
Commercial_Office (WA)_Existing_Food Preparation_Natural Gas_Conveyor Oven_E3 | Commercial | Office (WA) | Existing | Food Preparation | Natural Gas | Conveyor Oven | E3 |  | 0% | 0% | 0% | 0 | 0 | 0 | 0 | 0 | 0 | 0 | 0 | 0% | 0 | 0 | 0% | Normal | 0% | 0 | 0 | 0 | [17 empty] | Commercial_Office (WA)_Existing_Food Preparation_Conveyor Oven_
Commercial_Office (WA)_Existing_Food Preparation_Natural Gas_Conveyor Oven_E4 | Commercial | Office (WA) | Existing | Food Preparation | Natural Gas | Conveyor Oven | E4 |  | 0% | 0% | 0% | 0 | 0 | 0 | 0 | 0 | 0 | 0 | 0 | 0% | 0 | 0 | 0% | Normal | 0% | 0 | 0 | 0 | [17 empty] | Commercial_Office (WA)_Existing_Food Preparation_Conveyor Oven_
Commercial_Office (WA)_Existing_Food Preparation_Natural Gas_Conveyor Oven_E5 | Commercial | Office (WA) | Existing | Food Preparation | Natural Gas | Conveyor Oven | E5 |  | 0% | 0% | 0% | 0 | 0 | 0 | 0 | 0 | 0 | 0 | 0 | 0% | 0 | 0 | 0% | Normal | 0% | 0 | 0 | 0 | [17 empty] | Commercial_Office (WA)_Existing_Food Preparation_Conveyor Oven_
Commercial_Office (WA)_Existing_Food Preparation_Natural Gas_Conveyor Oven_E6 | Commercial | Office (WA) | Existing | Food Preparation | Natural Gas | Conveyor Oven | E6 |  | 0% | 0% | 0% | 0 | 0 | 0 | 0 | 0 | 0 | 0 | 0 | 0% | 0 | 0 | 0% | Normal | 0% | 0 | 0 | 0 | [17 empty] | Commercial_Office (WA)_Existing_Food Preparation_Conveyor Oven_
Commercial_Office (WA)_Existing_Food Preparation_Natural Gas_Conveyor Oven_E7 | Commercial | Office (WA) | Existing | Food Preparation | Natural Gas | Conveyor Oven | E7 |  | 0% | 0% | 0% | 0 | 0 | 0 | 0 | 0 | 0 | 0 | 0 | 0% | 0 | 0 | 0% | Normal | 0% | 0 | 0 | 0 | [17 empty] | Commercial_Office (WA)_Existing_Food Preparation_Conveyor Oven_
Commercial_Office (WA)_Existing_Food Preparation_Natural Gas_Conveyor Oven_E8 | Commercial | Office (WA) | Existing | Food Preparation | Natural Gas | Conveyor Oven | E8 |  | 0% | 0% | 0% | 0 | 0 | 0 | 0 | 0 | 0 | 0 | 0 | 0% | 0 | 0 | 0% | Normal | 0% | 0 | 0 | 0 | [17 empty] | Commercial_Office (WA)_Existing_Food Preparation_Conveyor Oven_
Commercial_Office (WA)_Existing_Food Preparation_Natural Gas_Conveyor Oven_E9 | Commercial | Office (WA) | Existing | Food Preparation | Natural Gas | Conveyor Oven | E9 |  | 0% | 0% | 0% | 0 | 0 | 0 | 0 | 0 | 0 | 0 | 0 | 0% | 0 | 0 | 0% | Normal | 0% | 0 | 0 | 0 | [17 empty] | Commercial_Office (WA)_Existing_Food Preparation_Conveyor Oven_
Commercial_Office (WA)_Existing_Food Preparation_Natural Gas_Conveyor Oven_E10 | Commercial | Office (WA) | Existing | Food Preparation | Natural Gas | Conveyor Oven | E10 |  | 0% | 0% | 0% | 0 | 0 | 0 | 0 | 0 | 0 | 0 | 0 | 0% | 0 | 0 | 0% | Normal | 0% | 0 | 0 | 0 | [17 empty] | Commercial_Office (WA)_Existing_Food Preparation_Conveyor Oven_
Commercial_Office (WA)_Existing_Food Preparation_Natural Gas_Double Rack Oven_E1 | Commercial | Office (WA) | Existing | Food Preparation | Natural Gas | Double Rack Oven | E1 | Standard | 100% | 0% | 0% | 0.00021795 | 0 | 0 | 0 | 8 | 16 | 2019 | 2045 | 100% | 0 | 0 | 0% | Normal | 0% | 0.11127 | 0 | 0 | 1 unit | 10000 | 0 | 8.1238e-08 | 5425 | 2529.904 | 0 | 0 | 0 | 2013 | 1.0605 | COOK_OVN-Food Preparation-ILTRM-v5.0-25 | COOK_OVN-Food Preparation-ILTRM-v5.0-25 | https://fishnick.com/saveenergy/tools/calculators/grackovencalc.php | 1 | unit | 8.1238e-08 | Commercial_Office (WA)_Existing_Food Preparation_Double Rack Oven_Standard
Commercial_Office (WA)_Existing_Food Preparation_Natural Gas_Double Rack Oven_E2 | Commercial | Office (WA) | Existing | Food Preparation | Natural Gas | Double Rack Oven | E2 | FTSC Qualified (>50% Cooking Efficiency) | 61.95% | 0% | 0% | 0.00098879 | 0 | 0 | 0 | 8 | 16 | 2019 | 2045 | 100% | 0 | 0 | 0% | Normal | 0% | 0.068933 | 0 | 0 | 1 unit | 10000 | 0 | 8.1238e-08 | 3361 | 11090.6431 | 0 | 0 | 0 | 2011 | 1.0975 | COOK_OVN-Food Preparation-ILTRM-v5.0-25 | COOK_OVN-Food Preparation-ILTRM-v5.0-25 | COOK_OVN-Food Preparation-ILTRM-v5.0-25 | 1 | unit | 8.1238e-08 | Commercial_Office (WA)_Existing_Food Preparation_Double Rack Oven_FTSC Qualified (>50% Cooking Efficiency)
Commercial_Office (WA)_Existing_Food Preparation_Natural Gas_Double Rack Oven_E3 | Commercial | Office (WA) | Existing | Food Preparation | Natural Gas | Double Rack Oven | E3 |  | 0% | 0% | 0% | 0 | 0 | 0 | 0 | 0 | 0 | 0 | 0 | 0% | 0 | 0 | 0% | Normal | 0% | 0 | 0 | 0 | [17 empty] | Commercial_Office (WA)_Existing_Food Preparation_Double Rack Oven_
Commercial_Office (WA)_Existing_Food Preparation_Natural Gas_Double Rack Oven_E4 | Commercial | Office (WA) | Existing | Food Preparation | Natural Gas | Double Rack Oven | E4 |  | 0% | 0% | 0% | 0 | 0 | 0 | 0 | 0 | 0 | 0 | 0 | 0% | 0 | 0 | 0% | Normal | 0% | 0 | 0 | 0 | [17 empty] | Commercial_Office (WA)_Existing_Food Preparation_Double Rack Oven_
Commercial_Office (WA)_Existing_Food Preparation_Natural Gas_Double Rack Oven_E5 | Commercial | Office (WA) | Existing | Food Preparation | Natural Gas | Double Rack Oven | E5 |  | 0% | 0% | 0% | 0 | 0 | 0 | 0 | 0 | 0 | 0 | 0 | 0% | 0 | 0 | 0% | Normal | 0% | 0 | 0 | 0 | [17 empty] | Commercial_Office (WA)_Existing_Food Preparation_Double Rack Oven_
Commercial_Office (WA)_Existing_Food Preparation_Natural Gas_Double Rack Oven_E6 | Commercial | Office (WA) | Existing | Food Preparation | Natural Gas | Double Rack Oven | E6 |  | 0% | 0% | 0% | 0 | 0 | 0 | 0 | 0 | 0 | 0 | 0 | 0% | 0 | 0 | 0% | Normal | 0% | 0 | 0 | 0 | [17 empty] | Commercial_Office (WA)_Existing_Food Preparation_Double Rack Oven_
Commercial_Office (WA)_Existing_Food Preparation_Natural Gas_Double Rack Oven_E7 | Commercial | Office (WA) | Existing | Food Preparation | Natural Gas | Double Rack Oven | E7 |  | 0% | 0% | 0% | 0 | 0 | 0 | 0 | 0 | 0 | 0 | 0 | 0% | 0 | 0 | 0% | Normal | 0% | 0 | 0 | 0 | [17 empty] | Commercial_Office (WA)_Existing_Food Preparation_Double Rack Oven_
Commercial_Office (WA)_Existing_Food Preparation_Natural Gas_Double Rack Oven_E8 | Commercial | Office (WA) | Existing | Food Preparation | Natural Gas | Double Rack Oven | E8 |  | 0% | 0% | 0% | 0 | 0 | 0 | 0 | 0 | 0 | 0 | 0 | 0% | 0 | 0 | 0% | Normal | 0% | 0 | 0 | 0 | [17 empty] | Commercial_Office (WA)_Existing_Food Preparation_Double Rack Oven_
Commercial_Office (WA)_Existing_Food Preparation_Natural Gas_Double Rack Oven_E9 | Commercial | Office (WA) | Existing | Food Preparation | Natural Gas | Double Rack Oven | E9 |  | 0% | 0% | 0% | 0 | 0 | 0 | 0 | 0 | 0 | 0 | 0 | 0% | 0 | 0 | 0% | Normal | 0% | 0 | 0 | 0 | [17 empty] | Commercial_Office (WA)_Existing_Food Preparation_Double Rack Oven_
Commercial_Office (WA)_Existing_Food Preparation_Natural Gas_Double Rack Oven_E10 | Commercial | Office (WA) | Existing | Food Preparation | Natural Gas | Double Rack Oven | E10 |  | 0% | 0% | 0% | 0 | 0 | 0 | 0 | 0 | 0 | 0 | 0 | 0% | 0 | 0 | 0% | Normal | 0% | 0 | 0 | 0 | [17 empty] | Commercial_Office (WA)_Existing_Food Preparation_Double Rack Oven_
Commercial_Office (WA)_Existing_Food Preparation_Natural Gas_Fryer_E1 | Commercial | Office (WA) | Existing | Food Preparation | Natural Gas | Fryer | E1 | Standard | 100% | 0% | 0% | 0.0015244 | 0 | 0 | 0 | 10 | 20 | 2019 | 2045 | 100% | 0 | 0 | 0% | Normal | 0% | 0.055943 | 0 | 0 | 1 unit | 10000 | 0 | 5.4436e-07 | 1628.2323 | 2500 | 0 | 0 | 0 | 2010 | 1.1201 | COOK_FRY-Food Preparation-ILTRM-v4.0-1 | Estimate | COOK_FRY-Food Preparation-ILTRM-v4.0-1 | 1 | unit | 5.4436e-07 | Commercial_Office (WA)_Existing_Food Preparation_Fryer_Standard
Commercial_Office (WA)_Existing_Food Preparation_Natural Gas_Fryer_E2 | Commercial | Office (WA) | Existing | Food Preparation | Natural Gas | Fryer | E2 | ENERGY STAR | 68.97% | 0% | 0% | 0.0022561 | 0 | 0 | 0 | 10 | 20 | 2019 | 2045 | 100% | 0 | 0 | 0% | Normal | 0% | 0.038584 | 0 | 0 | 1 unit | 10000 | 0 | 5.4436e-07 | 1122.9977 | 3700 | 0 | 0 | 0 | 2010 | 1.1201 | COOK_FRY-Food Preparation-ILTRM-v4.0-1 | COOK_FRY-Food Preparation-ILTRM-v4.0-1 | COOK_FRY-Food Preparation-ILTRM-v4.0-1 | 1 | unit | 5.4436e-07 | Commercial_Office (WA)_Existing_Food Preparation_Fryer_ENERGY STAR
Commercial_Office (WA)_Existing_Food Preparation_Natural Gas_Fryer_E3 | Commercial | Office (WA) | Existing | Food Preparation | Natural Gas | Fryer | E3 |  | 0% | 0% | 0% | 0 | 0 | 0 | 0 | 0 | 0 | 0 | 0 | 0% | 0 | 0 | 0% | Normal | 0% | 0 | 0 | 0 | [17 empty] | Commercial_Office (WA)_Existing_Food Preparation_Fryer_
Commercial_Office (WA)_Existing_Food Preparation_Natural Gas_Fryer_E4 | Commercial | Office (WA) | Existing | Food Preparation | Natural Gas | Fryer | E4 |  | 0% | 0% | 0% | 0 | 0 | 0 | 0 | 0 | 0 | 0 | 0 | 0% | 0 | 0 | 0% | Normal | 0% | 0 | 0 | 0 | [17 empty] | Commercial_Office (WA)_Existing_Food Preparation_Fryer_
Commercial_Office (WA)_Existing_Food Preparation_Natural Gas_Fryer_E5 | Commercial | Office (WA) | Existing | Food Preparation | Natural Gas | Fryer | E5 |  | 0% | 0% | 0% | 0 | 0 | 0 | 0 | 0 | 0 | 0 | 0 | 0% | 0 | 0 | 0% | Normal | 0% | 0 | 0 | 0 | [17 empty] | Commercial_Office (WA)_Existing_Food Preparation_Fryer_
Commercial_Office (WA)_Existing_Food Preparation_Natural Gas_Fryer_E6 | Commercial | Office (WA) | Existing | Food Preparation | Natural Gas | Fryer | E6 |  | 0% | 0% | 0% | 0 | 0 | 0 | 0 | 0 | 0 | 0 | 0 | 0% | 0 | 0 | 0% | Normal | 0% | 0 | 0 | 0 | [17 empty] | Commercial_Office (WA)_Existing_Food Preparation_Fryer_
Commercial_Office (WA)_Existing_Food Preparation_Natural Gas_Fryer_E7 | Commercial | Office (WA) | Existing | Food Preparation | Natural Gas | Fryer | E7 |  | 0% | 0% | 0% | 0 | 0 | 0 | 0 | 0 | 0 | 0 | 0 | 0% | 0 | 0 | 0% | Normal | 0% | 0 | 0 | 0 | [17 empty] | Commercial_Office (WA)_Existing_Food Preparation_Fryer_
Commercial_Office (WA)_Existing_Food Preparation_Natural Gas_Fryer_E8 | Commercial | Office (WA) | Existing | Food Preparation | Natural Gas | Fryer | E8 |  | 0% | 0% | 0% | 0 | 0 | 0 | 0 | 0 | 0 | 0 | 0 | 0% | 0 | 0 | 0% | Normal | 0% | 0 | 0 | 0 | [17 empty] | Commercial_Office (WA)_Existing_Food Preparation_Fryer_
Commercial_Office (WA)_Existing_Food Preparation_Natural Gas_Fryer_E9 | Commercial | Office (WA) | Existing | Food Preparation | Natural Gas | Fryer | E9 |  | 0% | 0% | 0% | 0 | 0 | 0 | 0 | 0 | 0 | 0 | 0 | 0% | 0 | 0 | 0% | Normal | 0% | 0 | 0 | 0 | [17 empty] | Commercial_Office (WA)_Existing_Food Preparation_Fryer_
Commercial_Office (WA)_Existing_Food Preparation_Natural Gas_Fryer_E10 | Commercial | Office (WA) | Existing | Food Preparation | Natural Gas | Fryer | E10 |  | 0% | 0% | 0% | 0 | 0 | 0 | 0 | 0 | 0 | 0 | 0 | 0% | 0 | 0 | 0% | Normal | 0% | 0 | 0 | 0 | [17 empty] | Commercial_Office (WA)_Existing_Food Preparation_Fryer_
Commercial_Office (WA)_Existing_Food Preparation_Natural Gas_Broiler_E1 | Commercial | Office (WA) | Existing | Food Preparation | Natural Gas | Broiler | E1 | Standard | 100% | 0% | 0% | 0.096485 | 0 | 0 | 0 | 8 | 16 | 2019 | 2045 | 100% | 0 | 0 | 0% | Normal | 0% | 0.057146 | 0 | 0 | 1 unit | 10000 | 0 | 3.5167e-05 | 1625 | 2500 | 0 | 0 | 0 | 2011 | 1.0975 | COOK_BRL-Food Preparation-ILTRM-v4.0-2 | Estimate | COOK_BRL-Food Preparation-ILTRM-v4.0-2 | 1 | unit | 3.5167e-05 | Commercial_Office (WA)_Existing_Food Preparation_Broiler_Standard
Commercial_Office (WA)_Existing_Food Preparation_Natural Gas_Broiler_E2 | Commercial | Office (WA) | Existing | Food Preparation | Natural Gas | Broiler | E2 | Infrared Burners | 85.29% | 0% | 0% | 0.13508 | 0 | 0 | 0 | 8 | 16 | 2019 | 2045 | 100% | 0 | 0 | 0% | Normal | 0% | 0.048741 | 0 | 0 | 1 unit | 10000 | 0 | 3.5167e-05 | 1386 | 3500 | 0 | 0 | 0 | 2011 | 1.0975 | COOK_BRL-Food Preparation-ILTRM-v4.0-2 | COOK_BRL-Food Preparation-ILTRM-v4.0-2 | COOK_BRL-Food Preparation-ILTRM-v4.0-2 | 1 | unit | 3.5167e-05 | Commercial_Office (WA)_Existing_Food Preparation_Broiler_Infrared Burners
Commercial_Office (WA)_Existing_Food Preparation_Natural Gas_Broiler_E3 | Commercial | Office (WA) | Existing | Food Preparation | Natural Gas | Broiler | E3 |  | 0% | 0% | 0% | 0 | 0 | 0 | 0 | 0 | 0 | 0 | 0 | 0% | 0 | 0 | 0% | Normal | 0% | 0 | 0 | 0 | [17 empty] | Commercial_Office (WA)_Existing_Food Preparation_Broiler_
Commercial_Office (WA)_Existing_Food Preparation_Natural Gas_Broiler_E4 | Commercial | Office (WA) | Existing | Food Preparation | Natural Gas | Broiler | E4 |  | 0% | 0% | 0% | 0 | 0 | 0 | 0 | 0 | 0 | 0 | 0 | 0% | 0 | 0 | 0% | Normal | 0% | 0 | 0 | 0 | [17 empty] | Commercial_Office (WA)_Existing_Food Preparation_Broiler_
Commercial_Office (WA)_Existing_Food Preparation_Natural Gas_Broiler_E5 | Commercial | Office (WA) | Existing | Food Preparation | Natural Gas | Broiler | E5 |  | 0% | 0% | 0% | 0 | 0 | 0 | 0 | 0 | 0 | 0 | 0 | 0% | 0 | 0 | 0% | Normal | 0% | 0 | 0 | 0 | [17 empty] | Commercial_Office (WA)_Existing_Food Preparation_Broiler_
Commercial_Office (WA)_Existing_Food Preparation_Natural Gas_Broiler_E6 | Commercial | Office (WA) | Existing | Food Preparation | Natural Gas | Broiler | E6 |  | 0% | 0% | 0% | 0 | 0 | 0 | 0 | 0 | 0 | 0 | 0 | 0% | 0 | 0 | 0% | Normal | 0% | 0 | 0 | 0 | [17 empty] | Commercial_Office (WA)_Existing_Food Preparation_Broiler_
Commercial_Office (WA)_Existing_Food Preparation_Natural Gas_Broiler_E7 | Commercial | Office (WA) | Existing | Food Preparation | Natural Gas | Broiler | E7 |  | 0% | 0% | 0% | 0 | 0 | 0 | 0 | 0 | 0 | 0 | 0 | 0% | 0 | 0 | 0% | Normal | 0% | 0 | 0 | 0 | [17 empty] | Commercial_Office (WA)_Existing_Food Preparation_Broiler_
Commercial_Office (WA)_Existing_Food Preparation_Natural Gas_Broiler_E8 | Commercial | Office (WA) | Existing | Food Preparation | Natural Gas | Broiler | E8 |  | 0% | 0% | 0% | 0 | 0 | 0 | 0 | 0 | 0 | 0 | 0 | 0% | 0 | 0 | 0% | Normal | 0% | 0 | 0 | 0 | [17 empty] | Commercial_Office (WA)_Existing_Food Preparation_Broiler_
Commercial_Office (WA)_Existing_Food Preparation_Natural Gas_Broiler_E9 | Commercial | Office (WA) | Existing | Food Preparation | Natural Gas | Broiler | E9 |  | 0% | 0% | 0% | 0 | 0 | 0 | 0 | 0 | 0 | 0 | 0 | 0% | 0 | 0 | 0% | Normal | 0% | 0 | 0 | 0 | [17 empty] | Commercial_Office (WA)_Existing_Food Preparation_Broiler_
Commercial_Office (WA)_Existing_Food Preparation_Natural Gas_Broiler_E10 | Commercial | Office (WA) | Existing | Food Preparation | Natural Gas | Broiler | E10 |  | 0% | 0% | 0% | 0 | 0 | 0 | 0 | 0 | 0 | 0 | 0 | 0% | 0 | 0 | 0% | Normal | 0% | 0 | 0 | 0 | [17 empty] | Commercial_Office (WA)_Existing_Food Preparation_Broiler_
Commercial_Office (WA)_Existing_Food Preparation_Natural Gas_Griddle_E1 | Commercial | Office (WA) | Existing | Food Preparation | Natural Gas | Griddle | E1 | Standard | 100% | 0% | 0% | 0.0028317 | 0 | 0 | 0 | 8 | 16 | 2019 | 2045 | 100% | 0 | 0 | 0% | Normal | 0% | 0.039714 | 0 | 0 | 1 unit | 10000 | 0 | 5.1849e-07 | 1213.5601 | 5150 | 0 | 0 | 0 | 2013 | 1.0605 | COOK_GRD-Food Preparation-ILTRM-v5.0-1 | COOK_GRD-Food Preparation-EIA14-2014 Ref. Case-5 | COOK_GRD-Food Preparation-ILTRM-v5.0-1 | 1 | unit | 5.1849e-07 | Commercial_Office (WA)_Existing_Food Preparation_Griddle_Standard
Commercial_Office (WA)_Existing_Food Preparation_Natural Gas_Griddle_E2 | Commercial | Office (WA) | Existing | Food Preparation | Natural Gas | Griddle | E2 | ENERGY STAR | 87.77% | 0% | 0% | 0.0030297 | 0 | 0 | 0 | 8 | 16 | 2019 | 2045 | 100% | 0 | 0 | 0% | Normal | 0% | 0.034858 | 0 | 0 | 1 unit | 10000 | 0 | 5.1849e-07 | 1065.1506 | 5510 | 0 | 0 | 0 | 2013 | 1.0605 | COOK_GRD-Food Preparation-ILTRM-v5.0-1 | COOK_GRD-Food Preparation-EIA14-2014 Ref. Case-5 | COOK_GRD-Food Preparation-ILTRM-v5.0-1 | 1 | unit | 5.1849e-07 | Commercial_Office (WA)_Existing_Food Preparation_Griddle_ENERGY STAR
Commercial_Office (WA)_Existing_Food Preparation_Natural Gas_Griddle_E3 | Commercial | Office (WA) | Existing | Food Preparation | Natural Gas | Griddle | E3 |  | 0% | 0% | 0% | 0 | 0 | 0 | 0 | 0 | 0 | 0 | 0 | 0% | 0 | 0 | 0% | Normal | 0% | 0 | 0 | 0 | [17 empty] | Commercial_Office (WA)_Existing_Food Preparation_Griddle_
Commercial_Office (WA)_Existing_Food Preparation_Natural Gas_Griddle_E4 | Commercial | Office (WA) | Existing | Food Preparation | Natural Gas | Griddle | E4 |  | 0% | 0% | 0% | 0 | 0 | 0 | 0 | 0 | 0 | 0 | 0 | 0% | 0 | 0 | 0% | Normal | 0% | 0 | 0 | 0 | [17 empty] | Commercial_Office (WA)_Existing_Food Preparation_Griddle_
Commercial_Office (WA)_Existing_Food Preparation_Natural Gas_Griddle_E5 | Commercial | Office (WA) | Existing | Food Preparation | Natural Gas | Griddle | E5 |  | 0% | 0% | 0% | 0 | 0 | 0 | 0 | 0 | 0 | 0 | 0 | 0% | 0 | 0 | 0% | Normal | 0% | 0 | 0 | 0 | [17 empty] | Commercial_Office (WA)_Existing_Food Preparation_Griddle_
Commercial_Office (WA)_Existing_Food Preparation_Natural Gas_Griddle_E6 | Commercial | Office (WA) | Existing | Food Preparation | Natural Gas | Griddle | E6 |  | 0% | 0% | 0% | 0 | 0 | 0 | 0 | 0 | 0 | 0 | 0 | 0% | 0 | 0 | 0% | Normal | 0% | 0 | 0 | 0 | [17 empty] | Commercial_Office (WA)_Existing_Food Preparation_Griddle_
Commercial_Office (WA)_Existing_Food Preparation_Natural Gas_Griddle_E7 | Commercial | Office (WA) | Existing | Food Preparation | Natural Gas | Griddle | E7 |  | 0% | 0% | 0% | 0 | 0 | 0 | 0 | 0 | 0 | 0 | 0 | 0% | 0 | 0 | 0% | Normal | 0% | 0 | 0 | 0 | [17 empty] | Commercial_Office (WA)_Existing_Food Preparation_Griddle_
Commercial_Office (WA)_Existing_Food Preparation_Natural Gas_Griddle_E8 | Commercial | Office (WA) | Existing | Food Preparation | Natural Gas | Griddle | E8 |  | 0% | 0% | 0% | 0 | 0 | 0 | 0 | 0 | 0 | 0 | 0 | 0% | 0 | 0 | 0% | Normal | 0% | 0 | 0 | 0 | [17 empty] | Commercial_Office (WA)_Existing_Food Preparation_Griddle_
Commercial_Office (WA)_Existing_Food Preparation_Natural Gas_Griddle_E9 | Commercial | Office (WA) | Existing | Food Preparation | Natural Gas | Griddle | E9 |  | 0% | 0% | 0% | 0 | 0 | 0 | 0 | 0 | 0 | 0 | 0 | 0% | 0 | 0 | 0% | Normal | 0% | 0 | 0 | 0 | [17 empty] | Commercial_Office (WA)_Existing_Food Preparation_Griddle_
Commercial_Office (WA)_Existing_Food Preparation_Natural Gas_Griddle_E10 | Commercial | Office (WA) | Existing | Food Preparation | Natural Gas | Griddle | E10 |  | 0% | 0% | 0% | 0 | 0 | 0 | 0 | 0 | 0 | 0 | 0 | 0% | 0 | 0 | 0% | Normal | 0% | 0 | 0 | 0 | [17 empty] | Commercial_Office (WA)_Existing_Food Preparation_Griddle_
Commercial_Office (WA)_Existing_Food Preparation_Natural Gas_Range_E1 | Commercial | Office (WA) | Existing | Food Preparation | Natural Gas | Range | E1 | Standard | 100% | 0% | 0% | 0.0029162 | 0 | 0 | 0 | 8 | 12 | 2019 | 2045 | 100% | 0 | 0 | 0% | Normal | 0% | 0.053678 | 0 | 0 | 1 unit | 10000 | 0 | 5.7854e-07 | 1470 | 4500 | 0 | 0 | 0 | 2010 | 1.1201 | COOK_OVN-Food Preparation-AEO17-1 | Estimate | DOE Commercial R&D 2016 - Table 2-12 | 1 | unit | 5.7854e-07 | Commercial_Office (WA)_Existing_Food Preparation_Range_Standard
Commercial_Office (WA)_Existing_Food Preparation_Natural Gas_Range_E2 | Commercial | Office (WA) | Existing | Food Preparation | Natural Gas | Range | E2 | High Efficiency | 50% | 0% | 0% | 0.0031754 | 0 | 0 | 0 | 8 | 12 | 2019 | 2045 | 100% | 0 | 0 | 0% | Normal | 0% | 0.026839 | 0 | 0 | 1 unit | 10000 | 0 | 5.7854e-07 | 735 | 4900 | 0 | 0 | 0 | 2010 | 1.1201 | COOK_OVN-Food Preparation-AEO17-1 | DOE Commercial R&D 2016 - Table 2-10 | DOE Commercial R&D 2016 - Table 2-18 | 1 | unit | 5.7854e-07 | Commercial_Office (WA)_Existing_Food Preparation_Range_High Efficiency
Commercial_Office (WA)_Existing_Food Preparation_Natural Gas_Range_E3 | Commercial | Office (WA) | Existing | Food Preparation | Natural Gas | Range | E3 |  | 0% | 0% | 0% | 0 | 0 | 0 | 0 | 0 | 0 | 0 | 0 | 0% | 0 | 0 | 0% | Normal | 0% | 0 | 0 | 0 | [17 empty] | Commercial_Office (WA)_Existing_Food Preparation_Range_
Commercial_Office (WA)_Existing_Food Preparation_Natural Gas_Range_E4 | Commercial | Office (WA) | Existing | Food Preparation | Natural Gas | Range | E4 |  | 0% | 0% | 0% | 0 | 0 | 0 | 0 | 0 | 0 | 0 | 0 | 0% | 0 | 0 | 0% | Normal | 0% | 0 | 0 | 0 | [17 empty] | Commercial_Office (WA)_Existing_Food Preparation_Range_
Commercial_Office (WA)_Existing_Food Preparation_Natural Gas_Range_E5 | Commercial | Office (WA) | Existing | Food Preparation | Natural Gas | Range | E5 |  | 0% | 0% | 0% | 0 | 0 | 0 | 0 | 0 | 0 | 0 | 0 | 0% | 0 | 0 | 0% | Normal | 0% | 0 | 0 | 0 | [17 empty] | Commercial_Office (WA)_Existing_Food Preparation_Range_
Commercial_Office (WA)_Existing_Food Preparation_Natural Gas_Range_E6 | Commercial | Office (WA) | Existing | Food Preparation | Natural Gas | Range | E6 |  | 0% | 0% | 0% | 0 | 0 | 0 | 0 | 0 | 0 | 0 | 0 | 0% | 0 | 0 | 0% | Normal | 0% | 0 | 0 | 0 | [17 empty] | Commercial_Office (WA)_Existing_Food Preparation_Range_
Commercial_Office (WA)_Existing_Food Preparation_Natural Gas_Range_E7 | Commercial | Office (WA) | Existing | Food Preparation | Natural Gas | Range | E7 |  | 0% | 0% | 0% | 0 | 0 | 0 | 0 | 0 | 0 | 0 | 0 | 0% | 0 | 0 | 0% | Normal | 0% | 0 | 0 | 0 | [17 empty] | Commercial_Office (WA)_Existing_Food Preparation_Range_
Commercial_Office (WA)_Existing_Food Preparation_Natural Gas_Range_E8 | Commercial | Office (WA) | Existing | Food Preparation | Natural Gas | Range | E8 |  | 0% | 0% | 0% | 0 | 0 | 0 | 0 | 0 | 0 | 0 | 0 | 0% | 0 | 0 | 0% | Normal | 0% | 0 | 0 | 0 | [17 empty] | Commercial_Office (WA)_Existing_Food Preparation_Range_
Commercial_Office (WA)_Existing_Food Preparation_Natural Gas_Range_E9 | Commercial | Office (WA) | Existing | Food Preparation | Natural Gas | Range | E9 |  | 0% | 0% | 0% | 0 | 0 | 0 | 0 | 0 | 0 | 0 | 0 | 0% | 0 | 0 | 0% | Normal | 0% | 0 | 0 | 0 | [17 empty] | Commercial_Office (WA)_Existing_Food Preparation_Range_
Commercial_Office (WA)_Existing_Food Preparation_Natural Gas_Range_E10 | Commercial | Office (WA) | Existing | Food Preparation | Natural Gas | Range | E10 |  | 0% | 0% | 0% | 0 | 0 | 0 | 0 | 0 | 0 | 0 | 0 | 0% | 0 | 0 | 0% | Normal | 0% | 0 | 0 | 0 | [17 empty] | Commercial_Office (WA)_Existing_Food Preparation_Range_
Commercial_Office (WA)_Existing_Food Preparation_Natural Gas_Steamer_E1 | Commercial | Office (WA) | Existing | Food Preparation | Natural Gas | Steamer | E1 | Standard | 100% | 0% | 0% | 0.83663 | 0 | 0 | 0 | 8 | 16 | 2019 | 2045 | 100% | 0 | 0 | 0% | Normal | 0% | 0.07358 | 0 | 0 | 1 unit | 10000 | 0 | 5.9267e-05 | 1241.5036 | 13100 | 0 | 0 | 0 | 2012 | 1.0776 | COOK_STM-Food Preparation-ILTRM-v4.0-32 | DOE Commercial R&D 2016 - Table 2-10 | COOK_STM-Food Preparation-ILTRM-v4.0-32 | 1 | unit | 5.9267e-05 | Commercial_Office (WA)_Existing_Food Preparation_Steamer_Standard
Commercial_Office (WA)_Existing_Food Preparation_Natural Gas_Steamer_E2 | Commercial | Office (WA) | Existing | Food Preparation | Natural Gas | Steamer | E2 | ENERGY STAR | 18.87% | 0% | 0% | 0.90037 | 0 | -0.00016795 | 0 | 8 | 16 | 2019 | 2045 | 100% | 0 | 0 | 0% | Normal | 0% | 0.013883 | 0 | 0 | 1 unit | 10000 | 0 | 5.9267e-05 | 234.2394 | 14098 | 0 | -2.6298 | 0 | 2012 | 1.0776 | COOK_STM-Food Preparation-ILTRM-v4.0-32 | COOK_STM-Food Preparation-ILTRM-v4.0-32 | COOK_STM-Food Preparation-ILTRM-v4.0-32 | 1 | unit | 5.9267e-05 | Commercial_Office (WA)_Existing_Food Preparation_Steamer_ENERGY STAR
Commercial_Office (WA)_Existing_Food Preparation_Natural Gas_Steamer_E3 | Commercial | Office (WA) | Existing | Food Preparation | Natural Gas | Steamer | E3 |  | 0% | 0% | 0% | 0 | 0 | 0 | 0 | 0 | 0 | 0 | 0 | 0% | 0 | 0 | 0% | Normal | 0% | 0 | 0 | 0 | [17 empty] | Commercial_Office (WA)_Existing_Food Preparation_Steamer_
Commercial_Office (WA)_Existing_Food Preparation_Natural Gas_Steamer_E4 | Commercial | Office (WA) | Existing | Food Preparation | Natural Gas | Steamer | E4 |  | 0% | 0% | 0% | 0 | 0 | 0 | 0 | 0 | 0 | 0 | 0 | 0% | 0 | 0 | 0% | Normal | 0% | 0 | 0 | 0 | [17 empty] | Commercial_Office (WA)_Existing_Food Preparation_Steamer_
Commercial_Office (WA)_Existing_Food Preparation_Natural Gas_Steamer_E5 | Commercial | Office (WA) | Existing | Food Preparation | Natural Gas | Steamer | E5 |  | 0% | 0% | 0% | 0 | 0 | 0 | 0 | 0 | 0 | 0 | 0 | 0% | 0 | 0 | 0% | Normal | 0% | 0 | 0 | 0 | [17 empty] | Commercial_Office (WA)_Existing_Food Preparation_Steamer_
Commercial_Office (WA)_Existing_Food Preparation_Natural Gas_Steamer_E6 | Commercial | Office (WA) | Existing | Food Preparation | Natural Gas | Steamer | E6 |  | 0% | 0% | 0% | 0 | 0 | 0 | 0 | 0 | 0 | 0 | 0 | 0% | 0 | 0 | 0% | Normal | 0% | 0 | 0 | 0 | [17 empty] | Commercial_Office (WA)_Existing_Food Preparation_Steamer_
Commercial_Office (WA)_Existing_Food Preparation_Natural Gas_Steamer_E7 | Commercial | Office (WA) | Existing | Food Preparation | Natural Gas | Steamer | E7 |  | 0% | 0% | 0% | 0 | 0 | 0 | 0 | 0 | 0 | 0 | 0 | 0% | 0 | 0 | 0% | Normal | 0% | 0 | 0 | 0 | [17 empty] | Commercial_Office (WA)_Existing_Food Preparation_Steamer_
Commercial_Office (WA)_Existing_Food Preparation_Natural Gas_Steamer_E8 | Commercial | Office (WA) | Existing | Food Preparation | Natural Gas | Steamer | E8 |  | 0% | 0% | 0% | 0 | 0 | 0 | 0 | 0 | 0 | 0 | 0 | 0% | 0 | 0 | 0% | Normal | 0% | 0 | 0 | 0 | [17 empty] | Commercial_Office (WA)_Existing_Food Preparation_Steamer_
Commercial_Office (WA)_Existing_Food Preparation_Natural Gas_Steamer_E9 | Commercial | Office (WA) | Existing | Food Preparation | Natural Gas | Steamer | E9 |  | 0% | 0% | 0% | 0 | 0 | 0 | 0 | 0 | 0 | 0 | 0 | 0% | 0 | 0 | 0% | Normal | 0% | 0 | 0 | 0 | [17 empty] | Commercial_Office (WA)_Existing_Food Preparation_Steamer_
Commercial_Office (WA)_Existing_Food Preparation_Natural Gas_Steamer_E10 | Commercial | Office (WA) | Existing | Food Preparation | Natural Gas | Steamer | E10 |  | 0% | 0% | 0% | 0 | 0 | 0 | 0 | 0 | 0 | 0 | 0 | 0% | 0 | 0 | 0% | Normal | 0% | 0 | 0 | 0 | [17 empty] | Commercial_Office (WA)_Existing_Food Preparation_Steamer_
Commercial_Office (WA)_Existing_Food Preparation_Natural Gas_Food Prep Other_E1 | Commercial | Office (WA) | Existing | Food Preparation | Natural Gas | Food Prep Other | E1 | Standard | 100% | 0% | 0% | 0.013404 | 0 | 0 | 0 | 8 | 12 | 2019 | 2045 | 100% | 0 | 0 | 0% | Normal | 0% | 0.01703 | 0 | 0 | 1 unit | 10000 | 0 | 1.1966e-05 | 1423.18 | 1000 | 0 | 0 | 0 | 2010 | 1.1201 | Default | Default | Default | 1 | unit | 1.1966e-05 | Commercial_Office (WA)_Existing_Food Preparation_Food Prep Other_Standard
Commercial_Office (WA)_Existing_Food Preparation_Natural Gas_Food Prep Other_E2 | Commercial | Office (WA) | Existing | Food Preparation | Natural Gas | Food Prep Other | E2 | ENERGY STAR | 72.07% | 0% | 0% | 0.024571 | 0 | 0 | 0 | 8 | 12 | 2019 | 2045 | 100% | 0 | 0 | 0% | Normal | 0% | 0.012273 | 0 | 0 | 1 unit | 10000 | 0 | 1.1966e-05 | 1025.646 | 1833.1988 | 0 | 0 | 0 | 2010 | 1.1201 | N/A | N/A | N/A | 1 | unit | 1.1966e-05 | Commercial_Office (WA)_Existing_Food Preparation_Food Prep Other_ENERGY STAR
Commercial_Office (WA)_Existing_Food Preparation_Natural Gas_Food Prep Other_E3 | Commercial | Office (WA) | Existing | Food Preparation | Natural Gas | Food Prep Other | E3 |  | 0% | 0% | 0% | 0 | 0 | 0 | 0 | 0 | 0 | 0 | 0 | 0% | 0 | 0 | 0% | Normal | 0% | 0 | 0 | 0 | [17 empty] | Commercial_Office (WA)_Existing_Food Preparation_Food Prep Other_
Commercial_Office (WA)_Existing_Food Preparation_Natural Gas_Food Prep Other_E4 | Commercial | Office (WA) | Existing | Food Preparation | Natural Gas | Food Prep Other | E4 |  | 0% | 0% | 0% | 0 | 0 | 0 | 0 | 0 | 0 | 0 | 0 | 0% | 0 | 0 | 0% | Normal | 0% | 0 | 0 | 0 | [17 empty] | Commercial_Office (WA)_Existing_Food Preparation_Food Prep Other_
Commercial_Office (WA)_Existing_Food Preparation_Natural Gas_Food Prep Other_E5 | Commercial | Office (WA) | Existing | Food Preparation | Natural Gas | Food Prep Other | E5 |  | 0% | 0% | 0% | 0 | 0 | 0 | 0 | 0 | 0 | 0 | 0 | 0% | 0 | 0 | 0% | Normal | 0% | 0 | 0 | 0 | [17 empty] | Commercial_Office (WA)_Existing_Food Preparation_Food Prep Other_
Commercial_Office (WA)_Existing_Food Preparation_Natural Gas_Food Prep Other_E6 | Commercial | Office (WA) | Existing | Food Preparation | Natural Gas | Food Prep Other | E6 |  | 0% | 0% | 0% | 0 | 0 | 0 | 0 | 0 | 0 | 0 | 0 | 0% | 0 | 0 | 0% | Normal | 0% | 0 | 0 | 0 | [17 empty] | Commercial_Office (WA)_Existing_Food Preparation_Food Prep Other_
Commercial_Office (WA)_Existing_Food Preparation_Natural Gas_Food Prep Other_E7 | Commercial | Office (WA) | Existing | Food Preparation | Natural Gas | Food Prep Other | E7 |  | 0% | 0% | 0% | 0 | 0 | 0 | 0 | 0 | 0 | 0 | 0 | 0% | 0 | 0 | 0% | Normal | 0% | 0 | 0 | 0 | [17 empty] | Commercial_Office (WA)_Existing_Food Preparation_Food Prep Other_
Commercial_Office (WA)_Existing_Food Preparation_Natural Gas_Food Prep Other_E8 | Commercial | Office (WA) | Existing | Food Preparation | Natural Gas | Food Prep Other | E8 |  | 0% | 0% | 0% | 0 | 0 | 0 | 0 | 0 | 0 | 0 | 0 | 0% | 0 | 0 | 0% | Normal | 0% | 0 | 0 | 0 | [17 empty] | Commercial_Office (WA)_Existing_Food Preparation_Food Prep Other_
Commercial_Office (WA)_Existing_Food Preparation_Natural Gas_Food Prep Other_E9 | Commercial | Office (WA) | Existing | Food Preparation | Natural Gas | Food Prep Other | E9 |  | 0% | 0% | 0% | 0 | 0 | 0 | 0 | 0 | 0 | 0 | 0 | 0% | 0 | 0 | 0% | Normal | 0% | 0 | 0 | 0 | [17 empty] | Commercial_Office (WA)_Existing_Food Preparation_Food Prep Other_
Commercial_Office (WA)_Existing_Food Preparation_Natural Gas_Food Prep Other_E10 | Commercial | Office (WA) | Existing | Food Preparation | Natural Gas | Food Prep Other | E10 |  | 0% | 0% | 0% | 0 | 0 | 0 | 0 | 0 | 0 | 0 | 0 | 0% | 0 | 0 | 0% | Normal | 0% | 0 | 0 | 0 | [17 empty] | Commercial_Office (WA)_Existing_Food Preparation_Food Prep Other_
Commercial_Office (WA)_Existing_Miscellaneous_Natural Gas_Pool Heater_E1 | Commercial | Office (WA) | Existing | Miscellaneous | Natural Gas | Pool Heater | E1 | Standard (EF .82) | 100% | 0% | 0% | 0.012823 | 0 | 0 | 0 | 4 | 8 | 2019 | 2045 | 100% | 0 | 0 | 0% | Normal | 0% | 0.010152 | 0 | 0 | 1 unit | 10000 | 0 | 6.8182e-07 | 14890 | 18052 | 0 | 0 | 0 | 2014 | 1.0418 | DOE Commercial R&D 2016 - Table 7-6 | DOE Commercial R&D 2016 - Table 7-7 | DOE Commercial R&D 2016 - Table 7-8 | 1 | unit | 6.8182e-07 | Commercial_Office (WA)_Existing_Miscellaneous_Pool Heater_Standard (EF .82)
Commercial_Office (WA)_Existing_Miscellaneous_Natural Gas_Pool Heater_E2 | Commercial | Office (WA) | Existing | Miscellaneous | Natural Gas | Pool Heater | E2 | Condensing (EF .90) | 85% | 0% | 0% | 0.020996 | 0 | 0 | 0 | 4 | 8 | 2019 | 2045 | 100% | 0 | 0 | 0% | Normal | 0% | 0.0086294 | 0 | 0 | 1 unit | 10000 | 0 | 6.8182e-07 | 12656.5 | 29558 | 0 | 0 | 0 | 2014 | 1.0418 | DOE Commercial R&D 2016 - Table 7-6 | DOE Commercial R&D 2016 - Table 7-7 | DOE Commercial R&D 2016 - Table 7-9 | 1 | unit | 6.8182e-07 | Commercial_Office (WA)_Existing_Miscellaneous_Pool Heater_Condensing (EF .90)
Commercial_Office (WA)_Existing_Miscellaneous_Natural Gas_Pool Heater_E3 | Commercial | Office (WA) | Existing | Miscellaneous | Natural Gas | Pool Heater | E3 |  | 0% | 0% | 0% | 0 | 0 | 0 | 0 | 0 | 0 | 0 | 0 | 0% | 0 | 0 | 0% | Normal | 0% | 0 | 0 | 0 | [17 empty] | Commercial_Office (WA)_Existing_Miscellaneous_Pool Heater_
Commercial_Office (WA)_Existing_Miscellaneous_Natural Gas_Pool Heater_E4 | Commercial | Office (WA) | Existing | Miscellaneous | Natural Gas | Pool Heater | E4 |  | 0% | 0% | 0% | 0 | 0 | 0 | 0 | 0 | 0 | 0 | 0 | 0% | 0 | 0 | 0% | Normal | 0% | 0 | 0 | 0 | [17 empty] | Commercial_Office (WA)_Existing_Miscellaneous_Pool Heater_
Commercial_Office (WA)_Existing_Miscellaneous_Natural Gas_Pool Heater_E5 | Commercial | Office (WA) | Existing | Miscellaneous | Natural Gas | Pool Heater | E5 |  | 0% | 0% | 0% | 0 | 0 | 0 | 0 | 0 | 0 | 0 | 0 | 0% | 0 | 0 | 0% | Normal | 0% | 0 | 0 | 0 | [17 empty] | Commercial_Office (WA)_Existing_Miscellaneous_Pool Heater_
Commercial_Office (WA)_Existing_Miscellaneous_Natural Gas_Pool Heater_E6 | Commercial | Office (WA) | Existing | Miscellaneous | Natural Gas | Pool Heater | E6 |  | 0% | 0% | 0% | 0 | 0 | 0 | 0 | 0 | 0 | 0 | 0 | 0% | 0 | 0 | 0% | Normal | 0% | 0 | 0 | 0 | [17 empty] | Commercial_Office (WA)_Existing_Miscellaneous_Pool Heater_
Commercial_Office (WA)_Existing_Miscellaneous_Natural Gas_Pool Heater_E7 | Commercial | Office (WA) | Existing | Miscellaneous | Natural Gas | Pool Heater | E7 |  | 0% | 0% | 0% | 0 | 0 | 0 | 0 | 0 | 0 | 0 | 0 | 0% | 0 | 0 | 0% | Normal | 0% | 0 | 0 | 0 | [17 empty] | Commercial_Office (WA)_Existing_Miscellaneous_Pool Heater_
Commercial_Office (WA)_Existing_Miscellaneous_Natural Gas_Pool Heater_E8 | Commercial | Office (WA) | Existing | Miscellaneous | Natural Gas | Pool Heater | E8 |  | 0% | 0% | 0% | 0 | 0 | 0 | 0 | 0 | 0 | 0 | 0 | 0% | 0 | 0 | 0% | Normal | 0% | 0 | 0 | 0 | [17 empty] | Commercial_Office (WA)_Existing_Miscellaneous_Pool Heater_
Commercial_Office (WA)_Existing_Miscellaneous_Natural Gas_Pool Heater_E9 | Commercial | Office (WA) | Existing | Miscellaneous | Natural Gas | Pool Heater | E9 |  | 0% | 0% | 0% | 0 | 0 | 0 | 0 | 0 | 0 | 0 | 0 | 0% | 0 | 0 | 0% | Normal | 0% | 0 | 0 | 0 | [17 empty] | Commercial_Office (WA)_Existing_Miscellaneous_Pool Heater_
Commercial_Office (WA)_Existing_Miscellaneous_Natural Gas_Pool Heater_E10 | Commercial | Office (WA) | Existing | Miscellaneous | Natural Gas | Pool Heater | E10 |  | 0% | 0% | 0% | 0 | 0 | 0 | 0 | 0 | 0 | 0 | 0 | 0% | 0 | 0 | 0% | Normal | 0% | 0 | 0 | 0 | [17 empty] | Commercial_Office (WA)_Existing_Miscellaneous_Pool Heater_
Commercial_Office (WA)_Existing_Miscellaneous_Natural Gas_Miscellaneous_E1 | Commercial | Office (WA) | Existing | Miscellaneous | Natural Gas | Miscellaneous | E1 | Standard | 100% | 0% | 0% | 0.0033439 | 0 | 0 | 0 | 2 | 8 | 2019 | 2045 | 100% | 0 | 0 | 0% | Normal | 0% | 0.0032869 | 0 | 0 | 1 unit | 10000 | 0 | 0.0032869 | 1 | 1 | 0 | 0 | 0 | 2016 | 1.0174 | N/A | N/A | N/A | 1 | unit | 0.0032869 | Commercial_Office (WA)_Existing_Miscellaneous_Miscellaneous_Standard
Commercial_Office (WA)_Existing_Miscellaneous_Natural Gas_Miscellaneous_E2 | Commercial | Office (WA) | Existing | Miscellaneous | Natural Gas | Miscellaneous | E2 |  | 0% | 0% | 0% | 0 | 0 | 0 | 0 | 0 | 0 | 0 | 0 | 0% | 0 | 0 | 0% | Normal | 0% | 0 | 0 | 0 | [17 empty] | Commercial_Office (WA)_Existing_Miscellaneous_Miscellaneous_
Commercial_Office (WA)_Existing_Miscellaneous_Natural Gas_Miscellaneous_E3 | Commercial | Office (WA) | Existing | Miscellaneous | Natural Gas | Miscellaneous | E3 |  | 0% | 0% | 0% | 0 | 0 | 0 | 0 | 0 | 0 | 0 | 0 | 0% | 0 | 0 | 0% | Normal | 0% | 0 | 0 | 0 | [17 empty] | Commercial_Office (WA)_Existing_Miscellaneous_Miscellaneous_
Commercial_Office (WA)_Existing_Miscellaneous_Natural Gas_Miscellaneous_E4 | Commercial | Office (WA) | Existing | Miscellaneous | Natural Gas | Miscellaneous | E4 |  | 0% | 0% | 0% | 0 | 0 | 0 | 0 | 0 | 0 | 0 | 0 | 0% | 0 | 0 | 0% | Normal | 0% | 0 | 0 | 0 | [17 empty] | Commercial_Office (WA)_Existing_Miscellaneous_Miscellaneous_
Commercial_Office (WA)_Existing_Miscellaneous_Natural Gas_Miscellaneous_E5 | Commercial | Office (WA) | Existing | Miscellaneous | Natural Gas | Miscellaneous | E5 |  | 0% | 0% | 0% | 0 | 0 | 0 | 0 | 0 | 0 | 0 | 0 | 0% | 0 | 0 | 0% | Normal | 0% | 0 | 0 | 0 | [17 empty] | Commercial_Office (WA)_Existing_Miscellaneous_Miscellaneous_
Commercial_Office (WA)_Existing_Miscellaneous_Natural Gas_Miscellaneous_E6 | Commercial | Office (WA) | Existing | Miscellaneous | Natural Gas | Miscellaneous | E6 |  | 0% | 0% | 0% | 0 | 0 | 0 | 0 | 0 | 0 | 0 | 0 | 0% | 0 | 0 | 0% | Normal | 0% | 0 | 0 | 0 | [17 empty] | Commercial_Office (WA)_Existing_Miscellaneous_Miscellaneous_
Commercial_Office (WA)_Existing_Miscellaneous_Natural Gas_Miscellaneous_E7 | Commercial | Office (WA) | Existing | Miscellaneous | Natural Gas | Miscellaneous | E7 |  | 0% | 0% | 0% | 0 | 0 | 0 | 0 | 0 | 0 | 0 | 0 | 0% | 0 | 0 | 0% | Normal | 0% | 0 | 0 | 0 | [17 empty] | Commercial_Office (WA)_Existing_Miscellaneous_Miscellaneous_
Commercial_Office (WA)_Existing_Miscellaneous_Natural Gas_Miscellaneous_E8 | Commercial | Office (WA) | Existing | Miscellaneous | Natural Gas | Miscellaneous | E8 |  | 0% | 0% | 0% | 0 | 0 | 0 | 0 | 0 | 0 | 0 | 0 | 0% | 0 | 0 | 0% | Normal | 0% | 0 | 0 | 0 | [17 empty] | Commercial_Office (WA)_Existing_Miscellaneous_Miscellaneous_
Commercial_Office (WA)_Existing_Miscellaneous_Natural Gas_Miscellaneous_E9 | Commercial | Office (WA) | Existing | Miscellaneous | Natural Gas | Miscellaneous | E9 |  | 0% | 0% | 0% | 0 | 0 | 0 | 0 | 0 | 0 | 0 | 0 | 0% | 0 | 0 | 0% | Normal | 0% | 0 | 0 | 0 | [17 empty] | Commercial_Office (WA)_Existing_Miscellaneous_Miscellaneous_
Commercial_Office (WA)_Existing_Miscellaneous_Natural Gas_Miscellaneous_E10 | Commercial | Office (WA) | Existing | Miscellaneous | Natural Gas | Miscellaneous | E10 |  | 0% | 0% | 0% | 0 | 0 | 0 | 0 | 0 | 0 | 0 | 0 | 0% | 0 | 0 | 0% | Normal | 0% | 0 | 0 | 0 | [17 empty] | Commercial_Office (WA)_Existing_Miscellaneous_Miscellaneous_
Commercial_Office (WA)_New_Space Heating_Natural Gas_Furnace_E1 | Commercial | Office (WA) | New | Space Heating | Natural Gas | Furnace | E1 | AFUE 80% (Standard) | 100% | 0% | 0% | 0.3086 | 0 | 0.029087 | 0 | 10 | 20 | 2019 | 2045 | 100% | 0 | 0 | 0% | Normal | 0% | 0.2168 | 0 | 0 | 400 kBtu/hr | 10000 | 0 | 8.5714e-05 | 6.3233 | 3395 | 0 | 320 | 0 | 2013 | 1.0605 | GFURN-Heating-EIA14-2014 Ref. Case-2 | GFURN-Heating-EIA14-2014 Ref. Case-2 | AEG BEST | 400 | kBtu/hr | 0.034286 | Commercial_Office (WA)_New_Space Heating_Furnace_AFUE 80% (Standard)
Commercial_Office (WA)_New_Space Heating_Natural Gas_Furnace_E2 | Commercial | Office (WA) | New | Space Heating | Natural Gas | Furnace | E2 | AFUE 90% | 88.9% | 0% | 0% | 0.37495 | 0 | 0.084535 | 0 | 10 | 20 | 2019 | 2045 | 100% | 0 | 0 | 0% | Normal | 0% | 0.19274 | 0 | 0 | 400 kBtu/hr | 10000 | 0 | 8.5714e-05 | 5.6216 | 4125 | 0 | 930 | 0 | 2013 | 1.0605 | GFURN-Heating-EIA14-2014 Ref. Case-3 | GFURN-Heating-EIA14-2014 Ref. Case-3 | AEG BEST | 400 | kBtu/hr | 0.034286 | Commercial_Office (WA)_New_Space Heating_Furnace_AFUE 90%
Commercial_Office (WA)_New_Space Heating_Natural Gas_Furnace_E3 | Commercial | Office (WA) | New | Space Heating | Natural Gas | Furnace | E3 | AFUE 96% | 83.36% | 0% | 0% | 0.72462 | 0 | 0 | 0 | 10 | 20 | 2019 | 2045 | 100% | 0 | 0 | 0% | Normal | 0% | 0.18071 | 0 | 0 | 150 kBtu/hr | 10000 | 0 | 0.00022857 | 5.2708 | 3042.9057 | 0 | 0 | 0 | 2014 | 1.0418 | GFURN-Heating-EIA14-2014 Ref. Case-3 | GFURN-Heating-ILTRM-v5.0-191 | AEG BEST | 150 | kBtu/hr | 0.034286 | Commercial_Office (WA)_New_Space Heating_Furnace_AFUE 96%
Commercial_Office (WA)_New_Space Heating_Natural Gas_Furnace_E4 | Commercial | Office (WA) | New | Space Heating | Natural Gas | Furnace | E4 |  | 0% | 0% | 0% | 0 | 0 | 0 | 0 | 0 | 0 | 0 | 0 | 0% | 0 | 0 | 0% | Normal | 0% | 0 | 0 | 0 | [17 empty] | Commercial_Office (WA)_New_Space Heating_Furnace_
Commercial_Office (WA)_New_Space Heating_Natural Gas_Furnace_E5 | Commercial | Office (WA) | New | Space Heating | Natural Gas | Furnace | E5 |  | 0% | 0% | 0% | 0 | 0 | 0 | 0 | 0 | 0 | 0 | 0 | 0% | 0 | 0 | 0% | Normal | 0% | 0 | 0 | 0 | [17 empty] | Commercial_Office (WA)_New_Space Heating_Furnace_
Commercial_Office (WA)_New_Space Heating_Natural Gas_Furnace_E6 | Commercial | Office (WA) | New | Space Heating | Natural Gas | Furnace | E6 |  | 0% | 0% | 0% | 0 | 0 | 0 | 0 | 0 | 0 | 0 | 0 | 0% | 0 | 0 | 0% | Normal | 0% | 0 | 0 | 0 | [17 empty] | Commercial_Office (WA)_New_Space Heating_Furnace_
Commercial_Office (WA)_New_Space Heating_Natural Gas_Furnace_E7 | Commercial | Office (WA) | New | Space Heating | Natural Gas | Furnace | E7 |  | 0% | 0% | 0% | 0 | 0 | 0 | 0 | 0 | 0 | 0 | 0 | 0% | 0 | 0 | 0% | Normal | 0% | 0 | 0 | 0 | [17 empty] | Commercial_Office (WA)_New_Space Heating_Furnace_
Commercial_Office (WA)_New_Space Heating_Natural Gas_Furnace_E8 | Commercial | Office (WA) | New | Space Heating | Natural Gas | Furnace | E8 |  | 0% | 0% | 0% | 0 | 0 | 0 | 0 | 0 | 0 | 0 | 0 | 0% | 0 | 0 | 0% | Normal | 0% | 0 | 0 | 0 | [17 empty] | Commercial_Office (WA)_New_Space Heating_Furnace_
Commercial_Office (WA)_New_Space Heating_Natural Gas_Furnace_E9 | Commercial | Office (WA) | New | Space Heating | Natural Gas | Furnace | E9 |  | 0% | 0% | 0% | 0 | 0 | 0 | 0 | 0 | 0 | 0 | 0 | 0% | 0 | 0 | 0% | Normal | 0% | 0 | 0 | 0 | [17 empty] | Commercial_Office (WA)_New_Space Heating_Furnace_
Commercial_Office (WA)_New_Space Heating_Natural Gas_Furnace_E10 | Commercial | Office (WA) | New | Space Heating | Natural Gas | Furnace | E10 |  | 0% | 0% | 0% | 0 | 0 | 0 | 0 | 0 | 0 | 0 | 0 | 0% | 0 | 0 | 0% | Normal | 0% | 0 | 0 | 0 | [17 empty] | Commercial_Office (WA)_New_Space Heating_Furnace_
Commercial_Office (WA)_New_Space Heating_Natural Gas_Boiler_E1 | Commercial | Office (WA) | New | Space Heating | Natural Gas | Boiler | E1 | AFUE 80% (Standard) | 100% | 0% | 0% | 1.1504 | 0 | 0.027269 | 0 | 25 | 35 | 2019 | 2045 | 100% | 0 | 0 | 0% | Normal | 0% | 0.88397 | 0 | 0 | 1 kBtu/hr | 10000 | 0 | 0.034286 | 25.7824 | 31.6406 | 0 | 0.75 | 0 | 2013 | 1.0605 | GBLR-Heating-AEO15-3 | GBLR-Heating-AEO15-3 | GBLR-Heating-AEO15-3 | 1 | kBtu/hr | 0.034286 | Commercial_Office (WA)_New_Space Heating_Boiler_AFUE 80% (Standard)
Commercial_Office (WA)_New_Space Heating_Natural Gas_Boiler_E2 | Commercial | Office (WA) | New | Space Heating | Natural Gas | Boiler | E2 | AFUE 85% | 94.13% | 0% | 0% | 1.2351 | 0 | 0.025665 | 0 | 25 | 35 | 2019 | 2045 | 100% | 0 | 0 | 0% | Normal | 0% | 0.83208 | 0 | 0 | 1 kBtu/hr | 10000 | 0 | 0.034286 | 24.2689 | 33.9706 | 0 | 0.70588 | 0 | 2013 | 1.0605 | GBLR-Heating-AEO15-6 | GBLR-Heating-AEO15-6 | GBLR-Heating-AEO15-6 | 1 | kBtu/hr | 0.034286 | Commercial_Office (WA)_New_Space Heating_Boiler_AFUE 85%
Commercial_Office (WA)_New_Space Heating_Natural Gas_Boiler_E3 | Commercial | Office (WA) | New | Space Heating | Natural Gas | Boiler | E3 | AFUE 97% | 82.48% | 0% | 0% | 1.1756 | 0 | 0.022261 | 0 | 25 | 35 | 2019 | 2045 | 100% | 0 | 0 | 0% | Normal | 0% | 0.7291 | 0 | 0 | 1 kBtu/hr | 10000 | 0 | 0.034286 | 21.2655 | 32.3342 | 0 | 0.61224 | 0 | 2013 | 1.0605 | GBLR-Heating-AEO15-7 | GBLR-Heating-AEO15-7 | GBLR-Heating-AEO15-7 | 1 | kBtu/hr | 0.034286 | Commercial_Office (WA)_New_Space Heating_Boiler_AFUE 97%
Commercial_Office (WA)_New_Space Heating_Natural Gas_Boiler_E4 | Commercial | Office (WA) | New | Space Heating | Natural Gas | Boiler | E4 | Convert to NG Air Source Heat Pump | 57.14% | 0% | 0% | 7.9384 | 0 | 0.096958 | 0 | 10 | 20 | 2019 | 2045 | 100% | 0 | 0 | 0% | Normal | 0% | 0.50513 | 0 | 0 | 1 kBtu/hr | 10000 | 0 | 0.034286 | 14.7328 | 218.3333 | 0 | 2.6667 | 0 | 2013 | 1.0605 | HP_GAS-Heating-AEO17-1 | HP_GAS-Heating-AEO17-1 | HP_GAS-Heating-AEO17-1 | 1 | kBtu/hr | 0.034286 | Commercial_Office (WA)_New_Space Heating_Boiler_Convert to NG Air Source Heat Pump
Commercial_Office (WA)_New_Space Heating_Natural Gas_Boiler_E5 | Commercial | Office (WA) | New | Space Heating | Natural Gas | Boiler | E5 |  | 0% | 0% | 0% | 0 | 0 | 0 | 0 | 0 | 0 | 0 | 0 | 0% | 0 | 0 | 0% | Normal | 0% | 0 | 0 | 0 | [17 empty] | Commercial_Office (WA)_New_Space Heating_Boiler_
Commercial_Office (WA)_New_Space Heating_Natural Gas_Boiler_E6 | Commercial | Office (WA) | New | Space Heating | Natural Gas | Boiler | E6 |  | 0% | 0% | 0% | 0 | 0 | 0 | 0 | 0 | 0 | 0 | 0 | 0% | 0 | 0 | 0% | Normal | 0% | 0 | 0 | 0 | [17 empty] | Commercial_Office (WA)_New_Space Heating_Boiler_
Commercial_Office (WA)_New_Space Heating_Natural Gas_Boiler_E7 | Commercial | Office (WA) | New | Space Heating | Natural Gas | Boiler | E7 |  | 0% | 0% | 0% | 0 | 0 | 0 | 0 | 0 | 0 | 0 | 0 | 0% | 0 | 0 | 0% | Normal | 0% | 0 | 0 | 0 | [17 empty] | Commercial_Office (WA)_New_Space Heating_Boiler_
Commercial_Office (WA)_New_Space Heating_Natural Gas_Boiler_E8 | Commercial | Office (WA) | New | Space Heating | Natural Gas | Boiler | E8 |  | 0% | 0% | 0% | 0 | 0 | 0 | 0 | 0 | 0 | 0 | 0 | 0% | 0 | 0 | 0% | Normal | 0% | 0 | 0 | 0 | [17 empty] | Commercial_Office (WA)_New_Space Heating_Boiler_
Commercial_Office (WA)_New_Space Heating_Natural Gas_Boiler_E9 | Commercial | Office (WA) | New | Space Heating | Natural Gas | Boiler | E9 |  | 0% | 0% | 0% | 0 | 0 | 0 | 0 | 0 | 0 | 0 | 0 | 0% | 0 | 0 | 0% | Normal | 0% | 0 | 0 | 0 | [17 empty] | Commercial_Office (WA)_New_Space Heating_Boiler_
Commercial_Office (WA)_New_Space Heating_Natural Gas_Boiler_E10 | Commercial | Office (WA) | New | Space Heating | Natural Gas | Boiler | E10 |  | 0% | 0% | 0% | 0 | 0 | 0 | 0 | 0 | 0 | 0 | 0 | 0% | 0 | 0 | 0% | Normal | 0% | 0 | 0 | 0 | [17 empty] | Commercial_Office (WA)_New_Space Heating_Boiler_
Commercial_Office (WA)_New_Space Heating_Natural Gas_Unit Heater_E1 | Commercial | Office (WA) | New | Space Heating | Natural Gas | Unit Heater | E1 | Standard | 100% | 0% | 0% | 0.00095971 | 0 | 0 | 0 | 15 | 25 | 2019 | 2045 | 100% | 0 | 0 | 0% | Normal | 0% | 0.10836 | 0 | 0 | 1 kBtu/Hr | 10000 | 0 | 8.9756e-07 | 2080 | 1051 | 0 | 0 | 0 | 2016 | 1.0174 | UNITHT-Heating-XCELCO-2017-18-3 | UNITHT-Heating-XCELCO-2017-18-3 | UNITHT-Heating-XCELCO-2017-18-3 | 1 | kBtu/Hr | 8.9756e-07 | Commercial_Office (WA)_New_Space Heating_Unit Heater_Standard
Commercial_Office (WA)_New_Space Heating_Natural Gas_Unit Heater_E2 | Commercial | Office (WA) | New | Space Heating | Natural Gas | Unit Heater | E2 | Condensing | 88.94% | 0% | 0% | 0.0021048 | 0 | 0 | 0 | 15 | 25 | 2019 | 2045 | 100% | 0 | 0 | 0% | Normal | 0% | 0.096379 | 0 | 0 | 1 kBtu/Hr | 10000 | 0 | 8.9756e-07 | 1850 | 2305 | 0 | 0 | 0 | 2016 | 1.0174 | UNITHT-Heating-XCELCO-2017-18-3 | UNITHT-Heating-XCELCO-2017-18-3 | UNITHT-Heating-XCELCO-2017-18-3 | 1 | kBtu/Hr | 8.9756e-07 | Commercial_Office (WA)_New_Space Heating_Unit Heater_Condensing
Commercial_Office (WA)_New_Space Heating_Natural Gas_Unit Heater_E3 | Commercial | Office (WA) | New | Space Heating | Natural Gas | Unit Heater | E3 | Infrared Radiant | 88.46% | 0% | 0% | 0.001146 | 0 | 0 | 0 | 10 | 20 | 2019 | 2045 | 100% | 0 | 0 | 0% | Normal | 0% | 0.095858 | 0 | 0 | 1 kBtu/Hr | 10000 | 0 | 8.9756e-07 | 1840 | 1255 | 0 | 0 | 0 | 2016 | 1.0174 | UNITHT-Heating-XCELCO-2017-18-4 | UNITHT-Heating-XCELCO-2017-18-4 | UNITHT-Heating-XCELCO-2017-18-4 | 1 | kBtu/Hr | 8.9756e-07 | Commercial_Office (WA)_New_Space Heating_Unit Heater_Infrared Radiant
Commercial_Office (WA)_New_Space Heating_Natural Gas_Unit Heater_E4 | Commercial | Office (WA) | New | Space Heating | Natural Gas | Unit Heater | E4 |  | 0% | 0% | 0% | 0 | 0 | 0 | 0 | 0 | 0 | 0 | 0 | 0% | 0 | 0 | 0% | Normal | 0% | 0 | 0 | 0 | [17 empty] | Commercial_Office (WA)_New_Space Heating_Unit Heater_
Commercial_Office (WA)_New_Space Heating_Natural Gas_Unit Heater_E5 | Commercial | Office (WA) | New | Space Heating | Natural Gas | Unit Heater | E5 |  | 0% | 0% | 0% | 0 | 0 | 0 | 0 | 0 | 0 | 0 | 0 | 0% | 0 | 0 | 0% | Normal | 0% | 0 | 0 | 0 | [17 empty] | Commercial_Office (WA)_New_Space Heating_Unit Heater_
Commercial_Office (WA)_New_Space Heating_Natural Gas_Unit Heater_E6 | Commercial | Office (WA) | New | Space Heating | Natural Gas | Unit Heater | E6 |  | 0% | 0% | 0% | 0 | 0 | 0 | 0 | 0 | 0 | 0 | 0 | 0% | 0 | 0 | 0% | Normal | 0% | 0 | 0 | 0 | [17 empty] | Commercial_Office (WA)_New_Space Heating_Unit Heater_
Commercial_Office (WA)_New_Space Heating_Natural Gas_Unit Heater_E7 | Commercial | Office (WA) | New | Space Heating | Natural Gas | Unit Heater | E7 |  | 0% | 0% | 0% | 0 | 0 | 0 | 0 | 0 | 0 | 0 | 0 | 0% | 0 | 0 | 0% | Normal | 0% | 0 | 0 | 0 | [17 empty] | Commercial_Office (WA)_New_Space Heating_Unit Heater_
Commercial_Office (WA)_New_Space Heating_Natural Gas_Unit Heater_E8 | Commercial | Office (WA) | New | Space Heating | Natural Gas | Unit Heater | E8 |  | 0% | 0% | 0% | 0 | 0 | 0 | 0 | 0 | 0 | 0 | 0 | 0% | 0 | 0 | 0% | Normal | 0% | 0 | 0 | 0 | [17 empty] | Commercial_Office (WA)_New_Space Heating_Unit Heater_
Commercial_Office (WA)_New_Space Heating_Natural Gas_Unit Heater_E9 | Commercial | Office (WA) | New | Space Heating | Natural Gas | Unit Heater | E9 |  | 0% | 0% | 0% | 0 | 0 | 0 | 0 | 0 | 0 | 0 | 0 | 0% | 0 | 0 | 0% | Normal | 0% | 0 | 0 | 0 | [17 empty] | Commercial_Office (WA)_New_Space Heating_Unit Heater_
Commercial_Office (WA)_New_Space Heating_Natural Gas_Unit Heater_E10 | Commercial | Office (WA) | New | Space Heating | Natural Gas | Unit Heater | E10 |  | 0% | 0% | 0% | 0 | 0 | 0 | 0 | 0 | 0 | 0 | 0 | 0% | 0 | 0 | 0% | Normal | 0% | 0 | 0 | 0 | [17 empty] | Commercial_Office (WA)_New_Space Heating_Unit Heater_
Commercial_Office (WA)_New_Water Heating_Natural Gas_Water Heater_E1 | Commercial | Office (WA) | New | Water Heating | Natural Gas | Water Heater | E1 | TE 0.80 | 100% | 0% | 0% | 0.099687 | 0 | 0 | 0 | 10 | 20 | 2019 | 2045 | 100% | 0 | 0 | 0% | Normal | 0% | 0.18284 | 0 | 0 | 1 kBtu/hr | 10000 | 0 | 0.0044948 | 37.4669 | 21.8 | 0 | 0 | 0 | 2017 | 1.0174 | DHW_WH-Water Heating-PG&E-R7-14 | DHW_WH-Water Heating-PG&E-R7-14 | DHW_WH-Water Heating-PG&E-R7-14 | 1 | kBtu/hr | 0.0044948 | Commercial_Office (WA)_New_Water Heating_Water Heater_TE 0.80
Commercial_Office (WA)_New_Water Heating_Natural Gas_Water Heater_E2 | Commercial | Office (WA) | New | Water Heating | Natural Gas | Water Heater | E2 | TE 0.90 | 88.89% | 0% | 0% | 0.11962 | 0 | 0 | 0 | 10 | 20 | 2019 | 2045 | 100% | 0 | 0 | 0% | Normal | 0% | 0.16252 | 0 | 0 | 1 kBtu/hr | 10000 | 0 | 0.0044948 | 33.3039 | 26.16 | 0 | 0 | 0 | 2017 | 1.0174 | DHW_WH-Water Heating-PG&E-R7-14 | DHW_WH-Water Heating-PG&E-R7-14 | DHW_WH-Water Heating-PG&E-R7-14 | 1 | kBtu/hr | 0.0044948 | Commercial_Office (WA)_New_Water Heating_Water Heater_TE 0.90
Commercial_Office (WA)_New_Water Heating_Natural Gas_Water Heater_E3 | Commercial | Office (WA) | New | Water Heating | Natural Gas | Water Heater | E3 | TE 0.94 | 85.11% | 0% | 0% | 0.14705 | 0 | 0 | 0 | 10 | 20 | 2019 | 2045 | 100% | 0 | 0 | 0% | Normal | 0% | 0.15561 | 0 | 0 | 1 kBtu/hr | 10000 | 0 | 0.0044948 | 31.8868 | 30.3604 | 0 | 0 | 0 | 2012 | 1.0776 | DHW_WH-Water Heating-NMTRM-2016-7 | DHW_WH-Water Heating-NMTRM-2016-7 | DHW_WH-Water Heating-NMTRM-2016-7 | 1 | kBtu/hr | 0.0044948 | Commercial_Office (WA)_New_Water Heating_Water Heater_TE 0.94
Commercial_Office (WA)_New_Water Heating_Natural Gas_Water Heater_E4 | Commercial | Office (WA) | New | Water Heating | Natural Gas | Water Heater | E4 | Instantaneous TE 0.94 | 85.02% | 0% | 0% | 0.17262 | 0 | 0 | 0 | 15 | 25 | 2019 | 2045 | 100% | 0 | 0 | 0% | Normal | 0% | 0.15544 | 0 | 0 | 1 kBtu/hr | 10000 | 0 | 0.0044948 | 31.8529 | 35.6404 | 0 | 0 | 0 | 2012 | 1.0776 | DHW_WH-Water Heating-NMTRM-2016-9 | DHW_WH-Water Heating-NMTRM-2016-9 | DHW_WH-Water Heating-NMTRM-2016-9 | 1 | kBtu/hr | 0.0044948 | Commercial_Office (WA)_New_Water Heating_Water Heater_Instantaneous TE 0.94
Commercial_Office (WA)_New_Water Heating_Natural Gas_Water Heater_E5 | Commercial | Office (WA) | New | Water Heating | Natural Gas | Water Heater | E5 | Gas-Fired Absorption HPWH | 53.33% | 0% | 0% | 0.29341 | 0 | 0 | 0 | 10 | 16 | 2019 | 2045 | 100% | 0 | 0 | 0% | Normal | 0% | 0.097513 | 0 | 0 | 1 kBtu/hr | 10000 | 0 | 0.0044948 | 19.9824 | 62.6566 | 0 | 0 | 0 | 2014 | 1.0418 | DHW_WH-Water Heating-DOE-2014-1 | DHW_WH-Water Heating-DOE-2014-1 | DHW_WH-Water Heating-DOE-2014-1 | 1 | kBtu/hr | 0.0044948 | Commercial_Office (WA)_New_Water Heating_Water Heater_Gas-Fired Absorption HPWH
Commercial_Office (WA)_New_Water Heating_Natural Gas_Water Heater_E6 | Commercial | Office (WA) | New | Water Heating | Natural Gas | Water Heater | E6 |  | 0% | 0% | 0% | 0 | 0 | 0 | 0 | 0 | 0 | 0 | 0 | 0% | 0 | 0 | 0% | Normal | 0% | 0 | 0 | 0 | [17 empty] | Commercial_Office (WA)_New_Water Heating_Water Heater_
Commercial_Office (WA)_New_Water Heating_Natural Gas_Water Heater_E7 | Commercial | Office (WA) | New | Water Heating | Natural Gas | Water Heater | E7 |  | 0% | 0% | 0% | 0 | 0 | 0 | 0 | 0 | 0 | 0 | 0 | 0% | 0 | 0 | 0% | Normal | 0% | 0 | 0 | 0 | [17 empty] | Commercial_Office (WA)_New_Water Heating_Water Heater_
Commercial_Office (WA)_New_Water Heating_Natural Gas_Water Heater_E8 | Commercial | Office (WA) | New | Water Heating | Natural Gas | Water Heater | E8 |  | 0% | 0% | 0% | 0 | 0 | 0 | 0 | 0 | 0 | 0 | 0 | 0% | 0 | 0 | 0% | Normal | 0% | 0 | 0 | 0 | [17 empty] | Commercial_Office (WA)_New_Water Heating_Water Heater_
Commercial_Office (WA)_New_Water Heating_Natural Gas_Water Heater_E9 | Commercial | Office (WA) | New | Water Heating | Natural Gas | Water Heater | E9 |  | 0% | 0% | 0% | 0 | 0 | 0 | 0 | 0 | 0 | 0 | 0 | 0% | 0 | 0 | 0% | Normal | 0% | 0 | 0 | 0 | [17 empty] | Commercial_Office (WA)_New_Water Heating_Water Heater_
Commercial_Office (WA)_New_Water Heating_Natural Gas_Water Heater_E10 | Commercial | Office (WA) | New | Water Heating | Natural Gas | Water Heater | E10 |  | 0% | 0% | 0% | 0 | 0 | 0 | 0 | 0 | 0 | 0 | 0 | 0% | 0 | 0 | 0% | Normal | 0% | 0 | 0 | 0 | [17 empty] | Commercial_Office (WA)_New_Water Heating_Water Heater_
Commercial_Office (WA)_New_Food Preparation_Natural Gas_Oven_E1 | Commercial | Office (WA) | New | Food Preparation | Natural Gas | Oven | E1 | Standard | 100% | 0% | 0% | 0.00015688 | 0 | 0 | 0 | 8 | 12 | 2019 | 2045 | 100% | 0 | 0 | 0% | Normal | 0% | 0.040045 | 0 | 0 | 1 unit | 10000 | 0 | 3.0185e-07 | 1050.946 | 490.1 | 0 | 0 | 0 | 2013 | 1.0605 | COOK_OVN-Food Preparation-AEO17-3 | COOK_OVN-Food Preparation-AEO17-3 | COOK_OVN-Food Preparation-ILTRM-v5.0-23 | 1 | unit | 3.0185e-07 | Commercial_Office (WA)_New_Food Preparation_Oven_Standard
Commercial_Office (WA)_New_Food Preparation_Natural Gas_Oven_E2 | Commercial | Office (WA) | New | Food Preparation | Natural Gas | Oven | E2 | ENERGY STAR (>42% Baking Efficiency) | 71.01% | 0% | 0% | 0.00021377 | 0 | 0 | 0 | 8 | 12 | 2019 | 2045 | 100% | 0 | 0 | 0% | Normal | 0% | 0.028436 | 0 | 0 | 1 unit | 10000 | 0 | 3.0185e-07 | 746.2722 | 667.81 | 0 | 0 | 0 | 2013 | 1.0605 | COOK_OVN-Food Preparation-AEO17-3 | COOK_OVN-Food Preparation-AEO17-3 | COOK_OVN-Food Preparation-ILTRM-v5.0-23 | 1 | unit | 3.0185e-07 | Commercial_Office (WA)_New_Food Preparation_Oven_ENERGY STAR (>42% Baking Efficiency)
Commercial_Office (WA)_New_Food Preparation_Natural Gas_Oven_E3 | Commercial | Office (WA) | New | Food Preparation | Natural Gas | Oven | E3 |  | 0% | 0% | 0% | 0 | 0 | 0 | 0 | 0 | 0 | 0 | 0 | 0% | 0 | 0 | 0% | Normal | 0% | 0 | 0 | 0 | [17 empty] | Commercial_Office (WA)_New_Food Preparation_Oven_
Commercial_Office (WA)_New_Food Preparation_Natural Gas_Oven_E4 | Commercial | Office (WA) | New | Food Preparation | Natural Gas | Oven | E4 |  | 0% | 0% | 0% | 0 | 0 | 0 | 0 | 0 | 0 | 0 | 0 | 0% | 0 | 0 | 0% | Normal | 0% | 0 | 0 | 0 | [17 empty] | Commercial_Office (WA)_New_Food Preparation_Oven_
Commercial_Office (WA)_New_Food Preparation_Natural Gas_Oven_E5 | Commercial | Office (WA) | New | Food Preparation | Natural Gas | Oven | E5 |  | 0% | 0% | 0% | 0 | 0 | 0 | 0 | 0 | 0 | 0 | 0 | 0% | 0 | 0 | 0% | Normal | 0% | 0 | 0 | 0 | [17 empty] | Commercial_Office (WA)_New_Food Preparation_Oven_
Commercial_Office (WA)_New_Food Preparation_Natural Gas_Oven_E6 | Commercial | Office (WA) | New | Food Preparation | Natural Gas | Oven | E6 |  | 0% | 0% | 0% | 0 | 0 | 0 | 0 | 0 | 0 | 0 | 0 | 0% | 0 | 0 | 0% | Normal | 0% | 0 | 0 | 0 | [17 empty] | Commercial_Office (WA)_New_Food Preparation_Oven_
Commercial_Office (WA)_New_Food Preparation_Natural Gas_Oven_E7 | Commercial | Office (WA) | New | Food Preparation | Natural Gas | Oven | E7 |  | 0% | 0% | 0% | 0 | 0 | 0 | 0 | 0 | 0 | 0 | 0 | 0% | 0 | 0 | 0% | Normal | 0% | 0 | 0 | 0 | [17 empty] | Commercial_Office (WA)_New_Food Preparation_Oven_
Commercial_Office (WA)_New_Food Preparation_Natural Gas_Oven_E8 | Commercial | Office (WA) | New | Food Preparation | Natural Gas | Oven | E8 |  | 0% | 0% | 0% | 0 | 0 | 0 | 0 | 0 | 0 | 0 | 0 | 0% | 0 | 0 | 0% | Normal | 0% | 0 | 0 | 0 | [17 empty] | Commercial_Office (WA)_New_Food Preparation_Oven_
Commercial_Office (WA)_New_Food Preparation_Natural Gas_Oven_E9 | Commercial | Office (WA) | New | Food Preparation | Natural Gas | Oven | E9 |  | 0% | 0% | 0% | 0 | 0 | 0 | 0 | 0 | 0 | 0 | 0 | 0% | 0 | 0 | 0% | Normal | 0% | 0 | 0 | 0 | [17 empty] | Commercial_Office (WA)_New_Food Preparation_Oven_
Commercial_Office (WA)_New_Food Preparation_Natural Gas_Oven_E10 | Commercial | Office (WA) | New | Food Preparation | Natural Gas | Oven | E10 |  | 0% | 0% | 0% | 0 | 0 | 0 | 0 | 0 | 0 | 0 | 0 | 0% | 0 | 0 | 0% | Normal | 0% | 0 | 0 | 0 | [17 empty] | Commercial_Office (WA)_New_Food Preparation_Oven_
Commercial_Office (WA)_New_Food Preparation_Natural Gas_Conveyor Oven_E1 | Commercial | Office (WA) | New | Food Preparation | Natural Gas | Conveyor Oven | E1 | Standard | 100% | 0% | 0% | 0.00012659 | 0 | 0 | 0 | 15 | 19 | 2019 | 2045 | 100% | 0 | 0 | 0% | Normal | 0% | 0.064627 | 0 | 0 | 1 unit | 10000 | 0 | 7.1683e-08 | 3571 | 1665.3064 | 0 | 0 | 0 | 2013 | 1.0605 | COOK_OVN-Food Preparation-ILTRM-v5.0-24 | COOK_OVN-Food Preparation-AEO17-3 | https://fishnick.com/saveenergy/tools/calculators/gconvovencalc.php | 1 | unit | 7.1683e-08 | Commercial_Office (WA)_New_Food Preparation_Conveyor Oven_Standard
Commercial_Office (WA)_New_Food Preparation_Natural Gas_Conveyor Oven_E2 | Commercial | Office (WA) | New | Food Preparation | Natural Gas | Conveyor Oven | E2 | ENERGY STAR (>42% Baking Efficiency) | 79.47% | 0% | 0% | 0.0002682 | 0 | 0 | 0 | 15 | 19 | 2019 | 2045 | 100% | 0 | 0 | 0% | Normal | 0% | 0.051361 | 0 | 0 | 1 unit | 10000 | 0 | 7.1683e-08 | 2838 | 3409.1835 | 0 | 0 | 0 | 2011 | 1.0975 | COOK_OVN-Food Preparation-ILTRM-v5.0-24 | COOK_OVN-Food Preparation-ILTRM-v5.0-24 | COOK_OVN-Food Preparation-ILTRM-v5.0-24 | 1 | unit | 7.1683e-08 | Commercial_Office (WA)_New_Food Preparation_Conveyor Oven_ENERGY STAR (>42% Baking Efficiency)
Commercial_Office (WA)_New_Food Preparation_Natural Gas_Conveyor Oven_E3 | Commercial | Office (WA) | New | Food Preparation | Natural Gas | Conveyor Oven | E3 |  | 0% | 0% | 0% | 0 | 0 | 0 | 0 | 0 | 0 | 0 | 0 | 0% | 0 | 0 | 0% | Normal | 0% | 0 | 0 | 0 | [17 empty] | Commercial_Office (WA)_New_Food Preparation_Conveyor Oven_
Commercial_Office (WA)_New_Food Preparation_Natural Gas_Conveyor Oven_E4 | Commercial | Office (WA) | New | Food Preparation | Natural Gas | Conveyor Oven | E4 |  | 0% | 0% | 0% | 0 | 0 | 0 | 0 | 0 | 0 | 0 | 0 | 0% | 0 | 0 | 0% | Normal | 0% | 0 | 0 | 0 | [17 empty] | Commercial_Office (WA)_New_Food Preparation_Conveyor Oven_
Commercial_Office (WA)_New_Food Preparation_Natural Gas_Conveyor Oven_E5 | Commercial | Office (WA) | New | Food Preparation | Natural Gas | Conveyor Oven | E5 |  | 0% | 0% | 0% | 0 | 0 | 0 | 0 | 0 | 0 | 0 | 0 | 0% | 0 | 0 | 0% | Normal | 0% | 0 | 0 | 0 | [17 empty] | Commercial_Office (WA)_New_Food Preparation_Conveyor Oven_
Commercial_Office (WA)_New_Food Preparation_Natural Gas_Conveyor Oven_E6 | Commercial | Office (WA) | New | Food Preparation | Natural Gas | Conveyor Oven | E6 |  | 0% | 0% | 0% | 0 | 0 | 0 | 0 | 0 | 0 | 0 | 0 | 0% | 0 | 0 | 0% | Normal | 0% | 0 | 0 | 0 | [17 empty] | Commercial_Office (WA)_New_Food Preparation_Conveyor Oven_
Commercial_Office (WA)_New_Food Preparation_Natural Gas_Conveyor Oven_E7 | Commercial | Office (WA) | New | Food Preparation | Natural Gas | Conveyor Oven | E7 |  | 0% | 0% | 0% | 0 | 0 | 0 | 0 | 0 | 0 | 0 | 0 | 0% | 0 | 0 | 0% | Normal | 0% | 0 | 0 | 0 | [17 empty] | Commercial_Office (WA)_New_Food Preparation_Conveyor Oven_
Commercial_Office (WA)_New_Food Preparation_Natural Gas_Conveyor Oven_E8 | Commercial | Office (WA) | New | Food Preparation | Natural Gas | Conveyor Oven | E8 |  | 0% | 0% | 0% | 0 | 0 | 0 | 0 | 0 | 0 | 0 | 0 | 0% | 0 | 0 | 0% | Normal | 0% | 0 | 0 | 0 | [17 empty] | Commercial_Office (WA)_New_Food Preparation_Conveyor Oven_
Commercial_Office (WA)_New_Food Preparation_Natural Gas_Conveyor Oven_E9 | Commercial | Office (WA) | New | Food Preparation | Natural Gas | Conveyor Oven | E9 |  | 0% | 0% | 0% | 0 | 0 | 0 | 0 | 0 | 0 | 0 | 0 | 0% | 0 | 0 | 0% | Normal | 0% | 0 | 0 | 0 | [17 empty] | Commercial_Office (WA)_New_Food Preparation_Conveyor Oven_
Commercial_Office (WA)_New_Food Preparation_Natural Gas_Conveyor Oven_E10 | Commercial | Office (WA) | New | Food Preparation | Natural Gas | Conveyor Oven | E10 |  | 0% | 0% | 0% | 0 | 0 | 0 | 0 | 0 | 0 | 0 | 0 | 0% | 0 | 0 | 0% | Normal | 0% | 0 | 0 | 0 | [17 empty] | Commercial_Office (WA)_New_Food Preparation_Conveyor Oven_
Commercial_Office (WA)_New_Food Preparation_Natural Gas_Double Rack Oven_E1 | Commercial | Office (WA) | New | Food Preparation | Natural Gas | Double Rack Oven | E1 | Standard | 100% | 0% | 0% | 0.00021795 | 0 | 0 | 0 | 8 | 16 | 2019 | 2045 | 100% | 0 | 0 | 0% | Normal | 0% | 0.11127 | 0 | 0 | 1 unit | 10000 | 0 | 8.1238e-08 | 5425 | 2529.904 | 0 | 0 | 0 | 2013 | 1.0605 | COOK_OVN-Food Preparation-ILTRM-v5.0-25 | COOK_OVN-Food Preparation-ILTRM-v5.0-25 | https://fishnick.com/saveenergy/tools/calculators/grackovencalc.php | 1 | unit | 8.1238e-08 | Commercial_Office (WA)_New_Food Preparation_Double Rack Oven_Standard
Commercial_Office (WA)_New_Food Preparation_Natural Gas_Double Rack Oven_E2 | Commercial | Office (WA) | New | Food Preparation | Natural Gas | Double Rack Oven | E2 | FTSC Qualified (>50% Cooking Efficiency) | 61.95% | 0% | 0% | 0.00098879 | 0 | 0 | 0 | 8 | 16 | 2019 | 2045 | 100% | 0 | 0 | 0% | Normal | 0% | 0.068933 | 0 | 0 | 1 unit | 10000 | 0 | 8.1238e-08 | 3361 | 11090.6431 | 0 | 0 | 0 | 2011 | 1.0975 | COOK_OVN-Food Preparation-ILTRM-v5.0-25 | COOK_OVN-Food Preparation-ILTRM-v5.0-25 | COOK_OVN-Food Preparation-ILTRM-v5.0-25 | 1 | unit | 8.1238e-08 | Commercial_Office (WA)_New_Food Preparation_Double Rack Oven_FTSC Qualified (>50% Cooking Efficiency)
Commercial_Office (WA)_New_Food Preparation_Natural Gas_Double Rack Oven_E3 | Commercial | Office (WA) | New | Food Preparation | Natural Gas | Double Rack Oven | E3 |  | 0% | 0% | 0% | 0 | 0 | 0 | 0 | 0 | 0 | 0 | 0 | 0% | 0 | 0 | 0% | Normal | 0% | 0 | 0 | 0 | [17 empty] | Commercial_Office (WA)_New_Food Preparation_Double Rack Oven_
Commercial_Office (WA)_New_Food Preparation_Natural Gas_Double Rack Oven_E4 | Commercial | Office (WA) | New | Food Preparation | Natural Gas | Double Rack Oven | E4 |  | 0% | 0% | 0% | 0 | 0 | 0 | 0 | 0 | 0 | 0 | 0 | 0% | 0 | 0 | 0% | Normal | 0% | 0 | 0 | 0 | [17 empty] | Commercial_Office (WA)_New_Food Preparation_Double Rack Oven_
Commercial_Office (WA)_New_Food Preparation_Natural Gas_Double Rack Oven_E5 | Commercial | Office (WA) | New | Food Preparation | Natural Gas | Double Rack Oven | E5 |  | 0% | 0% | 0% | 0 | 0 | 0 | 0 | 0 | 0 | 0 | 0 | 0% | 0 | 0 | 0% | Normal | 0% | 0 | 0 | 0 | [17 empty] | Commercial_Office (WA)_New_Food Preparation_Double Rack Oven_
Commercial_Office (WA)_New_Food Preparation_Natural Gas_Double Rack Oven_E6 | Commercial | Office (WA) | New | Food Preparation | Natural Gas | Double Rack Oven | E6 |  | 0% | 0% | 0% | 0 | 0 | 0 | 0 | 0 | 0 | 0 | 0 | 0% | 0 | 0 | 0% | Normal | 0% | 0 | 0 | 0 | [17 empty] | Commercial_Office (WA)_New_Food Preparation_Double Rack Oven_
Commercial_Office (WA)_New_Food Preparation_Natural Gas_Double Rack Oven_E7 | Commercial | Office (WA) | New | Food Preparation | Natural Gas | Double Rack Oven | E7 |  | 0% | 0% | 0% | 0 | 0 | 0 | 0 | 0 | 0 | 0 | 0 | 0% | 0 | 0 | 0% | Normal | 0% | 0 | 0 | 0 | [17 empty] | Commercial_Office (WA)_New_Food Preparation_Double Rack Oven_
Commercial_Office (WA)_New_Food Preparation_Natural Gas_Double Rack Oven_E8 | Commercial | Office (WA) | New | Food Preparation | Natural Gas | Double Rack Oven | E8 |  | 0% | 0% | 0% | 0 | 0 | 0 | 0 | 0 | 0 | 0 | 0 | 0% | 0 | 0 | 0% | Normal | 0% | 0 | 0 | 0 | [17 empty] | Commercial_Office (WA)_New_Food Preparation_Double Rack Oven_
Commercial_Office (WA)_New_Food Preparation_Natural Gas_Double Rack Oven_E9 | Commercial | Office (WA) | New | Food Preparation | Natural Gas | Double Rack Oven | E9 |  | 0% | 0% | 0% | 0 | 0 | 0 | 0 | 0 | 0 | 0 | 0 | 0% | 0 | 0 | 0% | Normal | 0% | 0 | 0 | 0 | [17 empty] | Commercial_Office (WA)_New_Food Preparation_Double Rack Oven_
Commercial_Office (WA)_New_Food Preparation_Natural Gas_Double Rack Oven_E10 | Commercial | Office (WA) | New | Food Preparation | Natural Gas | Double Rack Oven | E10 |  | 0% | 0% | 0% | 0 | 0 | 0 | 0 | 0 | 0 | 0 | 0 | 0% | 0 | 0 | 0% | Normal | 0% | 0 | 0 | 0 | [17 empty] | Commercial_Office (WA)_New_Food Preparation_Double Rack Oven_
Commercial_Office (WA)_New_Food Preparation_Natural Gas_Fryer_E1 | Commercial | Office (WA) | New | Food Preparation | Natural Gas | Fryer | E1 | Standard | 100% | 0% | 0% | 0.0015244 | 0 | 0 | 0 | 10 | 20 | 2019 | 2045 | 100% | 0 | 0 | 0% | Normal | 0% | 0.055943 | 0 | 0 | 1 unit | 10000 | 0 | 5.4436e-07 | 1628.2323 | 2500 | 0 | 0 | 0 | 2010 | 1.1201 | COOK_FRY-Food Preparation-ILTRM-v4.0-1 | Estimate | COOK_FRY-Food Preparation-ILTRM-v4.0-1 | 1 | unit | 5.4436e-07 | Commercial_Office (WA)_New_Food Preparation_Fryer_Standard
Commercial_Office (WA)_New_Food Preparation_Natural Gas_Fryer_E2 | Commercial | Office (WA) | New | Food Preparation | Natural Gas | Fryer | E2 | ENERGY STAR | 68.97% | 0% | 0% | 0.0022561 | 0 | 0 | 0 | 10 | 20 | 2019 | 2045 | 100% | 0 | 0 | 0% | Normal | 0% | 0.038584 | 0 | 0 | 1 unit | 10000 | 0 | 5.4436e-07 | 1122.9977 | 3700 | 0 | 0 | 0 | 2010 | 1.1201 | COOK_FRY-Food Preparation-ILTRM-v4.0-1 | COOK_FRY-Food Preparation-ILTRM-v4.0-1 | COOK_FRY-Food Preparation-ILTRM-v4.0-1 | 1 | unit | 5.4436e-07 | Commercial_Office (WA)_New_Food Preparation_Fryer_ENERGY STAR
Commercial_Office (WA)_New_Food Preparation_Natural Gas_Fryer_E3 | Commercial | Office (WA) | New | Food Preparation | Natural Gas | Fryer | E3 |  | 0% | 0% | 0% | 0 | 0 | 0 | 0 | 0 | 0 | 0 | 0 | 0% | 0 | 0 | 0% | Normal | 0% | 0 | 0 | 0 | [17 empty] | Commercial_Office (WA)_New_Food Preparation_Fryer_
Commercial_Office (WA)_New_Food Preparation_Natural Gas_Fryer_E4 | Commercial | Office (WA) | New | Food Preparation | Natural Gas | Fryer | E4 |  | 0% | 0% | 0% | 0 | 0 | 0 | 0 | 0 | 0 | 0 | 0 | 0% | 0 | 0 | 0% | Normal | 0% | 0 | 0 | 0 | [17 empty] | Commercial_Office (WA)_New_Food Preparation_Fryer_
Commercial_Office (WA)_New_Food Preparation_Natural Gas_Fryer_E5 | Commercial | Office (WA) | New | Food Preparation | Natural Gas | Fryer | E5 |  | 0% | 0% | 0% | 0 | 0 | 0 | 0 | 0 | 0 | 0 | 0 | 0% | 0 | 0 | 0% | Normal | 0% | 0 | 0 | 0 | [17 empty] | Commercial_Office (WA)_New_Food Preparation_Fryer_
Commercial_Office (WA)_New_Food Preparation_Natural Gas_Fryer_E6 | Commercial | Office (WA) | New | Food Preparation | Natural Gas | Fryer | E6 |  | 0% | 0% | 0% | 0 | 0 | 0 | 0 | 0 | 0 | 0 | 0 | 0% | 0 | 0 | 0% | Normal | 0% | 0 | 0 | 0 | [17 empty] | Commercial_Office (WA)_New_Food Preparation_Fryer_
Commercial_Office (WA)_New_Food Preparation_Natural Gas_Fryer_E7 | Commercial | Office (WA) | New | Food Preparation | Natural Gas | Fryer | E7 |  | 0% | 0% | 0% | 0 | 0 | 0 | 0 | 0 | 0 | 0 | 0 | 0% | 0 | 0 | 0% | Normal | 0% | 0 | 0 | 0 | [17 empty] | Commercial_Office (WA)_New_Food Preparation_Fryer_
Commercial_Office (WA)_New_Food Preparation_Natural Gas_Fryer_E8 | Commercial | Office (WA) | New | Food Preparation | Natural Gas | Fryer | E8 |  | 0% | 0% | 0% | 0 | 0 | 0 | 0 | 0 | 0 | 0 | 0 | 0% | 0 | 0 | 0% | Normal | 0% | 0 | 0 | 0 | [17 empty] | Commercial_Office (WA)_New_Food Preparation_Fryer_
Commercial_Office (WA)_New_Food Preparation_Natural Gas_Fryer_E9 | Commercial | Office (WA) | New | Food Preparation | Natural Gas | Fryer | E9 |  | 0% | 0% | 0% | 0 | 0 | 0 | 0 | 0 | 0 | 0 | 0 | 0% | 0 | 0 | 0% | Normal | 0% | 0 | 0 | 0 | [17 empty] | Commercial_Office (WA)_New_Food Preparation_Fryer_
Commercial_Office (WA)_New_Food Preparation_Natural Gas_Fryer_E10 | Commercial | Office (WA) | New | Food Preparation | Natural Gas | Fryer | E10 |  | 0% | 0% | 0% | 0 | 0 | 0 | 0 | 0 | 0 | 0 | 0 | 0% | 0 | 0 | 0% | Normal | 0% | 0 | 0 | 0 | [17 empty] | Commercial_Office (WA)_New_Food Preparation_Fryer_
Commercial_Office (WA)_New_Food Preparation_Natural Gas_Broiler_E1 | Commercial | Office (WA) | New | Food Preparation | Natural Gas | Broiler | E1 | Standard | 100% | 0% | 0% | 0.096485 | 0 | 0 | 0 | 8 | 16 | 2019 | 2045 | 100% | 0 | 0 | 0% | Normal | 0% | 0.057146 | 0 | 0 | 1 unit | 10000 | 0 | 3.5167e-05 | 1625 | 2500 | 0 | 0 | 0 | 2011 | 1.0975 | COOK_BRL-Food Preparation-ILTRM-v4.0-2 | Estimate | COOK_BRL-Food Preparation-ILTRM-v4.0-2 | 1 | unit | 3.5167e-05 | Commercial_Office (WA)_New_Food Preparation_Broiler_Standard
Commercial_Office (WA)_New_Food Preparation_Natural Gas_Broiler_E2 | Commercial | Office (WA) | New | Food Preparation | Natural Gas | Broiler | E2 | Infrared Burners | 85.29% | 0% | 0% | 0.13508 | 0 | 0 | 0 | 8 | 16 | 2019 | 2045 | 100% | 0 | 0 | 0% | Normal | 0% | 0.048741 | 0 | 0 | 1 unit | 10000 | 0 | 3.5167e-05 | 1386 | 3500 | 0 | 0 | 0 | 2011 | 1.0975 | COOK_BRL-Food Preparation-ILTRM-v4.0-2 | COOK_BRL-Food Preparation-ILTRM-v4.0-2 | COOK_BRL-Food Preparation-ILTRM-v4.0-2 | 1 | unit | 3.5167e-05 | Commercial_Office (WA)_New_Food Preparation_Broiler_Infrared Burners
Commercial_Office (WA)_New_Food Preparation_Natural Gas_Broiler_E3 | Commercial | Office (WA) | New | Food Preparation | Natural Gas | Broiler | E3 |  | 0% | 0% | 0% | 0 | 0 | 0 | 0 | 0 | 0 | 0 | 0 | 0% | 0 | 0 | 0% | Normal | 0% | 0 | 0 | 0 | [17 empty] | Commercial_Office (WA)_New_Food Preparation_Broiler_
Commercial_Office (WA)_New_Food Preparation_Natural Gas_Broiler_E4 | Commercial | Office (WA) | New | Food Preparation | Natural Gas | Broiler | E4 |  | 0% | 0% | 0% | 0 | 0 | 0 | 0 | 0 | 0 | 0 | 0 | 0% | 0 | 0 | 0% | Normal | 0% | 0 | 0 | 0 | [17 empty] | Commercial_Office (WA)_New_Food Preparation_Broiler_
Commercial_Office (WA)_New_Food Preparation_Natural Gas_Broiler_E5 | Commercial | Office (WA) | New | Food Preparation | Natural Gas | Broiler | E5 |  | 0% | 0% | 0% | 0 | 0 | 0 | 0 | 0 | 0 | 0 | 0 | 0% | 0 | 0 | 0% | Normal | 0% | 0 | 0 | 0 | [17 empty] | Commercial_Office (WA)_New_Food Preparation_Broiler_
Commercial_Office (WA)_New_Food Preparation_Natural Gas_Broiler_E6 | Commercial | Office (WA) | New | Food Preparation | Natural Gas | Broiler | E6 |  | 0% | 0% | 0% | 0 | 0 | 0 | 0 | 0 | 0 | 0 | 0 | 0% | 0 | 0 | 0% | Normal | 0% | 0 | 0 | 0 | [17 empty] | Commercial_Office (WA)_New_Food Preparation_Broiler_
Commercial_Office (WA)_New_Food Preparation_Natural Gas_Broiler_E7 | Commercial | Office (WA) | New | Food Preparation | Natural Gas | Broiler | E7 |  | 0% | 0% | 0% | 0 | 0 | 0 | 0 | 0 | 0 | 0 | 0 | 0% | 0 | 0 | 0% | Normal | 0% | 0 | 0 | 0 | [17 empty] | Commercial_Office (WA)_New_Food Preparation_Broiler_
Commercial_Office (WA)_New_Food Preparation_Natural Gas_Broiler_E8 | Commercial | Office (WA) | New | Food Preparation | Natural Gas | Broiler | E8 |  | 0% | 0% | 0% | 0 | 0 | 0 | 0 | 0 | 0 | 0 | 0 | 0% | 0 | 0 | 0% | Normal | 0% | 0 | 0 | 0 | [17 empty] | Commercial_Office (WA)_New_Food Preparation_Broiler_
Commercial_Office (WA)_New_Food Preparation_Natural Gas_Broiler_E9 | Commercial | Office (WA) | New | Food Preparation | Natural Gas | Broiler | E9 |  | 0% | 0% | 0% | 0 | 0 | 0 | 0 | 0 | 0 | 0 | 0 | 0% | 0 | 0 | 0% | Normal | 0% | 0 | 0 | 0 | [17 empty] | Commercial_Office (WA)_New_Food Preparation_Broiler_
Commercial_Office (WA)_New_Food Preparation_Natural Gas_Broiler_E10 | Commercial | Office (WA) | New | Food Preparation | Natural Gas | Broiler | E10 |  | 0% | 0% | 0% | 0 | 0 | 0 | 0 | 0 | 0 | 0 | 0 | 0% | 0 | 0 | 0% | Normal | 0% | 0 | 0 | 0 | [17 empty] | Commercial_Office (WA)_New_Food Preparation_Broiler_
Commercial_Office (WA)_New_Food Preparation_Natural Gas_Griddle_E1 | Commercial | Office (WA) | New | Food Preparation | Natural Gas | Griddle | E1 | Standard | 100% | 0% | 0% | 0.0028317 | 0 | 0 | 0 | 8 | 16 | 2019 | 2045 | 100% | 0 | 0 | 0% | Normal | 0% | 0.039714 | 0 | 0 | 1 unit | 10000 | 0 | 5.1849e-07 | 1213.5601 | 5150 | 0 | 0 | 0 | 2013 | 1.0605 | COOK_GRD-Food Preparation-ILTRM-v5.0-1 | COOK_GRD-Food Preparation-EIA14-2014 Ref. Case-5 | COOK_GRD-Food Preparation-ILTRM-v5.0-1 | 1 | unit | 5.1849e-07 | Commercial_Office (WA)_New_Food Preparation_Griddle_Standard
Commercial_Office (WA)_New_Food Preparation_Natural Gas_Griddle_E2 | Commercial | Office (WA) | New | Food Preparation | Natural Gas | Griddle | E2 | ENERGY STAR | 87.77% | 0% | 0% | 0.0030297 | 0 | 0 | 0 | 8 | 16 | 2019 | 2045 | 100% | 0 | 0 | 0% | Normal | 0% | 0.034858 | 0 | 0 | 1 unit | 10000 | 0 | 5.1849e-07 | 1065.1506 | 5510 | 0 | 0 | 0 | 2013 | 1.0605 | COOK_GRD-Food Preparation-ILTRM-v5.0-1 | COOK_GRD-Food Preparation-EIA14-2014 Ref. Case-5 | COOK_GRD-Food Preparation-ILTRM-v5.0-1 | 1 | unit | 5.1849e-07 | Commercial_Office (WA)_New_Food Preparation_Griddle_ENERGY STAR
Commercial_Office (WA)_New_Food Preparation_Natural Gas_Griddle_E3 | Commercial | Office (WA) | New | Food Preparation | Natural Gas | Griddle | E3 |  | 0% | 0% | 0% | 0 | 0 | 0 | 0 | 0 | 0 | 0 | 0 | 0% | 0 | 0 | 0% | Normal | 0% | 0 | 0 | 0 | [17 empty] | Commercial_Office (WA)_New_Food Preparation_Griddle_
Commercial_Office (WA)_New_Food Preparation_Natural Gas_Griddle_E4 | Commercial | Office (WA) | New | Food Preparation | Natural Gas | Griddle | E4 |  | 0% | 0% | 0% | 0 | 0 | 0 | 0 | 0 | 0 | 0 | 0 | 0% | 0 | 0 | 0% | Normal | 0% | 0 | 0 | 0 | [17 empty] | Commercial_Office (WA)_New_Food Preparation_Griddle_
Commercial_Office (WA)_New_Food Preparation_Natural Gas_Griddle_E5 | Commercial | Office (WA) | New | Food Preparation | Natural Gas | Griddle | E5 |  | 0% | 0% | 0% | 0 | 0 | 0 | 0 | 0 | 0 | 0 | 0 | 0% | 0 | 0 | 0% | Normal | 0% | 0 | 0 | 0 | [17 empty] | Commercial_Office (WA)_New_Food Preparation_Griddle_
Commercial_Office (WA)_New_Food Preparation_Natural Gas_Griddle_E6 | Commercial | Office (WA) | New | Food Preparation | Natural Gas | Griddle | E6 |  | 0% | 0% | 0% | 0 | 0 | 0 | 0 | 0 | 0 | 0 | 0 | 0% | 0 | 0 | 0% | Normal | 0% | 0 | 0 | 0 | [17 empty] | Commercial_Office (WA)_New_Food Preparation_Griddle_
Commercial_Office (WA)_New_Food Preparation_Natural Gas_Griddle_E7 | Commercial | Office (WA) | New | Food Preparation | Natural Gas | Griddle | E7 |  | 0% | 0% | 0% | 0 | 0 | 0 | 0 | 0 | 0 | 0 | 0 | 0% | 0 | 0 | 0% | Normal | 0% | 0 | 0 | 0 | [17 empty] | Commercial_Office (WA)_New_Food Preparation_Griddle_
Commercial_Office (WA)_New_Food Preparation_Natural Gas_Griddle_E8 | Commercial | Office (WA) | New | Food Preparation | Natural Gas | Griddle | E8 |  | 0% | 0% | 0% | 0 | 0 | 0 | 0 | 0 | 0 | 0 | 0 | 0% | 0 | 0 | 0% | Normal | 0% | 0 | 0 | 0 | [17 empty] | Commercial_Office (WA)_New_Food Preparation_Griddle_
Commercial_Office (WA)_New_Food Preparation_Natural Gas_Griddle_E9 | Commercial | Office (WA) | New | Food Preparation | Natural Gas | Griddle | E9 |  | 0% | 0% | 0% | 0 | 0 | 0 | 0 | 0 | 0 | 0 | 0 | 0% | 0 | 0 | 0% | Normal | 0% | 0 | 0 | 0 | [17 empty] | Commercial_Office (WA)_New_Food Preparation_Griddle_
Commercial_Office (WA)_New_Food Preparation_Natural Gas_Griddle_E10 | Commercial | Office (WA) | New | Food Preparation | Natural Gas | Griddle | E10 |  | 0% | 0% | 0% | 0 | 0 | 0 | 0 | 0 | 0 | 0 | 0 | 0% | 0 | 0 | 0% | Normal | 0% | 0 | 0 | 0 | [17 empty] | Commercial_Office (WA)_New_Food Preparation_Griddle_
Commercial_Office (WA)_New_Food Preparation_Natural Gas_Range_E1 | Commercial | Office (WA) | New | Food Preparation | Natural Gas | Range | E1 | Standard | 100% | 0% | 0% | 0.0029162 | 0 | 0 | 0 | 8 | 12 | 2019 | 2045 | 100% | 0 | 0 | 0% | Normal | 0% | 0.053678 | 0 | 0 | 1 unit | 10000 | 0 | 5.7854e-07 | 1470 | 4500 | 0 | 0 | 0 | 2010 | 1.1201 | COOK_OVN-Food Preparation-AEO17-1 | Estimate | DOE Commercial R&D 2016 - Table 2-12 | 1 | unit | 5.7854e-07 | Commercial_Office (WA)_New_Food Preparation_Range_Standard
Commercial_Office (WA)_New_Food Preparation_Natural Gas_Range_E2 | Commercial | Office (WA) | New | Food Preparation | Natural Gas | Range | E2 | High Efficiency | 50% | 0% | 0% | 0.0031754 | 0 | 0 | 0 | 8 | 12 | 2019 | 2045 | 100% | 0 | 0 | 0% | Normal | 0% | 0.026839 | 0 | 0 | 1 unit | 10000 | 0 | 5.7854e-07 | 735 | 4900 | 0 | 0 | 0 | 2010 | 1.1201 | COOK_OVN-Food Preparation-AEO17-1 | DOE Commercial R&D 2016 - Table 2-10 | DOE Commercial R&D 2016 - Table 2-18 | 1 | unit | 5.7854e-07 | Commercial_Office (WA)_New_Food Preparation_Range_High Efficiency
Commercial_Office (WA)_New_Food Preparation_Natural Gas_Range_E3 | Commercial | Office (WA) | New | Food Preparation | Natural Gas | Range | E3 |  | 0% | 0% | 0% | 0 | 0 | 0 | 0 | 0 | 0 | 0 | 0 | 0% | 0 | 0 | 0% | Normal | 0% | 0 | 0 | 0 | [17 empty] | Commercial_Office (WA)_New_Food Preparation_Range_
Commercial_Office (WA)_New_Food Preparation_Natural Gas_Range_E4 | Commercial | Office (WA) | New | Food Preparation | Natural Gas | Range | E4 |  | 0% | 0% | 0% | 0 | 0 | 0 | 0 | 0 | 0 | 0 | 0 | 0% | 0 | 0 | 0% | Normal | 0% | 0 | 0 | 0 | [17 empty] | Commercial_Office (WA)_New_Food Preparation_Range_
Commercial_Office (WA)_New_Food Preparation_Natural Gas_Range_E5 | Commercial | Office (WA) | New | Food Preparation | Natural Gas | Range | E5 |  | 0% | 0% | 0% | 0 | 0 | 0 | 0 | 0 | 0 | 0 | 0 | 0% | 0 | 0 | 0% | Normal | 0% | 0 | 0 | 0 | [17 empty] | Commercial_Office (WA)_New_Food Preparation_Range_
Commercial_Office (WA)_New_Food Preparation_Natural Gas_Range_E6 | Commercial | Office (WA) | New | Food Preparation | Natural Gas | Range | E6 |  | 0% | 0% | 0% | 0 | 0 | 0 | 0 | 0 | 0 | 0 | 0 | 0% | 0 | 0 | 0% | Normal | 0% | 0 | 0 | 0 | [17 empty] | Commercial_Office (WA)_New_Food Preparation_Range_
Commercial_Office (WA)_New_Food Preparation_Natural Gas_Range_E7 | Commercial | Office (WA) | New | Food Preparation | Natural Gas | Range | E7 |  | 0% | 0% | 0% | 0 | 0 | 0 | 0 | 0 | 0 | 0 | 0 | 0% | 0 | 0 | 0% | Normal | 0% | 0 | 0 | 0 | [17 empty] | Commercial_Office (WA)_New_Food Preparation_Range_
Commercial_Office (WA)_New_Food Preparation_Natural Gas_Range_E8 | Commercial | Office (WA) | New | Food Preparation | Natural Gas | Range | E8 |  | 0% | 0% | 0% | 0 | 0 | 0 | 0 | 0 | 0 | 0 | 0 | 0% | 0 | 0 | 0% | Normal | 0% | 0 | 0 | 0 | [17 empty] | Commercial_Office (WA)_New_Food Preparation_Range_
Commercial_Office (WA)_New_Food Preparation_Natural Gas_Range_E9 | Commercial | Office (WA) | New | Food Preparation | Natural Gas | Range | E9 |  | 0% | 0% | 0% | 0 | 0 | 0 | 0 | 0 | 0 | 0 | 0 | 0% | 0 | 0 | 0% | Normal | 0% | 0 | 0 | 0 | [17 empty] | Commercial_Office (WA)_New_Food Preparation_Range_
Commercial_Office (WA)_New_Food Preparation_Natural Gas_Range_E10 | Commercial | Office (WA) | New | Food Preparation | Natural Gas | Range | E10 |  | 0% | 0% | 0% | 0 | 0 | 0 | 0 | 0 | 0 | 0 | 0 | 0% | 0 | 0 | 0% | Normal | 0% | 0 | 0 | 0 | [17 empty] | Commercial_Office (WA)_New_Food Preparation_Range_
Commercial_Office (WA)_New_Food Preparation_Natural Gas_Steamer_E1 | Commercial | Office (WA) | New | Food Preparation | Natural Gas | Steamer | E1 | Standard | 100% | 0% | 0% | 0.83663 | 0 | 0 | 0 | 8 | 16 | 2019 | 2045 | 100% | 0 | 0 | 0% | Normal | 0% | 0.07358 | 0 | 0 | 1 unit | 10000 | 0 | 5.9267e-05 | 1241.5036 | 13100 | 0 | 0 | 0 | 2012 | 1.0776 | COOK_STM-Food Preparation-ILTRM-v4.0-32 | DOE Commercial R&D 2016 - Table 2-10 | COOK_STM-Food Preparation-ILTRM-v4.0-32 | 1 | unit | 5.9267e-05 | Commercial_Office (WA)_New_Food Preparation_Steamer_Standard
Commercial_Office (WA)_New_Food Preparation_Natural Gas_Steamer_E2 | Commercial | Office (WA) | New | Food Preparation | Natural Gas | Steamer | E2 | ENERGY STAR | 18.87% | 0% | 0% | 0.90037 | 0 | -0.00016795 | 0 | 8 | 16 | 2019 | 2045 | 100% | 0 | 0 | 0% | Normal | 0% | 0.013883 | 0 | 0 | 1 unit | 10000 | 0 | 5.9267e-05 | 234.2394 | 14098 | 0 | -2.6298 | 0 | 2012 | 1.0776 | COOK_STM-Food Preparation-ILTRM-v4.0-32 | COOK_STM-Food Preparation-ILTRM-v4.0-32 | COOK_STM-Food Preparation-ILTRM-v4.0-32 | 1 | unit | 5.9267e-05 | Commercial_Office (WA)_New_Food Preparation_Steamer_ENERGY STAR
Commercial_Office (WA)_New_Food Preparation_Natural Gas_Steamer_E3 | Commercial | Office (WA) | New | Food Preparation | Natural Gas | Steamer | E3 |  | 0% | 0% | 0% | 0 | 0 | 0 | 0 | 0 | 0 | 0 | 0 | 0% | 0 | 0 | 0% | Normal | 0% | 0 | 0 | 0 | [17 empty] | Commercial_Office (WA)_New_Food Preparation_Steamer_
Commercial_Office (WA)_New_Food Preparation_Natural Gas_Steamer_E4 | Commercial | Office (WA) | New | Food Preparation | Natural Gas | Steamer | E4 |  | 0% | 0% | 0% | 0 | 0 | 0 | 0 | 0 | 0 | 0 | 0 | 0% | 0 | 0 | 0% | Normal | 0% | 0 | 0 | 0 | [17 empty] | Commercial_Office (WA)_New_Food Preparation_Steamer_
Commercial_Office (WA)_New_Food Preparation_Natural Gas_Steamer_E5 | Commercial | Office (WA) | New | Food Preparation | Natural Gas | Steamer | E5 |  | 0% | 0% | 0% | 0 | 0 | 0 | 0 | 0 | 0 | 0 | 0 | 0% | 0 | 0 | 0% | Normal | 0% | 0 | 0 | 0 | [17 empty] | Commercial_Office (WA)_New_Food Preparation_Steamer_
Commercial_Office (WA)_New_Food Preparation_Natural Gas_Steamer_E6 | Commercial | Office (WA) | New | Food Preparation | Natural Gas | Steamer | E6 |  | 0% | 0% | 0% | 0 | 0 | 0 | 0 | 0 | 0 | 0 | 0 | 0% | 0 | 0 | 0% | Normal | 0% | 0 | 0 | 0 | [17 empty] | Commercial_Office (WA)_New_Food Preparation_Steamer_
Commercial_Office (WA)_New_Food Preparation_Natural Gas_Steamer_E7 | Commercial | Office (WA) | New | Food Preparation | Natural Gas | Steamer | E7 |  | 0% | 0% | 0% | 0 | 0 | 0 | 0 | 0 | 0 | 0 | 0 | 0% | 0 | 0 | 0% | Normal | 0% | 0 | 0 | 0 | [17 empty] | Commercial_Office (WA)_New_Food Preparation_Steamer_
Commercial_Office (WA)_New_Food Preparation_Natural Gas_Steamer_E8 | Commercial | Office (WA) | New | Food Preparation | Natural Gas | Steamer | E8 |  | 0% | 0% | 0% | 0 | 0 | 0 | 0 | 0 | 0 | 0 | 0 | 0% | 0 | 0 | 0% | Normal | 0% | 0 | 0 | 0 | [17 empty] | Commercial_Office (WA)_New_Food Preparation_Steamer_
Commercial_Office (WA)_New_Food Preparation_Natural Gas_Steamer_E9 | Commercial | Office (WA) | New | Food Preparation | Natural Gas | Steamer | E9 |  | 0% | 0% | 0% | 0 | 0 | 0 | 0 | 0 | 0 | 0 | 0 | 0% | 0 | 0 | 0% | Normal | 0% | 0 | 0 | 0 | [17 empty] | Commercial_Office (WA)_New_Food Preparation_Steamer_
Commercial_Office (WA)_New_Food Preparation_Natural Gas_Steamer_E10 | Commercial | Office (WA) | New | Food Preparation | Natural Gas | Steamer | E10 |  | 0% | 0% | 0% | 0 | 0 | 0 | 0 | 0 | 0 | 0 | 0 | 0% | 0 | 0 | 0% | Normal | 0% | 0 | 0 | 0 | [17 empty] | Commercial_Office (WA)_New_Food Preparation_Steamer_
Commercial_Office (WA)_New_Food Preparation_Natural Gas_Food Prep Other_E1 | Commercial | Office (WA) | New | Food Preparation | Natural Gas | Food Prep Other | E1 | Standard | 100% | 0% | 0% | 0.013404 | 0 | 0 | 0 | 8 | 12 | 2019 | 2045 | 100% | 0 | 0 | 0% | Normal | 0% | 0.01703 | 0 | 0 | 1 unit | 10000 | 0 | 1.1966e-05 | 1423.18 | 1000 | 0 | 0 | 0 | 2010 | 1.1201 | Default | Default | Default | 1 | unit | 1.1966e-05 | Commercial_Office (WA)_New_Food Preparation_Food Prep Other_Standard
Commercial_Office (WA)_New_Food Preparation_Natural Gas_Food Prep Other_E2 | Commercial | Office (WA) | New | Food Preparation | Natural Gas | Food Prep Other | E2 | ENERGY STAR | 72.07% | 0% | 0% | 0.024571 | 0 | 0 | 0 | 8 | 12 | 2019 | 2045 | 100% | 0 | 0 | 0% | Normal | 0% | 0.012273 | 0 | 0 | 1 unit | 10000 | 0 | 1.1966e-05 | 1025.646 | 1833.1988 | 0 | 0 | 0 | 2010 | 1.1201 | N/A | N/A | N/A | 1 | unit | 1.1966e-05 | Commercial_Office (WA)_New_Food Preparation_Food Prep Other_ENERGY STAR
Commercial_Office (WA)_New_Food Preparation_Natural Gas_Food Prep Other_E3 | Commercial | Office (WA) | New | Food Preparation | Natural Gas | Food Prep Other | E3 |  | 0% | 0% | 0% | 0 | 0 | 0 | 0 | 0 | 0 | 0 | 0 | 0% | 0 | 0 | 0% | Normal | 0% | 0 | 0 | 0 | [17 empty] | Commercial_Office (WA)_New_Food Preparation_Food Prep Other_
Commercial_Office (WA)_New_Food Preparation_Natural Gas_Food Prep Other_E4 | Commercial | Office (WA) | New | Food Preparation | Natural Gas | Food Prep Other | E4 |  | 0% | 0% | 0% | 0 | 0 | 0 | 0 | 0 | 0 | 0 | 0 | 0% | 0 | 0 | 0% | Normal | 0% | 0 | 0 | 0 | [17 empty] | Commercial_Office (WA)_New_Food Preparation_Food Prep Other_
Commercial_Office (WA)_New_Food Preparation_Natural Gas_Food Prep Other_E5 | Commercial | Office (WA) | New | Food Preparation | Natural Gas | Food Prep Other | E5 |  | 0% | 0% | 0% | 0 | 0 | 0 | 0 | 0 | 0 | 0 | 0 | 0% | 0 | 0 | 0% | Normal | 0% | 0 | 0 | 0 | [17 empty] | Commercial_Office (WA)_New_Food Preparation_Food Prep Other_
Commercial_Office (WA)_New_Food Preparation_Natural Gas_Food Prep Other_E6 | Commercial | Office (WA) | New | Food Preparation | Natural Gas | Food Prep Other | E6 |  | 0% | 0% | 0% | 0 | 0 | 0 | 0 | 0 | 0 | 0 | 0 | 0% | 0 | 0 | 0% | Normal | 0% | 0 | 0 | 0 | [17 empty] | Commercial_Office (WA)_New_Food Preparation_Food Prep Other_
Commercial_Office (WA)_New_Food Preparation_Natural Gas_Food Prep Other_E7 | Commercial | Office (WA) | New | Food Preparation | Natural Gas | Food Prep Other | E7 |  | 0% | 0% | 0% | 0 | 0 | 0 | 0 | 0 | 0 | 0 | 0 | 0% | 0 | 0 | 0% | Normal | 0% | 0 | 0 | 0 | [17 empty] | Commercial_Office (WA)_New_Food Preparation_Food Prep Other_
Commercial_Office (WA)_New_Food Preparation_Natural Gas_Food Prep Other_E8 | Commercial | Office (WA) | New | Food Preparation | Natural Gas | Food Prep Other | E8 |  | 0% | 0% | 0% | 0 | 0 | 0 | 0 | 0 | 0 | 0 | 0 | 0% | 0 | 0 | 0% | Normal | 0% | 0 | 0 | 0 | [17 empty] | Commercial_Office (WA)_New_Food Preparation_Food Prep Other_
Commercial_Office (WA)_New_Food Preparation_Natural Gas_Food Prep Other_E9 | Commercial | Office (WA) | New | Food Preparation | Natural Gas | Food Prep Other | E9 |  | 0% | 0% | 0% | 0 | 0 | 0 | 0 | 0 | 0 | 0 | 0 | 0% | 0 | 0 | 0% | Normal | 0% | 0 | 0 | 0 | [17 empty] | Commercial_Office (WA)_New_Food Preparation_Food Prep Other_
Commercial_Office (WA)_New_Food Preparation_Natural Gas_Food Prep Other_E10 | Commercial | Office (WA) | New | Food Preparation | Natural Gas | Food Prep Other | E10 |  | 0% | 0% | 0% | 0 | 0 | 0 | 0 | 0 | 0 | 0 | 0 | 0% | 0 | 0 | 0% | Normal | 0% | 0 | 0 | 0 | [17 empty] | Commercial_Office (WA)_New_Food Preparation_Food Prep Other_
Commercial_Office (WA)_New_Miscellaneous_Natural Gas_Pool Heater_E1 | Commercial | Office (WA) | New | Miscellaneous | Natural Gas | Pool Heater | E1 | Standard (EF .82) | 100% | 0% | 0% | 0.012823 | 0 | 0 | 0 | 4 | 8 | 2019 | 2045 | 100% | 0 | 0 | 0% | Normal | 0% | 0.010152 | 0 | 0 | 1 unit | 10000 | 0 | 6.8182e-07 | 14890 | 18052 | 0 | 0 | 0 | 2014 | 1.0418 | DOE Commercial R&D 2016 - Table 7-6 | DOE Commercial R&D 2016 - Table 7-7 | DOE Commercial R&D 2016 - Table 7-8 | 1 | unit | 6.8182e-07 | Commercial_Office (WA)_New_Miscellaneous_Pool Heater_Standard (EF .82)
Commercial_Office (WA)_New_Miscellaneous_Natural Gas_Pool Heater_E2 | Commercial | Office (WA) | New | Miscellaneous | Natural Gas | Pool Heater | E2 | Condensing (EF .90) | 85% | 0% | 0% | 0.020996 | 0 | 0 | 0 | 4 | 8 | 2019 | 2045 | 100% | 0 | 0 | 0% | Normal | 0% | 0.0086294 | 0 | 0 | 1 unit | 10000 | 0 | 6.8182e-07 | 12656.5 | 29558 | 0 | 0 | 0 | 2014 | 1.0418 | DOE Commercial R&D 2016 - Table 7-6 | DOE Commercial R&D 2016 - Table 7-7 | DOE Commercial R&D 2016 - Table 7-9 | 1 | unit | 6.8182e-07 | Commercial_Office (WA)_New_Miscellaneous_Pool Heater_Condensing (EF .90)
Commercial_Office (WA)_New_Miscellaneous_Natural Gas_Pool Heater_E3 | Commercial | Office (WA) | New | Miscellaneous | Natural Gas | Pool Heater | E3 |  | 0% | 0% | 0% | 0 | 0 | 0 | 0 | 0 | 0 | 0 | 0 | 0% | 0 | 0 | 0% | Normal | 0% | 0 | 0 | 0 | [17 empty] | Commercial_Office (WA)_New_Miscellaneous_Pool Heater_
Commercial_Office (WA)_New_Miscellaneous_Natural Gas_Pool Heater_E4 | Commercial | Office (WA) | New | Miscellaneous | Natural Gas | Pool Heater | E4 |  | 0% | 0% | 0% | 0 | 0 | 0 | 0 | 0 | 0 | 0 | 0 | 0% | 0 | 0 | 0% | Normal | 0% | 0 | 0 | 0 | [17 empty] | Commercial_Office (WA)_New_Miscellaneous_Pool Heater_
Commercial_Office (WA)_New_Miscellaneous_Natural Gas_Pool Heater_E5 | Commercial | Office (WA) | New | Miscellaneous | Natural Gas | Pool Heater | E5 |  | 0% | 0% | 0% | 0 | 0 | 0 | 0 | 0 | 0 | 0 | 0 | 0% | 0 | 0 | 0% | Normal | 0% | 0 | 0 | 0 | [17 empty] | Commercial_Office (WA)_New_Miscellaneous_Pool Heater_
Commercial_Office (WA)_New_Miscellaneous_Natural Gas_Pool Heater_E6 | Commercial | Office (WA) | New | Miscellaneous | Natural Gas | Pool Heater | E6 |  | 0% | 0% | 0% | 0 | 0 | 0 | 0 | 0 | 0 | 0 | 0 | 0% | 0 | 0 | 0% | Normal | 0% | 0 | 0 | 0 | [17 empty] | Commercial_Office (WA)_New_Miscellaneous_Pool Heater_
Commercial_Office (WA)_New_Miscellaneous_Natural Gas_Pool Heater_E7 | Commercial | Office (WA) | New | Miscellaneous | Natural Gas | Pool Heater | E7 |  | 0% | 0% | 0% | 0 | 0 | 0 | 0 | 0 | 0 | 0 | 0 | 0% | 0 | 0 | 0% | Normal | 0% | 0 | 0 | 0 | [17 empty] | Commercial_Office (WA)_New_Miscellaneous_Pool Heater_
Commercial_Office (WA)_New_Miscellaneous_Natural Gas_Pool Heater_E8 | Commercial | Office (WA) | New | Miscellaneous | Natural Gas | Pool Heater | E8 |  | 0% | 0% | 0% | 0 | 0 | 0 | 0 | 0 | 0 | 0 | 0 | 0% | 0 | 0 | 0% | Normal | 0% | 0 | 0 | 0 | [17 empty] | Commercial_Office (WA)_New_Miscellaneous_Pool Heater_
Commercial_Office (WA)_New_Miscellaneous_Natural Gas_Pool Heater_E9 | Commercial | Office (WA) | New | Miscellaneous | Natural Gas | Pool Heater | E9 |  | 0% | 0% | 0% | 0 | 0 | 0 | 0 | 0 | 0 | 0 | 0 | 0% | 0 | 0 | 0% | Normal | 0% | 0 | 0 | 0 | [17 empty] | Commercial_Office (WA)_New_Miscellaneous_Pool Heater_
Commercial_Office (WA)_New_Miscellaneous_Natural Gas_Pool Heater_E10 | Commercial | Office (WA) | New | Miscellaneous | Natural Gas | Pool Heater | E10 |  | 0% | 0% | 0% | 0 | 0 | 0 | 0 | 0 | 0 | 0 | 0 | 0% | 0 | 0 | 0% | Normal | 0% | 0 | 0 | 0 | [17 empty] | Commercial_Office (WA)_New_Miscellaneous_Pool Heater_
Commercial_Office (WA)_New_Miscellaneous_Natural Gas_Miscellaneous_E1 | Commercial | Office (WA) | New | Miscellaneous | Natural Gas | Miscellaneous | E1 | Standard | 100% | 0% | 0% | 1.0174 | 0 | 0 | 0 | 2 | 8 | 2019 | 2045 | 100% | 0 | 0 | 0% | Normal | 0% | 0.0032869 | 0 | 0 | 1 unit | 10000 | 0 | 1 | 1 | 1 | 0 | 0 | 0 | 2016 | 1.0174 | N/A | N/A | N/A | 1 | unit | 1 | Commercial_Office (WA)_New_Miscellaneous_Miscellaneous_Standard
Commercial_Office (WA)_New_Miscellaneous_Natural Gas_Miscellaneous_E2 | Commercial | Office (WA) | New | Miscellaneous | Natural Gas | Miscellaneous | E2 |  | 0% | 0% | 0% | 0 | 0 | 0 | 0 | 0 | 0 | 0 | 0 | 0% | 0 | 0 | 0% | Normal | 0% | 0 | 0 | 0 | [17 empty] | Commercial_Office (WA)_New_Miscellaneous_Miscellaneous_
Commercial_Office (WA)_New_Miscellaneous_Natural Gas_Miscellaneous_E3 | Commercial | Office (WA) | New | Miscellaneous | Natural Gas | Miscellaneous | E3 |  | 0% | 0% | 0% | 0 | 0 | 0 | 0 | 0 | 0 | 0 | 0 | 0% | 0 | 0 | 0% | Normal | 0% | 0 | 0 | 0 | [17 empty] | Commercial_Office (WA)_New_Miscellaneous_Miscellaneous_
Commercial_Office (WA)_New_Miscellaneous_Natural Gas_Miscellaneous_E4 | Commercial | Office (WA) | New | Miscellaneous | Natural Gas | Miscellaneous | E4 |  | 0% | 0% | 0% | 0 | 0 | 0 | 0 | 0 | 0 | 0 | 0 | 0% | 0 | 0 | 0% | Normal | 0% | 0 | 0 | 0 | [17 empty] | Commercial_Office (WA)_New_Miscellaneous_Miscellaneous_
Commercial_Office (WA)_New_Miscellaneous_Natural Gas_Miscellaneous_E5 | Commercial | Office (WA) | New | Miscellaneous | Natural Gas | Miscellaneous | E5 |  | 0% | 0% | 0% | 0 | 0 | 0 | 0 | 0 | 0 | 0 | 0 | 0% | 0 | 0 | 0% | Normal | 0% | 0 | 0 | 0 | [17 empty] | Commercial_Office (WA)_New_Miscellaneous_Miscellaneous_
Commercial_Office (WA)_New_Miscellaneous_Natural Gas_Miscellaneous_E6 | Commercial | Office (WA) | New | Miscellaneous | Natural Gas | Miscellaneous | E6 |  | 0% | 0% | 0% | 0 | 0 | 0 | 0 | 0 | 0 | 0 | 0 | 0% | 0 | 0 | 0% | Normal | 0% | 0 | 0 | 0 | [17 empty] | Commercial_Office (WA)_New_Miscellaneous_Miscellaneous_
Commercial_Office (WA)_New_Miscellaneous_Natural Gas_Miscellaneous_E7 | Commercial | Office (WA) | New | Miscellaneous | Natural Gas | Miscellaneous | E7 |  | 0% | 0% | 0% | 0 | 0 | 0 | 0 | 0 | 0 | 0 | 0 | 0% | 0 | 0 | 0% | Normal | 0% | 0 | 0 | 0 | [17 empty] | Commercial_Office (WA)_New_Miscellaneous_Miscellaneous_
Commercial_Office (WA)_New_Miscellaneous_Natural Gas_Miscellaneous_E8 | Commercial | Office (WA) | New | Miscellaneous | Natural Gas | Miscellaneous | E8 |  | 0% | 0% | 0% | 0 | 0 | 0 | 0 | 0 | 0 | 0 | 0 | 0% | 0 | 0 | 0% | Normal | 0% | 0 | 0 | 0 | [17 empty] | Commercial_Office (WA)_New_Miscellaneous_Miscellaneous_
Commercial_Office (WA)_New_Miscellaneous_Natural Gas_Miscellaneous_E9 | Commercial | Office (WA) | New | Miscellaneous | Natural Gas | Miscellaneous | E9 |  | 0% | 0% | 0% | 0 | 0 | 0 | 0 | 0 | 0 | 0 | 0 | 0% | 0 | 0 | 0% | Normal | 0% | 0 | 0 | 0 | [17 empty] | Commercial_Office (WA)_New_Miscellaneous_Miscellaneous_
Commercial_Office (WA)_New_Miscellaneous_Natural Gas_Miscellaneous_E10 | Commercial | Office (WA) | New | Miscellaneous | Natural Gas | Miscellaneous | E10 |  | 0% | 0% | 0% | 0 | 0 | 0 | 0 | 0 | 0 | 0 | 0 | 0% | 0 | 0 | 0% | Normal | 0% | 0 | 0 | 0 | [17 empty] | Commercial_Office (WA)_New_Miscellaneous_Miscellaneous_
Commercial_Restaurant (WA)_Existing_Space Heating_Natural Gas_Furnace_E1 | Commercial | Restaurant (WA) | Existing | Space Heating | Natural Gas | Furnace | E1 | AFUE 80% (Standard) | 100% | 0% | 0% | 0.6172 | 0 | 0.058175 | 0 | 10 | 20 | 2019 | 2045 | 100% | 0 | 0 | 0% | Normal | 0% | 0.60663 | 0 | 0 | 400 kBtu/hr | 5500 | 0 | 0.00017143 | 8.8467 | 3395 | 0 | 320 | 0 | 2013 | 1.0605 | GFURN-Heating-EIA14-2014 Ref. Case-2 | GFURN-Heating-EIA14-2014 Ref. Case-2 | AEG BEST | 400 | kBtu/hr | 0.068571 | Commercial_Restaurant (WA)_Existing_Space Heating_Furnace_AFUE 80% (Standard)
Commercial_Restaurant (WA)_Existing_Space Heating_Natural Gas_Furnace_E2 | Commercial | Restaurant (WA) | Existing | Space Heating | Natural Gas | Furnace | E2 | AFUE 90% | 88.88% | 0% | 0% | 0.74991 | 0 | 0.16907 | 0 | 10 | 20 | 2019 | 2045 | 100% | 0 | 0 | 0% | Normal | 0% | 0.53918 | 0 | 0 | 400 kBtu/hr | 5500 | 0 | 0.00017143 | 7.863 | 4125 | 0 | 930 | 0 | 2013 | 1.0605 | GFURN-Heating-EIA14-2014 Ref. Case-3 | GFURN-Heating-EIA14-2014 Ref. Case-3 | AEG BEST | 400 | kBtu/hr | 0.068571 | Commercial_Restaurant (WA)_Existing_Space Heating_Furnace_AFUE 90%
Commercial_Restaurant (WA)_Existing_Space Heating_Natural Gas_Furnace_E3 | Commercial | Restaurant (WA) | Existing | Space Heating | Natural Gas | Furnace | E3 | AFUE 96% | 83.36% | 0% | 0% | 1.4492 | 0 | 0 | 0 | 10 | 20 | 2019 | 2045 | 100% | 0 | 0 | 0% | Normal | 0% | 0.50566 | 0 | 0 | 150 kBtu/hr | 5500 | 0 | 0.00045714 | 7.3742 | 3042.9057 | 0 | 0 | 0 | 2014 | 1.0418 | GFURN-Heating-EIA14-2014 Ref. Case-3 | GFURN-Heating-ILTRM-v5.0-191 | AEG BEST | 150 | kBtu/hr | 0.068571 | Commercial_Restaurant (WA)_Existing_Space Heating_Furnace_AFUE 96%
Commercial_Restaurant (WA)_Existing_Space Heating_Natural Gas_Furnace_E4 | Commercial | Restaurant (WA) | Existing | Space Heating | Natural Gas | Furnace | E4 |  | 0% | 0% | 0% | 0 | 0 | 0 | 0 | 0 | 0 | 0 | 0 | 0% | 0 | 0 | 0% | Normal | 0% | 0 | 0 | 0 | [17 empty] | Commercial_Restaurant (WA)_Existing_Space Heating_Furnace_
Commercial_Restaurant (WA)_Existing_Space Heating_Natural Gas_Furnace_E5 | Commercial | Restaurant (WA) | Existing | Space Heating | Natural Gas | Furnace | E5 |  | 0% | 0% | 0% | 0 | 0 | 0 | 0 | 0 | 0 | 0 | 0 | 0% | 0 | 0 | 0% | Normal | 0% | 0 | 0 | 0 | [17 empty] | Commercial_Restaurant (WA)_Existing_Space Heating_Furnace_
Commercial_Restaurant (WA)_Existing_Space Heating_Natural Gas_Furnace_E6 | Commercial | Restaurant (WA) | Existing | Space Heating | Natural Gas | Furnace | E6 |  | 0% | 0% | 0% | 0 | 0 | 0 | 0 | 0 | 0 | 0 | 0 | 0% | 0 | 0 | 0% | Normal | 0% | 0 | 0 | 0 | [17 empty] | Commercial_Restaurant (WA)_Existing_Space Heating_Furnace_
Commercial_Restaurant (WA)_Existing_Space Heating_Natural Gas_Furnace_E7 | Commercial | Restaurant (WA) | Existing | Space Heating | Natural Gas | Furnace | E7 |  | 0% | 0% | 0% | 0 | 0 | 0 | 0 | 0 | 0 | 0 | 0 | 0% | 0 | 0 | 0% | Normal | 0% | 0 | 0 | 0 | [17 empty] | Commercial_Restaurant (WA)_Existing_Space Heating_Furnace_
Commercial_Restaurant (WA)_Existing_Space Heating_Natural Gas_Furnace_E8 | Commercial | Restaurant (WA) | Existing | Space Heating | Natural Gas | Furnace | E8 |  | 0% | 0% | 0% | 0 | 0 | 0 | 0 | 0 | 0 | 0 | 0 | 0% | 0 | 0 | 0% | Normal | 0% | 0 | 0 | 0 | [17 empty] | Commercial_Restaurant (WA)_Existing_Space Heating_Furnace_
Commercial_Restaurant (WA)_Existing_Space Heating_Natural Gas_Furnace_E9 | Commercial | Restaurant (WA) | Existing | Space Heating | Natural Gas | Furnace | E9 |  | 0% | 0% | 0% | 0 | 0 | 0 | 0 | 0 | 0 | 0 | 0 | 0% | 0 | 0 | 0% | Normal | 0% | 0 | 0 | 0 | [17 empty] | Commercial_Restaurant (WA)_Existing_Space Heating_Furnace_
Commercial_Restaurant (WA)_Existing_Space Heating_Natural Gas_Furnace_E10 | Commercial | Restaurant (WA) | Existing | Space Heating | Natural Gas | Furnace | E10 |  | 0% | 0% | 0% | 0 | 0 | 0 | 0 | 0 | 0 | 0 | 0 | 0% | 0 | 0 | 0% | Normal | 0% | 0 | 0 | 0 | [17 empty] | Commercial_Restaurant (WA)_Existing_Space Heating_Furnace_
Commercial_Restaurant (WA)_Existing_Space Heating_Natural Gas_Boiler_E1 | Commercial | Restaurant (WA) | Existing | Space Heating | Natural Gas | Boiler | E1 | AFUE 80% (Standard) | 100% | 0% | 0% | 2.3009 | 0 | 0.054539 | 0 | 25 | 35 | 2019 | 2045 | 100% | 0 | 0 | 0% | Normal | 0% | 1.8811 | 0 | 0 | 1 kBtu/hr | 5500 | 0 | 0.068571 | 26.34 | 31.6406 | 0 | 0.75 | 0 | 2013 | 1.0605 | GBLR-Heating-AEO15-3 | GBLR-Heating-AEO15-3 | GBLR-Heating-AEO15-3 | 1 | kBtu/hr | 0.068571 | Commercial_Restaurant (WA)_Existing_Space Heating_Boiler_AFUE 80% (Standard)
Commercial_Restaurant (WA)_Existing_Space Heating_Natural Gas_Boiler_E2 | Commercial | Restaurant (WA) | Existing | Space Heating | Natural Gas | Boiler | E2 | AFUE 85% | 94.12% | 0% | 0% | 2.4703 | 0 | 0.051331 | 0 | 25 | 35 | 2019 | 2045 | 100% | 0 | 0 | 0% | Normal | 0% | 1.7705 | 0 | 0 | 1 kBtu/hr | 5500 | 0 | 0.068571 | 24.7913 | 33.9706 | 0 | 0.70588 | 0 | 2013 | 1.0605 | GBLR-Heating-AEO15-6 | GBLR-Heating-AEO15-6 | GBLR-Heating-AEO15-6 | 1 | kBtu/hr | 0.068571 | Commercial_Restaurant (WA)_Existing_Space Heating_Boiler_AFUE 85%
Commercial_Restaurant (WA)_Existing_Space Heating_Natural Gas_Boiler_E3 | Commercial | Restaurant (WA) | Existing | Space Heating | Natural Gas | Boiler | E3 | AFUE 97% | 82.46% | 0% | 0% | 2.3513 | 0 | 0.044522 | 0 | 25 | 35 | 2019 | 2045 | 100% | 0 | 0 | 0% | Normal | 0% | 1.5512 | 0 | 0 | 1 kBtu/hr | 5500 | 0 | 0.068571 | 21.7213 | 32.3342 | 0 | 0.61224 | 0 | 2013 | 1.0605 | GBLR-Heating-AEO15-7 | GBLR-Heating-AEO15-7 | GBLR-Heating-AEO15-7 | 1 | kBtu/hr | 0.068571 | Commercial_Restaurant (WA)_Existing_Space Heating_Boiler_AFUE 97%
Commercial_Restaurant (WA)_Existing_Space Heating_Natural Gas_Boiler_E4 | Commercial | Restaurant (WA) | Existing | Space Heating | Natural Gas | Boiler | E4 | Convert to NG Air Source Heat Pump | 57.14% | 0% | 0% | 15.8769 | 0 | 0.19392 | 0 | 10 | 20 | 2019 | 2045 | 100% | 0 | 0 | 0% | Normal | 0% | 1.0749 | 0 | 0 | 1 kBtu/hr | 5500 | 0 | 0.068571 | 15.0515 | 218.3333 | 0 | 2.6667 | 0 | 2013 | 1.0605 | HP_GAS-Heating-AEO17-1 | HP_GAS-Heating-AEO17-1 | HP_GAS-Heating-AEO17-1 | 1 | kBtu/hr | 0.068571 | Commercial_Restaurant (WA)_Existing_Space Heating_Boiler_Convert to NG Air Source Heat Pump
Commercial_Restaurant (WA)_Existing_Space Heating_Natural Gas_Boiler_E5 | Commercial | Restaurant (WA) | Existing | Space Heating | Natural Gas | Boiler | E5 |  | 0% | 0% | 0% | 0 | 0 | 0 | 0 | 0 | 0 | 0 | 0 | 0% | 0 | 0 | 0% | Normal | 0% | 0 | 0 | 0 | [17 empty] | Commercial_Restaurant (WA)_Existing_Space Heating_Boiler_
Commercial_Restaurant (WA)_Existing_Space Heating_Natural Gas_Boiler_E6 | Commercial | Restaurant (WA) | Existing | Space Heating | Natural Gas | Boiler | E6 |  | 0% | 0% | 0% | 0 | 0 | 0 | 0 | 0 | 0 | 0 | 0 | 0% | 0 | 0 | 0% | Normal | 0% | 0 | 0 | 0 | [17 empty] | Commercial_Restaurant (WA)_Existing_Space Heating_Boiler_
Commercial_Restaurant (WA)_Existing_Space Heating_Natural Gas_Boiler_E7 | Commercial | Restaurant (WA) | Existing | Space Heating | Natural Gas | Boiler | E7 |  | 0% | 0% | 0% | 0 | 0 | 0 | 0 | 0 | 0 | 0 | 0 | 0% | 0 | 0 | 0% | Normal | 0% | 0 | 0 | 0 | [17 empty] | Commercial_Restaurant (WA)_Existing_Space Heating_Boiler_
Commercial_Restaurant (WA)_Existing_Space Heating_Natural Gas_Boiler_E8 | Commercial | Restaurant (WA) | Existing | Space Heating | Natural Gas | Boiler | E8 |  | 0% | 0% | 0% | 0 | 0 | 0 | 0 | 0 | 0 | 0 | 0 | 0% | 0 | 0 | 0% | Normal | 0% | 0 | 0 | 0 | [17 empty] | Commercial_Restaurant (WA)_Existing_Space Heating_Boiler_
Commercial_Restaurant (WA)_Existing_Space Heating_Natural Gas_Boiler_E9 | Commercial | Restaurant (WA) | Existing | Space Heating | Natural Gas | Boiler | E9 |  | 0% | 0% | 0% | 0 | 0 | 0 | 0 | 0 | 0 | 0 | 0 | 0% | 0 | 0 | 0% | Normal | 0% | 0 | 0 | 0 | [17 empty] | Commercial_Restaurant (WA)_Existing_Space Heating_Boiler_
Commercial_Restaurant (WA)_Existing_Space Heating_Natural Gas_Boiler_E10 | Commercial | Restaurant (WA) | Existing | Space Heating | Natural Gas | Boiler | E10 |  | 0% | 0% | 0% | 0 | 0 | 0 | 0 | 0 | 0 | 0 | 0 | 0% | 0 | 0 | 0% | Normal | 0% | 0 | 0 | 0 | [17 empty] | Commercial_Restaurant (WA)_Existing_Space Heating_Boiler_
Commercial_Restaurant (WA)_Existing_Space Heating_Natural Gas_Unit Heater_E1 | Commercial | Restaurant (WA) | Existing | Space Heating | Natural Gas | Unit Heater | E1 | Standard | 100% | 0% | 0% | 0.001432 | 0 | 0 | 0 | 15 | 25 | 2019 | 2045 | 100% | 0 | 0 | 0% | Normal | 0% | 0.31117 | 0 | 0 | 1 kBtu/Hr | 5500 | 0 | 1.3393e-06 | 2080 | 1051 | 0 | 0 | 0 | 2016 | 1.0174 | UNITHT-Heating-XCELCO-2017-18-3 | UNITHT-Heating-XCELCO-2017-18-3 | UNITHT-Heating-XCELCO-2017-18-3 | 1 | kBtu/Hr | 1.3393e-06 | Commercial_Restaurant (WA)_Existing_Space Heating_Unit Heater_Standard
Commercial_Restaurant (WA)_Existing_Space Heating_Natural Gas_Unit Heater_E2 | Commercial | Restaurant (WA) | Existing | Space Heating | Natural Gas | Unit Heater | E2 | Condensing | 88.94% | 0% | 0% | 0.0031407 | 0 | 0 | 0 | 15 | 25 | 2019 | 2045 | 100% | 0 | 0 | 0% | Normal | 0% | 0.27676 | 0 | 0 | 1 kBtu/Hr | 5500 | 0 | 1.3393e-06 | 1850 | 2305 | 0 | 0 | 0 | 2016 | 1.0174 | UNITHT-Heating-XCELCO-2017-18-3 | UNITHT-Heating-XCELCO-2017-18-3 | UNITHT-Heating-XCELCO-2017-18-3 | 1 | kBtu/Hr | 1.3393e-06 | Commercial_Restaurant (WA)_Existing_Space Heating_Unit Heater_Condensing
Commercial_Restaurant (WA)_Existing_Space Heating_Natural Gas_Unit Heater_E3 | Commercial | Restaurant (WA) | Existing | Space Heating | Natural Gas | Unit Heater | E3 | Infrared Radiant | 88.46% | 0% | 0% | 0.00171 | 0 | 0 | 0 | 10 | 20 | 2019 | 2045 | 100% | 0 | 0 | 0% | Normal | 0% | 0.27527 | 0 | 0 | 1 kBtu/Hr | 5500 | 0 | 1.3393e-06 | 1840 | 1255 | 0 | 0 | 0 | 2016 | 1.0174 | UNITHT-Heating-XCELCO-2017-18-4 | UNITHT-Heating-XCELCO-2017-18-4 | UNITHT-Heating-XCELCO-2017-18-4 | 1 | kBtu/Hr | 1.3393e-06 | Commercial_Restaurant (WA)_Existing_Space Heating_Unit Heater_Infrared Radiant
Commercial_Restaurant (WA)_Existing_Space Heating_Natural Gas_Unit Heater_E4 | Commercial | Restaurant (WA) | Existing | Space Heating | Natural Gas | Unit Heater | E4 |  | 0% | 0% | 0% | 0 | 0 | 0 | 0 | 0 | 0 | 0 | 0 | 0% | 0 | 0 | 0% | Normal | 0% | 0 | 0 | 0 | [17 empty] | Commercial_Restaurant (WA)_Existing_Space Heating_Unit Heater_
Commercial_Restaurant (WA)_Existing_Space Heating_Natural Gas_Unit Heater_E5 | Commercial | Restaurant (WA) | Existing | Space Heating | Natural Gas | Unit Heater | E5 |  | 0% | 0% | 0% | 0 | 0 | 0 | 0 | 0 | 0 | 0 | 0 | 0% | 0 | 0 | 0% | Normal | 0% | 0 | 0 | 0 | [17 empty] | Commercial_Restaurant (WA)_Existing_Space Heating_Unit Heater_
Commercial_Restaurant (WA)_Existing_Space Heating_Natural Gas_Unit Heater_E6 | Commercial | Restaurant (WA) | Existing | Space Heating | Natural Gas | Unit Heater | E6 |  | 0% | 0% | 0% | 0 | 0 | 0 | 0 | 0 | 0 | 0 | 0 | 0% | 0 | 0 | 0% | Normal | 0% | 0 | 0 | 0 | [17 empty] | Commercial_Restaurant (WA)_Existing_Space Heating_Unit Heater_
Commercial_Restaurant (WA)_Existing_Space Heating_Natural Gas_Unit Heater_E7 | Commercial | Restaurant (WA) | Existing | Space Heating | Natural Gas | Unit Heater | E7 |  | 0% | 0% | 0% | 0 | 0 | 0 | 0 | 0 | 0 | 0 | 0 | 0% | 0 | 0 | 0% | Normal | 0% | 0 | 0 | 0 | [17 empty] | Commercial_Restaurant (WA)_Existing_Space Heating_Unit Heater_
Commercial_Restaurant (WA)_Existing_Space Heating_Natural Gas_Unit Heater_E8 | Commercial | Restaurant (WA) | Existing | Space Heating | Natural Gas | Unit Heater | E8 |  | 0% | 0% | 0% | 0 | 0 | 0 | 0 | 0 | 0 | 0 | 0 | 0% | 0 | 0 | 0% | Normal | 0% | 0 | 0 | 0 | [17 empty] | Commercial_Restaurant (WA)_Existing_Space Heating_Unit Heater_
Commercial_Restaurant (WA)_Existing_Space Heating_Natural Gas_Unit Heater_E9 | Commercial | Restaurant (WA) | Existing | Space Heating | Natural Gas | Unit Heater | E9 |  | 0% | 0% | 0% | 0 | 0 | 0 | 0 | 0 | 0 | 0 | 0 | 0% | 0 | 0 | 0% | Normal | 0% | 0 | 0 | 0 | [17 empty] | Commercial_Restaurant (WA)_Existing_Space Heating_Unit Heater_
Commercial_Restaurant (WA)_Existing_Space Heating_Natural Gas_Unit Heater_E10 | Commercial | Restaurant (WA) | Existing | Space Heating | Natural Gas | Unit Heater | E10 |  | 0% | 0% | 0% | 0 | 0 | 0 | 0 | 0 | 0 | 0 | 0 | 0% | 0 | 0 | 0% | Normal | 0% | 0 | 0 | 0 | [17 empty] | Commercial_Restaurant (WA)_Existing_Space Heating_Unit Heater_
Commercial_Restaurant (WA)_Existing_Water Heating_Natural Gas_Water Heater_E1 | Commercial | Restaurant (WA) | Existing | Water Heating | Natural Gas | Water Heater | E1 | TE 0.80 | 100% | 0% | 0% | 0.46165 | 0 | 0 | 0 | 10 | 20 | 2019 | 2045 | 100% | 0 | 0 | 0% | Normal | 0% | 0.79823 | 0 | 0 | 1 kBtu/hr | 5500 | 0 | 0.020815 | 35.3214 | 21.8 | 0 | 0 | 0 | 2017 | 1.0174 | DHW_WH-Water Heating-PG&E-R7-14 | DHW_WH-Water Heating-PG&E-R7-14 | DHW_WH-Water Heating-PG&E-R7-14 | 1 | kBtu/hr | 0.020815 | Commercial_Restaurant (WA)_Existing_Water Heating_Water Heater_TE 0.80
Commercial_Restaurant (WA)_Existing_Water Heating_Natural Gas_Water Heater_E2 | Commercial | Restaurant (WA) | Existing | Water Heating | Natural Gas | Water Heater | E2 | TE 0.90 | 88.89% | 0% | 0% | 0.55397 | 0 | 0 | 0 | 10 | 20 | 2019 | 2045 | 100% | 0 | 0 | 0% | Normal | 0% | 0.70953 | 0 | 0 | 1 kBtu/hr | 5500 | 0 | 0.020815 | 31.3968 | 26.16 | 0 | 0 | 0 | 2017 | 1.0174 | DHW_WH-Water Heating-PG&E-R7-14 | DHW_WH-Water Heating-PG&E-R7-14 | DHW_WH-Water Heating-PG&E-R7-14 | 1 | kBtu/hr | 0.020815 | Commercial_Restaurant (WA)_Existing_Water Heating_Water Heater_TE 0.90
Commercial_Restaurant (WA)_Existing_Water Heating_Natural Gas_Water Heater_E3 | Commercial | Restaurant (WA) | Existing | Water Heating | Natural Gas | Water Heater | E3 | TE 0.94 | 85.11% | 0% | 0% | 0.68098 | 0 | 0 | 0 | 10 | 20 | 2019 | 2045 | 100% | 0 | 0 | 0% | Normal | 0% | 0.67934 | 0 | 0 | 1 kBtu/hr | 5500 | 0 | 0.020815 | 30.0608 | 30.3604 | 0 | 0 | 0 | 2012 | 1.0776 | DHW_WH-Water Heating-NMTRM-2016-7 | DHW_WH-Water Heating-NMTRM-2016-7 | DHW_WH-Water Heating-NMTRM-2016-7 | 1 | kBtu/hr | 0.020815 | Commercial_Restaurant (WA)_Existing_Water Heating_Water Heater_TE 0.94
Commercial_Restaurant (WA)_Existing_Water Heating_Natural Gas_Water Heater_E4 | Commercial | Restaurant (WA) | Existing | Water Heating | Natural Gas | Water Heater | E4 | Instantaneous TE 0.94 | 85.02% | 0% | 0% | 0.79941 | 0 | 0 | 0 | 15 | 25 | 2019 | 2045 | 100% | 0 | 0 | 0% | Normal | 0% | 0.67862 | 0 | 0 | 1 kBtu/hr | 5500 | 0 | 0.020815 | 30.0288 | 35.6404 | 0 | 0 | 0 | 2012 | 1.0776 | DHW_WH-Water Heating-NMTRM-2016-9 | DHW_WH-Water Heating-NMTRM-2016-9 | DHW_WH-Water Heating-NMTRM-2016-9 | 1 | kBtu/hr | 0.020815 | Commercial_Restaurant (WA)_Existing_Water Heating_Water Heater_Instantaneous TE 0.94
Commercial_Restaurant (WA)_Existing_Water Heating_Natural Gas_Water Heater_E5 | Commercial | Restaurant (WA) | Existing | Water Heating | Natural Gas | Water Heater | E5 | Gas-Fired Absorption HPWH | 53.33% | 0% | 0% | 1.3588 | 0 | 0 | 0 | 10 | 16 | 2019 | 2045 | 100% | 0 | 0 | 0% | Normal | 0% | 0.42572 | 0 | 0 | 1 kBtu/hr | 5500 | 0 | 0.020815 | 18.8381 | 62.6566 | 0 | 0 | 0 | 2014 | 1.0418 | DHW_WH-Water Heating-DOE-2014-1 | DHW_WH-Water Heating-DOE-2014-1 | DHW_WH-Water Heating-DOE-2014-1 | 1 | kBtu/hr | 0.020815 | Commercial_Restaurant (WA)_Existing_Water Heating_Water Heater_Gas-Fired Absorption HPWH
Commercial_Restaurant (WA)_Existing_Water Heating_Natural Gas_Water Heater_E6 | Commercial | Restaurant (WA) | Existing | Water Heating | Natural Gas | Water Heater | E6 |  | 0% | 0% | 0% | 0 | 0 | 0 | 0 | 0 | 0 | 0 | 0 | 0% | 0 | 0 | 0% | Normal | 0% | 0 | 0 | 0 | [17 empty] | Commercial_Restaurant (WA)_Existing_Water Heating_Water Heater_
Commercial_Restaurant (WA)_Existing_Water Heating_Natural Gas_Water Heater_E7 | Commercial | Restaurant (WA) | Existing | Water Heating | Natural Gas | Water Heater | E7 |  | 0% | 0% | 0% | 0 | 0 | 0 | 0 | 0 | 0 | 0 | 0 | 0% | 0 | 0 | 0% | Normal | 0% | 0 | 0 | 0 | [17 empty] | Commercial_Restaurant (WA)_Existing_Water Heating_Water Heater_
Commercial_Restaurant (WA)_Existing_Water Heating_Natural Gas_Water Heater_E8 | Commercial | Restaurant (WA) | Existing | Water Heating | Natural Gas | Water Heater | E8 |  | 0% | 0% | 0% | 0 | 0 | 0 | 0 | 0 | 0 | 0 | 0 | 0% | 0 | 0 | 0% | Normal | 0% | 0 | 0 | 0 | [17 empty] | Commercial_Restaurant (WA)_Existing_Water Heating_Water Heater_
Commercial_Restaurant (WA)_Existing_Water Heating_Natural Gas_Water Heater_E9 | Commercial | Restaurant (WA) | Existing | Water Heating | Natural Gas | Water Heater | E9 |  | 0% | 0% | 0% | 0 | 0 | 0 | 0 | 0 | 0 | 0 | 0 | 0% | 0 | 0 | 0% | Normal | 0% | 0 | 0 | 0 | [17 empty] | Commercial_Restaurant (WA)_Existing_Water Heating_Water Heater_
Commercial_Restaurant (WA)_Existing_Water Heating_Natural Gas_Water Heater_E10 | Commercial | Restaurant (WA) | Existing | Water Heating | Natural Gas | Water Heater | E10 |  | 0% | 0% | 0% | 0 | 0 | 0 | 0 | 0 | 0 | 0 | 0 | 0% | 0 | 0 | 0% | Normal | 0% | 0 | 0 | 0 | [17 empty] | Commercial_Restaurant (WA)_Existing_Water Heating_Water Heater_
Commercial_Restaurant (WA)_Existing_Food Preparation_Natural Gas_Oven_E1 | Commercial | Restaurant (WA) | Existing | Food Preparation | Natural Gas | Oven | E1 | Standard | 100% | 0% | 0% | 0.011757 | 0 | 0 | 0 | 8 | 12 | 2019 | 2045 | 100% | 0 | 0 | 0% | Normal | 0% | 0.36484 | 0 | 0 | 1 unit | 5500 | 0 | 2.2621e-05 | 1050.946 | 490.1 | 0 | 0 | 0 | 2013 | 1.0605 | COOK_OVN-Food Preparation-AEO17-3 | COOK_OVN-Food Preparation-AEO17-3 | COOK_OVN-Food Preparation-ILTRM-v5.0-23 | 1 | unit | 2.2621e-05 | Commercial_Restaurant (WA)_Existing_Food Preparation_Oven_Standard
Commercial_Restaurant (WA)_Existing_Food Preparation_Natural Gas_Oven_E2 | Commercial | Restaurant (WA) | Existing | Food Preparation | Natural Gas | Oven | E2 | ENERGY STAR (>42% Baking Efficiency) | 71.01% | 0% | 0% | 0.01602 | 0 | 0 | 0 | 8 | 12 | 2019 | 2045 | 100% | 0 | 0 | 0% | Normal | 0% | 0.25907 | 0 | 0 | 1 unit | 5500 | 0 | 2.2621e-05 | 746.2722 | 667.81 | 0 | 0 | 0 | 2013 | 1.0605 | COOK_OVN-Food Preparation-AEO17-3 | COOK_OVN-Food Preparation-AEO17-3 | COOK_OVN-Food Preparation-ILTRM-v5.0-23 | 1 | unit | 2.2621e-05 | Commercial_Restaurant (WA)_Existing_Food Preparation_Oven_ENERGY STAR (>42% Baking Efficiency)
Commercial_Restaurant (WA)_Existing_Food Preparation_Natural Gas_Oven_E3 | Commercial | Restaurant (WA) | Existing | Food Preparation | Natural Gas | Oven | E3 |  | 0% | 0% | 0% | 0 | 0 | 0 | 0 | 0 | 0 | 0 | 0 | 0% | 0 | 0 | 0% | Normal | 0% | 0 | 0 | 0 | [17 empty] | Commercial_Restaurant (WA)_Existing_Food Preparation_Oven_
Commercial_Restaurant (WA)_Existing_Food Preparation_Natural Gas_Oven_E4 | Commercial | Restaurant (WA) | Existing | Food Preparation | Natural Gas | Oven | E4 |  | 0% | 0% | 0% | 0 | 0 | 0 | 0 | 0 | 0 | 0 | 0 | 0% | 0 | 0 | 0% | Normal | 0% | 0 | 0 | 0 | [17 empty] | Commercial_Restaurant (WA)_Existing_Food Preparation_Oven_
Commercial_Restaurant (WA)_Existing_Food Preparation_Natural Gas_Oven_E5 | Commercial | Restaurant (WA) | Existing | Food Preparation | Natural Gas | Oven | E5 |  | 0% | 0% | 0% | 0 | 0 | 0 | 0 | 0 | 0 | 0 | 0 | 0% | 0 | 0 | 0% | Normal | 0% | 0 | 0 | 0 | [17 empty] | Commercial_Restaurant (WA)_Existing_Food Preparation_Oven_
Commercial_Restaurant (WA)_Existing_Food Preparation_Natural Gas_Oven_E6 | Commercial | Restaurant (WA) | Existing | Food Preparation | Natural Gas | Oven | E6 |  | 0% | 0% | 0% | 0 | 0 | 0 | 0 | 0 | 0 | 0 | 0 | 0% | 0 | 0 | 0% | Normal | 0% | 0 | 0 | 0 | [17 empty] | Commercial_Restaurant (WA)_Existing_Food Preparation_Oven_
Commercial_Restaurant (WA)_Existing_Food Preparation_Natural Gas_Oven_E7 | Commercial | Restaurant (WA) | Existing | Food Preparation | Natural Gas | Oven | E7 |  | 0% | 0% | 0% | 0 | 0 | 0 | 0 | 0 | 0 | 0 | 0 | 0% | 0 | 0 | 0% | Normal | 0% | 0 | 0 | 0 | [17 empty] | Commercial_Restaurant (WA)_Existing_Food Preparation_Oven_
Commercial_Restaurant (WA)_Existing_Food Preparation_Natural Gas_Oven_E8 | Commercial | Restaurant (WA) | Existing | Food Preparation | Natural Gas | Oven | E8 |  | 0% | 0% | 0% | 0 | 0 | 0 | 0 | 0 | 0 | 0 | 0 | 0% | 0 | 0 | 0% | Normal | 0% | 0 | 0 | 0 | [17 empty] | Commercial_Restaurant (WA)_Existing_Food Preparation_Oven_
Commercial_Restaurant (WA)_Existing_Food Preparation_Natural Gas_Oven_E9 | Commercial | Restaurant (WA) | Existing | Food Preparation | Natural Gas | Oven | E9 |  | 0% | 0% | 0% | 0 | 0 | 0 | 0 | 0 | 0 | 0 | 0 | 0% | 0 | 0 | 0% | Normal | 0% | 0 | 0 | 0 | [17 empty] | Commercial_Restaurant (WA)_Existing_Food Preparation_Oven_
Commercial_Restaurant (WA)_Existing_Food Preparation_Natural Gas_Oven_E10 | Commercial | Restaurant (WA) | Existing | Food Preparation | Natural Gas | Oven | E10 |  | 0% | 0% | 0% | 0 | 0 | 0 | 0 | 0 | 0 | 0 | 0 | 0% | 0 | 0 | 0% | Normal | 0% | 0 | 0 | 0 | [17 empty] | Commercial_Restaurant (WA)_Existing_Food Preparation_Oven_
Commercial_Restaurant (WA)_Existing_Food Preparation_Natural Gas_Conveyor Oven_E1 | Commercial | Restaurant (WA) | Existing | Food Preparation | Natural Gas | Conveyor Oven | E1 | Standard | 100% | 0% | 0% | 0.009487 | 0 | 0 | 0 | 15 | 19 | 2019 | 2045 | 100% | 0 | 0 | 0% | Normal | 0% | 0.5888 | 0 | 0 | 1 unit | 5500 | 0 | 5.372e-06 | 3571 | 1665.3064 | 0 | 0 | 0 | 2013 | 1.0605 | COOK_OVN-Food Preparation-ILTRM-v5.0-24 | COOK_OVN-Food Preparation-AEO17-3 | https://fishnick.com/saveenergy/tools/calculators/gconvovencalc.php | 1 | unit | 5.372e-06 | Commercial_Restaurant (WA)_Existing_Food Preparation_Conveyor Oven_Standard
Commercial_Restaurant (WA)_Existing_Food Preparation_Natural Gas_Conveyor Oven_E2 | Commercial | Restaurant (WA) | Existing | Food Preparation | Natural Gas | Conveyor Oven | E2 | ENERGY STAR (>42% Baking Efficiency) | 79.47% | 0% | 0% | 0.020099 | 0 | 0 | 0 | 15 | 19 | 2019 | 2045 | 100% | 0 | 0 | 0% | Normal | 0% | 0.46794 | 0 | 0 | 1 unit | 5500 | 0 | 5.372e-06 | 2838 | 3409.1835 | 0 | 0 | 0 | 2011 | 1.0975 | COOK_OVN-Food Preparation-ILTRM-v5.0-24 | COOK_OVN-Food Preparation-ILTRM-v5.0-24 | COOK_OVN-Food Preparation-ILTRM-v5.0-24 | 1 | unit | 5.372e-06 | Commercial_Restaurant (WA)_Existing_Food Preparation_Conveyor Oven_ENERGY STAR (>42% Baking Efficiency)
Commercial_Restaurant (WA)_Existing_Food Preparation_Natural Gas_Conveyor Oven_E3 | Commercial | Restaurant (WA) | Existing | Food Preparation | Natural Gas | Conveyor Oven | E3 |  | 0% | 0% | 0% | 0 | 0 | 0 | 0 | 0 | 0 | 0 | 0 | 0% | 0 | 0 | 0% | Normal | 0% | 0 | 0 | 0 | [17 empty] | Commercial_Restaurant (WA)_Existing_Food Preparation_Conveyor Oven_
Commercial_Restaurant (WA)_Existing_Food Preparation_Natural Gas_Conveyor Oven_E4 | Commercial | Restaurant (WA) | Existing | Food Preparation | Natural Gas | Conveyor Oven | E4 |  | 0% | 0% | 0% | 0 | 0 | 0 | 0 | 0 | 0 | 0 | 0 | 0% | 0 | 0 | 0% | Normal | 0% | 0 | 0 | 0 | [17 empty] | Commercial_Restaurant (WA)_Existing_Food Preparation_Conveyor Oven_
Commercial_Restaurant (WA)_Existing_Food Preparation_Natural Gas_Conveyor Oven_E5 | Commercial | Restaurant (WA) | Existing | Food Preparation | Natural Gas | Conveyor Oven | E5 |  | 0% | 0% | 0% | 0 | 0 | 0 | 0 | 0 | 0 | 0 | 0 | 0% | 0 | 0 | 0% | Normal | 0% | 0 | 0 | 0 | [17 empty] | Commercial_Restaurant (WA)_Existing_Food Preparation_Conveyor Oven_
Commercial_Restaurant (WA)_Existing_Food Preparation_Natural Gas_Conveyor Oven_E6 | Commercial | Restaurant (WA) | Existing | Food Preparation | Natural Gas | Conveyor Oven | E6 |  | 0% | 0% | 0% | 0 | 0 | 0 | 0 | 0 | 0 | 0 | 0 | 0% | 0 | 0 | 0% | Normal | 0% | 0 | 0 | 0 | [17 empty] | Commercial_Restaurant (WA)_Existing_Food Preparation_Conveyor Oven_
Commercial_Restaurant (WA)_Existing_Food Preparation_Natural Gas_Conveyor Oven_E7 | Commercial | Restaurant (WA) | Existing | Food Preparation | Natural Gas | Conveyor Oven | E7 |  | 0% | 0% | 0% | 0 | 0 | 0 | 0 | 0 | 0 | 0 | 0 | 0% | 0 | 0 | 0% | Normal | 0% | 0 | 0 | 0 | [17 empty] | Commercial_Restaurant (WA)_Existing_Food Preparation_Conveyor Oven_
Commercial_Restaurant (WA)_Existing_Food Preparation_Natural Gas_Conveyor Oven_E8 | Commercial | Restaurant (WA) | Existing | Food Preparation | Natural Gas | Conveyor Oven | E8 |  | 0% | 0% | 0% | 0 | 0 | 0 | 0 | 0 | 0 | 0 | 0 | 0% | 0 | 0 | 0% | Normal | 0% | 0 | 0 | 0 | [17 empty] | Commercial_Restaurant (WA)_Existing_Food Preparation_Conveyor Oven_
Commercial_Restaurant (WA)_Existing_Food Preparation_Natural Gas_Conveyor Oven_E9 | Commercial | Restaurant (WA) | Existing | Food Preparation | Natural Gas | Conveyor Oven | E9 |  | 0% | 0% | 0% | 0 | 0 | 0 | 0 | 0 | 0 | 0 | 0 | 0% | 0 | 0 | 0% | Normal | 0% | 0 | 0 | 0 | [17 empty] | Commercial_Restaurant (WA)_Existing_Food Preparation_Conveyor Oven_
Commercial_Restaurant (WA)_Existing_Food Preparation_Natural Gas_Conveyor Oven_E10 | Commercial | Restaurant (WA) | Existing | Food Preparation | Natural Gas | Conveyor Oven | E10 |  | 0% | 0% | 0% | 0 | 0 | 0 | 0 | 0 | 0 | 0 | 0 | 0% | 0 | 0 | 0% | Normal | 0% | 0 | 0 | 0 | [17 empty] | Commercial_Restaurant (WA)_Existing_Food Preparation_Conveyor Oven_
Commercial_Restaurant (WA)_Existing_Food Preparation_Natural Gas_Double Rack Oven_E1 | Commercial | Restaurant (WA) | Existing | Food Preparation | Natural Gas | Double Rack Oven | E1 | Standard | 100% | 0% | 0% | 0.016333 | 0 | 0 | 0 | 8 | 16 | 2019 | 2045 | 100% | 0 | 0 | 0% | Normal | 0% | 1.0137 | 0 | 0 | 1 unit | 5500 | 0 | 6.088e-06 | 5425 | 2529.904 | 0 | 0 | 0 | 2013 | 1.0605 | COOK_OVN-Food Preparation-ILTRM-v5.0-25 | COOK_OVN-Food Preparation-ILTRM-v5.0-25 | https://fishnick.com/saveenergy/tools/calculators/grackovencalc.php | 1 | unit | 6.088e-06 | Commercial_Restaurant (WA)_Existing_Food Preparation_Double Rack Oven_Standard
Commercial_Restaurant (WA)_Existing_Food Preparation_Natural Gas_Double Rack Oven_E2 | Commercial | Restaurant (WA) | Existing | Food Preparation | Natural Gas | Double Rack Oven | E2 | FTSC Qualified (>50% Cooking Efficiency) | 61.95% | 0% | 0% | 0.0741 | 0 | 0 | 0 | 8 | 16 | 2019 | 2045 | 100% | 0 | 0 | 0% | Normal | 0% | 0.62803 | 0 | 0 | 1 unit | 5500 | 0 | 6.088e-06 | 3361 | 11090.6431 | 0 | 0 | 0 | 2011 | 1.0975 | COOK_OVN-Food Preparation-ILTRM-v5.0-25 | COOK_OVN-Food Preparation-ILTRM-v5.0-25 | COOK_OVN-Food Preparation-ILTRM-v5.0-25 | 1 | unit | 6.088e-06 | Commercial_Restaurant (WA)_Existing_Food Preparation_Double Rack Oven_FTSC Qualified (>50% Cooking Efficiency)
Commercial_Restaurant (WA)_Existing_Food Preparation_Natural Gas_Double Rack Oven_E3 | Commercial | Restaurant (WA) | Existing | Food Preparation | Natural Gas | Double Rack Oven | E3 |  | 0% | 0% | 0% | 0 | 0 | 0 | 0 | 0 | 0 | 0 | 0 | 0% | 0 | 0 | 0% | Normal | 0% | 0 | 0 | 0 | [17 empty] | Commercial_Restaurant (WA)_Existing_Food Preparation_Double Rack Oven_
Commercial_Restaurant (WA)_Existing_Food Preparation_Natural Gas_Double Rack Oven_E4 | Commercial | Restaurant (WA) | Existing | Food Preparation | Natural Gas | Double Rack Oven | E4 |  | 0% | 0% | 0% | 0 | 0 | 0 | 0 | 0 | 0 | 0 | 0 | 0% | 0 | 0 | 0% | Normal | 0% | 0 | 0 | 0 | [17 empty] | Commercial_Restaurant (WA)_Existing_Food Preparation_Double Rack Oven_
Commercial_Restaurant (WA)_Existing_Food Preparation_Natural Gas_Double Rack Oven_E5 | Commercial | Restaurant (WA) | Existing | Food Preparation | Natural Gas | Double Rack Oven | E5 |  | 0% | 0% | 0% | 0 | 0 | 0 | 0 | 0 | 0 | 0 | 0 | 0% | 0 | 0 | 0% | Normal | 0% | 0 | 0 | 0 | [17 empty] | Commercial_Restaurant (WA)_Existing_Food Preparation_Double Rack Oven_
Commercial_Restaurant (WA)_Existing_Food Preparation_Natural Gas_Double Rack Oven_E6 | Commercial | Restaurant (WA) | Existing | Food Preparation | Natural Gas | Double Rack Oven | E6 |  | 0% | 0% | 0% | 0 | 0 | 0 | 0 | 0 | 0 | 0 | 0 | 0% | 0 | 0 | 0% | Normal | 0% | 0 | 0 | 0 | [17 empty] | Commercial_Restaurant (WA)_Existing_Food Preparation_Double Rack Oven_
Commercial_Restaurant (WA)_Existing_Food Preparation_Natural Gas_Double Rack Oven_E7 | Commercial | Restaurant (WA) | Existing | Food Preparation | Natural Gas | Double Rack Oven | E7 |  | 0% | 0% | 0% | 0 | 0 | 0 | 0 | 0 | 0 | 0 | 0 | 0% | 0 | 0 | 0% | Normal | 0% | 0 | 0 | 0 | [17 empty] | Commercial_Restaurant (WA)_Existing_Food Preparation_Double Rack Oven_
Commercial_Restaurant (WA)_Existing_Food Preparation_Natural Gas_Double Rack Oven_E8 | Commercial | Restaurant (WA) | Existing | Food Preparation | Natural Gas | Double Rack Oven | E8 |  | 0% | 0% | 0% | 0 | 0 | 0 | 0 | 0 | 0 | 0 | 0 | 0% | 0 | 0 | 0% | Normal | 0% | 0 | 0 | 0 | [17 empty] | Commercial_Restaurant (WA)_Existing_Food Preparation_Double Rack Oven_
Commercial_Restaurant (WA)_Existing_Food Preparation_Natural Gas_Double Rack Oven_E9 | Commercial | Restaurant (WA) | Existing | Food Preparation | Natural Gas | Double Rack Oven | E9 |  | 0% | 0% | 0% | 0 | 0 | 0 | 0 | 0 | 0 | 0 | 0 | 0% | 0 | 0 | 0% | Normal | 0% | 0 | 0 | 0 | [17 empty] | Commercial_Restaurant (WA)_Existing_Food Preparation_Double Rack Oven_
Commercial_Restaurant (WA)_Existing_Food Preparation_Natural Gas_Double Rack Oven_E10 | Commercial | Restaurant (WA) | Existing | Food Preparation | Natural Gas | Double Rack Oven | E10 |  | 0% | 0% | 0% | 0 | 0 | 0 | 0 | 0 | 0 | 0 | 0 | 0% | 0 | 0 | 0% | Normal | 0% | 0 | 0 | 0 | [17 empty] | Commercial_Restaurant (WA)_Existing_Food Preparation_Double Rack Oven_
Commercial_Restaurant (WA)_Existing_Food Preparation_Natural Gas_Fryer_E1 | Commercial | Restaurant (WA) | Existing | Food Preparation | Natural Gas | Fryer | E1 | Standard | 100% | 0% | 0% | 0.7458 | 0 | 0 | 0 | 10 | 20 | 2019 | 2045 | 100% | 0 | 0 | 0% | Normal | 0% | 0.50969 | 0 | 0 | 1 unit | 5500 | 0 | 0.00026633 | 1628.2323 | 2500 | 0 | 0 | 0 | 2010 | 1.1201 | COOK_FRY-Food Preparation-ILTRM-v4.0-1 | Estimate | COOK_FRY-Food Preparation-ILTRM-v4.0-1 | 1 | unit | 0.00026633 | Commercial_Restaurant (WA)_Existing_Food Preparation_Fryer_Standard
Commercial_Restaurant (WA)_Existing_Food Preparation_Natural Gas_Fryer_E2 | Commercial | Restaurant (WA) | Existing | Food Preparation | Natural Gas | Fryer | E2 | ENERGY STAR | 68.97% | 0% | 0% | 1.1038 | 0 | 0 | 0 | 10 | 20 | 2019 | 2045 | 100% | 0 | 0 | 0% | Normal | 0% | 0.35153 | 0 | 0 | 1 unit | 5500 | 0 | 0.00026633 | 1122.9977 | 3700 | 0 | 0 | 0 | 2010 | 1.1201 | COOK_FRY-Food Preparation-ILTRM-v4.0-1 | COOK_FRY-Food Preparation-ILTRM-v4.0-1 | COOK_FRY-Food Preparation-ILTRM-v4.0-1 | 1 | unit | 0.00026633 | Commercial_Restaurant (WA)_Existing_Food Preparation_Fryer_ENERGY STAR
Commercial_Restaurant (WA)_Existing_Food Preparation_Natural Gas_Fryer_E3 | Commercial | Restaurant (WA) | Existing | Food Preparation | Natural Gas | Fryer | E3 |  | 0% | 0% | 0% | 0 | 0 | 0 | 0 | 0 | 0 | 0 | 0 | 0% | 0 | 0 | 0% | Normal | 0% | 0 | 0 | 0 | [17 empty] | Commercial_Restaurant (WA)_Existing_Food Preparation_Fryer_
Commercial_Restaurant (WA)_Existing_Food Preparation_Natural Gas_Fryer_E4 | Commercial | Restaurant (WA) | Existing | Food Preparation | Natural Gas | Fryer | E4 |  | 0% | 0% | 0% | 0 | 0 | 0 | 0 | 0 | 0 | 0 | 0 | 0% | 0 | 0 | 0% | Normal | 0% | 0 | 0 | 0 | [17 empty] | Commercial_Restaurant (WA)_Existing_Food Preparation_Fryer_
Commercial_Restaurant (WA)_Existing_Food Preparation_Natural Gas_Fryer_E5 | Commercial | Restaurant (WA) | Existing | Food Preparation | Natural Gas | Fryer | E5 |  | 0% | 0% | 0% | 0 | 0 | 0 | 0 | 0 | 0 | 0 | 0 | 0% | 0 | 0 | 0% | Normal | 0% | 0 | 0 | 0 | [17 empty] | Commercial_Restaurant (WA)_Existing_Food Preparation_Fryer_
Commercial_Restaurant (WA)_Existing_Food Preparation_Natural Gas_Fryer_E6 | Commercial | Restaurant (WA) | Existing | Food Preparation | Natural Gas | Fryer | E6 |  | 0% | 0% | 0% | 0 | 0 | 0 | 0 | 0 | 0 | 0 | 0 | 0% | 0 | 0 | 0% | Normal | 0% | 0 | 0 | 0 | [17 empty] | Commercial_Restaurant (WA)_Existing_Food Preparation_Fryer_
Commercial_Restaurant (WA)_Existing_Food Preparation_Natural Gas_Fryer_E7 | Commercial | Restaurant (WA) | Existing | Food Preparation | Natural Gas | Fryer | E7 |  | 0% | 0% | 0% | 0 | 0 | 0 | 0 | 0 | 0 | 0 | 0 | 0% | 0 | 0 | 0% | Normal | 0% | 0 | 0 | 0 | [17 empty] | Commercial_Restaurant (WA)_Existing_Food Preparation_Fryer_
Commercial_Restaurant (WA)_Existing_Food Preparation_Natural Gas_Fryer_E8 | Commercial | Restaurant (WA) | Existing | Food Preparation | Natural Gas | Fryer | E8 |  | 0% | 0% | 0% | 0 | 0 | 0 | 0 | 0 | 0 | 0 | 0 | 0% | 0 | 0 | 0% | Normal | 0% | 0 | 0 | 0 | [17 empty] | Commercial_Restaurant (WA)_Existing_Food Preparation_Fryer_
Commercial_Restaurant (WA)_Existing_Food Preparation_Natural Gas_Fryer_E9 | Commercial | Restaurant (WA) | Existing | Food Preparation | Natural Gas | Fryer | E9 |  | 0% | 0% | 0% | 0 | 0 | 0 | 0 | 0 | 0 | 0 | 0 | 0% | 0 | 0 | 0% | Normal | 0% | 0 | 0 | 0 | [17 empty] | Commercial_Restaurant (WA)_Existing_Food Preparation_Fryer_
Commercial_Restaurant (WA)_Existing_Food Preparation_Natural Gas_Fryer_E10 | Commercial | Restaurant (WA) | Existing | Food Preparation | Natural Gas | Fryer | E10 |  | 0% | 0% | 0% | 0 | 0 | 0 | 0 | 0 | 0 | 0 | 0 | 0% | 0 | 0 | 0% | Normal | 0% | 0 | 0 | 0 | [17 empty] | Commercial_Restaurant (WA)_Existing_Food Preparation_Fryer_
Commercial_Restaurant (WA)_Existing_Food Preparation_Natural Gas_Broiler_E1 | Commercial | Restaurant (WA) | Existing | Food Preparation | Natural Gas | Broiler | E1 | Standard | 100% | 0% | 0% | 0.67575 | 0 | 0 | 0 | 8 | 16 | 2019 | 2045 | 100% | 0 | 0 | 0% | Normal | 0% | 0.52064 | 0 | 0 | 1 unit | 5500 | 0 | 0.00024629 | 1625 | 2500 | 0 | 0 | 0 | 2011 | 1.0975 | COOK_BRL-Food Preparation-ILTRM-v4.0-2 | Estimate | COOK_BRL-Food Preparation-ILTRM-v4.0-2 | 1 | unit | 0.00024629 | Commercial_Restaurant (WA)_Existing_Food Preparation_Broiler_Standard
Commercial_Restaurant (WA)_Existing_Food Preparation_Natural Gas_Broiler_E2 | Commercial | Restaurant (WA) | Existing | Food Preparation | Natural Gas | Broiler | E2 | Infrared Burners | 85.29% | 0% | 0% | 0.94605 | 0 | 0 | 0 | 8 | 16 | 2019 | 2045 | 100% | 0 | 0 | 0% | Normal | 0% | 0.44407 | 0 | 0 | 1 unit | 5500 | 0 | 0.00024629 | 1386 | 3500 | 0 | 0 | 0 | 2011 | 1.0975 | COOK_BRL-Food Preparation-ILTRM-v4.0-2 | COOK_BRL-Food Preparation-ILTRM-v4.0-2 | COOK_BRL-Food Preparation-ILTRM-v4.0-2 | 1 | unit | 0.00024629 | Commercial_Restaurant (WA)_Existing_Food Preparation_Broiler_Infrared Burners
Commercial_Restaurant (WA)_Existing_Food Preparation_Natural Gas_Broiler_E3 | Commercial | Restaurant (WA) | Existing | Food Preparation | Natural Gas | Broiler | E3 |  | 0% | 0% | 0% | 0 | 0 | 0 | 0 | 0 | 0 | 0 | 0 | 0% | 0 | 0 | 0% | Normal | 0% | 0 | 0 | 0 | [17 empty] | Commercial_Restaurant (WA)_Existing_Food Preparation_Broiler_
Commercial_Restaurant (WA)_Existing_Food Preparation_Natural Gas_Broiler_E4 | Commercial | Restaurant (WA) | Existing | Food Preparation | Natural Gas | Broiler | E4 |  | 0% | 0% | 0% | 0 | 0 | 0 | 0 | 0 | 0 | 0 | 0 | 0% | 0 | 0 | 0% | Normal | 0% | 0 | 0 | 0 | [17 empty] | Commercial_Restaurant (WA)_Existing_Food Preparation_Broiler_
Commercial_Restaurant (WA)_Existing_Food Preparation_Natural Gas_Broiler_E5 | Commercial | Restaurant (WA) | Existing | Food Preparation | Natural Gas | Broiler | E5 |  | 0% | 0% | 0% | 0 | 0 | 0 | 0 | 0 | 0 | 0 | 0 | 0% | 0 | 0 | 0% | Normal | 0% | 0 | 0 | 0 | [17 empty] | Commercial_Restaurant (WA)_Existing_Food Preparation_Broiler_
Commercial_Restaurant (WA)_Existing_Food Preparation_Natural Gas_Broiler_E6 | Commercial | Restaurant (WA) | Existing | Food Preparation | Natural Gas | Broiler | E6 |  | 0% | 0% | 0% | 0 | 0 | 0 | 0 | 0 | 0 | 0 | 0 | 0% | 0 | 0 | 0% | Normal | 0% | 0 | 0 | 0 | [17 empty] | Commercial_Restaurant (WA)_Existing_Food Preparation_Broiler_
Commercial_Restaurant (WA)_Existing_Food Preparation_Natural Gas_Broiler_E7 | Commercial | Restaurant (WA) | Existing | Food Preparation | Natural Gas | Broiler | E7 |  | 0% | 0% | 0% | 0 | 0 | 0 | 0 | 0 | 0 | 0 | 0 | 0% | 0 | 0 | 0% | Normal | 0% | 0 | 0 | 0 | [17 empty] | Commercial_Restaurant (WA)_Existing_Food Preparation_Broiler_
Commercial_Restaurant (WA)_Existing_Food Preparation_Natural Gas_Broiler_E8 | Commercial | Restaurant (WA) | Existing | Food Preparation | Natural Gas | Broiler | E8 |  | 0% | 0% | 0% | 0 | 0 | 0 | 0 | 0 | 0 | 0 | 0 | 0% | 0 | 0 | 0% | Normal | 0% | 0 | 0 | 0 | [17 empty] | Commercial_Restaurant (WA)_Existing_Food Preparation_Broiler_
Commercial_Restaurant (WA)_Existing_Food Preparation_Natural Gas_Broiler_E9 | Commercial | Restaurant (WA) | Existing | Food Preparation | Natural Gas | Broiler | E9 |  | 0% | 0% | 0% | 0 | 0 | 0 | 0 | 0 | 0 | 0 | 0 | 0% | 0 | 0 | 0% | Normal | 0% | 0 | 0 | 0 | [17 empty] | Commercial_Restaurant (WA)_Existing_Food Preparation_Broiler_
Commercial_Restaurant (WA)_Existing_Food Preparation_Natural Gas_Broiler_E10 | Commercial | Restaurant (WA) | Existing | Food Preparation | Natural Gas | Broiler | E10 |  | 0% | 0% | 0% | 0 | 0 | 0 | 0 | 0 | 0 | 0 | 0 | 0% | 0 | 0 | 0% | Normal | 0% | 0 | 0 | 0 | [17 empty] | Commercial_Restaurant (WA)_Existing_Food Preparation_Broiler_
Commercial_Restaurant (WA)_Existing_Food Preparation_Natural Gas_Griddle_E1 | Commercial | Restaurant (WA) | Existing | Food Preparation | Natural Gas | Griddle | E1 | Standard | 100% | 0% | 0% | 1.4302 | 0 | 0 | 0 | 8 | 16 | 2019 | 2045 | 100% | 0 | 0 | 0% | Normal | 0% | 0.36183 | 0 | 0 | 1 unit | 5500 | 0 | 0.00026186 | 1213.5601 | 5150 | 0 | 0 | 0 | 2013 | 1.0605 | COOK_GRD-Food Preparation-ILTRM-v5.0-1 | COOK_GRD-Food Preparation-EIA14-2014 Ref. Case-5 | COOK_GRD-Food Preparation-ILTRM-v5.0-1 | 1 | unit | 0.00026186 | Commercial_Restaurant (WA)_Existing_Food Preparation_Griddle_Standard
Commercial_Restaurant (WA)_Existing_Food Preparation_Natural Gas_Griddle_E2 | Commercial | Restaurant (WA) | Existing | Food Preparation | Natural Gas | Griddle | E2 | ENERGY STAR | 87.77% | 0% | 0% | 1.5301 | 0 | 0 | 0 | 8 | 16 | 2019 | 2045 | 100% | 0 | 0 | 0% | Normal | 0% | 0.31758 | 0 | 0 | 1 unit | 5500 | 0 | 0.00026186 | 1065.1506 | 5510 | 0 | 0 | 0 | 2013 | 1.0605 | COOK_GRD-Food Preparation-ILTRM-v5.0-1 | COOK_GRD-Food Preparation-EIA14-2014 Ref. Case-5 | COOK_GRD-Food Preparation-ILTRM-v5.0-1 | 1 | unit | 0.00026186 | Commercial_Restaurant (WA)_Existing_Food Preparation_Griddle_ENERGY STAR
Commercial_Restaurant (WA)_Existing_Food Preparation_Natural Gas_Griddle_E3 | Commercial | Restaurant (WA) | Existing | Food Preparation | Natural Gas | Griddle | E3 |  | 0% | 0% | 0% | 0 | 0 | 0 | 0 | 0 | 0 | 0 | 0 | 0% | 0 | 0 | 0% | Normal | 0% | 0 | 0 | 0 | [17 empty] | Commercial_Restaurant (WA)_Existing_Food Preparation_Griddle_
Commercial_Restaurant (WA)_Existing_Food Preparation_Natural Gas_Griddle_E4 | Commercial | Restaurant (WA) | Existing | Food Preparation | Natural Gas | Griddle | E4 |  | 0% | 0% | 0% | 0 | 0 | 0 | 0 | 0 | 0 | 0 | 0 | 0% | 0 | 0 | 0% | Normal | 0% | 0 | 0 | 0 | [17 empty] | Commercial_Restaurant (WA)_Existing_Food Preparation_Griddle_
Commercial_Restaurant (WA)_Existing_Food Preparation_Natural Gas_Griddle_E5 | Commercial | Restaurant (WA) | Existing | Food Preparation | Natural Gas | Griddle | E5 |  | 0% | 0% | 0% | 0 | 0 | 0 | 0 | 0 | 0 | 0 | 0 | 0% | 0 | 0 | 0% | Normal | 0% | 0 | 0 | 0 | [17 empty] | Commercial_Restaurant (WA)_Existing_Food Preparation_Griddle_
Commercial_Restaurant (WA)_Existing_Food Preparation_Natural Gas_Griddle_E6 | Commercial | Restaurant (WA) | Existing | Food Preparation | Natural Gas | Griddle | E6 |  | 0% | 0% | 0% | 0 | 0 | 0 | 0 | 0 | 0 | 0 | 0 | 0% | 0 | 0 | 0% | Normal | 0% | 0 | 0 | 0 | [17 empty] | Commercial_Restaurant (WA)_Existing_Food Preparation_Griddle_
Commercial_Restaurant (WA)_Existing_Food Preparation_Natural Gas_Griddle_E7 | Commercial | Restaurant (WA) | Existing | Food Preparation | Natural Gas | Griddle | E7 |  | 0% | 0% | 0% | 0 | 0 | 0 | 0 | 0 | 0 | 0 | 0 | 0% | 0 | 0 | 0% | Normal | 0% | 0 | 0 | 0 | [17 empty] | Commercial_Restaurant (WA)_Existing_Food Preparation_Griddle_
Commercial_Restaurant (WA)_Existing_Food Preparation_Natural Gas_Griddle_E8 | Commercial | Restaurant (WA) | Existing | Food Preparation | Natural Gas | Griddle | E8 |  | 0% | 0% | 0% | 0 | 0 | 0 | 0 | 0 | 0 | 0 | 0 | 0% | 0 | 0 | 0% | Normal | 0% | 0 | 0 | 0 | [17 empty] | Commercial_Restaurant (WA)_Existing_Food Preparation_Griddle_
Commercial_Restaurant (WA)_Existing_Food Preparation_Natural Gas_Griddle_E9 | Commercial | Restaurant (WA) | Existing | Food Preparation | Natural Gas | Griddle | E9 |  | 0% | 0% | 0% | 0 | 0 | 0 | 0 | 0 | 0 | 0 | 0 | 0% | 0 | 0 | 0% | Normal | 0% | 0 | 0 | 0 | [17 empty] | Commercial_Restaurant (WA)_Existing_Food Preparation_Griddle_
Commercial_Restaurant (WA)_Existing_Food Preparation_Natural Gas_Griddle_E10 | Commercial | Restaurant (WA) | Existing | Food Preparation | Natural Gas | Griddle | E10 |  | 0% | 0% | 0% | 0 | 0 | 0 | 0 | 0 | 0 | 0 | 0 | 0% | 0 | 0 | 0% | Normal | 0% | 0 | 0 | 0 | [17 empty] | Commercial_Restaurant (WA)_Existing_Food Preparation_Griddle_
Commercial_Restaurant (WA)_Existing_Food Preparation_Natural Gas_Range_E1 | Commercial | Restaurant (WA) | Existing | Food Preparation | Natural Gas | Range | E1 | Standard | 100% | 0% | 0% | 1.3652 | 0 | 0 | 0 | 8 | 12 | 2019 | 2045 | 100% | 0 | 0 | 0% | Normal | 0% | 0.48905 | 0 | 0 | 1 unit | 5500 | 0 | 0.00027085 | 1470 | 4500 | 0 | 0 | 0 | 2010 | 1.1201 | COOK_OVN-Food Preparation-AEO17-1 | Estimate | DOE Commercial R&D 2016 - Table 2-12 | 1 | unit | 0.00027085 | Commercial_Restaurant (WA)_Existing_Food Preparation_Range_Standard
Commercial_Restaurant (WA)_Existing_Food Preparation_Natural Gas_Range_E2 | Commercial | Restaurant (WA) | Existing | Food Preparation | Natural Gas | Range | E2 | High Efficiency | 50% | 0% | 0% | 1.4866 | 0 | 0 | 0 | 8 | 12 | 2019 | 2045 | 100% | 0 | 0 | 0% | Normal | 0% | 0.24452 | 0 | 0 | 1 unit | 5500 | 0 | 0.00027085 | 735 | 4900 | 0 | 0 | 0 | 2010 | 1.1201 | COOK_OVN-Food Preparation-AEO17-1 | DOE Commercial R&D 2016 - Table 2-10 | DOE Commercial R&D 2016 - Table 2-18 | 1 | unit | 0.00027085 | Commercial_Restaurant (WA)_Existing_Food Preparation_Range_High Efficiency
Commercial_Restaurant (WA)_Existing_Food Preparation_Natural Gas_Range_E3 | Commercial | Restaurant (WA) | Existing | Food Preparation | Natural Gas | Range | E3 |  | 0% | 0% | 0% | 0 | 0 | 0 | 0 | 0 | 0 | 0 | 0 | 0% | 0 | 0 | 0% | Normal | 0% | 0 | 0 | 0 | [17 empty] | Commercial_Restaurant (WA)_Existing_Food Preparation_Range_
Commercial_Restaurant (WA)_Existing_Food Preparation_Natural Gas_Range_E4 | Commercial | Restaurant (WA) | Existing | Food Preparation | Natural Gas | Range | E4 |  | 0% | 0% | 0% | 0 | 0 | 0 | 0 | 0 | 0 | 0 | 0 | 0% | 0 | 0 | 0% | Normal | 0% | 0 | 0 | 0 | [17 empty] | Commercial_Restaurant (WA)_Existing_Food Preparation_Range_
Commercial_Restaurant (WA)_Existing_Food Preparation_Natural Gas_Range_E5 | Commercial | Restaurant (WA) | Existing | Food Preparation | Natural Gas | Range | E5 |  | 0% | 0% | 0% | 0 | 0 | 0 | 0 | 0 | 0 | 0 | 0 | 0% | 0 | 0 | 0% | Normal | 0% | 0 | 0 | 0 | [17 empty] | Commercial_Restaurant (WA)_Existing_Food Preparation_Range_
Commercial_Restaurant (WA)_Existing_Food Preparation_Natural Gas_Range_E6 | Commercial | Restaurant (WA) | Existing | Food Preparation | Natural Gas | Range | E6 |  | 0% | 0% | 0% | 0 | 0 | 0 | 0 | 0 | 0 | 0 | 0 | 0% | 0 | 0 | 0% | Normal | 0% | 0 | 0 | 0 | [17 empty] | Commercial_Restaurant (WA)_Existing_Food Preparation_Range_
Commercial_Restaurant (WA)_Existing_Food Preparation_Natural Gas_Range_E7 | Commercial | Restaurant (WA) | Existing | Food Preparation | Natural Gas | Range | E7 |  | 0% | 0% | 0% | 0 | 0 | 0 | 0 | 0 | 0 | 0 | 0 | 0% | 0 | 0 | 0% | Normal | 0% | 0 | 0 | 0 | [17 empty] | Commercial_Restaurant (WA)_Existing_Food Preparation_Range_
Commercial_Restaurant (WA)_Existing_Food Preparation_Natural Gas_Range_E8 | Commercial | Restaurant (WA) | Existing | Food Preparation | Natural Gas | Range | E8 |  | 0% | 0% | 0% | 0 | 0 | 0 | 0 | 0 | 0 | 0 | 0 | 0% | 0 | 0 | 0% | Normal | 0% | 0 | 0 | 0 | [17 empty] | Commercial_Restaurant (WA)_Existing_Food Preparation_Range_
Commercial_Restaurant (WA)_Existing_Food Preparation_Natural Gas_Range_E9 | Commercial | Restaurant (WA) | Existing | Food Preparation | Natural Gas | Range | E9 |  | 0% | 0% | 0% | 0 | 0 | 0 | 0 | 0 | 0 | 0 | 0 | 0% | 0 | 0 | 0% | Normal | 0% | 0 | 0 | 0 | [17 empty] | Commercial_Restaurant (WA)_Existing_Food Preparation_Range_
Commercial_Restaurant (WA)_Existing_Food Preparation_Natural Gas_Range_E10 | Commercial | Restaurant (WA) | Existing | Food Preparation | Natural Gas | Range | E10 |  | 0% | 0% | 0% | 0 | 0 | 0 | 0 | 0 | 0 | 0 | 0 | 0% | 0 | 0 | 0% | Normal | 0% | 0 | 0 | 0 | [17 empty] | Commercial_Restaurant (WA)_Existing_Food Preparation_Range_
Commercial_Restaurant (WA)_Existing_Food Preparation_Natural Gas_Steamer_E1 | Commercial | Restaurant (WA) | Existing | Food Preparation | Natural Gas | Steamer | E1 | Standard | 100% | 0% | 0% | 0.42914 | 0 | 0 | 0 | 8 | 16 | 2019 | 2045 | 100% | 0 | 0 | 0% | Normal | 0% | 0.67037 | 0 | 0 | 1 unit | 5500 | 0 | 3.04e-05 | 1241.5036 | 13100 | 0 | 0 | 0 | 2012 | 1.0776 | COOK_STM-Food Preparation-ILTRM-v4.0-32 | DOE Commercial R&D 2016 - Table 2-10 | COOK_STM-Food Preparation-ILTRM-v4.0-32 | 1 | unit | 3.04e-05 | Commercial_Restaurant (WA)_Existing_Food Preparation_Steamer_Standard
Commercial_Restaurant (WA)_Existing_Food Preparation_Natural Gas_Steamer_E2 | Commercial | Restaurant (WA) | Existing | Food Preparation | Natural Gas | Steamer | E2 | ENERGY STAR | 18.87% | 0% | 0% | 0.46183 | 0 | -8.6149e-05 | 0 | 8 | 16 | 2019 | 2045 | 100% | 0 | 0 | 0% | Normal | 0% | 0.12648 | 0 | 0 | 1 unit | 5500 | 0 | 3.04e-05 | 234.2394 | 14098 | 0 | -2.6298 | 0 | 2012 | 1.0776 | COOK_STM-Food Preparation-ILTRM-v4.0-32 | COOK_STM-Food Preparation-ILTRM-v4.0-32 | COOK_STM-Food Preparation-ILTRM-v4.0-32 | 1 | unit | 3.04e-05 | Commercial_Restaurant (WA)_Existing_Food Preparation_Steamer_ENERGY STAR
Commercial_Restaurant (WA)_Existing_Food Preparation_Natural Gas_Steamer_E3 | Commercial | Restaurant (WA) | Existing | Food Preparation | Natural Gas | Steamer | E3 |  | 0% | 0% | 0% | 0 | 0 | 0 | 0 | 0 | 0 | 0 | 0 | 0% | 0 | 0 | 0% | Normal | 0% | 0 | 0 | 0 | [17 empty] | Commercial_Restaurant (WA)_Existing_Food Preparation_Steamer_
Commercial_Restaurant (WA)_Existing_Food Preparation_Natural Gas_Steamer_E4 | Commercial | Restaurant (WA) | Existing | Food Preparation | Natural Gas | Steamer | E4 |  | 0% | 0% | 0% | 0 | 0 | 0 | 0 | 0 | 0 | 0 | 0 | 0% | 0 | 0 | 0% | Normal | 0% | 0 | 0 | 0 | [17 empty] | Commercial_Restaurant (WA)_Existing_Food Preparation_Steamer_
Commercial_Restaurant (WA)_Existing_Food Preparation_Natural Gas_Steamer_E5 | Commercial | Restaurant (WA) | Existing | Food Preparation | Natural Gas | Steamer | E5 |  | 0% | 0% | 0% | 0 | 0 | 0 | 0 | 0 | 0 | 0 | 0 | 0% | 0 | 0 | 0% | Normal | 0% | 0 | 0 | 0 | [17 empty] | Commercial_Restaurant (WA)_Existing_Food Preparation_Steamer_
Commercial_Restaurant (WA)_Existing_Food Preparation_Natural Gas_Steamer_E6 | Commercial | Restaurant (WA) | Existing | Food Preparation | Natural Gas | Steamer | E6 |  | 0% | 0% | 0% | 0 | 0 | 0 | 0 | 0 | 0 | 0 | 0 | 0% | 0 | 0 | 0% | Normal | 0% | 0 | 0 | 0 | [17 empty] | Commercial_Restaurant (WA)_Existing_Food Preparation_Steamer_
Commercial_Restaurant (WA)_Existing_Food Preparation_Natural Gas_Steamer_E7 | Commercial | Restaurant (WA) | Existing | Food Preparation | Natural Gas | Steamer | E7 |  | 0% | 0% | 0% | 0 | 0 | 0 | 0 | 0 | 0 | 0 | 0 | 0% | 0 | 0 | 0% | Normal | 0% | 0 | 0 | 0 | [17 empty] | Commercial_Restaurant (WA)_Existing_Food Preparation_Steamer_
Commercial_Restaurant (WA)_Existing_Food Preparation_Natural Gas_Steamer_E8 | Commercial | Restaurant (WA) | Existing | Food Preparation | Natural Gas | Steamer | E8 |  | 0% | 0% | 0% | 0 | 0 | 0 | 0 | 0 | 0 | 0 | 0 | 0% | 0 | 0 | 0% | Normal | 0% | 0 | 0 | 0 | [17 empty] | Commercial_Restaurant (WA)_Existing_Food Preparation_Steamer_
Commercial_Restaurant (WA)_Existing_Food Preparation_Natural Gas_Steamer_E9 | Commercial | Restaurant (WA) | Existing | Food Preparation | Natural Gas | Steamer | E9 |  | 0% | 0% | 0% | 0 | 0 | 0 | 0 | 0 | 0 | 0 | 0 | 0% | 0 | 0 | 0% | Normal | 0% | 0 | 0 | 0 | [17 empty] | Commercial_Restaurant (WA)_Existing_Food Preparation_Steamer_
Commercial_Restaurant (WA)_Existing_Food Preparation_Natural Gas_Steamer_E10 | Commercial | Restaurant (WA) | Existing | Food Preparation | Natural Gas | Steamer | E10 |  | 0% | 0% | 0% | 0 | 0 | 0 | 0 | 0 | 0 | 0 | 0 | 0% | 0 | 0 | 0% | Normal | 0% | 0 | 0 | 0 | [17 empty] | Commercial_Restaurant (WA)_Existing_Food Preparation_Steamer_
Commercial_Restaurant (WA)_Existing_Food Preparation_Natural Gas_Food Prep Other_E1 | Commercial | Restaurant (WA) | Existing | Food Preparation | Natural Gas | Food Prep Other | E1 | Standard | 100% | 0% | 0% | 0.00038692 | 0 | 0 | 0 | 8 | 12 | 2019 | 2045 | 100% | 0 | 0 | 0% | Normal | 0% | 0.15516 | 0 | 0 | 1 unit | 5500 | 0 | 3.4542e-07 | 1423.18 | 1000 | 0 | 0 | 0 | 2010 | 1.1201 | Default | Default | Default | 1 | unit | 3.4542e-07 | Commercial_Restaurant (WA)_Existing_Food Preparation_Food Prep Other_Standard
Commercial_Restaurant (WA)_Existing_Food Preparation_Natural Gas_Food Prep Other_E2 | Commercial | Restaurant (WA) | Existing | Food Preparation | Natural Gas | Food Prep Other | E2 | ENERGY STAR | 72.07% | 0% | 0% | 0.0007093 | 0 | 0 | 0 | 8 | 12 | 2019 | 2045 | 100% | 0 | 0 | 0% | Normal | 0% | 0.11182 | 0 | 0 | 1 unit | 5500 | 0 | 3.4542e-07 | 1025.646 | 1833.1988 | 0 | 0 | 0 | 2010 | 1.1201 | N/A | N/A | N/A | 1 | unit | 3.4542e-07 | Commercial_Restaurant (WA)_Existing_Food Preparation_Food Prep Other_ENERGY STAR
Commercial_Restaurant (WA)_Existing_Food Preparation_Natural Gas_Food Prep Other_E3 | Commercial | Restaurant (WA) | Existing | Food Preparation | Natural Gas | Food Prep Other | E3 |  | 0% | 0% | 0% | 0 | 0 | 0 | 0 | 0 | 0 | 0 | 0 | 0% | 0 | 0 | 0% | Normal | 0% | 0 | 0 | 0 | [17 empty] | Commercial_Restaurant (WA)_Existing_Food Preparation_Food Prep Other_
Commercial_Restaurant (WA)_Existing_Food Preparation_Natural Gas_Food Prep Other_E4 | Commercial | Restaurant (WA) | Existing | Food Preparation | Natural Gas | Food Prep Other | E4 |  | 0% | 0% | 0% | 0 | 0 | 0 | 0 | 0 | 0 | 0 | 0 | 0% | 0 | 0 | 0% | Normal | 0% | 0 | 0 | 0 | [17 empty] | Commercial_Restaurant (WA)_Existing_Food Preparation_Food Prep Other_
Commercial_Restaurant (WA)_Existing_Food Preparation_Natural Gas_Food Prep Other_E5 | Commercial | Restaurant (WA) | Existing | Food Preparation | Natural Gas | Food Prep Other | E5 |  | 0% | 0% | 0% | 0 | 0 | 0 | 0 | 0 | 0 | 0 | 0 | 0% | 0 | 0 | 0% | Normal | 0% | 0 | 0 | 0 | [17 empty] | Commercial_Restaurant (WA)_Existing_Food Preparation_Food Prep Other_
Commercial_Restaurant (WA)_Existing_Food Preparation_Natural Gas_Food Prep Other_E6 | Commercial | Restaurant (WA) | Existing | Food Preparation | Natural Gas | Food Prep Other | E6 |  | 0% | 0% | 0% | 0 | 0 | 0 | 0 | 0 | 0 | 0 | 0 | 0% | 0 | 0 | 0% | Normal | 0% | 0 | 0 | 0 | [17 empty] | Commercial_Restaurant (WA)_Existing_Food Preparation_Food Prep Other_
Commercial_Restaurant (WA)_Existing_Food Preparation_Natural Gas_Food Prep Other_E7 | Commercial | Restaurant (WA) | Existing | Food Preparation | Natural Gas | Food Prep Other | E7 |  | 0% | 0% | 0% | 0 | 0 | 0 | 0 | 0 | 0 | 0 | 0 | 0% | 0 | 0 | 0% | Normal | 0% | 0 | 0 | 0 | [17 empty] | Commercial_Restaurant (WA)_Existing_Food Preparation_Food Prep Other_
Commercial_Restaurant (WA)_Existing_Food Preparation_Natural Gas_Food Prep Other_E8 | Commercial | Restaurant (WA) | Existing | Food Preparation | Natural Gas | Food Prep Other | E8 |  | 0% | 0% | 0% | 0 | 0 | 0 | 0 | 0 | 0 | 0 | 0 | 0% | 0 | 0 | 0% | Normal | 0% | 0 | 0 | 0 | [17 empty] | Commercial_Restaurant (WA)_Existing_Food Preparation_Food Prep Other_
Commercial_Restaurant (WA)_Existing_Food Preparation_Natural Gas_Food Prep Other_E9 | Commercial | Restaurant (WA) | Existing | Food Preparation | Natural Gas | Food Prep Other | E9 |  | 0% | 0% | 0% | 0 | 0 | 0 | 0 | 0 | 0 | 0 | 0 | 0% | 0 | 0 | 0% | Normal | 0% | 0 | 0 | 0 | [17 empty] | Commercial_Restaurant (WA)_Existing_Food Preparation_Food Prep Other_
Commercial_Restaurant (WA)_Existing_Food Preparation_Natural Gas_Food Prep Other_E10 | Commercial | Restaurant (WA) | Existing | Food Preparation | Natural Gas | Food Prep Other | E10 |  | 0% | 0% | 0% | 0 | 0 | 0 | 0 | 0 | 0 | 0 | 0 | 0% | 0 | 0 | 0% | Normal | 0% | 0 | 0 | 0 | [17 empty] | Commercial_Restaurant (WA)_Existing_Food Preparation_Food Prep Other_
Commercial_Restaurant (WA)_Existing_Miscellaneous_Natural Gas_Pool Heater_E1 | Commercial | Restaurant (WA) | Existing | Miscellaneous | Natural Gas | Pool Heater | E1 | Standard (EF .82) | 100% | 0% | 0% | 0.012823 | 0 | 0 | 0 | 4 | 8 | 2019 | 2045 | 100% | 0 | 0 | 0% | Normal | 0% | 0.010152 | 0 | 0 | 1 unit | 5500 | 0 | 6.8182e-07 | 14890 | 18052 | 0 | 0 | 0 | 2014 | 1.0418 | DOE Commercial R&D 2016 - Table 7-6 | DOE Commercial R&D 2016 - Table 7-7 | DOE Commercial R&D 2016 - Table 7-8 | 1 | unit | 6.8182e-07 | Commercial_Restaurant (WA)_Existing_Miscellaneous_Pool Heater_Standard (EF .82)
Commercial_Restaurant (WA)_Existing_Miscellaneous_Natural Gas_Pool Heater_E2 | Commercial | Restaurant (WA) | Existing | Miscellaneous | Natural Gas | Pool Heater | E2 | Condensing (EF .90) | 85% | 0% | 0% | 0.020996 | 0 | 0 | 0 | 4 | 8 | 2019 | 2045 | 100% | 0 | 0 | 0% | Normal | 0% | 0.0086294 | 0 | 0 | 1 unit | 5500 | 0 | 6.8182e-07 | 12656.5 | 29558 | 0 | 0 | 0 | 2014 | 1.0418 | DOE Commercial R&D 2016 - Table 7-6 | DOE Commercial R&D 2016 - Table 7-7 | DOE Commercial R&D 2016 - Table 7-9 | 1 | unit | 6.8182e-07 | Commercial_Restaurant (WA)_Existing_Miscellaneous_Pool Heater_Condensing (EF .90)
Commercial_Restaurant (WA)_Existing_Miscellaneous_Natural Gas_Pool Heater_E3 | Commercial | Restaurant (WA) | Existing | Miscellaneous | Natural Gas | Pool Heater | E3 |  | 0% | 0% | 0% | 0 | 0 | 0 | 0 | 0 | 0 | 0 | 0 | 0% | 0 | 0 | 0% | Normal | 0% | 0 | 0 | 0 | [17 empty] | Commercial_Restaurant (WA)_Existing_Miscellaneous_Pool Heater_
Commercial_Restaurant (WA)_Existing_Miscellaneous_Natural Gas_Pool Heater_E4 | Commercial | Restaurant (WA) | Existing | Miscellaneous | Natural Gas | Pool Heater | E4 |  | 0% | 0% | 0% | 0 | 0 | 0 | 0 | 0 | 0 | 0 | 0 | 0% | 0 | 0 | 0% | Normal | 0% | 0 | 0 | 0 | [17 empty] | Commercial_Restaurant (WA)_Existing_Miscellaneous_Pool Heater_
Commercial_Restaurant (WA)_Existing_Miscellaneous_Natural Gas_Pool Heater_E5 | Commercial | Restaurant (WA) | Existing | Miscellaneous | Natural Gas | Pool Heater | E5 |  | 0% | 0% | 0% | 0 | 0 | 0 | 0 | 0 | 0 | 0 | 0 | 0% | 0 | 0 | 0% | Normal | 0% | 0 | 0 | 0 | [17 empty] | Commercial_Restaurant (WA)_Existing_Miscellaneous_Pool Heater_
Commercial_Restaurant (WA)_Existing_Miscellaneous_Natural Gas_Pool Heater_E6 | Commercial | Restaurant (WA) | Existing | Miscellaneous | Natural Gas | Pool Heater | E6 |  | 0% | 0% | 0% | 0 | 0 | 0 | 0 | 0 | 0 | 0 | 0 | 0% | 0 | 0 | 0% | Normal | 0% | 0 | 0 | 0 | [17 empty] | Commercial_Restaurant (WA)_Existing_Miscellaneous_Pool Heater_
Commercial_Restaurant (WA)_Existing_Miscellaneous_Natural Gas_Pool Heater_E7 | Commercial | Restaurant (WA) | Existing | Miscellaneous | Natural Gas | Pool Heater | E7 |  | 0% | 0% | 0% | 0 | 0 | 0 | 0 | 0 | 0 | 0 | 0 | 0% | 0 | 0 | 0% | Normal | 0% | 0 | 0 | 0 | [17 empty] | Commercial_Restaurant (WA)_Existing_Miscellaneous_Pool Heater_
Commercial_Restaurant (WA)_Existing_Miscellaneous_Natural Gas_Pool Heater_E8 | Commercial | Restaurant (WA) | Existing | Miscellaneous | Natural Gas | Pool Heater | E8 |  | 0% | 0% | 0% | 0 | 0 | 0 | 0 | 0 | 0 | 0 | 0 | 0% | 0 | 0 | 0% | Normal | 0% | 0 | 0 | 0 | [17 empty] | Commercial_Restaurant (WA)_Existing_Miscellaneous_Pool Heater_
Commercial_Restaurant (WA)_Existing_Miscellaneous_Natural Gas_Pool Heater_E9 | Commercial | Restaurant (WA) | Existing | Miscellaneous | Natural Gas | Pool Heater | E9 |  | 0% | 0% | 0% | 0 | 0 | 0 | 0 | 0 | 0 | 0 | 0 | 0% | 0 | 0 | 0% | Normal | 0% | 0 | 0 | 0 | [17 empty] | Commercial_Restaurant (WA)_Existing_Miscellaneous_Pool Heater_
Commercial_Restaurant (WA)_Existing_Miscellaneous_Natural Gas_Pool Heater_E10 | Commercial | Restaurant (WA) | Existing | Miscellaneous | Natural Gas | Pool Heater | E10 |  | 0% | 0% | 0% | 0 | 0 | 0 | 0 | 0 | 0 | 0 | 0 | 0% | 0 | 0 | 0% | Normal | 0% | 0 | 0 | 0 | [17 empty] | Commercial_Restaurant (WA)_Existing_Miscellaneous_Pool Heater_
Commercial_Restaurant (WA)_Existing_Miscellaneous_Natural Gas_Miscellaneous_E1 | Commercial | Restaurant (WA) | Existing | Miscellaneous | Natural Gas | Miscellaneous | E1 | Standard | 100% | 0% | 0% | 0.039982 | 0 | 0 | 0 | 2 | 8 | 2019 | 2045 | 100% | 0 | 0 | 0% | Normal | 0% | 0.0393 | 0 | 0 | 1 unit | 5500 | 0 | 0.0393 | 1 | 1 | 0 | 0 | 0 | 2016 | 1.0174 | N/A | N/A | N/A | 1 | unit | 0.0393 | Commercial_Restaurant (WA)_Existing_Miscellaneous_Miscellaneous_Standard
Commercial_Restaurant (WA)_Existing_Miscellaneous_Natural Gas_Miscellaneous_E2 | Commercial | Restaurant (WA) | Existing | Miscellaneous | Natural Gas | Miscellaneous | E2 |  | 0% | 0% | 0% | 0 | 0 | 0 | 0 | 0 | 0 | 0 | 0 | 0% | 0 | 0 | 0% | Normal | 0% | 0 | 0 | 0 | [17 empty] | Commercial_Restaurant (WA)_Existing_Miscellaneous_Miscellaneous_
Commercial_Restaurant (WA)_Existing_Miscellaneous_Natural Gas_Miscellaneous_E3 | Commercial | Restaurant (WA) | Existing | Miscellaneous | Natural Gas | Miscellaneous | E3 |  | 0% | 0% | 0% | 0 | 0 | 0 | 0 | 0 | 0 | 0 | 0 | 0% | 0 | 0 | 0% | Normal | 0% | 0 | 0 | 0 | [17 empty] | Commercial_Restaurant (WA)_Existing_Miscellaneous_Miscellaneous_
Commercial_Restaurant (WA)_Existing_Miscellaneous_Natural Gas_Miscellaneous_E4 | Commercial | Restaurant (WA) | Existing | Miscellaneous | Natural Gas | Miscellaneous | E4 |  | 0% | 0% | 0% | 0 | 0 | 0 | 0 | 0 | 0 | 0 | 0 | 0% | 0 | 0 | 0% | Normal | 0% | 0 | 0 | 0 | [17 empty] | Commercial_Restaurant (WA)_Existing_Miscellaneous_Miscellaneous_
Commercial_Restaurant (WA)_Existing_Miscellaneous_Natural Gas_Miscellaneous_E5 | Commercial | Restaurant (WA) | Existing | Miscellaneous | Natural Gas | Miscellaneous | E5 |  | 0% | 0% | 0% | 0 | 0 | 0 | 0 | 0 | 0 | 0 | 0 | 0% | 0 | 0 | 0% | Normal | 0% | 0 | 0 | 0 | [17 empty] | Commercial_Restaurant (WA)_Existing_Miscellaneous_Miscellaneous_
Commercial_Restaurant (WA)_Existing_Miscellaneous_Natural Gas_Miscellaneous_E6 | Commercial | Restaurant (WA) | Existing | Miscellaneous | Natural Gas | Miscellaneous | E6 |  | 0% | 0% | 0% | 0 | 0 | 0 | 0 | 0 | 0 | 0 | 0 | 0% | 0 | 0 | 0% | Normal | 0% | 0 | 0 | 0 | [17 empty] | Commercial_Restaurant (WA)_Existing_Miscellaneous_Miscellaneous_
Commercial_Restaurant (WA)_Existing_Miscellaneous_Natural Gas_Miscellaneous_E7 | Commercial | Restaurant (WA) | Existing | Miscellaneous | Natural Gas | Miscellaneous | E7 |  | 0% | 0% | 0% | 0 | 0 | 0 | 0 | 0 | 0 | 0 | 0 | 0% | 0 | 0 | 0% | Normal | 0% | 0 | 0 | 0 | [17 empty] | Commercial_Restaurant (WA)_Existing_Miscellaneous_Miscellaneous_
Commercial_Restaurant (WA)_Existing_Miscellaneous_Natural Gas_Miscellaneous_E8 | Commercial | Restaurant (WA) | Existing | Miscellaneous | Natural Gas | Miscellaneous | E8 |  | 0% | 0% | 0% | 0 | 0 | 0 | 0 | 0 | 0 | 0 | 0 | 0% | 0 | 0 | 0% | Normal | 0% | 0 | 0 | 0 | [17 empty] | Commercial_Restaurant (WA)_Existing_Miscellaneous_Miscellaneous_
Commercial_Restaurant (WA)_Existing_Miscellaneous_Natural Gas_Miscellaneous_E9 | Commercial | Restaurant (WA) | Existing | Miscellaneous | Natural Gas | Miscellaneous | E9 |  | 0% | 0% | 0% | 0 | 0 | 0 | 0 | 0 | 0 | 0 | 0 | 0% | 0 | 0 | 0% | Normal | 0% | 0 | 0 | 0 | [17 empty] | Commercial_Restaurant (WA)_Existing_Miscellaneous_Miscellaneous_
Commercial_Restaurant (WA)_Existing_Miscellaneous_Natural Gas_Miscellaneous_E10 | Commercial | Restaurant (WA) | Existing | Miscellaneous | Natural Gas | Miscellaneous | E10 |  | 0% | 0% | 0% | 0 | 0 | 0 | 0 | 0 | 0 | 0 | 0 | 0% | 0 | 0 | 0% | Normal | 0% | 0 | 0 | 0 | [17 empty] | Commercial_Restaurant (WA)_Existing_Miscellaneous_Miscellaneous_
Commercial_Restaurant (WA)_New_Space Heating_Natural Gas_Furnace_E1 | Commercial | Restaurant (WA) | New | Space Heating | Natural Gas | Furnace | E1 | AFUE 80% (Standard) | 100% | 0% | 0% | 0.6172 | 0 | 0.058175 | 0 | 10 | 20 | 2019 | 2045 | 100% | 0 | 0 | 0% | Normal | 0% | 0.62213 | 0 | 0 | 400 kBtu/hr | 5500 | 0 | 0.00017143 | 9.0727 | 3395 | 0 | 320 | 0 | 2013 | 1.0605 | GFURN-Heating-EIA14-2014 Ref. Case-2 | GFURN-Heating-EIA14-2014 Ref. Case-2 | AEG BEST | 400 | kBtu/hr | 0.068571 | Commercial_Restaurant (WA)_New_Space Heating_Furnace_AFUE 80% (Standard)
Commercial_Restaurant (WA)_New_Space Heating_Natural Gas_Furnace_E2 | Commercial | Restaurant (WA) | New | Space Heating | Natural Gas | Furnace | E2 | AFUE 90% | 88.92% | 0% | 0% | 0.74991 | 0 | 0.16907 | 0 | 10 | 20 | 2019 | 2045 | 100% | 0 | 0 | 0% | Normal | 0% | 0.55319 | 0 | 0 | 400 kBtu/hr | 5500 | 0 | 0.00017143 | 8.0673 | 4125 | 0 | 930 | 0 | 2013 | 1.0605 | GFURN-Heating-EIA14-2014 Ref. Case-3 | GFURN-Heating-EIA14-2014 Ref. Case-3 | AEG BEST | 400 | kBtu/hr | 0.068571 | Commercial_Restaurant (WA)_New_Space Heating_Furnace_AFUE 90%
Commercial_Restaurant (WA)_New_Space Heating_Natural Gas_Furnace_E3 | Commercial | Restaurant (WA) | New | Space Heating | Natural Gas | Furnace | E3 | AFUE 96% | 83.38% | 0% | 0% | 1.4492 | 0 | 0 | 0 | 10 | 20 | 2019 | 2045 | 100% | 0 | 0 | 0% | Normal | 0% | 0.51872 | 0 | 0 | 150 kBtu/hr | 5500 | 0 | 0.00045714 | 7.5647 | 3042.9057 | 0 | 0 | 0 | 2014 | 1.0418 | GFURN-Heating-EIA14-2014 Ref. Case-3 | GFURN-Heating-ILTRM-v5.0-191 | AEG BEST | 150 | kBtu/hr | 0.068571 | Commercial_Restaurant (WA)_New_Space Heating_Furnace_AFUE 96%
Commercial_Restaurant (WA)_New_Space Heating_Natural Gas_Furnace_E4 | Commercial | Restaurant (WA) | New | Space Heating | Natural Gas | Furnace | E4 |  | 0% | 0% | 0% | 0 | 0 | 0 | 0 | 0 | 0 | 0 | 0 | 0% | 0 | 0 | 0% | Normal | 0% | 0 | 0 | 0 | [17 empty] | Commercial_Restaurant (WA)_New_Space Heating_Furnace_
Commercial_Restaurant (WA)_New_Space Heating_Natural Gas_Furnace_E5 | Commercial | Restaurant (WA) | New | Space Heating | Natural Gas | Furnace | E5 |  | 0% | 0% | 0% | 0 | 0 | 0 | 0 | 0 | 0 | 0 | 0 | 0% | 0 | 0 | 0% | Normal | 0% | 0 | 0 | 0 | [17 empty] | Commercial_Restaurant (WA)_New_Space Heating_Furnace_
Commercial_Restaurant (WA)_New_Space Heating_Natural Gas_Furnace_E6 | Commercial | Restaurant (WA) | New | Space Heating | Natural Gas | Furnace | E6 |  | 0% | 0% | 0% | 0 | 0 | 0 | 0 | 0 | 0 | 0 | 0 | 0% | 0 | 0 | 0% | Normal | 0% | 0 | 0 | 0 | [17 empty] | Commercial_Restaurant (WA)_New_Space Heating_Furnace_
Commercial_Restaurant (WA)_New_Space Heating_Natural Gas_Furnace_E7 | Commercial | Restaurant (WA) | New | Space Heating | Natural Gas | Furnace | E7 |  | 0% | 0% | 0% | 0 | 0 | 0 | 0 | 0 | 0 | 0 | 0 | 0% | 0 | 0 | 0% | Normal | 0% | 0 | 0 | 0 | [17 empty] | Commercial_Restaurant (WA)_New_Space Heating_Furnace_
Commercial_Restaurant (WA)_New_Space Heating_Natural Gas_Furnace_E8 | Commercial | Restaurant (WA) | New | Space Heating | Natural Gas | Furnace | E8 |  | 0% | 0% | 0% | 0 | 0 | 0 | 0 | 0 | 0 | 0 | 0 | 0% | 0 | 0 | 0% | Normal | 0% | 0 | 0 | 0 | [17 empty] | Commercial_Restaurant (WA)_New_Space Heating_Furnace_
Commercial_Restaurant (WA)_New_Space Heating_Natural Gas_Furnace_E9 | Commercial | Restaurant (WA) | New | Space Heating | Natural Gas | Furnace | E9 |  | 0% | 0% | 0% | 0 | 0 | 0 | 0 | 0 | 0 | 0 | 0 | 0% | 0 | 0 | 0% | Normal | 0% | 0 | 0 | 0 | [17 empty] | Commercial_Restaurant (WA)_New_Space Heating_Furnace_
Commercial_Restaurant (WA)_New_Space Heating_Natural Gas_Furnace_E10 | Commercial | Restaurant (WA) | New | Space Heating | Natural Gas | Furnace | E10 |  | 0% | 0% | 0% | 0 | 0 | 0 | 0 | 0 | 0 | 0 | 0 | 0% | 0 | 0 | 0% | Normal | 0% | 0 | 0 | 0 | [17 empty] | Commercial_Restaurant (WA)_New_Space Heating_Furnace_
Commercial_Restaurant (WA)_New_Space Heating_Natural Gas_Boiler_E1 | Commercial | Restaurant (WA) | New | Space Heating | Natural Gas | Boiler | E1 | AFUE 80% (Standard) | 100% | 0% | 0% | 2.3009 | 0 | 0.054539 | 0 | 25 | 35 | 2019 | 2045 | 100% | 0 | 0 | 0% | Normal | 0% | 1.9801 | 0 | 0 | 1 kBtu/hr | 5500 | 0 | 0.068571 | 27.8485 | 31.6406 | 0 | 0.75 | 0 | 2013 | 1.0605 | GBLR-Heating-AEO15-3 | GBLR-Heating-AEO15-3 | GBLR-Heating-AEO15-3 | 1 | kBtu/hr | 0.068571 | Commercial_Restaurant (WA)_New_Space Heating_Boiler_AFUE 80% (Standard)
Commercial_Restaurant (WA)_New_Space Heating_Natural Gas_Boiler_E2 | Commercial | Restaurant (WA) | New | Space Heating | Natural Gas | Boiler | E2 | AFUE 85% | 94.12% | 0% | 0% | 2.4703 | 0 | 0.051331 | 0 | 25 | 35 | 2019 | 2045 | 100% | 0 | 0 | 0% | Normal | 0% | 1.8637 | 0 | 0 | 1 kBtu/hr | 5500 | 0 | 0.068571 | 26.2114 | 33.9706 | 0 | 0.70588 | 0 | 2013 | 1.0605 | GBLR-Heating-AEO15-6 | GBLR-Heating-AEO15-6 | GBLR-Heating-AEO15-6 | 1 | kBtu/hr | 0.068571 | Commercial_Restaurant (WA)_New_Space Heating_Boiler_AFUE 85%
Commercial_Restaurant (WA)_New_Space Heating_Natural Gas_Boiler_E3 | Commercial | Restaurant (WA) | New | Space Heating | Natural Gas | Boiler | E3 | AFUE 97% | 82.46% | 0% | 0% | 2.3513 | 0 | 0.044522 | 0 | 25 | 35 | 2019 | 2045 | 100% | 0 | 0 | 0% | Normal | 0% | 1.6328 | 0 | 0 | 1 kBtu/hr | 5500 | 0 | 0.068571 | 22.9651 | 32.3342 | 0 | 0.61224 | 0 | 2013 | 1.0605 | GBLR-Heating-AEO15-7 | GBLR-Heating-AEO15-7 | GBLR-Heating-AEO15-7 | 1 | kBtu/hr | 0.068571 | Commercial_Restaurant (WA)_New_Space Heating_Boiler_AFUE 97%
Commercial_Restaurant (WA)_New_Space Heating_Natural Gas_Boiler_E4 | Commercial | Restaurant (WA) | New | Space Heating | Natural Gas | Boiler | E4 | Convert to NG Air Source Heat Pump | 57.14% | 0% | 0% | 15.8769 | 0 | 0.19392 | 0 | 10 | 20 | 2019 | 2045 | 100% | 0 | 0 | 0% | Normal | 0% | 1.1315 | 0 | 0 | 1 kBtu/hr | 5500 | 0 | 0.068571 | 15.9134 | 218.3333 | 0 | 2.6667 | 0 | 2013 | 1.0605 | HP_GAS-Heating-AEO17-1 | HP_GAS-Heating-AEO17-1 | HP_GAS-Heating-AEO17-1 | 1 | kBtu/hr | 0.068571 | Commercial_Restaurant (WA)_New_Space Heating_Boiler_Convert to NG Air Source Heat Pump
Commercial_Restaurant (WA)_New_Space Heating_Natural Gas_Boiler_E5 | Commercial | Restaurant (WA) | New | Space Heating | Natural Gas | Boiler | E5 |  | 0% | 0% | 0% | 0 | 0 | 0 | 0 | 0 | 0 | 0 | 0 | 0% | 0 | 0 | 0% | Normal | 0% | 0 | 0 | 0 | [17 empty] | Commercial_Restaurant (WA)_New_Space Heating_Boiler_
Commercial_Restaurant (WA)_New_Space Heating_Natural Gas_Boiler_E6 | Commercial | Restaurant (WA) | New | Space Heating | Natural Gas | Boiler | E6 |  | 0% | 0% | 0% | 0 | 0 | 0 | 0 | 0 | 0 | 0 | 0 | 0% | 0 | 0 | 0% | Normal | 0% | 0 | 0 | 0 | [17 empty] | Commercial_Restaurant (WA)_New_Space Heating_Boiler_
Commercial_Restaurant (WA)_New_Space Heating_Natural Gas_Boiler_E7 | Commercial | Restaurant (WA) | New | Space Heating | Natural Gas | Boiler | E7 |  | 0% | 0% | 0% | 0 | 0 | 0 | 0 | 0 | 0 | 0 | 0 | 0% | 0 | 0 | 0% | Normal | 0% | 0 | 0 | 0 | [17 empty] | Commercial_Restaurant (WA)_New_Space Heating_Boiler_
Commercial_Restaurant (WA)_New_Space Heating_Natural Gas_Boiler_E8 | Commercial | Restaurant (WA) | New | Space Heating | Natural Gas | Boiler | E8 |  | 0% | 0% | 0% | 0 | 0 | 0 | 0 | 0 | 0 | 0 | 0 | 0% | 0 | 0 | 0% | Normal | 0% | 0 | 0 | 0 | [17 empty] | Commercial_Restaurant (WA)_New_Space Heating_Boiler_
Commercial_Restaurant (WA)_New_Space Heating_Natural Gas_Boiler_E9 | Commercial | Restaurant (WA) | New | Space Heating | Natural Gas | Boiler | E9 |  | 0% | 0% | 0% | 0 | 0 | 0 | 0 | 0 | 0 | 0 | 0 | 0% | 0 | 0 | 0% | Normal | 0% | 0 | 0 | 0 | [17 empty] | Commercial_Restaurant (WA)_New_Space Heating_Boiler_
Commercial_Restaurant (WA)_New_Space Heating_Natural Gas_Boiler_E10 | Commercial | Restaurant (WA) | New | Space Heating | Natural Gas | Boiler | E10 |  | 0% | 0% | 0% | 0 | 0 | 0 | 0 | 0 | 0 | 0 | 0 | 0% | 0 | 0 | 0% | Normal | 0% | 0 | 0 | 0 | [17 empty] | Commercial_Restaurant (WA)_New_Space Heating_Boiler_
Commercial_Restaurant (WA)_New_Space Heating_Natural Gas_Unit Heater_E1 | Commercial | Restaurant (WA) | New | Space Heating | Natural Gas | Unit Heater | E1 | Standard | 100% | 0% | 0% | 0.001432 | 0 | 0 | 0 | 15 | 25 | 2019 | 2045 | 100% | 0 | 0 | 0% | Normal | 0% | 0.31117 | 0 | 0 | 1 kBtu/Hr | 5500 | 0 | 1.3393e-06 | 2080 | 1051 | 0 | 0 | 0 | 2016 | 1.0174 | UNITHT-Heating-XCELCO-2017-18-3 | UNITHT-Heating-XCELCO-2017-18-3 | UNITHT-Heating-XCELCO-2017-18-3 | 1 | kBtu/Hr | 1.3393e-06 | Commercial_Restaurant (WA)_New_Space Heating_Unit Heater_Standard
Commercial_Restaurant (WA)_New_Space Heating_Natural Gas_Unit Heater_E2 | Commercial | Restaurant (WA) | New | Space Heating | Natural Gas | Unit Heater | E2 | Condensing | 88.94% | 0% | 0% | 0.0031407 | 0 | 0 | 0 | 15 | 25 | 2019 | 2045 | 100% | 0 | 0 | 0% | Normal | 0% | 0.27676 | 0 | 0 | 1 kBtu/Hr | 5500 | 0 | 1.3393e-06 | 1850 | 2305 | 0 | 0 | 0 | 2016 | 1.0174 | UNITHT-Heating-XCELCO-2017-18-3 | UNITHT-Heating-XCELCO-2017-18-3 | UNITHT-Heating-XCELCO-2017-18-3 | 1 | kBtu/Hr | 1.3393e-06 | Commercial_Restaurant (WA)_New_Space Heating_Unit Heater_Condensing
Commercial_Restaurant (WA)_New_Space Heating_Natural Gas_Unit Heater_E3 | Commercial | Restaurant (WA) | New | Space Heating | Natural Gas | Unit Heater | E3 | Infrared Radiant | 88.46% | 0% | 0% | 0.00171 | 0 | 0 | 0 | 10 | 20 | 2019 | 2045 | 100% | 0 | 0 | 0% | Normal | 0% | 0.27527 | 0 | 0 | 1 kBtu/Hr | 5500 | 0 | 1.3393e-06 | 1840 | 1255 | 0 | 0 | 0 | 2016 | 1.0174 | UNITHT-Heating-XCELCO-2017-18-4 | UNITHT-Heating-XCELCO-2017-18-4 | UNITHT-Heating-XCELCO-2017-18-4 | 1 | kBtu/Hr | 1.3393e-06 | Commercial_Restaurant (WA)_New_Space Heating_Unit Heater_Infrared Radiant
Commercial_Restaurant (WA)_New_Space Heating_Natural Gas_Unit Heater_E4 | Commercial | Restaurant (WA) | New | Space Heating | Natural Gas | Unit Heater | E4 |  | 0% | 0% | 0% | 0 | 0 | 0 | 0 | 0 | 0 | 0 | 0 | 0% | 0 | 0 | 0% | Normal | 0% | 0 | 0 | 0 | [17 empty] | Commercial_Restaurant (WA)_New_Space Heating_Unit Heater_
Commercial_Restaurant (WA)_New_Space Heating_Natural Gas_Unit Heater_E5 | Commercial | Restaurant (WA) | New | Space Heating | Natural Gas | Unit Heater | E5 |  | 0% | 0% | 0% | 0 | 0 | 0 | 0 | 0 | 0 | 0 | 0 | 0% | 0 | 0 | 0% | Normal | 0% | 0 | 0 | 0 | [17 empty] | Commercial_Restaurant (WA)_New_Space Heating_Unit Heater_
Commercial_Restaurant (WA)_New_Space Heating_Natural Gas_Unit Heater_E6 | Commercial | Restaurant (WA) | New | Space Heating | Natural Gas | Unit Heater | E6 |  | 0% | 0% | 0% | 0 | 0 | 0 | 0 | 0 | 0 | 0 | 0 | 0% | 0 | 0 | 0% | Normal | 0% | 0 | 0 | 0 | [17 empty] | Commercial_Restaurant (WA)_New_Space Heating_Unit Heater_
Commercial_Restaurant (WA)_New_Space Heating_Natural Gas_Unit Heater_E7 | Commercial | Restaurant (WA) | New | Space Heating | Natural Gas | Unit Heater | E7 |  | 0% | 0% | 0% | 0 | 0 | 0 | 0 | 0 | 0 | 0 | 0 | 0% | 0 | 0 | 0% | Normal | 0% | 0 | 0 | 0 | [17 empty] | Commercial_Restaurant (WA)_New_Space Heating_Unit Heater_
Commercial_Restaurant (WA)_New_Space Heating_Natural Gas_Unit Heater_E8 | Commercial | Restaurant (WA) | New | Space Heating | Natural Gas | Unit Heater | E8 |  | 0% | 0% | 0% | 0 | 0 | 0 | 0 | 0 | 0 | 0 | 0 | 0% | 0 | 0 | 0% | Normal | 0% | 0 | 0 | 0 | [17 empty] | Commercial_Restaurant (WA)_New_Space Heating_Unit Heater_
Commercial_Restaurant (WA)_New_Space Heating_Natural Gas_Unit Heater_E9 | Commercial | Restaurant (WA) | New | Space Heating | Natural Gas | Unit Heater | E9 |  | 0% | 0% | 0% | 0 | 0 | 0 | 0 | 0 | 0 | 0 | 0 | 0% | 0 | 0 | 0% | Normal | 0% | 0 | 0 | 0 | [17 empty] | Commercial_Restaurant (WA)_New_Space Heating_Unit Heater_
Commercial_Restaurant (WA)_New_Space Heating_Natural Gas_Unit Heater_E10 | Commercial | Restaurant (WA) | New | Space Heating | Natural Gas | Unit Heater | E10 |  | 0% | 0% | 0% | 0 | 0 | 0 | 0 | 0 | 0 | 0 | 0 | 0% | 0 | 0 | 0% | Normal | 0% | 0 | 0 | 0 | [17 empty] | Commercial_Restaurant (WA)_New_Space Heating_Unit Heater_
Commercial_Restaurant (WA)_New_Water Heating_Natural Gas_Water Heater_E1 | Commercial | Restaurant (WA) | New | Water Heating | Natural Gas | Water Heater | E1 | TE 0.80 | 100% | 0% | 0% | 0.43614 | 0 | 0 | 0 | 10 | 20 | 2019 | 2045 | 100% | 0 | 0 | 0% | Normal | 0% | 0.81876 | 0 | 0 | 1 kBtu/hr | 5500 | 0 | 0.019665 | 38.3485 | 21.8 | 0 | 0 | 0 | 2017 | 1.0174 | DHW_WH-Water Heating-PG&E-R7-14 | DHW_WH-Water Heating-PG&E-R7-14 | DHW_WH-Water Heating-PG&E-R7-14 | 1 | kBtu/hr | 0.019665 | Commercial_Restaurant (WA)_New_Water Heating_Water Heater_TE 0.80
Commercial_Restaurant (WA)_New_Water Heating_Natural Gas_Water Heater_E2 | Commercial | Restaurant (WA) | New | Water Heating | Natural Gas | Water Heater | E2 | TE 0.90 | 88.89% | 0% | 0% | 0.52337 | 0 | 0 | 0 | 10 | 20 | 2019 | 2045 | 100% | 0 | 0 | 0% | Normal | 0% | 0.72778 | 0 | 0 | 1 kBtu/hr | 5500 | 0 | 0.019665 | 34.0876 | 26.16 | 0 | 0 | 0 | 2017 | 1.0174 | DHW_WH-Water Heating-PG&E-R7-14 | DHW_WH-Water Heating-PG&E-R7-14 | DHW_WH-Water Heating-PG&E-R7-14 | 1 | kBtu/hr | 0.019665 | Commercial_Restaurant (WA)_New_Water Heating_Water Heater_TE 0.90
Commercial_Restaurant (WA)_New_Water Heating_Natural Gas_Water Heater_E3 | Commercial | Restaurant (WA) | New | Water Heating | Natural Gas | Water Heater | E3 | TE 0.94 | 85.11% | 0% | 0% | 0.64336 | 0 | 0 | 0 | 10 | 20 | 2019 | 2045 | 100% | 0 | 0 | 0% | Normal | 0% | 0.69682 | 0 | 0 | 1 kBtu/hr | 5500 | 0 | 0.019665 | 32.637 | 30.3604 | 0 | 0 | 0 | 2012 | 1.0776 | DHW_WH-Water Heating-NMTRM-2016-7 | DHW_WH-Water Heating-NMTRM-2016-7 | DHW_WH-Water Heating-NMTRM-2016-7 | 1 | kBtu/hr | 0.019665 | Commercial_Restaurant (WA)_New_Water Heating_Water Heater_TE 0.94
Commercial_Restaurant (WA)_New_Water Heating_Natural Gas_Water Heater_E4 | Commercial | Restaurant (WA) | New | Water Heating | Natural Gas | Water Heater | E4 | Instantaneous TE 0.94 | 85.02% | 0% | 0% | 0.75525 | 0 | 0 | 0 | 15 | 25 | 2019 | 2045 | 100% | 0 | 0 | 0% | Normal | 0% | 0.69607 | 0 | 0 | 1 kBtu/hr | 5500 | 0 | 0.019665 | 32.6024 | 35.6404 | 0 | 0 | 0 | 2012 | 1.0776 | DHW_WH-Water Heating-NMTRM-2016-9 | DHW_WH-Water Heating-NMTRM-2016-9 | DHW_WH-Water Heating-NMTRM-2016-9 | 1 | kBtu/hr | 0.019665 | Commercial_Restaurant (WA)_New_Water Heating_Water Heater_Instantaneous TE 0.94
Commercial_Restaurant (WA)_New_Water Heating_Natural Gas_Water Heater_E5 | Commercial | Restaurant (WA) | New | Water Heating | Natural Gas | Water Heater | E5 | Gas-Fired Absorption HPWH | 53.33% | 0% | 0% | 1.2837 | 0 | 0 | 0 | 10 | 16 | 2019 | 2045 | 100% | 0 | 0 | 0% | Normal | 0% | 0.43667 | 0 | 0 | 1 kBtu/hr | 5500 | 0 | 0.019665 | 20.4525 | 62.6566 | 0 | 0 | 0 | 2014 | 1.0418 | DHW_WH-Water Heating-DOE-2014-1 | DHW_WH-Water Heating-DOE-2014-1 | DHW_WH-Water Heating-DOE-2014-1 | 1 | kBtu/hr | 0.019665 | Commercial_Restaurant (WA)_New_Water Heating_Water Heater_Gas-Fired Absorption HPWH
Commercial_Restaurant (WA)_New_Water Heating_Natural Gas_Water Heater_E6 | Commercial | Restaurant (WA) | New | Water Heating | Natural Gas | Water Heater | E6 |  | 0% | 0% | 0% | 0 | 0 | 0 | 0 | 0 | 0 | 0 | 0 | 0% | 0 | 0 | 0% | Normal | 0% | 0 | 0 | 0 | [17 empty] | Commercial_Restaurant (WA)_New_Water Heating_Water Heater_
Commercial_Restaurant (WA)_New_Water Heating_Natural Gas_Water Heater_E7 | Commercial | Restaurant (WA) | New | Water Heating | Natural Gas | Water Heater | E7 |  | 0% | 0% | 0% | 0 | 0 | 0 | 0 | 0 | 0 | 0 | 0 | 0% | 0 | 0 | 0% | Normal | 0% | 0 | 0 | 0 | [17 empty] | Commercial_Restaurant (WA)_New_Water Heating_Water Heater_
Commercial_Restaurant (WA)_New_Water Heating_Natural Gas_Water Heater_E8 | Commercial | Restaurant (WA) | New | Water Heating | Natural Gas | Water Heater | E8 |  | 0% | 0% | 0% | 0 | 0 | 0 | 0 | 0 | 0 | 0 | 0 | 0% | 0 | 0 | 0% | Normal | 0% | 0 | 0 | 0 | [17 empty] | Commercial_Restaurant (WA)_New_Water Heating_Water Heater_
Commercial_Restaurant (WA)_New_Water Heating_Natural Gas_Water Heater_E9 | Commercial | Restaurant (WA) | New | Water Heating | Natural Gas | Water Heater | E9 |  | 0% | 0% | 0% | 0 | 0 | 0 | 0 | 0 | 0 | 0 | 0 | 0% | 0 | 0 | 0% | Normal | 0% | 0 | 0 | 0 | [17 empty] | Commercial_Restaurant (WA)_New_Water Heating_Water Heater_
Commercial_Restaurant (WA)_New_Water Heating_Natural Gas_Water Heater_E10 | Commercial | Restaurant (WA) | New | Water Heating | Natural Gas | Water Heater | E10 |  | 0% | 0% | 0% | 0 | 0 | 0 | 0 | 0 | 0 | 0 | 0 | 0% | 0 | 0 | 0% | Normal | 0% | 0 | 0 | 0 | [17 empty] | Commercial_Restaurant (WA)_New_Water Heating_Water Heater_
Commercial_Restaurant (WA)_New_Food Preparation_Natural Gas_Oven_E1 | Commercial | Restaurant (WA) | New | Food Preparation | Natural Gas | Oven | E1 | Standard | 100% | 0% | 0% | 0.011757 | 0 | 0 | 0 | 8 | 12 | 2019 | 2045 | 100% | 0 | 0 | 0% | Normal | 0% | 0.36484 | 0 | 0 | 1 unit | 5500 | 0 | 2.2621e-05 | 1050.946 | 490.1 | 0 | 0 | 0 | 2013 | 1.0605 | COOK_OVN-Food Preparation-AEO17-3 | COOK_OVN-Food Preparation-AEO17-3 | COOK_OVN-Food Preparation-ILTRM-v5.0-23 | 1 | unit | 2.2621e-05 | Commercial_Restaurant (WA)_New_Food Preparation_Oven_Standard
Commercial_Restaurant (WA)_New_Food Preparation_Natural Gas_Oven_E2 | Commercial | Restaurant (WA) | New | Food Preparation | Natural Gas | Oven | E2 | ENERGY STAR (>42% Baking Efficiency) | 71.01% | 0% | 0% | 0.01602 | 0 | 0 | 0 | 8 | 12 | 2019 | 2045 | 100% | 0 | 0 | 0% | Normal | 0% | 0.25907 | 0 | 0 | 1 unit | 5500 | 0 | 2.2621e-05 | 746.2722 | 667.81 | 0 | 0 | 0 | 2013 | 1.0605 | COOK_OVN-Food Preparation-AEO17-3 | COOK_OVN-Food Preparation-AEO17-3 | COOK_OVN-Food Preparation-ILTRM-v5.0-23 | 1 | unit | 2.2621e-05 | Commercial_Restaurant (WA)_New_Food Preparation_Oven_ENERGY STAR (>42% Baking Efficiency)
Commercial_Restaurant (WA)_New_Food Preparation_Natural Gas_Oven_E3 | Commercial | Restaurant (WA) | New | Food Preparation | Natural Gas | Oven | E3 |  | 0% | 0% | 0% | 0 | 0 | 0 | 0 | 0 | 0 | 0 | 0 | 0% | 0 | 0 | 0% | Normal | 0% | 0 | 0 | 0 | [17 empty] | Commercial_Restaurant (WA)_New_Food Preparation_Oven_
Commercial_Restaurant (WA)_New_Food Preparation_Natural Gas_Oven_E4 | Commercial | Restaurant (WA) | New | Food Preparation | Natural Gas | Oven | E4 |  | 0% | 0% | 0% | 0 | 0 | 0 | 0 | 0 | 0 | 0 | 0 | 0% | 0 | 0 | 0% | Normal | 0% | 0 | 0 | 0 | [17 empty] | Commercial_Restaurant (WA)_New_Food Preparation_Oven_
Commercial_Restaurant (WA)_New_Food Preparation_Natural Gas_Oven_E5 | Commercial | Restaurant (WA) | New | Food Preparation | Natural Gas | Oven | E5 |  | 0% | 0% | 0% | 0 | 0 | 0 | 0 | 0 | 0 | 0 | 0 | 0% | 0 | 0 | 0% | Normal | 0% | 0 | 0 | 0 | [17 empty] | Commercial_Restaurant (WA)_New_Food Preparation_Oven_
Commercial_Restaurant (WA)_New_Food Preparation_Natural Gas_Oven_E6 | Commercial | Restaurant (WA) | New | Food Preparation | Natural Gas | Oven | E6 |  | 0% | 0% | 0% | 0 | 0 | 0 | 0 | 0 | 0 | 0 | 0 | 0% | 0 | 0 | 0% | Normal | 0% | 0 | 0 | 0 | [17 empty] | Commercial_Restaurant (WA)_New_Food Preparation_Oven_
Commercial_Restaurant (WA)_New_Food Preparation_Natural Gas_Oven_E7 | Commercial | Restaurant (WA) | New | Food Preparation | Natural Gas | Oven | E7 |  | 0% | 0% | 0% | 0 | 0 | 0 | 0 | 0 | 0 | 0 | 0 | 0% | 0 | 0 | 0% | Normal | 0% | 0 | 0 | 0 | [17 empty] | Commercial_Restaurant (WA)_New_Food Preparation_Oven_
Commercial_Restaurant (WA)_New_Food Preparation_Natural Gas_Oven_E8 | Commercial | Restaurant (WA) | New | Food Preparation | Natural Gas | Oven | E8 |  | 0% | 0% | 0% | 0 | 0 | 0 | 0 | 0 | 0 | 0 | 0 | 0% | 0 | 0 | 0% | Normal | 0% | 0 | 0 | 0 | [17 empty] | Commercial_Restaurant (WA)_New_Food Preparation_Oven_
Commercial_Restaurant (WA)_New_Food Preparation_Natural Gas_Oven_E9 | Commercial | Restaurant (WA) | New | Food Preparation | Natural Gas | Oven | E9 |  | 0% | 0% | 0% | 0 | 0 | 0 | 0 | 0 | 0 | 0 | 0 | 0% | 0 | 0 | 0% | Normal | 0% | 0 | 0 | 0 | [17 empty] | Commercial_Restaurant (WA)_New_Food Preparation_Oven_
Commercial_Restaurant (WA)_New_Food Preparation_Natural Gas_Oven_E10 | Commercial | Restaurant (WA) | New | Food Preparation | Natural Gas | Oven | E10 |  | 0% | 0% | 0% | 0 | 0 | 0 | 0 | 0 | 0 | 0 | 0 | 0% | 0 | 0 | 0% | Normal | 0% | 0 | 0 | 0 | [17 empty] | Commercial_Restaurant (WA)_New_Food Preparation_Oven_
Commercial_Restaurant (WA)_New_Food Preparation_Natural Gas_Conveyor Oven_E1 | Commercial | Restaurant (WA) | New | Food Preparation | Natural Gas | Conveyor Oven | E1 | Standard | 100% | 0% | 0% | 0.009487 | 0 | 0 | 0 | 15 | 19 | 2019 | 2045 | 100% | 0 | 0 | 0% | Normal | 0% | 0.5888 | 0 | 0 | 1 unit | 5500 | 0 | 5.372e-06 | 3571 | 1665.3064 | 0 | 0 | 0 | 2013 | 1.0605 | COOK_OVN-Food Preparation-ILTRM-v5.0-24 | COOK_OVN-Food Preparation-AEO17-3 | https://fishnick.com/saveenergy/tools/calculators/gconvovencalc.php | 1 | unit | 5.372e-06 | Commercial_Restaurant (WA)_New_Food Preparation_Conveyor Oven_Standard
Commercial_Restaurant (WA)_New_Food Preparation_Natural Gas_Conveyor Oven_E2 | Commercial | Restaurant (WA) | New | Food Preparation | Natural Gas | Conveyor Oven | E2 | ENERGY STAR (>42% Baking Efficiency) | 79.47% | 0% | 0% | 0.020099 | 0 | 0 | 0 | 15 | 19 | 2019 | 2045 | 100% | 0 | 0 | 0% | Normal | 0% | 0.46794 | 0 | 0 | 1 unit | 5500 | 0 | 5.372e-06 | 2838 | 3409.1835 | 0 | 0 | 0 | 2011 | 1.0975 | COOK_OVN-Food Preparation-ILTRM-v5.0-24 | COOK_OVN-Food Preparation-ILTRM-v5.0-24 | COOK_OVN-Food Preparation-ILTRM-v5.0-24 | 1 | unit | 5.372e-06 | Commercial_Restaurant (WA)_New_Food Preparation_Conveyor Oven_ENERGY STAR (>42% Baking Efficiency)
Commercial_Restaurant (WA)_New_Food Preparation_Natural Gas_Conveyor Oven_E3 | Commercial | Restaurant (WA) | New | Food Preparation | Natural Gas | Conveyor Oven | E3 |  | 0% | 0% | 0% | 0 | 0 | 0 | 0 | 0 | 0 | 0 | 0 | 0% | 0 | 0 | 0% | Normal | 0% | 0 | 0 | 0 | [17 empty] | Commercial_Restaurant (WA)_New_Food Preparation_Conveyor Oven_
Commercial_Restaurant (WA)_New_Food Preparation_Natural Gas_Conveyor Oven_E4 | Commercial | Restaurant (WA) | New | Food Preparation | Natural Gas | Conveyor Oven | E4 |  | 0% | 0% | 0% | 0 | 0 | 0 | 0 | 0 | 0 | 0 | 0 | 0% | 0 | 0 | 0% | Normal | 0% | 0 | 0 | 0 | [17 empty] | Commercial_Restaurant (WA)_New_Food Preparation_Conveyor Oven_
Commercial_Restaurant (WA)_New_Food Preparation_Natural Gas_Conveyor Oven_E5 | Commercial | Restaurant (WA) | New | Food Preparation | Natural Gas | Conveyor Oven | E5 |  | 0% | 0% | 0% | 0 | 0 | 0 | 0 | 0 | 0 | 0 | 0 | 0% | 0 | 0 | 0% | Normal | 0% | 0 | 0 | 0 | [17 empty] | Commercial_Restaurant (WA)_New_Food Preparation_Conveyor Oven_
Commercial_Restaurant (WA)_New_Food Preparation_Natural Gas_Conveyor Oven_E6 | Commercial | Restaurant (WA) | New | Food Preparation | Natural Gas | Conveyor Oven | E6 |  | 0% | 0% | 0% | 0 | 0 | 0 | 0 | 0 | 0 | 0 | 0 | 0% | 0 | 0 | 0% | Normal | 0% | 0 | 0 | 0 | [17 empty] | Commercial_Restaurant (WA)_New_Food Preparation_Conveyor Oven_
Commercial_Restaurant (WA)_New_Food Preparation_Natural Gas_Conveyor Oven_E7 | Commercial | Restaurant (WA) | New | Food Preparation | Natural Gas | Conveyor Oven | E7 |  | 0% | 0% | 0% | 0 | 0 | 0 | 0 | 0 | 0 | 0 | 0 | 0% | 0 | 0 | 0% | Normal | 0% | 0 | 0 | 0 | [17 empty] | Commercial_Restaurant (WA)_New_Food Preparation_Conveyor Oven_
Commercial_Restaurant (WA)_New_Food Preparation_Natural Gas_Conveyor Oven_E8 | Commercial | Restaurant (WA) | New | Food Preparation | Natural Gas | Conveyor Oven | E8 |  | 0% | 0% | 0% | 0 | 0 | 0 | 0 | 0 | 0 | 0 | 0 | 0% | 0 | 0 | 0% | Normal | 0% | 0 | 0 | 0 | [17 empty] | Commercial_Restaurant (WA)_New_Food Preparation_Conveyor Oven_
Commercial_Restaurant (WA)_New_Food Preparation_Natural Gas_Conveyor Oven_E9 | Commercial | Restaurant (WA) | New | Food Preparation | Natural Gas | Conveyor Oven | E9 |  | 0% | 0% | 0% | 0 | 0 | 0 | 0 | 0 | 0 | 0 | 0 | 0% | 0 | 0 | 0% | Normal | 0% | 0 | 0 | 0 | [17 empty] | Commercial_Restaurant (WA)_New_Food Preparation_Conveyor Oven_
Commercial_Restaurant (WA)_New_Food Preparation_Natural Gas_Conveyor Oven_E10 | Commercial | Restaurant (WA) | New | Food Preparation | Natural Gas | Conveyor Oven | E10 |  | 0% | 0% | 0% | 0 | 0 | 0 | 0 | 0 | 0 | 0 | 0 | 0% | 0 | 0 | 0% | Normal | 0% | 0 | 0 | 0 | [17 empty] | Commercial_Restaurant (WA)_New_Food Preparation_Conveyor Oven_
Commercial_Restaurant (WA)_New_Food Preparation_Natural Gas_Double Rack Oven_E1 | Commercial | Restaurant (WA) | New | Food Preparation | Natural Gas | Double Rack Oven | E1 | Standard | 100% | 0% | 0% | 0.016333 | 0 | 0 | 0 | 8 | 16 | 2019 | 2045 | 100% | 0 | 0 | 0% | Normal | 0% | 1.0137 | 0 | 0 | 1 unit | 5500 | 0 | 6.088e-06 | 5425 | 2529.904 | 0 | 0 | 0 | 2013 | 1.0605 | COOK_OVN-Food Preparation-ILTRM-v5.0-25 | COOK_OVN-Food Preparation-ILTRM-v5.0-25 | https://fishnick.com/saveenergy/tools/calculators/grackovencalc.php | 1 | unit | 6.088e-06 | Commercial_Restaurant (WA)_New_Food Preparation_Double Rack Oven_Standard
Commercial_Restaurant (WA)_New_Food Preparation_Natural Gas_Double Rack Oven_E2 | Commercial | Restaurant (WA) | New | Food Preparation | Natural Gas | Double Rack Oven | E2 | FTSC Qualified (>50% Cooking Efficiency) | 61.95% | 0% | 0% | 0.0741 | 0 | 0 | 0 | 8 | 16 | 2019 | 2045 | 100% | 0 | 0 | 0% | Normal | 0% | 0.62803 | 0 | 0 | 1 unit | 5500 | 0 | 6.088e-06 | 3361 | 11090.6431 | 0 | 0 | 0 | 2011 | 1.0975 | COOK_OVN-Food Preparation-ILTRM-v5.0-25 | COOK_OVN-Food Preparation-ILTRM-v5.0-25 | COOK_OVN-Food Preparation-ILTRM-v5.0-25 | 1 | unit | 6.088e-06 | Commercial_Restaurant (WA)_New_Food Preparation_Double Rack Oven_FTSC Qualified (>50% Cooking Efficiency)
Commercial_Restaurant (WA)_New_Food Preparation_Natural Gas_Double Rack Oven_E3 | Commercial | Restaurant (WA) | New | Food Preparation | Natural Gas | Double Rack Oven | E3 |  | 0% | 0% | 0% | 0 | 0 | 0 | 0 | 0 | 0 | 0 | 0 | 0% | 0 | 0 | 0% | Normal | 0% | 0 | 0 | 0 | [17 empty] | Commercial_Restaurant (WA)_New_Food Preparation_Double Rack Oven_
Commercial_Restaurant (WA)_New_Food Preparation_Natural Gas_Double Rack Oven_E4 | Commercial | Restaurant (WA) | New | Food Preparation | Natural Gas | Double Rack Oven | E4 |  | 0% | 0% | 0% | 0 | 0 | 0 | 0 | 0 | 0 | 0 | 0 | 0% | 0 | 0 | 0% | Normal | 0% | 0 | 0 | 0 | [17 empty] | Commercial_Restaurant (WA)_New_Food Preparation_Double Rack Oven_
Commercial_Restaurant (WA)_New_Food Preparation_Natural Gas_Double Rack Oven_E5 | Commercial | Restaurant (WA) | New | Food Preparation | Natural Gas | Double Rack Oven | E5 |  | 0% | 0% | 0% | 0 | 0 | 0 | 0 | 0 | 0 | 0 | 0 | 0% | 0 | 0 | 0% | Normal | 0% | 0 | 0 | 0 | [17 empty] | Commercial_Restaurant (WA)_New_Food Preparation_Double Rack Oven_
Commercial_Restaurant (WA)_New_Food Preparation_Natural Gas_Double Rack Oven_E6 | Commercial | Restaurant (WA) | New | Food Preparation | Natural Gas | Double Rack Oven | E6 |  | 0% | 0% | 0% | 0 | 0 | 0 | 0 | 0 | 0 | 0 | 0 | 0% | 0 | 0 | 0% | Normal | 0% | 0 | 0 | 0 | [17 empty] | Commercial_Restaurant (WA)_New_Food Preparation_Double Rack Oven_
Commercial_Restaurant (WA)_New_Food Preparation_Natural Gas_Double Rack Oven_E7 | Commercial | Restaurant (WA) | New | Food Preparation | Natural Gas | Double Rack Oven | E7 |  | 0% | 0% | 0% | 0 | 0 | 0 | 0 | 0 | 0 | 0 | 0 | 0% | 0 | 0 | 0% | Normal | 0% | 0 | 0 | 0 | [17 empty] | Commercial_Restaurant (WA)_New_Food Preparation_Double Rack Oven_
Commercial_Restaurant (WA)_New_Food Preparation_Natural Gas_Double Rack Oven_E8 | Commercial | Restaurant (WA) | New | Food Preparation | Natural Gas | Double Rack Oven | E8 |  | 0% | 0% | 0% | 0 | 0 | 0 | 0 | 0 | 0 | 0 | 0 | 0% | 0 | 0 | 0% | Normal | 0% | 0 | 0 | 0 | [17 empty] | Commercial_Restaurant (WA)_New_Food Preparation_Double Rack Oven_
Commercial_Restaurant (WA)_New_Food Preparation_Natural Gas_Double Rack Oven_E9 | Commercial | Restaurant (WA) | New | Food Preparation | Natural Gas | Double Rack Oven | E9 |  | 0% | 0% | 0% | 0 | 0 | 0 | 0 | 0 | 0 | 0 | 0 | 0% | 0 | 0 | 0% | Normal | 0% | 0 | 0 | 0 | [17 empty] | Commercial_Restaurant (WA)_New_Food Preparation_Double Rack Oven_
Commercial_Restaurant (WA)_New_Food Preparation_Natural Gas_Double Rack Oven_E10 | Commercial | Restaurant (WA) | New | Food Preparation | Natural Gas | Double Rack Oven | E10 |  | 0% | 0% | 0% | 0 | 0 | 0 | 0 | 0 | 0 | 0 | 0 | 0% | 0 | 0 | 0% | Normal | 0% | 0 | 0 | 0 | [17 empty] | Commercial_Restaurant (WA)_New_Food Preparation_Double Rack Oven_
Commercial_Restaurant (WA)_New_Food Preparation_Natural Gas_Fryer_E1 | Commercial | Restaurant (WA) | New | Food Preparation | Natural Gas | Fryer | E1 | Standard | 100% | 0% | 0% | 0.7458 | 0 | 0 | 0 | 10 | 20 | 2019 | 2045 | 100% | 0 | 0 | 0% | Normal | 0% | 0.50969 | 0 | 0 | 1 unit | 5500 | 0 | 0.00026633 | 1628.2323 | 2500 | 0 | 0 | 0 | 2010 | 1.1201 | COOK_FRY-Food Preparation-ILTRM-v4.0-1 | Estimate | COOK_FRY-Food Preparation-ILTRM-v4.0-1 | 1 | unit | 0.00026633 | Commercial_Restaurant (WA)_New_Food Preparation_Fryer_Standard
Commercial_Restaurant (WA)_New_Food Preparation_Natural Gas_Fryer_E2 | Commercial | Restaurant (WA) | New | Food Preparation | Natural Gas | Fryer | E2 | ENERGY STAR | 68.97% | 0% | 0% | 1.1038 | 0 | 0 | 0 | 10 | 20 | 2019 | 2045 | 100% | 0 | 0 | 0% | Normal | 0% | 0.35153 | 0 | 0 | 1 unit | 5500 | 0 | 0.00026633 | 1122.9977 | 3700 | 0 | 0 | 0 | 2010 | 1.1201 | COOK_FRY-Food Preparation-ILTRM-v4.0-1 | COOK_FRY-Food Preparation-ILTRM-v4.0-1 | COOK_FRY-Food Preparation-ILTRM-v4.0-1 | 1 | unit | 0.00026633 | Commercial_Restaurant (WA)_New_Food Preparation_Fryer_ENERGY STAR
Commercial_Restaurant (WA)_New_Food Preparation_Natural Gas_Fryer_E3 | Commercial | Restaurant (WA) | New | Food Preparation | Natural Gas | Fryer | E3 |  | 0% | 0% | 0% | 0 | 0 | 0 | 0 | 0 | 0 | 0 | 0 | 0% | 0 | 0 | 0% | Normal | 0% | 0 | 0 | 0 | [17 empty] | Commercial_Restaurant (WA)_New_Food Preparation_Fryer_
Commercial_Restaurant (WA)_New_Food Preparation_Natural Gas_Fryer_E4 | Commercial | Restaurant (WA) | New | Food Preparation | Natural Gas | Fryer | E4 |  | 0% | 0% | 0% | 0 | 0 | 0 | 0 | 0 | 0 | 0 | 0 | 0% | 0 | 0 | 0% | Normal | 0% | 0 | 0 | 0 | [17 empty] | Commercial_Restaurant (WA)_New_Food Preparation_Fryer_
Commercial_Restaurant (WA)_New_Food Preparation_Natural Gas_Fryer_E5 | Commercial | Restaurant (WA) | New | Food Preparation | Natural Gas | Fryer | E5 |  | 0% | 0% | 0% | 0 | 0 | 0 | 0 | 0 | 0 | 0 | 0 | 0% | 0 | 0 | 0% | Normal | 0% | 0 | 0 | 0 | [17 empty] | Commercial_Restaurant (WA)_New_Food Preparation_Fryer_
Commercial_Restaurant (WA)_New_Food Preparation_Natural Gas_Fryer_E6 | Commercial | Restaurant (WA) | New | Food Preparation | Natural Gas | Fryer | E6 |  | 0% | 0% | 0% | 0 | 0 | 0 | 0 | 0 | 0 | 0 | 0 | 0% | 0 | 0 | 0% | Normal | 0% | 0 | 0 | 0 | [17 empty] | Commercial_Restaurant (WA)_New_Food Preparation_Fryer_
Commercial_Restaurant (WA)_New_Food Preparation_Natural Gas_Fryer_E7 | Commercial | Restaurant (WA) | New | Food Preparation | Natural Gas | Fryer | E7 |  | 0% | 0% | 0% | 0 | 0 | 0 | 0 | 0 | 0 | 0 | 0 | 0% | 0 | 0 | 0% | Normal | 0% | 0 | 0 | 0 | [17 empty] | Commercial_Restaurant (WA)_New_Food Preparation_Fryer_
Commercial_Restaurant (WA)_New_Food Preparation_Natural Gas_Fryer_E8 | Commercial | Restaurant (WA) | New | Food Preparation | Natural Gas | Fryer | E8 |  | 0% | 0% | 0% | 0 | 0 | 0 | 0 | 0 | 0 | 0 | 0 | 0% | 0 | 0 | 0% | Normal | 0% | 0 | 0 | 0 | [17 empty] | Commercial_Restaurant (WA)_New_Food Preparation_Fryer_
Commercial_Restaurant (WA)_New_Food Preparation_Natural Gas_Fryer_E9 | Commercial | Restaurant (WA) | New | Food Preparation | Natural Gas | Fryer | E9 |  | 0% | 0% | 0% | 0 | 0 | 0 | 0 | 0 | 0 | 0 | 0 | 0% | 0 | 0 | 0% | Normal | 0% | 0 | 0 | 0 | [17 empty] | Commercial_Restaurant (WA)_New_Food Preparation_Fryer_
Commercial_Restaurant (WA)_New_Food Preparation_Natural Gas_Fryer_E10 | Commercial | Restaurant (WA) | New | Food Preparation | Natural Gas | Fryer | E10 |  | 0% | 0% | 0% | 0 | 0 | 0 | 0 | 0 | 0 | 0 | 0 | 0% | 0 | 0 | 0% | Normal | 0% | 0 | 0 | 0 | [17 empty] | Commercial_Restaurant (WA)_New_Food Preparation_Fryer_
Commercial_Restaurant (WA)_New_Food Preparation_Natural Gas_Broiler_E1 | Commercial | Restaurant (WA) | New | Food Preparation | Natural Gas | Broiler | E1 | Standard | 100% | 0% | 0% | 0.67575 | 0 | 0 | 0 | 8 | 16 | 2019 | 2045 | 100% | 0 | 0 | 0% | Normal | 0% | 0.52064 | 0 | 0 | 1 unit | 5500 | 0 | 0.00024629 | 1625 | 2500 | 0 | 0 | 0 | 2011 | 1.0975 | COOK_BRL-Food Preparation-ILTRM-v4.0-2 | Estimate | COOK_BRL-Food Preparation-ILTRM-v4.0-2 | 1 | unit | 0.00024629 | Commercial_Restaurant (WA)_New_Food Preparation_Broiler_Standard
Commercial_Restaurant (WA)_New_Food Preparation_Natural Gas_Broiler_E2 | Commercial | Restaurant (WA) | New | Food Preparation | Natural Gas | Broiler | E2 | Infrared Burners | 85.29% | 0% | 0% | 0.94605 | 0 | 0 | 0 | 8 | 16 | 2019 | 2045 | 100% | 0 | 0 | 0% | Normal | 0% | 0.44407 | 0 | 0 | 1 unit | 5500 | 0 | 0.00024629 | 1386 | 3500 | 0 | 0 | 0 | 2011 | 1.0975 | COOK_BRL-Food Preparation-ILTRM-v4.0-2 | COOK_BRL-Food Preparation-ILTRM-v4.0-2 | COOK_BRL-Food Preparation-ILTRM-v4.0-2 | 1 | unit | 0.00024629 | Commercial_Restaurant (WA)_New_Food Preparation_Broiler_Infrared Burners
Commercial_Restaurant (WA)_New_Food Preparation_Natural Gas_Broiler_E3 | Commercial | Restaurant (WA) | New | Food Preparation | Natural Gas | Broiler | E3 |  | 0% | 0% | 0% | 0 | 0 | 0 | 0 | 0 | 0 | 0 | 0 | 0% | 0 | 0 | 0% | Normal | 0% | 0 | 0 | 0 | [17 empty] | Commercial_Restaurant (WA)_New_Food Preparation_Broiler_
Commercial_Restaurant (WA)_New_Food Preparation_Natural Gas_Broiler_E4 | Commercial | Restaurant (WA) | New | Food Preparation | Natural Gas | Broiler | E4 |  | 0% | 0% | 0% | 0 | 0 | 0 | 0 | 0 | 0 | 0 | 0 | 0% | 0 | 0 | 0% | Normal | 0% | 0 | 0 | 0 | [17 empty] | Commercial_Restaurant (WA)_New_Food Preparation_Broiler_
Commercial_Restaurant (WA)_New_Food Preparation_Natural Gas_Broiler_E5 | Commercial | Restaurant (WA) | New | Food Preparation | Natural Gas | Broiler | E5 |  | 0% | 0% | 0% | 0 | 0 | 0 | 0 | 0 | 0 | 0 | 0 | 0% | 0 | 0 | 0% | Normal | 0% | 0 | 0 | 0 | [17 empty] | Commercial_Restaurant (WA)_New_Food Preparation_Broiler_
Commercial_Restaurant (WA)_New_Food Preparation_Natural Gas_Broiler_E6 | Commercial | Restaurant (WA) | New | Food Preparation | Natural Gas | Broiler | E6 |  | 0% | 0% | 0% | 0 | 0 | 0 | 0 | 0 | 0 | 0 | 0 | 0% | 0 | 0 | 0% | Normal | 0% | 0 | 0 | 0 | [17 empty] | Commercial_Restaurant (WA)_New_Food Preparation_Broiler_
Commercial_Restaurant (WA)_New_Food Preparation_Natural Gas_Broiler_E7 | Commercial | Restaurant (WA) | New | Food Preparation | Natural Gas | Broiler | E7 |  | 0% | 0% | 0% | 0 | 0 | 0 | 0 | 0 | 0 | 0 | 0 | 0% | 0 | 0 | 0% | Normal | 0% | 0 | 0 | 0 | [17 empty] | Commercial_Restaurant (WA)_New_Food Preparation_Broiler_
Commercial_Restaurant (WA)_New_Food Preparation_Natural Gas_Broiler_E8 | Commercial | Restaurant (WA) | New | Food Preparation | Natural Gas | Broiler | E8 |  | 0% | 0% | 0% | 0 | 0 | 0 | 0 | 0 | 0 | 0 | 0 | 0% | 0 | 0 | 0% | Normal | 0% | 0 | 0 | 0 | [17 empty] | Commercial_Restaurant (WA)_New_Food Preparation_Broiler_
Commercial_Restaurant (WA)_New_Food Preparation_Natural Gas_Broiler_E9 | Commercial | Restaurant (WA) | New | Food Preparation | Natural Gas | Broiler | E9 |  | 0% | 0% | 0% | 0 | 0 | 0 | 0 | 0 | 0 | 0 | 0 | 0% | 0 | 0 | 0% | Normal | 0% | 0 | 0 | 0 | [17 empty] | Commercial_Restaurant (WA)_New_Food Preparation_Broiler_
Commercial_Restaurant (WA)_New_Food Preparation_Natural Gas_Broiler_E10 | Commercial | Restaurant (WA) | New | Food Preparation | Natural Gas | Broiler | E10 |  | 0% | 0% | 0% | 0 | 0 | 0 | 0 | 0 | 0 | 0 | 0 | 0% | 0 | 0 | 0% | Normal | 0% | 0 | 0 | 0 | [17 empty] | Commercial_Restaurant (WA)_New_Food Preparation_Broiler_
Commercial_Restaurant (WA)_New_Food Preparation_Natural Gas_Griddle_E1 | Commercial | Restaurant (WA) | New | Food Preparation | Natural Gas | Griddle | E1 | Standard | 100% | 0% | 0% | 1.4302 | 0 | 0 | 0 | 8 | 16 | 2019 | 2045 | 100% | 0 | 0 | 0% | Normal | 0% | 0.36183 | 0 | 0 | 1 unit | 5500 | 0 | 0.00026186 | 1213.5601 | 5150 | 0 | 0 | 0 | 2013 | 1.0605 | COOK_GRD-Food Preparation-ILTRM-v5.0-1 | COOK_GRD-Food Preparation-EIA14-2014 Ref. Case-5 | COOK_GRD-Food Preparation-ILTRM-v5.0-1 | 1 | unit | 0.00026186 | Commercial_Restaurant (WA)_New_Food Preparation_Griddle_Standard
Commercial_Restaurant (WA)_New_Food Preparation_Natural Gas_Griddle_E2 | Commercial | Restaurant (WA) | New | Food Preparation | Natural Gas | Griddle | E2 | ENERGY STAR | 87.77% | 0% | 0% | 1.5301 | 0 | 0 | 0 | 8 | 16 | 2019 | 2045 | 100% | 0 | 0 | 0% | Normal | 0% | 0.31758 | 0 | 0 | 1 unit | 5500 | 0 | 0.00026186 | 1065.1506 | 5510 | 0 | 0 | 0 | 2013 | 1.0605 | COOK_GRD-Food Preparation-ILTRM-v5.0-1 | COOK_GRD-Food Preparation-EIA14-2014 Ref. Case-5 | COOK_GRD-Food Preparation-ILTRM-v5.0-1 | 1 | unit | 0.00026186 | Commercial_Restaurant (WA)_New_Food Preparation_Griddle_ENERGY STAR
Commercial_Restaurant (WA)_New_Food Preparation_Natural Gas_Griddle_E3 | Commercial | Restaurant (WA) | New | Food Preparation | Natural Gas | Griddle | E3 |  | 0% | 0% | 0% | 0 | 0 | 0 | 0 | 0 | 0 | 0 | 0 | 0% | 0 | 0 | 0% | Normal | 0% | 0 | 0 | 0 | [17 empty] | Commercial_Restaurant (WA)_New_Food Preparation_Griddle_
Commercial_Restaurant (WA)_New_Food Preparation_Natural Gas_Griddle_E4 | Commercial | Restaurant (WA) | New | Food Preparation | Natural Gas | Griddle | E4 |  | 0% | 0% | 0% | 0 | 0 | 0 | 0 | 0 | 0 | 0 | 0 | 0% | 0 | 0 | 0% | Normal | 0% | 0 | 0 | 0 | [17 empty] | Commercial_Restaurant (WA)_New_Food Preparation_Griddle_
Commercial_Restaurant (WA)_New_Food Preparation_Natural Gas_Griddle_E5 | Commercial | Restaurant (WA) | New | Food Preparation | Natural Gas | Griddle | E5 |  | 0% | 0% | 0% | 0 | 0 | 0 | 0 | 0 | 0 | 0 | 0 | 0% | 0 | 0 | 0% | Normal | 0% | 0 | 0 | 0 | [17 empty] | Commercial_Restaurant (WA)_New_Food Preparation_Griddle_
Commercial_Restaurant (WA)_New_Food Preparation_Natural Gas_Griddle_E6 | Commercial | Restaurant (WA) | New | Food Preparation | Natural Gas | Griddle | E6 |  | 0% | 0% | 0% | 0 | 0 | 0 | 0 | 0 | 0 | 0 | 0 | 0% | 0 | 0 | 0% | Normal | 0% | 0 | 0 | 0 | [17 empty] | Commercial_Restaurant (WA)_New_Food Preparation_Griddle_
Commercial_Restaurant (WA)_New_Food Preparation_Natural Gas_Griddle_E7 | Commercial | Restaurant (WA) | New | Food Preparation | Natural Gas | Griddle | E7 |  | 0% | 0% | 0% | 0 | 0 | 0 | 0 | 0 | 0 | 0 | 0 | 0% | 0 | 0 | 0% | Normal | 0% | 0 | 0 | 0 | [17 empty] | Commercial_Restaurant (WA)_New_Food Preparation_Griddle_
Commercial_Restaurant (WA)_New_Food Preparation_Natural Gas_Griddle_E8 | Commercial | Restaurant (WA) | New | Food Preparation | Natural Gas | Griddle | E8 |  | 0% | 0% | 0% | 0 | 0 | 0 | 0 | 0 | 0 | 0 | 0 | 0% | 0 | 0 | 0% | Normal | 0% | 0 | 0 | 0 | [17 empty] | Commercial_Restaurant (WA)_New_Food Preparation_Griddle_
Commercial_Restaurant (WA)_New_Food Preparation_Natural Gas_Griddle_E9 | Commercial | Restaurant (WA) | New | Food Preparation | Natural Gas | Griddle | E9 |  | 0% | 0% | 0% | 0 | 0 | 0 | 0 | 0 | 0 | 0 | 0 | 0% | 0 | 0 | 0% | Normal | 0% | 0 | 0 | 0 | [17 empty] | Commercial_Restaurant (WA)_New_Food Preparation_Griddle_
Commercial_Restaurant (WA)_New_Food Preparation_Natural Gas_Griddle_E10 | Commercial | Restaurant (WA) | New | Food Preparation | Natural Gas | Griddle | E10 |  | 0% | 0% | 0% | 0 | 0 | 0 | 0 | 0 | 0 | 0 | 0 | 0% | 0 | 0 | 0% | Normal | 0% | 0 | 0 | 0 | [17 empty] | Commercial_Restaurant (WA)_New_Food Preparation_Griddle_
Commercial_Restaurant (WA)_New_Food Preparation_Natural Gas_Range_E1 | Commercial | Restaurant (WA) | New | Food Preparation | Natural Gas | Range | E1 | Standard | 100% | 0% | 0% | 1.3652 | 0 | 0 | 0 | 8 | 12 | 2019 | 2045 | 100% | 0 | 0 | 0% | Normal | 0% | 0.48905 | 0 | 0 | 1 unit | 5500 | 0 | 0.00027085 | 1470 | 4500 | 0 | 0 | 0 | 2010 | 1.1201 | COOK_OVN-Food Preparation-AEO17-1 | Estimate | DOE Commercial R&D 2016 - Table 2-12 | 1 | unit | 0.00027085 | Commercial_Restaurant (WA)_New_Food Preparation_Range_Standard
Commercial_Restaurant (WA)_New_Food Preparation_Natural Gas_Range_E2 | Commercial | Restaurant (WA) | New | Food Preparation | Natural Gas | Range | E2 | High Efficiency | 50% | 0% | 0% | 1.4866 | 0 | 0 | 0 | 8 | 12 | 2019 | 2045 | 100% | 0 | 0 | 0% | Normal | 0% | 0.24452 | 0 | 0 | 1 unit | 5500 | 0 | 0.00027085 | 735 | 4900 | 0 | 0 | 0 | 2010 | 1.1201 | COOK_OVN-Food Preparation-AEO17-1 | DOE Commercial R&D 2016 - Table 2-10 | DOE Commercial R&D 2016 - Table 2-18 | 1 | unit | 0.00027085 | Commercial_Restaurant (WA)_New_Food Preparation_Range_High Efficiency
Commercial_Restaurant (WA)_New_Food Preparation_Natural Gas_Range_E3 | Commercial | Restaurant (WA) | New | Food Preparation | Natural Gas | Range | E3 |  | 0% | 0% | 0% | 0 | 0 | 0 | 0 | 0 | 0 | 0 | 0 | 0% | 0 | 0 | 0% | Normal | 0% | 0 | 0 | 0 | [17 empty] | Commercial_Restaurant (WA)_New_Food Preparation_Range_
Commercial_Restaurant (WA)_New_Food Preparation_Natural Gas_Range_E4 | Commercial | Restaurant (WA) | New | Food Preparation | Natural Gas | Range | E4 |  | 0% | 0% | 0% | 0 | 0 | 0 | 0 | 0 | 0 | 0 | 0 | 0% | 0 | 0 | 0% | Normal | 0% | 0 | 0 | 0 | [17 empty] | Commercial_Restaurant (WA)_New_Food Preparation_Range_
Commercial_Restaurant (WA)_New_Food Preparation_Natural Gas_Range_E5 | Commercial | Restaurant (WA) | New | Food Preparation | Natural Gas | Range | E5 |  | 0% | 0% | 0% | 0 | 0 | 0 | 0 | 0 | 0 | 0 | 0 | 0% | 0 | 0 | 0% | Normal | 0% | 0 | 0 | 0 | [17 empty] | Commercial_Restaurant (WA)_New_Food Preparation_Range_
Commercial_Restaurant (WA)_New_Food Preparation_Natural Gas_Range_E6 | Commercial | Restaurant (WA) | New | Food Preparation | Natural Gas | Range | E6 |  | 0% | 0% | 0% | 0 | 0 | 0 | 0 | 0 | 0 | 0 | 0 | 0% | 0 | 0 | 0% | Normal | 0% | 0 | 0 | 0 | [17 empty] | Commercial_Restaurant (WA)_New_Food Preparation_Range_
Commercial_Restaurant (WA)_New_Food Preparation_Natural Gas_Range_E7 | Commercial | Restaurant (WA) | New | Food Preparation | Natural Gas | Range | E7 |  | 0% | 0% | 0% | 0 | 0 | 0 | 0 | 0 | 0 | 0 | 0 | 0% | 0 | 0 | 0% | Normal | 0% | 0 | 0 | 0 | [17 empty] | Commercial_Restaurant (WA)_New_Food Preparation_Range_
Commercial_Restaurant (WA)_New_Food Preparation_Natural Gas_Range_E8 | Commercial | Restaurant (WA) | New | Food Preparation | Natural Gas | Range | E8 |  | 0% | 0% | 0% | 0 | 0 | 0 | 0 | 0 | 0 | 0 | 0 | 0% | 0 | 0 | 0% | Normal | 0% | 0 | 0 | 0 | [17 empty] | Commercial_Restaurant (WA)_New_Food Preparation_Range_
Commercial_Restaurant (WA)_New_Food Preparation_Natural Gas_Range_E9 | Commercial | Restaurant (WA) | New | Food Preparation | Natural Gas | Range | E9 |  | 0% | 0% | 0% | 0 | 0 | 0 | 0 | 0 | 0 | 0 | 0 | 0% | 0 | 0 | 0% | Normal | 0% | 0 | 0 | 0 | [17 empty] | Commercial_Restaurant (WA)_New_Food Preparation_Range_
Commercial_Restaurant (WA)_New_Food Preparation_Natural Gas_Range_E10 | Commercial | Restaurant (WA) | New | Food Preparation | Natural Gas | Range | E10 |  | 0% | 0% | 0% | 0 | 0 | 0 | 0 | 0 | 0 | 0 | 0 | 0% | 0 | 0 | 0% | Normal | 0% | 0 | 0 | 0 | [17 empty] | Commercial_Restaurant (WA)_New_Food Preparation_Range_
Commercial_Restaurant (WA)_New_Food Preparation_Natural Gas_Steamer_E1 | Commercial | Restaurant (WA) | New | Food Preparation | Natural Gas | Steamer | E1 | Standard | 100% | 0% | 0% | 0.42914 | 0 | 0 | 0 | 8 | 16 | 2019 | 2045 | 100% | 0 | 0 | 0% | Normal | 0% | 0.67037 | 0 | 0 | 1 unit | 5500 | 0 | 3.04e-05 | 1241.5036 | 13100 | 0 | 0 | 0 | 2012 | 1.0776 | COOK_STM-Food Preparation-ILTRM-v4.0-32 | DOE Commercial R&D 2016 - Table 2-10 | COOK_STM-Food Preparation-ILTRM-v4.0-32 | 1 | unit | 3.04e-05 | Commercial_Restaurant (WA)_New_Food Preparation_Steamer_Standard
Commercial_Restaurant (WA)_New_Food Preparation_Natural Gas_Steamer_E2 | Commercial | Restaurant (WA) | New | Food Preparation | Natural Gas | Steamer | E2 | ENERGY STAR | 18.87% | 0% | 0% | 0.46183 | 0 | -8.6149e-05 | 0 | 8 | 16 | 2019 | 2045 | 100% | 0 | 0 | 0% | Normal | 0% | 0.12648 | 0 | 0 | 1 unit | 5500 | 0 | 3.04e-05 | 234.2394 | 14098 | 0 | -2.6298 | 0 | 2012 | 1.0776 | COOK_STM-Food Preparation-ILTRM-v4.0-32 | COOK_STM-Food Preparation-ILTRM-v4.0-32 | COOK_STM-Food Preparation-ILTRM-v4.0-32 | 1 | unit | 3.04e-05 | Commercial_Restaurant (WA)_New_Food Preparation_Steamer_ENERGY STAR
Commercial_Restaurant (WA)_New_Food Preparation_Natural Gas_Steamer_E3 | Commercial | Restaurant (WA) | New | Food Preparation | Natural Gas | Steamer | E3 |  | 0% | 0% | 0% | 0 | 0 | 0 | 0 | 0 | 0 | 0 | 0 | 0% | 0 | 0 | 0% | Normal | 0% | 0 | 0 | 0 | [17 empty] | Commercial_Restaurant (WA)_New_Food Preparation_Steamer_
Commercial_Restaurant (WA)_New_Food Preparation_Natural Gas_Steamer_E4 | Commercial | Restaurant (WA) | New | Food Preparation | Natural Gas | Steamer | E4 |  | 0% | 0% | 0% | 0 | 0 | 0 | 0 | 0 | 0 | 0 | 0 | 0% | 0 | 0 | 0% | Normal | 0% | 0 | 0 | 0 | [17 empty] | Commercial_Restaurant (WA)_New_Food Preparation_Steamer_
Commercial_Restaurant (WA)_New_Food Preparation_Natural Gas_Steamer_E5 | Commercial | Restaurant (WA) | New | Food Preparation | Natural Gas | Steamer | E5 |  | 0% | 0% | 0% | 0 | 0 | 0 | 0 | 0 | 0 | 0 | 0 | 0% | 0 | 0 | 0% | Normal | 0% | 0 | 0 | 0 | [17 empty] | Commercial_Restaurant (WA)_New_Food Preparation_Steamer_
Commercial_Restaurant (WA)_New_Food Preparation_Natural Gas_Steamer_E6 | Commercial | Restaurant (WA) | New | Food Preparation | Natural Gas | Steamer | E6 |  | 0% | 0% | 0% | 0 | 0 | 0 | 0 | 0 | 0 | 0 | 0 | 0% | 0 | 0 | 0% | Normal | 0% | 0 | 0 | 0 | [17 empty] | Commercial_Restaurant (WA)_New_Food Preparation_Steamer_
Commercial_Restaurant (WA)_New_Food Preparation_Natural Gas_Steamer_E7 | Commercial | Restaurant (WA) | New | Food Preparation | Natural Gas | Steamer | E7 |  | 0% | 0% | 0% | 0 | 0 | 0 | 0 | 0 | 0 | 0 | 0 | 0% | 0 | 0 | 0% | Normal | 0% | 0 | 0 | 0 | [17 empty] | Commercial_Restaurant (WA)_New_Food Preparation_Steamer_
Commercial_Restaurant (WA)_New_Food Preparation_Natural Gas_Steamer_E8 | Commercial | Restaurant (WA) | New | Food Preparation | Natural Gas | Steamer | E8 |  | 0% | 0% | 0% | 0 | 0 | 0 | 0 | 0 | 0 | 0 | 0 | 0% | 0 | 0 | 0% | Normal | 0% | 0 | 0 | 0 | [17 empty] | Commercial_Restaurant (WA)_New_Food Preparation_Steamer_
Commercial_Restaurant (WA)_New_Food Preparation_Natural Gas_Steamer_E9 | Commercial | Restaurant (WA) | New | Food Preparation | Natural Gas | Steamer | E9 |  | 0% | 0% | 0% | 0 | 0 | 0 | 0 | 0 | 0 | 0 | 0 | 0% | 0 | 0 | 0% | Normal | 0% | 0 | 0 | 0 | [17 empty] | Commercial_Restaurant (WA)_New_Food Preparation_Steamer_
Commercial_Restaurant (WA)_New_Food Preparation_Natural Gas_Steamer_E10 | Commercial | Restaurant (WA) | New | Food Preparation | Natural Gas | Steamer | E10 |  | 0% | 0% | 0% | 0 | 0 | 0 | 0 | 0 | 0 | 0 | 0 | 0% | 0 | 0 | 0% | Normal | 0% | 0 | 0 | 0 | [17 empty] | Commercial_Restaurant (WA)_New_Food Preparation_Steamer_
Commercial_Restaurant (WA)_New_Food Preparation_Natural Gas_Food Prep Other_E1 | Commercial | Restaurant (WA) | New | Food Preparation | Natural Gas | Food Prep Other | E1 | Standard | 100% | 0% | 0% | 0.00038692 | 0 | 0 | 0 | 8 | 12 | 2019 | 2045 | 100% | 0 | 0 | 0% | Normal | 0% | 0.15516 | 0 | 0 | 1 unit | 5500 | 0 | 3.4542e-07 | 1423.18 | 1000 | 0 | 0 | 0 | 2010 | 1.1201 | Default | Default | Default | 1 | unit | 3.4542e-07 | Commercial_Restaurant (WA)_New_Food Preparation_Food Prep Other_Standard
Commercial_Restaurant (WA)_New_Food Preparation_Natural Gas_Food Prep Other_E2 | Commercial | Restaurant (WA) | New | Food Preparation | Natural Gas | Food Prep Other | E2 | ENERGY STAR | 72.07% | 0% | 0% | 0.0007093 | 0 | 0 | 0 | 8 | 12 | 2019 | 2045 | 100% | 0 | 0 | 0% | Normal | 0% | 0.11182 | 0 | 0 | 1 unit | 5500 | 0 | 3.4542e-07 | 1025.646 | 1833.1988 | 0 | 0 | 0 | 2010 | 1.1201 | N/A | N/A | N/A | 1 | unit | 3.4542e-07 | Commercial_Restaurant (WA)_New_Food Preparation_Food Prep Other_ENERGY STAR
Commercial_Restaurant (WA)_New_Food Preparation_Natural Gas_Food Prep Other_E3 | Commercial | Restaurant (WA) | New | Food Preparation | Natural Gas | Food Prep Other | E3 |  | 0% | 0% | 0% | 0 | 0 | 0 | 0 | 0 | 0 | 0 | 0 | 0% | 0 | 0 | 0% | Normal | 0% | 0 | 0 | 0 | [17 empty] | Commercial_Restaurant (WA)_New_Food Preparation_Food Prep Other_
Commercial_Restaurant (WA)_New_Food Preparation_Natural Gas_Food Prep Other_E4 | Commercial | Restaurant (WA) | New | Food Preparation | Natural Gas | Food Prep Other | E4 |  | 0% | 0% | 0% | 0 | 0 | 0 | 0 | 0 | 0 | 0 | 0 | 0% | 0 | 0 | 0% | Normal | 0% | 0 | 0 | 0 | [17 empty] | Commercial_Restaurant (WA)_New_Food Preparation_Food Prep Other_
Commercial_Restaurant (WA)_New_Food Preparation_Natural Gas_Food Prep Other_E5 | Commercial | Restaurant (WA) | New | Food Preparation | Natural Gas | Food Prep Other | E5 |  | 0% | 0% | 0% | 0 | 0 | 0 | 0 | 0 | 0 | 0 | 0 | 0% | 0 | 0 | 0% | Normal | 0% | 0 | 0 | 0 | [17 empty] | Commercial_Restaurant (WA)_New_Food Preparation_Food Prep Other_
Commercial_Restaurant (WA)_New_Food Preparation_Natural Gas_Food Prep Other_E6 | Commercial | Restaurant (WA) | New | Food Preparation | Natural Gas | Food Prep Other | E6 |  | 0% | 0% | 0% | 0 | 0 | 0 | 0 | 0 | 0 | 0 | 0 | 0% | 0 | 0 | 0% | Normal | 0% | 0 | 0 | 0 | [17 empty] | Commercial_Restaurant (WA)_New_Food Preparation_Food Prep Other_
Commercial_Restaurant (WA)_New_Food Preparation_Natural Gas_Food Prep Other_E7 | Commercial | Restaurant (WA) | New | Food Preparation | Natural Gas | Food Prep Other | E7 |  | 0% | 0% | 0% | 0 | 0 | 0 | 0 | 0 | 0 | 0 | 0 | 0% | 0 | 0 | 0% | Normal | 0% | 0 | 0 | 0 | [17 empty] | Commercial_Restaurant (WA)_New_Food Preparation_Food Prep Other_
Commercial_Restaurant (WA)_New_Food Preparation_Natural Gas_Food Prep Other_E8 | Commercial | Restaurant (WA) | New | Food Preparation | Natural Gas | Food Prep Other | E8 |  | 0% | 0% | 0% | 0 | 0 | 0 | 0 | 0 | 0 | 0 | 0 | 0% | 0 | 0 | 0% | Normal | 0% | 0 | 0 | 0 | [17 empty] | Commercial_Restaurant (WA)_New_Food Preparation_Food Prep Other_
Commercial_Restaurant (WA)_New_Food Preparation_Natural Gas_Food Prep Other_E9 | Commercial | Restaurant (WA) | New | Food Preparation | Natural Gas | Food Prep Other | E9 |  | 0% | 0% | 0% | 0 | 0 | 0 | 0 | 0 | 0 | 0 | 0 | 0% | 0 | 0 | 0% | Normal | 0% | 0 | 0 | 0 | [17 empty] | Commercial_Restaurant (WA)_New_Food Preparation_Food Prep Other_
Commercial_Restaurant (WA)_New_Food Preparation_Natural Gas_Food Prep Other_E10 | Commercial | Restaurant (WA) | New | Food Preparation | Natural Gas | Food Prep Other | E10 |  | 0% | 0% | 0% | 0 | 0 | 0 | 0 | 0 | 0 | 0 | 0 | 0% | 0 | 0 | 0% | Normal | 0% | 0 | 0 | 0 | [17 empty] | Commercial_Restaurant (WA)_New_Food Preparation_Food Prep Other_
Commercial_Restaurant (WA)_New_Miscellaneous_Natural Gas_Pool Heater_E1 | Commercial | Restaurant (WA) | New | Miscellaneous | Natural Gas | Pool Heater | E1 | Standard (EF .82) | 100% | 0% | 0% | 0.012823 | 0 | 0 | 0 | 4 | 8 | 2019 | 2045 | 100% | 0 | 0 | 0% | Normal | 0% | 0.010152 | 0 | 0 | 1 unit | 5500 | 0 | 6.8182e-07 | 14890 | 18052 | 0 | 0 | 0 | 2014 | 1.0418 | DOE Commercial R&D 2016 - Table 7-6 | DOE Commercial R&D 2016 - Table 7-7 | DOE Commercial R&D 2016 - Table 7-8 | 1 | unit | 6.8182e-07 | Commercial_Restaurant (WA)_New_Miscellaneous_Pool Heater_Standard (EF .82)
Commercial_Restaurant (WA)_New_Miscellaneous_Natural Gas_Pool Heater_E2 | Commercial | Restaurant (WA) | New | Miscellaneous | Natural Gas | Pool Heater | E2 | Condensing (EF .90) | 85% | 0% | 0% | 0.020996 | 0 | 0 | 0 | 4 | 8 | 2019 | 2045 | 100% | 0 | 0 | 0% | Normal | 0% | 0.0086294 | 0 | 0 | 1 unit | 5500 | 0 | 6.8182e-07 | 12656.5 | 29558 | 0 | 0 | 0 | 2014 | 1.0418 | DOE Commercial R&D 2016 - Table 7-6 | DOE Commercial R&D 2016 - Table 7-7 | DOE Commercial R&D 2016 - Table 7-9 | 1 | unit | 6.8182e-07 | Commercial_Restaurant (WA)_New_Miscellaneous_Pool Heater_Condensing (EF .90)
Commercial_Restaurant (WA)_New_Miscellaneous_Natural Gas_Pool Heater_E3 | Commercial | Restaurant (WA) | New | Miscellaneous | Natural Gas | Pool Heater | E3 |  | 0% | 0% | 0% | 0 | 0 | 0 | 0 | 0 | 0 | 0 | 0 | 0% | 0 | 0 | 0% | Normal | 0% | 0 | 0 | 0 | [17 empty] | Commercial_Restaurant (WA)_New_Miscellaneous_Pool Heater_
Commercial_Restaurant (WA)_New_Miscellaneous_Natural Gas_Pool Heater_E4 | Commercial | Restaurant (WA) | New | Miscellaneous | Natural Gas | Pool Heater | E4 |  | 0% | 0% | 0% | 0 | 0 | 0 | 0 | 0 | 0 | 0 | 0 | 0% | 0 | 0 | 0% | Normal | 0% | 0 | 0 | 0 | [17 empty] | Commercial_Restaurant (WA)_New_Miscellaneous_Pool Heater_
Commercial_Restaurant (WA)_New_Miscellaneous_Natural Gas_Pool Heater_E5 | Commercial | Restaurant (WA) | New | Miscellaneous | Natural Gas | Pool Heater | E5 |  | 0% | 0% | 0% | 0 | 0 | 0 | 0 | 0 | 0 | 0 | 0 | 0% | 0 | 0 | 0% | Normal | 0% | 0 | 0 | 0 | [17 empty] | Commercial_Restaurant (WA)_New_Miscellaneous_Pool Heater_
Commercial_Restaurant (WA)_New_Miscellaneous_Natural Gas_Pool Heater_E6 | Commercial | Restaurant (WA) | New | Miscellaneous | Natural Gas | Pool Heater | E6 |  | 0% | 0% | 0% | 0 | 0 | 0 | 0 | 0 | 0 | 0 | 0 | 0% | 0 | 0 | 0% | Normal | 0% | 0 | 0 | 0 | [17 empty] | Commercial_Restaurant (WA)_New_Miscellaneous_Pool Heater_
Commercial_Restaurant (WA)_New_Miscellaneous_Natural Gas_Pool Heater_E7 | Commercial | Restaurant (WA) | New | Miscellaneous | Natural Gas | Pool Heater | E7 |  | 0% | 0% | 0% | 0 | 0 | 0 | 0 | 0 | 0 | 0 | 0 | 0% | 0 | 0 | 0% | Normal | 0% | 0 | 0 | 0 | [17 empty] | Commercial_Restaurant (WA)_New_Miscellaneous_Pool Heater_
Commercial_Restaurant (WA)_New_Miscellaneous_Natural Gas_Pool Heater_E8 | Commercial | Restaurant (WA) | New | Miscellaneous | Natural Gas | Pool Heater | E8 |  | 0% | 0% | 0% | 0 | 0 | 0 | 0 | 0 | 0 | 0 | 0 | 0% | 0 | 0 | 0% | Normal | 0% | 0 | 0 | 0 | [17 empty] | Commercial_Restaurant (WA)_New_Miscellaneous_Pool Heater_
Commercial_Restaurant (WA)_New_Miscellaneous_Natural Gas_Pool Heater_E9 | Commercial | Restaurant (WA) | New | Miscellaneous | Natural Gas | Pool Heater | E9 |  | 0% | 0% | 0% | 0 | 0 | 0 | 0 | 0 | 0 | 0 | 0 | 0% | 0 | 0 | 0% | Normal | 0% | 0 | 0 | 0 | [17 empty] | Commercial_Restaurant (WA)_New_Miscellaneous_Pool Heater_
Commercial_Restaurant (WA)_New_Miscellaneous_Natural Gas_Pool Heater_E10 | Commercial | Restaurant (WA) | New | Miscellaneous | Natural Gas | Pool Heater | E10 |  | 0% | 0% | 0% | 0 | 0 | 0 | 0 | 0 | 0 | 0 | 0 | 0% | 0 | 0 | 0% | Normal | 0% | 0 | 0 | 0 | [17 empty] | Commercial_Restaurant (WA)_New_Miscellaneous_Pool Heater_
Commercial_Restaurant (WA)_New_Miscellaneous_Natural Gas_Miscellaneous_E1 | Commercial | Restaurant (WA) | New | Miscellaneous | Natural Gas | Miscellaneous | E1 | Standard | 100% | 0% | 0% | 1.0174 | 0 | 0 | 0 | 2 | 8 | 2019 | 2045 | 100% | 0 | 0 | 0% | Normal | 0% | 0.0393 | 0 | 0 | 1 unit | 5500 | 0 | 1 | 1 | 1 | 0 | 0 | 0 | 2016 | 1.0174 | N/A | N/A | N/A | 1 | unit | 1 | Commercial_Restaurant (WA)_New_Miscellaneous_Miscellaneous_Standard
Commercial_Restaurant (WA)_New_Miscellaneous_Natural Gas_Miscellaneous_E2 | Commercial | Restaurant (WA) | New | Miscellaneous | Natural Gas | Miscellaneous | E2 |  | 0% | 0% | 0% | 0 | 0 | 0 | 0 | 0 | 0 | 0 | 0 | 0% | 0 | 0 | 0% | Normal | 0% | 0 | 0 | 0 | [17 empty] | Commercial_Restaurant (WA)_New_Miscellaneous_Miscellaneous_
Commercial_Restaurant (WA)_New_Miscellaneous_Natural Gas_Miscellaneous_E3 | Commercial | Restaurant (WA) | New | Miscellaneous | Natural Gas | Miscellaneous | E3 |  | 0% | 0% | 0% | 0 | 0 | 0 | 0 | 0 | 0 | 0 | 0 | 0% | 0 | 0 | 0% | Normal | 0% | 0 | 0 | 0 | [17 empty] | Commercial_Restaurant (WA)_New_Miscellaneous_Miscellaneous_
Commercial_Restaurant (WA)_New_Miscellaneous_Natural Gas_Miscellaneous_E4 | Commercial | Restaurant (WA) | New | Miscellaneous | Natural Gas | Miscellaneous | E4 |  | 0% | 0% | 0% | 0 | 0 | 0 | 0 | 0 | 0 | 0 | 0 | 0% | 0 | 0 | 0% | Normal | 0% | 0 | 0 | 0 | [17 empty] | Commercial_Restaurant (WA)_New_Miscellaneous_Miscellaneous_
Commercial_Restaurant (WA)_New_Miscellaneous_Natural Gas_Miscellaneous_E5 | Commercial | Restaurant (WA) | New | Miscellaneous | Natural Gas | Miscellaneous | E5 |  | 0% | 0% | 0% | 0 | 0 | 0 | 0 | 0 | 0 | 0 | 0 | 0% | 0 | 0 | 0% | Normal | 0% | 0 | 0 | 0 | [17 empty] | Commercial_Restaurant (WA)_New_Miscellaneous_Miscellaneous_
Commercial_Restaurant (WA)_New_Miscellaneous_Natural Gas_Miscellaneous_E6 | Commercial | Restaurant (WA) | New | Miscellaneous | Natural Gas | Miscellaneous | E6 |  | 0% | 0% | 0% | 0 | 0 | 0 | 0 | 0 | 0 | 0 | 0 | 0% | 0 | 0 | 0% | Normal | 0% | 0 | 0 | 0 | [17 empty] | Commercial_Restaurant (WA)_New_Miscellaneous_Miscellaneous_
Commercial_Restaurant (WA)_New_Miscellaneous_Natural Gas_Miscellaneous_E7 | Commercial | Restaurant (WA) | New | Miscellaneous | Natural Gas | Miscellaneous | E7 |  | 0% | 0% | 0% | 0 | 0 | 0 | 0 | 0 | 0 | 0 | 0 | 0% | 0 | 0 | 0% | Normal | 0% | 0 | 0 | 0 | [17 empty] | Commercial_Restaurant (WA)_New_Miscellaneous_Miscellaneous_
Commercial_Restaurant (WA)_New_Miscellaneous_Natural Gas_Miscellaneous_E8 | Commercial | Restaurant (WA) | New | Miscellaneous | Natural Gas | Miscellaneous | E8 |  | 0% | 0% | 0% | 0 | 0 | 0 | 0 | 0 | 0 | 0 | 0 | 0% | 0 | 0 | 0% | Normal | 0% | 0 | 0 | 0 | [17 empty] | Commercial_Restaurant (WA)_New_Miscellaneous_Miscellaneous_
Commercial_Restaurant (WA)_New_Miscellaneous_Natural Gas_Miscellaneous_E9 | Commercial | Restaurant (WA) | New | Miscellaneous | Natural Gas | Miscellaneous | E9 |  | 0% | 0% | 0% | 0 | 0 | 0 | 0 | 0 | 0 | 0 | 0 | 0% | 0 | 0 | 0% | Normal | 0% | 0 | 0 | 0 | [17 empty] | Commercial_Restaurant (WA)_New_Miscellaneous_Miscellaneous_
Commercial_Restaurant (WA)_New_Miscellaneous_Natural Gas_Miscellaneous_E10 | Commercial | Restaurant (WA) | New | Miscellaneous | Natural Gas | Miscellaneous | E10 |  | 0% | 0% | 0% | 0 | 0 | 0 | 0 | 0 | 0 | 0 | 0 | 0% | 0 | 0 | 0% | Normal | 0% | 0 | 0 | 0 | [17 empty] | Commercial_Restaurant (WA)_New_Miscellaneous_Miscellaneous_
Commercial_Retail (WA)_Existing_Space Heating_Natural Gas_Furnace_E1 | Commercial | Retail (WA) | Existing | Space Heating | Natural Gas | Furnace | E1 | AFUE 80% (Standard) | 100% | 0% | 0% | 0.43204 | 0 | 0.040722 | 0 | 10 | 20 | 2019 | 2045 | 100% | 0 | 0 | 0% | Normal | 0% | 0.47155 | 0 | 0 | 400 kBtu/hr | 100000 | 0 | 0.00012 | 9.8239 | 3395 | 0 | 320 | 0 | 2013 | 1.0605 | GFURN-Heating-EIA14-2014 Ref. Case-2 | GFURN-Heating-EIA14-2014 Ref. Case-2 | AEG BEST | 400 | kBtu/hr | 0.048 | Commercial_Retail (WA)_Existing_Space Heating_Furnace_AFUE 80% (Standard)
Commercial_Retail (WA)_Existing_Space Heating_Natural Gas_Furnace_E2 | Commercial | Retail (WA) | Existing | Space Heating | Natural Gas | Furnace | E2 | AFUE 90% | 88.89% | 0% | 0% | 0.52494 | 0 | 0.11835 | 0 | 10 | 20 | 2019 | 2045 | 100% | 0 | 0 | 0% | Normal | 0% | 0.41914 | 0 | 0 | 400 kBtu/hr | 100000 | 0 | 0.00012 | 8.7321 | 4125 | 0 | 930 | 0 | 2013 | 1.0605 | GFURN-Heating-EIA14-2014 Ref. Case-3 | GFURN-Heating-EIA14-2014 Ref. Case-3 | AEG BEST | 400 | kBtu/hr | 0.048 | Commercial_Retail (WA)_Existing_Space Heating_Furnace_AFUE 90%
Commercial_Retail (WA)_Existing_Space Heating_Natural Gas_Furnace_E3 | Commercial | Retail (WA) | Existing | Space Heating | Natural Gas | Furnace | E3 | AFUE 96% | 83.33% | 0% | 0% | 1.0145 | 0 | 0 | 0 | 10 | 20 | 2019 | 2045 | 100% | 0 | 0 | 0% | Normal | 0% | 0.39294 | 0 | 0 | 150 kBtu/hr | 100000 | 0 | 0.00032 | 8.1862 | 3042.9057 | 0 | 0 | 0 | 2014 | 1.0418 | GFURN-Heating-EIA14-2014 Ref. Case-3 | GFURN-Heating-ILTRM-v5.0-191 | AEG BEST | 150 | kBtu/hr | 0.048 | Commercial_Retail (WA)_Existing_Space Heating_Furnace_AFUE 96%
Commercial_Retail (WA)_Existing_Space Heating_Natural Gas_Furnace_E4 | Commercial | Retail (WA) | Existing | Space Heating | Natural Gas | Furnace | E4 |  | 0% | 0% | 0% | 0 | 0 | 0 | 0 | 0 | 0 | 0 | 0 | 0% | 0 | 0 | 0% | Normal | 0% | 0 | 0 | 0 | [17 empty] | Commercial_Retail (WA)_Existing_Space Heating_Furnace_
Commercial_Retail (WA)_Existing_Space Heating_Natural Gas_Furnace_E5 | Commercial | Retail (WA) | Existing | Space Heating | Natural Gas | Furnace | E5 |  | 0% | 0% | 0% | 0 | 0 | 0 | 0 | 0 | 0 | 0 | 0 | 0% | 0 | 0 | 0% | Normal | 0% | 0 | 0 | 0 | [17 empty] | Commercial_Retail (WA)_Existing_Space Heating_Furnace_
Commercial_Retail (WA)_Existing_Space Heating_Natural Gas_Furnace_E6 | Commercial | Retail (WA) | Existing | Space Heating | Natural Gas | Furnace | E6 |  | 0% | 0% | 0% | 0 | 0 | 0 | 0 | 0 | 0 | 0 | 0 | 0% | 0 | 0 | 0% | Normal | 0% | 0 | 0 | 0 | [17 empty] | Commercial_Retail (WA)_Existing_Space Heating_Furnace_
Commercial_Retail (WA)_Existing_Space Heating_Natural Gas_Furnace_E7 | Commercial | Retail (WA) | Existing | Space Heating | Natural Gas | Furnace | E7 |  | 0% | 0% | 0% | 0 | 0 | 0 | 0 | 0 | 0 | 0 | 0 | 0% | 0 | 0 | 0% | Normal | 0% | 0 | 0 | 0 | [17 empty] | Commercial_Retail (WA)_Existing_Space Heating_Furnace_
Commercial_Retail (WA)_Existing_Space Heating_Natural Gas_Furnace_E8 | Commercial | Retail (WA) | Existing | Space Heating | Natural Gas | Furnace | E8 |  | 0% | 0% | 0% | 0 | 0 | 0 | 0 | 0 | 0 | 0 | 0 | 0% | 0 | 0 | 0% | Normal | 0% | 0 | 0 | 0 | [17 empty] | Commercial_Retail (WA)_Existing_Space Heating_Furnace_
Commercial_Retail (WA)_Existing_Space Heating_Natural Gas_Furnace_E9 | Commercial | Retail (WA) | Existing | Space Heating | Natural Gas | Furnace | E9 |  | 0% | 0% | 0% | 0 | 0 | 0 | 0 | 0 | 0 | 0 | 0 | 0% | 0 | 0 | 0% | Normal | 0% | 0 | 0 | 0 | [17 empty] | Commercial_Retail (WA)_Existing_Space Heating_Furnace_
Commercial_Retail (WA)_Existing_Space Heating_Natural Gas_Furnace_E10 | Commercial | Retail (WA) | Existing | Space Heating | Natural Gas | Furnace | E10 |  | 0% | 0% | 0% | 0 | 0 | 0 | 0 | 0 | 0 | 0 | 0 | 0% | 0 | 0 | 0% | Normal | 0% | 0 | 0 | 0 | [17 empty] | Commercial_Retail (WA)_Existing_Space Heating_Furnace_
Commercial_Retail (WA)_Existing_Space Heating_Natural Gas_Boiler_E1 | Commercial | Retail (WA) | Existing | Space Heating | Natural Gas | Boiler | E1 | AFUE 80% (Standard) | 100% | 0% | 0% | 1.6106 | 0 | 0.038177 | 0 | 25 | 35 | 2019 | 2045 | 100% | 0 | 0 | 0% | Normal | 0% | 1.4774 | 0 | 0 | 1 kBtu/hr | 100000 | 0 | 0.048 | 29.4584 | 31.6406 | 0 | 0.75 | 0 | 2013 | 1.0605 | GBLR-Heating-AEO15-3 | GBLR-Heating-AEO15-3 | GBLR-Heating-AEO15-3 | 1 | kBtu/hr | 0.048 | Commercial_Retail (WA)_Existing_Space Heating_Boiler_AFUE 80% (Standard)
Commercial_Retail (WA)_Existing_Space Heating_Natural Gas_Boiler_E2 | Commercial | Retail (WA) | Existing | Space Heating | Natural Gas | Boiler | E2 | AFUE 85% | 94.12% | 0% | 0% | 1.7292 | 0 | 0.035931 | 0 | 25 | 35 | 2019 | 2045 | 100% | 0 | 0 | 0% | Normal | 0% | 1.3905 | 0 | 0 | 1 kBtu/hr | 100000 | 0 | 0.048 | 27.7253 | 33.9706 | 0 | 0.70588 | 0 | 2013 | 1.0605 | GBLR-Heating-AEO15-6 | GBLR-Heating-AEO15-6 | GBLR-Heating-AEO15-6 | 1 | kBtu/hr | 0.048 | Commercial_Retail (WA)_Existing_Space Heating_Boiler_AFUE 85%
Commercial_Retail (WA)_Existing_Space Heating_Natural Gas_Boiler_E3 | Commercial | Retail (WA) | Existing | Space Heating | Natural Gas | Boiler | E3 | AFUE 97% | 82.47% | 0% | 0% | 1.6459 | 0 | 0.031165 | 0 | 25 | 35 | 2019 | 2045 | 100% | 0 | 0 | 0% | Normal | 0% | 1.2185 | 0 | 0 | 1 kBtu/hr | 100000 | 0 | 0.048 | 24.2955 | 32.3342 | 0 | 0.61224 | 0 | 2013 | 1.0605 | GBLR-Heating-AEO15-7 | GBLR-Heating-AEO15-7 | GBLR-Heating-AEO15-7 | 1 | kBtu/hr | 0.048 | Commercial_Retail (WA)_Existing_Space Heating_Boiler_AFUE 97%
Commercial_Retail (WA)_Existing_Space Heating_Natural Gas_Boiler_E4 | Commercial | Retail (WA) | Existing | Space Heating | Natural Gas | Boiler | E4 | Convert to NG Air Source Heat Pump | 57.14% | 0% | 0% | 11.1138 | 0 | 0.13574 | 0 | 10 | 20 | 2019 | 2045 | 100% | 0 | 0 | 0% | Normal | 0% | 0.84422 | 0 | 0 | 1 kBtu/hr | 100000 | 0 | 0.048 | 16.8334 | 218.3333 | 0 | 2.6667 | 0 | 2013 | 1.0605 | HP_GAS-Heating-AEO17-1 | HP_GAS-Heating-AEO17-1 | HP_GAS-Heating-AEO17-1 | 1 | kBtu/hr | 0.048 | Commercial_Retail (WA)_Existing_Space Heating_Boiler_Convert to NG Air Source Heat Pump
Commercial_Retail (WA)_Existing_Space Heating_Natural Gas_Boiler_E5 | Commercial | Retail (WA) | Existing | Space Heating | Natural Gas | Boiler | E5 |  | 0% | 0% | 0% | 0 | 0 | 0 | 0 | 0 | 0 | 0 | 0 | 0% | 0 | 0 | 0% | Normal | 0% | 0 | 0 | 0 | [17 empty] | Commercial_Retail (WA)_Existing_Space Heating_Boiler_
Commercial_Retail (WA)_Existing_Space Heating_Natural Gas_Boiler_E6 | Commercial | Retail (WA) | Existing | Space Heating | Natural Gas | Boiler | E6 |  | 0% | 0% | 0% | 0 | 0 | 0 | 0 | 0 | 0 | 0 | 0 | 0% | 0 | 0 | 0% | Normal | 0% | 0 | 0 | 0 | [17 empty] | Commercial_Retail (WA)_Existing_Space Heating_Boiler_
Commercial_Retail (WA)_Existing_Space Heating_Natural Gas_Boiler_E7 | Commercial | Retail (WA) | Existing | Space Heating | Natural Gas | Boiler | E7 |  | 0% | 0% | 0% | 0 | 0 | 0 | 0 | 0 | 0 | 0 | 0 | 0% | 0 | 0 | 0% | Normal | 0% | 0 | 0 | 0 | [17 empty] | Commercial_Retail (WA)_Existing_Space Heating_Boiler_
Commercial_Retail (WA)_Existing_Space Heating_Natural Gas_Boiler_E8 | Commercial | Retail (WA) | Existing | Space Heating | Natural Gas | Boiler | E8 |  | 0% | 0% | 0% | 0 | 0 | 0 | 0 | 0 | 0 | 0 | 0 | 0% | 0 | 0 | 0% | Normal | 0% | 0 | 0 | 0 | [17 empty] | Commercial_Retail (WA)_Existing_Space Heating_Boiler_
Commercial_Retail (WA)_Existing_Space Heating_Natural Gas_Boiler_E9 | Commercial | Retail (WA) | Existing | Space Heating | Natural Gas | Boiler | E9 |  | 0% | 0% | 0% | 0 | 0 | 0 | 0 | 0 | 0 | 0 | 0 | 0% | 0 | 0 | 0% | Normal | 0% | 0 | 0 | 0 | [17 empty] | Commercial_Retail (WA)_Existing_Space Heating_Boiler_
Commercial_Retail (WA)_Existing_Space Heating_Natural Gas_Boiler_E10 | Commercial | Retail (WA) | Existing | Space Heating | Natural Gas | Boiler | E10 |  | 0% | 0% | 0% | 0 | 0 | 0 | 0 | 0 | 0 | 0 | 0 | 0% | 0 | 0 | 0% | Normal | 0% | 0 | 0 | 0 | [17 empty] | Commercial_Retail (WA)_Existing_Space Heating_Boiler_
Commercial_Retail (WA)_Existing_Space Heating_Natural Gas_Unit Heater_E1 | Commercial | Retail (WA) | Existing | Space Heating | Natural Gas | Unit Heater | E1 | Standard | 100% | 0% | 0% | 0.0096176 | 0 | 0 | 0 | 15 | 25 | 2019 | 2045 | 100% | 0 | 0 | 0% | Normal | 0% | 0.2418 | 0 | 0 | 1 kBtu/Hr | 100000 | 0 | 8.9948e-06 | 2080 | 1051 | 0 | 0 | 0 | 2016 | 1.0174 | UNITHT-Heating-XCELCO-2017-18-3 | UNITHT-Heating-XCELCO-2017-18-3 | UNITHT-Heating-XCELCO-2017-18-3 | 1 | kBtu/Hr | 8.9948e-06 | Commercial_Retail (WA)_Existing_Space Heating_Unit Heater_Standard
Commercial_Retail (WA)_Existing_Space Heating_Natural Gas_Unit Heater_E2 | Commercial | Retail (WA) | Existing | Space Heating | Natural Gas | Unit Heater | E2 | Condensing | 88.94% | 0% | 0% | 0.021093 | 0 | 0 | 0 | 15 | 25 | 2019 | 2045 | 100% | 0 | 0 | 0% | Normal | 0% | 0.21507 | 0 | 0 | 1 kBtu/Hr | 100000 | 0 | 8.9948e-06 | 1850 | 2305 | 0 | 0 | 0 | 2016 | 1.0174 | UNITHT-Heating-XCELCO-2017-18-3 | UNITHT-Heating-XCELCO-2017-18-3 | UNITHT-Heating-XCELCO-2017-18-3 | 1 | kBtu/Hr | 8.9948e-06 | Commercial_Retail (WA)_Existing_Space Heating_Unit Heater_Condensing
Commercial_Retail (WA)_Existing_Space Heating_Natural Gas_Unit Heater_E3 | Commercial | Retail (WA) | Existing | Space Heating | Natural Gas | Unit Heater | E3 | Infrared Radiant | 88.46% | 0% | 0% | 0.011484 | 0 | 0 | 0 | 10 | 20 | 2019 | 2045 | 100% | 0 | 0 | 0% | Normal | 0% | 0.2139 | 0 | 0 | 1 kBtu/Hr | 100000 | 0 | 8.9948e-06 | 1840 | 1255 | 0 | 0 | 0 | 2016 | 1.0174 | UNITHT-Heating-XCELCO-2017-18-4 | UNITHT-Heating-XCELCO-2017-18-4 | UNITHT-Heating-XCELCO-2017-18-4 | 1 | kBtu/Hr | 8.9948e-06 | Commercial_Retail (WA)_Existing_Space Heating_Unit Heater_Infrared Radiant
Commercial_Retail (WA)_Existing_Space Heating_Natural Gas_Unit Heater_E4 | Commercial | Retail (WA) | Existing | Space Heating | Natural Gas | Unit Heater | E4 |  | 0% | 0% | 0% | 0 | 0 | 0 | 0 | 0 | 0 | 0 | 0 | 0% | 0 | 0 | 0% | Normal | 0% | 0 | 0 | 0 | [17 empty] | Commercial_Retail (WA)_Existing_Space Heating_Unit Heater_
Commercial_Retail (WA)_Existing_Space Heating_Natural Gas_Unit Heater_E5 | Commercial | Retail (WA) | Existing | Space Heating | Natural Gas | Unit Heater | E5 |  | 0% | 0% | 0% | 0 | 0 | 0 | 0 | 0 | 0 | 0 | 0 | 0% | 0 | 0 | 0% | Normal | 0% | 0 | 0 | 0 | [17 empty] | Commercial_Retail (WA)_Existing_Space Heating_Unit Heater_
Commercial_Retail (WA)_Existing_Space Heating_Natural Gas_Unit Heater_E6 | Commercial | Retail (WA) | Existing | Space Heating | Natural Gas | Unit Heater | E6 |  | 0% | 0% | 0% | 0 | 0 | 0 | 0 | 0 | 0 | 0 | 0 | 0% | 0 | 0 | 0% | Normal | 0% | 0 | 0 | 0 | [17 empty] | Commercial_Retail (WA)_Existing_Space Heating_Unit Heater_
Commercial_Retail (WA)_Existing_Space Heating_Natural Gas_Unit Heater_E7 | Commercial | Retail (WA) | Existing | Space Heating | Natural Gas | Unit Heater | E7 |  | 0% | 0% | 0% | 0 | 0 | 0 | 0 | 0 | 0 | 0 | 0 | 0% | 0 | 0 | 0% | Normal | 0% | 0 | 0 | 0 | [17 empty] | Commercial_Retail (WA)_Existing_Space Heating_Unit Heater_
Commercial_Retail (WA)_Existing_Space Heating_Natural Gas_Unit Heater_E8 | Commercial | Retail (WA) | Existing | Space Heating | Natural Gas | Unit Heater | E8 |  | 0% | 0% | 0% | 0 | 0 | 0 | 0 | 0 | 0 | 0 | 0 | 0% | 0 | 0 | 0% | Normal | 0% | 0 | 0 | 0 | [17 empty] | Commercial_Retail (WA)_Existing_Space Heating_Unit Heater_
Commercial_Retail (WA)_Existing_Space Heating_Natural Gas_Unit Heater_E9 | Commercial | Retail (WA) | Existing | Space Heating | Natural Gas | Unit Heater | E9 |  | 0% | 0% | 0% | 0 | 0 | 0 | 0 | 0 | 0 | 0 | 0 | 0% | 0 | 0 | 0% | Normal | 0% | 0 | 0 | 0 | [17 empty] | Commercial_Retail (WA)_Existing_Space Heating_Unit Heater_
Commercial_Retail (WA)_Existing_Space Heating_Natural Gas_Unit Heater_E10 | Commercial | Retail (WA) | Existing | Space Heating | Natural Gas | Unit Heater | E10 |  | 0% | 0% | 0% | 0 | 0 | 0 | 0 | 0 | 0 | 0 | 0 | 0% | 0 | 0 | 0% | Normal | 0% | 0 | 0 | 0 | [17 empty] | Commercial_Retail (WA)_Existing_Space Heating_Unit Heater_
Commercial_Retail (WA)_Existing_Water Heating_Natural Gas_Water Heater_E1 | Commercial | Retail (WA) | Existing | Water Heating | Natural Gas | Water Heater | E1 | TE 0.80 | 100% | 0% | 0% | 0.14811 | 0 | 0 | 0 | 10 | 20 | 2019 | 2045 | 100% | 0 | 0 | 0% | Normal | 0% | 0.27936 | 0 | 0 | 1 kBtu/hr | 100000 | 0 | 0.0066779 | 38.5318 | 21.8 | 0 | 0 | 0 | 2017 | 1.0174 | DHW_WH-Water Heating-PG&E-R7-14 | DHW_WH-Water Heating-PG&E-R7-14 | DHW_WH-Water Heating-PG&E-R7-14 | 1 | kBtu/hr | 0.0066779 | Commercial_Retail (WA)_Existing_Water Heating_Water Heater_TE 0.80
Commercial_Retail (WA)_Existing_Water Heating_Natural Gas_Water Heater_E2 | Commercial | Retail (WA) | Existing | Water Heating | Natural Gas | Water Heater | E2 | TE 0.90 | 88.89% | 0% | 0% | 0.17773 | 0 | 0 | 0 | 10 | 20 | 2019 | 2045 | 100% | 0 | 0 | 0% | Normal | 0% | 0.24832 | 0 | 0 | 1 kBtu/hr | 100000 | 0 | 0.0066779 | 34.2505 | 26.16 | 0 | 0 | 0 | 2017 | 1.0174 | DHW_WH-Water Heating-PG&E-R7-14 | DHW_WH-Water Heating-PG&E-R7-14 | DHW_WH-Water Heating-PG&E-R7-14 | 1 | kBtu/hr | 0.0066779 | Commercial_Retail (WA)_Existing_Water Heating_Water Heater_TE 0.90
Commercial_Retail (WA)_Existing_Water Heating_Natural Gas_Water Heater_E3 | Commercial | Retail (WA) | Existing | Water Heating | Natural Gas | Water Heater | E3 | TE 0.94 | 85.11% | 0% | 0% | 0.21847 | 0 | 0 | 0 | 10 | 20 | 2019 | 2045 | 100% | 0 | 0 | 0% | Normal | 0% | 0.23776 | 0 | 0 | 1 kBtu/hr | 100000 | 0 | 0.0066779 | 32.793 | 30.3604 | 0 | 0 | 0 | 2012 | 1.0776 | DHW_WH-Water Heating-NMTRM-2016-7 | DHW_WH-Water Heating-NMTRM-2016-7 | DHW_WH-Water Heating-NMTRM-2016-7 | 1 | kBtu/hr | 0.0066779 | Commercial_Retail (WA)_Existing_Water Heating_Water Heater_TE 0.94
Commercial_Retail (WA)_Existing_Water Heating_Natural Gas_Water Heater_E4 | Commercial | Retail (WA) | Existing | Water Heating | Natural Gas | Water Heater | E4 | Instantaneous TE 0.94 | 85.02% | 0% | 0% | 0.25647 | 0 | 0 | 0 | 15 | 25 | 2019 | 2045 | 100% | 0 | 0 | 0% | Normal | 0% | 0.2375 | 0 | 0 | 1 kBtu/hr | 100000 | 0 | 0.0066779 | 32.7582 | 35.6404 | 0 | 0 | 0 | 2012 | 1.0776 | DHW_WH-Water Heating-NMTRM-2016-9 | DHW_WH-Water Heating-NMTRM-2016-9 | DHW_WH-Water Heating-NMTRM-2016-9 | 1 | kBtu/hr | 0.0066779 | Commercial_Retail (WA)_Existing_Water Heating_Water Heater_Instantaneous TE 0.94
Commercial_Retail (WA)_Existing_Water Heating_Natural Gas_Water Heater_E5 | Commercial | Retail (WA) | Existing | Water Heating | Natural Gas | Water Heater | E5 | Gas-Fired Absorption HPWH | 53.33% | 0% | 0% | 0.43592 | 0 | 0 | 0 | 10 | 16 | 2019 | 2045 | 100% | 0 | 0 | 0% | Normal | 0% | 0.14899 | 0 | 0 | 1 kBtu/hr | 100000 | 0 | 0.0066779 | 20.5503 | 62.6566 | 0 | 0 | 0 | 2014 | 1.0418 | DHW_WH-Water Heating-DOE-2014-1 | DHW_WH-Water Heating-DOE-2014-1 | DHW_WH-Water Heating-DOE-2014-1 | 1 | kBtu/hr | 0.0066779 | Commercial_Retail (WA)_Existing_Water Heating_Water Heater_Gas-Fired Absorption HPWH
Commercial_Retail (WA)_Existing_Water Heating_Natural Gas_Water Heater_E6 | Commercial | Retail (WA) | Existing | Water Heating | Natural Gas | Water Heater | E6 |  | 0% | 0% | 0% | 0 | 0 | 0 | 0 | 0 | 0 | 0 | 0 | 0% | 0 | 0 | 0% | Normal | 0% | 0 | 0 | 0 | [17 empty] | Commercial_Retail (WA)_Existing_Water Heating_Water Heater_
Commercial_Retail (WA)_Existing_Water Heating_Natural Gas_Water Heater_E7 | Commercial | Retail (WA) | Existing | Water Heating | Natural Gas | Water Heater | E7 |  | 0% | 0% | 0% | 0 | 0 | 0 | 0 | 0 | 0 | 0 | 0 | 0% | 0 | 0 | 0% | Normal | 0% | 0 | 0 | 0 | [17 empty] | Commercial_Retail (WA)_Existing_Water Heating_Water Heater_
Commercial_Retail (WA)_Existing_Water Heating_Natural Gas_Water Heater_E8 | Commercial | Retail (WA) | Existing | Water Heating | Natural Gas | Water Heater | E8 |  | 0% | 0% | 0% | 0 | 0 | 0 | 0 | 0 | 0 | 0 | 0 | 0% | 0 | 0 | 0% | Normal | 0% | 0 | 0 | 0 | [17 empty] | Commercial_Retail (WA)_Existing_Water Heating_Water Heater_
Commercial_Retail (WA)_Existing_Water Heating_Natural Gas_Water Heater_E9 | Commercial | Retail (WA) | Existing | Water Heating | Natural Gas | Water Heater | E9 |  | 0% | 0% | 0% | 0 | 0 | 0 | 0 | 0 | 0 | 0 | 0 | 0% | 0 | 0 | 0% | Normal | 0% | 0 | 0 | 0 | [17 empty] | Commercial_Retail (WA)_Existing_Water Heating_Water Heater_
Commercial_Retail (WA)_Existing_Water Heating_Natural Gas_Water Heater_E10 | Commercial | Retail (WA) | Existing | Water Heating | Natural Gas | Water Heater | E10 |  | 0% | 0% | 0% | 0 | 0 | 0 | 0 | 0 | 0 | 0 | 0 | 0% | 0 | 0 | 0% | Normal | 0% | 0 | 0 | 0 | [17 empty] | Commercial_Retail (WA)_Existing_Water Heating_Water Heater_
Commercial_Retail (WA)_Existing_Food Preparation_Natural Gas_Oven_E1 | Commercial | Retail (WA) | Existing | Food Preparation | Natural Gas | Oven | E1 | Standard | 100% | 0% | 0% | 0.015329 | 0 | 0 | 0 | 8 | 12 | 2019 | 2045 | 100% | 0 | 0 | 0% | Normal | 0% | 1.8825 | 0 | 0 | 1 unit | 100000 | 0 | 2.9494e-05 | 1050.946 | 490.1 | 0 | 0 | 0 | 2013 | 1.0605 | COOK_OVN-Food Preparation-AEO17-3 | COOK_OVN-Food Preparation-AEO17-3 | COOK_OVN-Food Preparation-ILTRM-v5.0-23 | 1 | unit | 2.9494e-05 | Commercial_Retail (WA)_Existing_Food Preparation_Oven_Standard
Commercial_Retail (WA)_Existing_Food Preparation_Natural Gas_Oven_E2 | Commercial | Retail (WA) | Existing | Food Preparation | Natural Gas | Oven | E2 | ENERGY STAR (>42% Baking Efficiency) | 71.01% | 0% | 0% | 0.020888 | 0 | 0 | 0 | 8 | 12 | 2019 | 2045 | 100% | 0 | 0 | 0% | Normal | 0% | 1.3368 | 0 | 0 | 1 unit | 100000 | 0 | 2.9494e-05 | 746.2722 | 667.81 | 0 | 0 | 0 | 2013 | 1.0605 | COOK_OVN-Food Preparation-AEO17-3 | COOK_OVN-Food Preparation-AEO17-3 | COOK_OVN-Food Preparation-ILTRM-v5.0-23 | 1 | unit | 2.9494e-05 | Commercial_Retail (WA)_Existing_Food Preparation_Oven_ENERGY STAR (>42% Baking Efficiency)
Commercial_Retail (WA)_Existing_Food Preparation_Natural Gas_Oven_E3 | Commercial | Retail (WA) | Existing | Food Preparation | Natural Gas | Oven | E3 |  | 0% | 0% | 0% | 0 | 0 | 0 | 0 | 0 | 0 | 0 | 0 | 0% | 0 | 0 | 0% | Normal | 0% | 0 | 0 | 0 | [17 empty] | Commercial_Retail (WA)_Existing_Food Preparation_Oven_
Commercial_Retail (WA)_Existing_Food Preparation_Natural Gas_Oven_E4 | Commercial | Retail (WA) | Existing | Food Preparation | Natural Gas | Oven | E4 |  | 0% | 0% | 0% | 0 | 0 | 0 | 0 | 0 | 0 | 0 | 0 | 0% | 0 | 0 | 0% | Normal | 0% | 0 | 0 | 0 | [17 empty] | Commercial_Retail (WA)_Existing_Food Preparation_Oven_
Commercial_Retail (WA)_Existing_Food Preparation_Natural Gas_Oven_E5 | Commercial | Retail (WA) | Existing | Food Preparation | Natural Gas | Oven | E5 |  | 0% | 0% | 0% | 0 | 0 | 0 | 0 | 0 | 0 | 0 | 0 | 0% | 0 | 0 | 0% | Normal | 0% | 0 | 0 | 0 | [17 empty] | Commercial_Retail (WA)_Existing_Food Preparation_Oven_
Commercial_Retail (WA)_Existing_Food Preparation_Natural Gas_Oven_E6 | Commercial | Retail (WA) | Existing | Food Preparation | Natural Gas | Oven | E6 |  | 0% | 0% | 0% | 0 | 0 | 0 | 0 | 0 | 0 | 0 | 0 | 0% | 0 | 0 | 0% | Normal | 0% | 0 | 0 | 0 | [17 empty] | Commercial_Retail (WA)_Existing_Food Preparation_Oven_
Commercial_Retail (WA)_Existing_Food Preparation_Natural Gas_Oven_E7 | Commercial | Retail (WA) | Existing | Food Preparation | Natural Gas | Oven | E7 |  | 0% | 0% | 0% | 0 | 0 | 0 | 0 | 0 | 0 | 0 | 0 | 0% | 0 | 0 | 0% | Normal | 0% | 0 | 0 | 0 | [17 empty] | Commercial_Retail (WA)_Existing_Food Preparation_Oven_
Commercial_Retail (WA)_Existing_Food Preparation_Natural Gas_Oven_E8 | Commercial | Retail (WA) | Existing | Food Preparation | Natural Gas | Oven | E8 |  | 0% | 0% | 0% | 0 | 0 | 0 | 0 | 0 | 0 | 0 | 0 | 0% | 0 | 0 | 0% | Normal | 0% | 0 | 0 | 0 | [17 empty] | Commercial_Retail (WA)_Existing_Food Preparation_Oven_
Commercial_Retail (WA)_Existing_Food Preparation_Natural Gas_Oven_E9 | Commercial | Retail (WA) | Existing | Food Preparation | Natural Gas | Oven | E9 |  | 0% | 0% | 0% | 0 | 0 | 0 | 0 | 0 | 0 | 0 | 0 | 0% | 0 | 0 | 0% | Normal | 0% | 0 | 0 | 0 | [17 empty] | Commercial_Retail (WA)_Existing_Food Preparation_Oven_
Commercial_Retail (WA)_Existing_Food Preparation_Natural Gas_Oven_E10 | Commercial | Retail (WA) | Existing | Food Preparation | Natural Gas | Oven | E10 |  | 0% | 0% | 0% | 0 | 0 | 0 | 0 | 0 | 0 | 0 | 0 | 0% | 0 | 0 | 0% | Normal | 0% | 0 | 0 | 0 | [17 empty] | Commercial_Retail (WA)_Existing_Food Preparation_Oven_
Commercial_Retail (WA)_Existing_Food Preparation_Natural Gas_Conveyor Oven_E1 | Commercial | Retail (WA) | Existing | Food Preparation | Natural Gas | Conveyor Oven | E1 | Standard | 100% | 0% | 0% | 0.01237 | 0 | 0 | 0 | 15 | 19 | 2019 | 2045 | 100% | 0 | 0 | 0% | Normal | 0% | 3.0381 | 0 | 0 | 1 unit | 100000 | 0 | 7.0042e-06 | 3571 | 1665.3064 | 0 | 0 | 0 | 2013 | 1.0605 | COOK_OVN-Food Preparation-ILTRM-v5.0-24 | COOK_OVN-Food Preparation-AEO17-3 | https://fishnick.com/saveenergy/tools/calculators/gconvovencalc.php | 1 | unit | 7.0042e-06 | Commercial_Retail (WA)_Existing_Food Preparation_Conveyor Oven_Standard
Commercial_Retail (WA)_Existing_Food Preparation_Natural Gas_Conveyor Oven_E2 | Commercial | Retail (WA) | Existing | Food Preparation | Natural Gas | Conveyor Oven | E2 | ENERGY STAR (>42% Baking Efficiency) | 79.47% | 0% | 0% | 0.026206 | 0 | 0 | 0 | 15 | 19 | 2019 | 2045 | 100% | 0 | 0 | 0% | Normal | 0% | 2.4145 | 0 | 0 | 1 unit | 100000 | 0 | 7.0042e-06 | 2838 | 3409.1835 | 0 | 0 | 0 | 2011 | 1.0975 | COOK_OVN-Food Preparation-ILTRM-v5.0-24 | COOK_OVN-Food Preparation-ILTRM-v5.0-24 | COOK_OVN-Food Preparation-ILTRM-v5.0-24 | 1 | unit | 7.0042e-06 | Commercial_Retail (WA)_Existing_Food Preparation_Conveyor Oven_ENERGY STAR (>42% Baking Efficiency)
Commercial_Retail (WA)_Existing_Food Preparation_Natural Gas_Conveyor Oven_E3 | Commercial | Retail (WA) | Existing | Food Preparation | Natural Gas | Conveyor Oven | E3 |  | 0% | 0% | 0% | 0 | 0 | 0 | 0 | 0 | 0 | 0 | 0 | 0% | 0 | 0 | 0% | Normal | 0% | 0 | 0 | 0 | [17 empty] | Commercial_Retail (WA)_Existing_Food Preparation_Conveyor Oven_
Commercial_Retail (WA)_Existing_Food Preparation_Natural Gas_Conveyor Oven_E4 | Commercial | Retail (WA) | Existing | Food Preparation | Natural Gas | Conveyor Oven | E4 |  | 0% | 0% | 0% | 0 | 0 | 0 | 0 | 0 | 0 | 0 | 0 | 0% | 0 | 0 | 0% | Normal | 0% | 0 | 0 | 0 | [17 empty] | Commercial_Retail (WA)_Existing_Food Preparation_Conveyor Oven_
Commercial_Retail (WA)_Existing_Food Preparation_Natural Gas_Conveyor Oven_E5 | Commercial | Retail (WA) | Existing | Food Preparation | Natural Gas | Conveyor Oven | E5 |  | 0% | 0% | 0% | 0 | 0 | 0 | 0 | 0 | 0 | 0 | 0 | 0% | 0 | 0 | 0% | Normal | 0% | 0 | 0 | 0 | [17 empty] | Commercial_Retail (WA)_Existing_Food Preparation_Conveyor Oven_
Commercial_Retail (WA)_Existing_Food Preparation_Natural Gas_Conveyor Oven_E6 | Commercial | Retail (WA) | Existing | Food Preparation | Natural Gas | Conveyor Oven | E6 |  | 0% | 0% | 0% | 0 | 0 | 0 | 0 | 0 | 0 | 0 | 0 | 0% | 0 | 0 | 0% | Normal | 0% | 0 | 0 | 0 | [17 empty] | Commercial_Retail (WA)_Existing_Food Preparation_Conveyor Oven_
Commercial_Retail (WA)_Existing_Food Preparation_Natural Gas_Conveyor Oven_E7 | Commercial | Retail (WA) | Existing | Food Preparation | Natural Gas | Conveyor Oven | E7 |  | 0% | 0% | 0% | 0 | 0 | 0 | 0 | 0 | 0 | 0 | 0 | 0% | 0 | 0 | 0% | Normal | 0% | 0 | 0 | 0 | [17 empty] | Commercial_Retail (WA)_Existing_Food Preparation_Conveyor Oven_
Commercial_Retail (WA)_Existing_Food Preparation_Natural Gas_Conveyor Oven_E8 | Commercial | Retail (WA) | Existing | Food Preparation | Natural Gas | Conveyor Oven | E8 |  | 0% | 0% | 0% | 0 | 0 | 0 | 0 | 0 | 0 | 0 | 0 | 0% | 0 | 0 | 0% | Normal | 0% | 0 | 0 | 0 | [17 empty] | Commercial_Retail (WA)_Existing_Food Preparation_Conveyor Oven_
Commercial_Retail (WA)_Existing_Food Preparation_Natural Gas_Conveyor Oven_E9 | Commercial | Retail (WA) | Existing | Food Preparation | Natural Gas | Conveyor Oven | E9 |  | 0% | 0% | 0% | 0 | 0 | 0 | 0 | 0 | 0 | 0 | 0 | 0% | 0 | 0 | 0% | Normal | 0% | 0 | 0 | 0 | [17 empty] | Commercial_Retail (WA)_Existing_Food Preparation_Conveyor Oven_
Commercial_Retail (WA)_Existing_Food Preparation_Natural Gas_Conveyor Oven_E10 | Commercial | Retail (WA) | Existing | Food Preparation | Natural Gas | Conveyor Oven | E10 |  | 0% | 0% | 0% | 0 | 0 | 0 | 0 | 0 | 0 | 0 | 0 | 0% | 0 | 0 | 0% | Normal | 0% | 0 | 0 | 0 | [17 empty] | Commercial_Retail (WA)_Existing_Food Preparation_Conveyor Oven_
Commercial_Retail (WA)_Existing_Food Preparation_Natural Gas_Double Rack Oven_E1 | Commercial | Retail (WA) | Existing | Food Preparation | Natural Gas | Double Rack Oven | E1 | Standard | 100% | 0% | 0% | 0.021296 | 0 | 0 | 0 | 8 | 16 | 2019 | 2045 | 100% | 0 | 0 | 0% | Normal | 0% | 5.2307 | 0 | 0 | 1 unit | 100000 | 0 | 7.9378e-06 | 5425 | 2529.904 | 0 | 0 | 0 | 2013 | 1.0605 | COOK_OVN-Food Preparation-ILTRM-v5.0-25 | COOK_OVN-Food Preparation-ILTRM-v5.0-25 | https://fishnick.com/saveenergy/tools/calculators/grackovencalc.php | 1 | unit | 7.9378e-06 | Commercial_Retail (WA)_Existing_Food Preparation_Double Rack Oven_Standard
Commercial_Retail (WA)_Existing_Food Preparation_Natural Gas_Double Rack Oven_E2 | Commercial | Retail (WA) | Existing | Food Preparation | Natural Gas | Double Rack Oven | E2 | FTSC Qualified (>50% Cooking Efficiency) | 61.95% | 0% | 0% | 0.096615 | 0 | 0 | 0 | 8 | 16 | 2019 | 2045 | 100% | 0 | 0 | 0% | Normal | 0% | 3.2406 | 0 | 0 | 1 unit | 100000 | 0 | 7.9378e-06 | 3361 | 11090.6431 | 0 | 0 | 0 | 2011 | 1.0975 | COOK_OVN-Food Preparation-ILTRM-v5.0-25 | COOK_OVN-Food Preparation-ILTRM-v5.0-25 | COOK_OVN-Food Preparation-ILTRM-v5.0-25 | 1 | unit | 7.9378e-06 | Commercial_Retail (WA)_Existing_Food Preparation_Double Rack Oven_FTSC Qualified (>50% Cooking Efficiency)
Commercial_Retail (WA)_Existing_Food Preparation_Natural Gas_Double Rack Oven_E3 | Commercial | Retail (WA) | Existing | Food Preparation | Natural Gas | Double Rack Oven | E3 |  | 0% | 0% | 0% | 0 | 0 | 0 | 0 | 0 | 0 | 0 | 0 | 0% | 0 | 0 | 0% | Normal | 0% | 0 | 0 | 0 | [17 empty] | Commercial_Retail (WA)_Existing_Food Preparation_Double Rack Oven_
Commercial_Retail (WA)_Existing_Food Preparation_Natural Gas_Double Rack Oven_E4 | Commercial | Retail (WA) | Existing | Food Preparation | Natural Gas | Double Rack Oven | E4 |  | 0% | 0% | 0% | 0 | 0 | 0 | 0 | 0 | 0 | 0 | 0 | 0% | 0 | 0 | 0% | Normal | 0% | 0 | 0 | 0 | [17 empty] | Commercial_Retail (WA)_Existing_Food Preparation_Double Rack Oven_
Commercial_Retail (WA)_Existing_Food Preparation_Natural Gas_Double Rack Oven_E5 | Commercial | Retail (WA) | Existing | Food Preparation | Natural Gas | Double Rack Oven | E5 |  | 0% | 0% | 0% | 0 | 0 | 0 | 0 | 0 | 0 | 0 | 0 | 0% | 0 | 0 | 0% | Normal | 0% | 0 | 0 | 0 | [17 empty] | Commercial_Retail (WA)_Existing_Food Preparation_Double Rack Oven_
Commercial_Retail (WA)_Existing_Food Preparation_Natural Gas_Double Rack Oven_E6 | Commercial | Retail (WA) | Existing | Food Preparation | Natural Gas | Double Rack Oven | E6 |  | 0% | 0% | 0% | 0 | 0 | 0 | 0 | 0 | 0 | 0 | 0 | 0% | 0 | 0 | 0% | Normal | 0% | 0 | 0 | 0 | [17 empty] | Commercial_Retail (WA)_Existing_Food Preparation_Double Rack Oven_
Commercial_Retail (WA)_Existing_Food Preparation_Natural Gas_Double Rack Oven_E7 | Commercial | Retail (WA) | Existing | Food Preparation | Natural Gas | Double Rack Oven | E7 |  | 0% | 0% | 0% | 0 | 0 | 0 | 0 | 0 | 0 | 0 | 0 | 0% | 0 | 0 | 0% | Normal | 0% | 0 | 0 | 0 | [17 empty] | Commercial_Retail (WA)_Existing_Food Preparation_Double Rack Oven_
Commercial_Retail (WA)_Existing_Food Preparation_Natural Gas_Double Rack Oven_E8 | Commercial | Retail (WA) | Existing | Food Preparation | Natural Gas | Double Rack Oven | E8 |  | 0% | 0% | 0% | 0 | 0 | 0 | 0 | 0 | 0 | 0 | 0 | 0% | 0 | 0 | 0% | Normal | 0% | 0 | 0 | 0 | [17 empty] | Commercial_Retail (WA)_Existing_Food Preparation_Double Rack Oven_
Commercial_Retail (WA)_Existing_Food Preparation_Natural Gas_Double Rack Oven_E9 | Commercial | Retail (WA) | Existing | Food Preparation | Natural Gas | Double Rack Oven | E9 |  | 0% | 0% | 0% | 0 | 0 | 0 | 0 | 0 | 0 | 0 | 0 | 0% | 0 | 0 | 0% | Normal | 0% | 0 | 0 | 0 | [17 empty] | Commercial_Retail (WA)_Existing_Food Preparation_Double Rack Oven_
Commercial_Retail (WA)_Existing_Food Preparation_Natural Gas_Double Rack Oven_E10 | Commercial | Retail (WA) | Existing | Food Preparation | Natural Gas | Double Rack Oven | E10 |  | 0% | 0% | 0% | 0 | 0 | 0 | 0 | 0 | 0 | 0 | 0 | 0% | 0 | 0 | 0% | Normal | 0% | 0 | 0 | 0 | [17 empty] | Commercial_Retail (WA)_Existing_Food Preparation_Double Rack Oven_
Commercial_Retail (WA)_Existing_Food Preparation_Natural Gas_Fryer_E1 | Commercial | Retail (WA) | Existing | Food Preparation | Natural Gas | Fryer | E1 | Standard | 100% | 0% | 0% | 0.14895 | 0 | 0 | 0 | 10 | 20 | 2019 | 2045 | 100% | 0 | 0 | 0% | Normal | 0% | 2.6299 | 0 | 0 | 1 unit | 100000 | 0 | 5.319e-05 | 1628.2323 | 2500 | 0 | 0 | 0 | 2010 | 1.1201 | COOK_FRY-Food Preparation-ILTRM-v4.0-1 | Estimate | COOK_FRY-Food Preparation-ILTRM-v4.0-1 | 1 | unit | 5.319e-05 | Commercial_Retail (WA)_Existing_Food Preparation_Fryer_Standard
Commercial_Retail (WA)_Existing_Food Preparation_Natural Gas_Fryer_E2 | Commercial | Retail (WA) | Existing | Food Preparation | Natural Gas | Fryer | E2 | ENERGY STAR | 68.97% | 0% | 0% | 0.22044 | 0 | 0 | 0 | 10 | 20 | 2019 | 2045 | 100% | 0 | 0 | 0% | Normal | 0% | 1.8139 | 0 | 0 | 1 unit | 100000 | 0 | 5.319e-05 | 1122.9977 | 3700 | 0 | 0 | 0 | 2010 | 1.1201 | COOK_FRY-Food Preparation-ILTRM-v4.0-1 | COOK_FRY-Food Preparation-ILTRM-v4.0-1 | COOK_FRY-Food Preparation-ILTRM-v4.0-1 | 1 | unit | 5.319e-05 | Commercial_Retail (WA)_Existing_Food Preparation_Fryer_ENERGY STAR
Commercial_Retail (WA)_Existing_Food Preparation_Natural Gas_Fryer_E3 | Commercial | Retail (WA) | Existing | Food Preparation | Natural Gas | Fryer | E3 |  | 0% | 0% | 0% | 0 | 0 | 0 | 0 | 0 | 0 | 0 | 0 | 0% | 0 | 0 | 0% | Normal | 0% | 0 | 0 | 0 | [17 empty] | Commercial_Retail (WA)_Existing_Food Preparation_Fryer_
Commercial_Retail (WA)_Existing_Food Preparation_Natural Gas_Fryer_E4 | Commercial | Retail (WA) | Existing | Food Preparation | Natural Gas | Fryer | E4 |  | 0% | 0% | 0% | 0 | 0 | 0 | 0 | 0 | 0 | 0 | 0 | 0% | 0 | 0 | 0% | Normal | 0% | 0 | 0 | 0 | [17 empty] | Commercial_Retail (WA)_Existing_Food Preparation_Fryer_
Commercial_Retail (WA)_Existing_Food Preparation_Natural Gas_Fryer_E5 | Commercial | Retail (WA) | Existing | Food Preparation | Natural Gas | Fryer | E5 |  | 0% | 0% | 0% | 0 | 0 | 0 | 0 | 0 | 0 | 0 | 0 | 0% | 0 | 0 | 0% | Normal | 0% | 0 | 0 | 0 | [17 empty] | Commercial_Retail (WA)_Existing_Food Preparation_Fryer_
Commercial_Retail (WA)_Existing_Food Preparation_Natural Gas_Fryer_E6 | Commercial | Retail (WA) | Existing | Food Preparation | Natural Gas | Fryer | E6 |  | 0% | 0% | 0% | 0 | 0 | 0 | 0 | 0 | 0 | 0 | 0 | 0% | 0 | 0 | 0% | Normal | 0% | 0 | 0 | 0 | [17 empty] | Commercial_Retail (WA)_Existing_Food Preparation_Fryer_
Commercial_Retail (WA)_Existing_Food Preparation_Natural Gas_Fryer_E7 | Commercial | Retail (WA) | Existing | Food Preparation | Natural Gas | Fryer | E7 |  | 0% | 0% | 0% | 0 | 0 | 0 | 0 | 0 | 0 | 0 | 0 | 0% | 0 | 0 | 0% | Normal | 0% | 0 | 0 | 0 | [17 empty] | Commercial_Retail (WA)_Existing_Food Preparation_Fryer_
Commercial_Retail (WA)_Existing_Food Preparation_Natural Gas_Fryer_E8 | Commercial | Retail (WA) | Existing | Food Preparation | Natural Gas | Fryer | E8 |  | 0% | 0% | 0% | 0 | 0 | 0 | 0 | 0 | 0 | 0 | 0 | 0% | 0 | 0 | 0% | Normal | 0% | 0 | 0 | 0 | [17 empty] | Commercial_Retail (WA)_Existing_Food Preparation_Fryer_
Commercial_Retail (WA)_Existing_Food Preparation_Natural Gas_Fryer_E9 | Commercial | Retail (WA) | Existing | Food Preparation | Natural Gas | Fryer | E9 |  | 0% | 0% | 0% | 0 | 0 | 0 | 0 | 0 | 0 | 0 | 0 | 0% | 0 | 0 | 0% | Normal | 0% | 0 | 0 | 0 | [17 empty] | Commercial_Retail (WA)_Existing_Food Preparation_Fryer_
Commercial_Retail (WA)_Existing_Food Preparation_Natural Gas_Fryer_E10 | Commercial | Retail (WA) | Existing | Food Preparation | Natural Gas | Fryer | E10 |  | 0% | 0% | 0% | 0 | 0 | 0 | 0 | 0 | 0 | 0 | 0 | 0% | 0 | 0 | 0% | Normal | 0% | 0 | 0 | 0 | [17 empty] | Commercial_Retail (WA)_Existing_Food Preparation_Fryer_
Commercial_Retail (WA)_Existing_Food Preparation_Natural Gas_Broiler_E1 | Commercial | Retail (WA) | Existing | Food Preparation | Natural Gas | Broiler | E1 | Standard | 100% | 0% | 0% | 4.5358 | 0 | 0 | 0 | 8 | 16 | 2019 | 2045 | 100% | 0 | 0 | 0% | Normal | 0% | 2.6864 | 0 | 0 | 1 unit | 100000 | 0 | 0.0016532 | 1625 | 2500 | 0 | 0 | 0 | 2011 | 1.0975 | COOK_BRL-Food Preparation-ILTRM-v4.0-2 | Estimate | COOK_BRL-Food Preparation-ILTRM-v4.0-2 | 1 | unit | 0.0016532 | Commercial_Retail (WA)_Existing_Food Preparation_Broiler_Standard
Commercial_Retail (WA)_Existing_Food Preparation_Natural Gas_Broiler_E2 | Commercial | Retail (WA) | Existing | Food Preparation | Natural Gas | Broiler | E2 | Infrared Burners | 85.29% | 0% | 0% | 6.3501 | 0 | 0 | 0 | 8 | 16 | 2019 | 2045 | 100% | 0 | 0 | 0% | Normal | 0% | 2.2913 | 0 | 0 | 1 unit | 100000 | 0 | 0.0016532 | 1386 | 3500 | 0 | 0 | 0 | 2011 | 1.0975 | COOK_BRL-Food Preparation-ILTRM-v4.0-2 | COOK_BRL-Food Preparation-ILTRM-v4.0-2 | COOK_BRL-Food Preparation-ILTRM-v4.0-2 | 1 | unit | 0.0016532 | Commercial_Retail (WA)_Existing_Food Preparation_Broiler_Infrared Burners
Commercial_Retail (WA)_Existing_Food Preparation_Natural Gas_Broiler_E3 | Commercial | Retail (WA) | Existing | Food Preparation | Natural Gas | Broiler | E3 |  | 0% | 0% | 0% | 0 | 0 | 0 | 0 | 0 | 0 | 0 | 0 | 0% | 0 | 0 | 0% | Normal | 0% | 0 | 0 | 0 | [17 empty] | Commercial_Retail (WA)_Existing_Food Preparation_Broiler_
Commercial_Retail (WA)_Existing_Food Preparation_Natural Gas_Broiler_E4 | Commercial | Retail (WA) | Existing | Food Preparation | Natural Gas | Broiler | E4 |  | 0% | 0% | 0% | 0 | 0 | 0 | 0 | 0 | 0 | 0 | 0 | 0% | 0 | 0 | 0% | Normal | 0% | 0 | 0 | 0 | [17 empty] | Commercial_Retail (WA)_Existing_Food Preparation_Broiler_
Commercial_Retail (WA)_Existing_Food Preparation_Natural Gas_Broiler_E5 | Commercial | Retail (WA) | Existing | Food Preparation | Natural Gas | Broiler | E5 |  | 0% | 0% | 0% | 0 | 0 | 0 | 0 | 0 | 0 | 0 | 0 | 0% | 0 | 0 | 0% | Normal | 0% | 0 | 0 | 0 | [17 empty] | Commercial_Retail (WA)_Existing_Food Preparation_Broiler_
Commercial_Retail (WA)_Existing_Food Preparation_Natural Gas_Broiler_E6 | Commercial | Retail (WA) | Existing | Food Preparation | Natural Gas | Broiler | E6 |  | 0% | 0% | 0% | 0 | 0 | 0 | 0 | 0 | 0 | 0 | 0 | 0% | 0 | 0 | 0% | Normal | 0% | 0 | 0 | 0 | [17 empty] | Commercial_Retail (WA)_Existing_Food Preparation_Broiler_
Commercial_Retail (WA)_Existing_Food Preparation_Natural Gas_Broiler_E7 | Commercial | Retail (WA) | Existing | Food Preparation | Natural Gas | Broiler | E7 |  | 0% | 0% | 0% | 0 | 0 | 0 | 0 | 0 | 0 | 0 | 0 | 0% | 0 | 0 | 0% | Normal | 0% | 0 | 0 | 0 | [17 empty] | Commercial_Retail (WA)_Existing_Food Preparation_Broiler_
Commercial_Retail (WA)_Existing_Food Preparation_Natural Gas_Broiler_E8 | Commercial | Retail (WA) | Existing | Food Preparation | Natural Gas | Broiler | E8 |  | 0% | 0% | 0% | 0 | 0 | 0 | 0 | 0 | 0 | 0 | 0 | 0% | 0 | 0 | 0% | Normal | 0% | 0 | 0 | 0 | [17 empty] | Commercial_Retail (WA)_Existing_Food Preparation_Broiler_
Commercial_Retail (WA)_Existing_Food Preparation_Natural Gas_Broiler_E9 | Commercial | Retail (WA) | Existing | Food Preparation | Natural Gas | Broiler | E9 |  | 0% | 0% | 0% | 0 | 0 | 0 | 0 | 0 | 0 | 0 | 0 | 0% | 0 | 0 | 0% | Normal | 0% | 0 | 0 | 0 | [17 empty] | Commercial_Retail (WA)_Existing_Food Preparation_Broiler_
Commercial_Retail (WA)_Existing_Food Preparation_Natural Gas_Broiler_E10 | Commercial | Retail (WA) | Existing | Food Preparation | Natural Gas | Broiler | E10 |  | 0% | 0% | 0% | 0 | 0 | 0 | 0 | 0 | 0 | 0 | 0 | 0% | 0 | 0 | 0% | Normal | 0% | 0 | 0 | 0 | [17 empty] | Commercial_Retail (WA)_Existing_Food Preparation_Broiler_
Commercial_Retail (WA)_Existing_Food Preparation_Natural Gas_Griddle_E1 | Commercial | Retail (WA) | Existing | Food Preparation | Natural Gas | Griddle | E1 | Standard | 100% | 0% | 0% | 8.4021 | 0 | 0 | 0 | 8 | 16 | 2019 | 2045 | 100% | 0 | 0 | 0% | Normal | 0% | 1.867 | 0 | 0 | 1 unit | 100000 | 0 | 0.0015384 | 1213.5601 | 5150 | 0 | 0 | 0 | 2013 | 1.0605 | COOK_GRD-Food Preparation-ILTRM-v5.0-1 | COOK_GRD-Food Preparation-EIA14-2014 Ref. Case-5 | COOK_GRD-Food Preparation-ILTRM-v5.0-1 | 1 | unit | 0.0015384 | Commercial_Retail (WA)_Existing_Food Preparation_Griddle_Standard
Commercial_Retail (WA)_Existing_Food Preparation_Natural Gas_Griddle_E2 | Commercial | Retail (WA) | Existing | Food Preparation | Natural Gas | Griddle | E2 | ENERGY STAR | 87.77% | 0% | 0% | 8.9895 | 0 | 0 | 0 | 8 | 16 | 2019 | 2045 | 100% | 0 | 0 | 0% | Normal | 0% | 1.6387 | 0 | 0 | 1 unit | 100000 | 0 | 0.0015384 | 1065.1506 | 5510 | 0 | 0 | 0 | 2013 | 1.0605 | COOK_GRD-Food Preparation-ILTRM-v5.0-1 | COOK_GRD-Food Preparation-EIA14-2014 Ref. Case-5 | COOK_GRD-Food Preparation-ILTRM-v5.0-1 | 1 | unit | 0.0015384 | Commercial_Retail (WA)_Existing_Food Preparation_Griddle_ENERGY STAR
Commercial_Retail (WA)_Existing_Food Preparation_Natural Gas_Griddle_E3 | Commercial | Retail (WA) | Existing | Food Preparation | Natural Gas | Griddle | E3 |  | 0% | 0% | 0% | 0 | 0 | 0 | 0 | 0 | 0 | 0 | 0 | 0% | 0 | 0 | 0% | Normal | 0% | 0 | 0 | 0 | [17 empty] | Commercial_Retail (WA)_Existing_Food Preparation_Griddle_
Commercial_Retail (WA)_Existing_Food Preparation_Natural Gas_Griddle_E4 | Commercial | Retail (WA) | Existing | Food Preparation | Natural Gas | Griddle | E4 |  | 0% | 0% | 0% | 0 | 0 | 0 | 0 | 0 | 0 | 0 | 0 | 0% | 0 | 0 | 0% | Normal | 0% | 0 | 0 | 0 | [17 empty] | Commercial_Retail (WA)_Existing_Food Preparation_Griddle_
Commercial_Retail (WA)_Existing_Food Preparation_Natural Gas_Griddle_E5 | Commercial | Retail (WA) | Existing | Food Preparation | Natural Gas | Griddle | E5 |  | 0% | 0% | 0% | 0 | 0 | 0 | 0 | 0 | 0 | 0 | 0 | 0% | 0 | 0 | 0% | Normal | 0% | 0 | 0 | 0 | [17 empty] | Commercial_Retail (WA)_Existing_Food Preparation_Griddle_
Commercial_Retail (WA)_Existing_Food Preparation_Natural Gas_Griddle_E6 | Commercial | Retail (WA) | Existing | Food Preparation | Natural Gas | Griddle | E6 |  | 0% | 0% | 0% | 0 | 0 | 0 | 0 | 0 | 0 | 0 | 0 | 0% | 0 | 0 | 0% | Normal | 0% | 0 | 0 | 0 | [17 empty] | Commercial_Retail (WA)_Existing_Food Preparation_Griddle_
Commercial_Retail (WA)_Existing_Food Preparation_Natural Gas_Griddle_E7 | Commercial | Retail (WA) | Existing | Food Preparation | Natural Gas | Griddle | E7 |  | 0% | 0% | 0% | 0 | 0 | 0 | 0 | 0 | 0 | 0 | 0 | 0% | 0 | 0 | 0% | Normal | 0% | 0 | 0 | 0 | [17 empty] | Commercial_Retail (WA)_Existing_Food Preparation_Griddle_
Commercial_Retail (WA)_Existing_Food Preparation_Natural Gas_Griddle_E8 | Commercial | Retail (WA) | Existing | Food Preparation | Natural Gas | Griddle | E8 |  | 0% | 0% | 0% | 0 | 0 | 0 | 0 | 0 | 0 | 0 | 0 | 0% | 0 | 0 | 0% | Normal | 0% | 0 | 0 | 0 | [17 empty] | Commercial_Retail (WA)_Existing_Food Preparation_Griddle_
Commercial_Retail (WA)_Existing_Food Preparation_Natural Gas_Griddle_E9 | Commercial | Retail (WA) | Existing | Food Preparation | Natural Gas | Griddle | E9 |  | 0% | 0% | 0% | 0 | 0 | 0 | 0 | 0 | 0 | 0 | 0 | 0% | 0 | 0 | 0% | Normal | 0% | 0 | 0 | 0 | [17 empty] | Commercial_Retail (WA)_Existing_Food Preparation_Griddle_
Commercial_Retail (WA)_Existing_Food Preparation_Natural Gas_Griddle_E10 | Commercial | Retail (WA) | Existing | Food Preparation | Natural Gas | Griddle | E10 |  | 0% | 0% | 0% | 0 | 0 | 0 | 0 | 0 | 0 | 0 | 0 | 0% | 0 | 0 | 0% | Normal | 0% | 0 | 0 | 0 | [17 empty] | Commercial_Retail (WA)_Existing_Food Preparation_Griddle_
Commercial_Retail (WA)_Existing_Food Preparation_Natural Gas_Range_E1 | Commercial | Retail (WA) | Existing | Food Preparation | Natural Gas | Range | E1 | Standard | 100% | 0% | 0% | 8.6527 | 0 | 0 | 0 | 8 | 12 | 2019 | 2045 | 100% | 0 | 0 | 0% | Normal | 0% | 2.5234 | 0 | 0 | 1 unit | 100000 | 0 | 0.0017166 | 1470 | 4500 | 0 | 0 | 0 | 2010 | 1.1201 | COOK_OVN-Food Preparation-AEO17-1 | Estimate | DOE Commercial R&D 2016 - Table 2-12 | 1 | unit | 0.0017166 | Commercial_Retail (WA)_Existing_Food Preparation_Range_Standard
Commercial_Retail (WA)_Existing_Food Preparation_Natural Gas_Range_E2 | Commercial | Retail (WA) | Existing | Food Preparation | Natural Gas | Range | E2 | High Efficiency | 50% | 0% | 0% | 9.4219 | 0 | 0 | 0 | 8 | 12 | 2019 | 2045 | 100% | 0 | 0 | 0% | Normal | 0% | 1.2617 | 0 | 0 | 1 unit | 100000 | 0 | 0.0017166 | 735 | 4900 | 0 | 0 | 0 | 2010 | 1.1201 | COOK_OVN-Food Preparation-AEO17-1 | DOE Commercial R&D 2016 - Table 2-10 | DOE Commercial R&D 2016 - Table 2-18 | 1 | unit | 0.0017166 | Commercial_Retail (WA)_Existing_Food Preparation_Range_High Efficiency
Commercial_Retail (WA)_Existing_Food Preparation_Natural Gas_Range_E3 | Commercial | Retail (WA) | Existing | Food Preparation | Natural Gas | Range | E3 |  | 0% | 0% | 0% | 0 | 0 | 0 | 0 | 0 | 0 | 0 | 0 | 0% | 0 | 0 | 0% | Normal | 0% | 0 | 0 | 0 | [17 empty] | Commercial_Retail (WA)_Existing_Food Preparation_Range_
Commercial_Retail (WA)_Existing_Food Preparation_Natural Gas_Range_E4 | Commercial | Retail (WA) | Existing | Food Preparation | Natural Gas | Range | E4 |  | 0% | 0% | 0% | 0 | 0 | 0 | 0 | 0 | 0 | 0 | 0 | 0% | 0 | 0 | 0% | Normal | 0% | 0 | 0 | 0 | [17 empty] | Commercial_Retail (WA)_Existing_Food Preparation_Range_
Commercial_Retail (WA)_Existing_Food Preparation_Natural Gas_Range_E5 | Commercial | Retail (WA) | Existing | Food Preparation | Natural Gas | Range | E5 |  | 0% | 0% | 0% | 0 | 0 | 0 | 0 | 0 | 0 | 0 | 0 | 0% | 0 | 0 | 0% | Normal | 0% | 0 | 0 | 0 | [17 empty] | Commercial_Retail (WA)_Existing_Food Preparation_Range_
Commercial_Retail (WA)_Existing_Food Preparation_Natural Gas_Range_E6 | Commercial | Retail (WA) | Existing | Food Preparation | Natural Gas | Range | E6 |  | 0% | 0% | 0% | 0 | 0 | 0 | 0 | 0 | 0 | 0 | 0 | 0% | 0 | 0 | 0% | Normal | 0% | 0 | 0 | 0 | [17 empty] | Commercial_Retail (WA)_Existing_Food Preparation_Range_
Commercial_Retail (WA)_Existing_Food Preparation_Natural Gas_Range_E7 | Commercial | Retail (WA) | Existing | Food Preparation | Natural Gas | Range | E7 |  | 0% | 0% | 0% | 0 | 0 | 0 | 0 | 0 | 0 | 0 | 0 | 0% | 0 | 0 | 0% | Normal | 0% | 0 | 0 | 0 | [17 empty] | Commercial_Retail (WA)_Existing_Food Preparation_Range_
Commercial_Retail (WA)_Existing_Food Preparation_Natural Gas_Range_E8 | Commercial | Retail (WA) | Existing | Food Preparation | Natural Gas | Range | E8 |  | 0% | 0% | 0% | 0 | 0 | 0 | 0 | 0 | 0 | 0 | 0 | 0% | 0 | 0 | 0% | Normal | 0% | 0 | 0 | 0 | [17 empty] | Commercial_Retail (WA)_Existing_Food Preparation_Range_
Commercial_Retail (WA)_Existing_Food Preparation_Natural Gas_Range_E9 | Commercial | Retail (WA) | Existing | Food Preparation | Natural Gas | Range | E9 |  | 0% | 0% | 0% | 0 | 0 | 0 | 0 | 0 | 0 | 0 | 0 | 0% | 0 | 0 | 0% | Normal | 0% | 0 | 0 | 0 | [17 empty] | Commercial_Retail (WA)_Existing_Food Preparation_Range_
Commercial_Retail (WA)_Existing_Food Preparation_Natural Gas_Range_E10 | Commercial | Retail (WA) | Existing | Food Preparation | Natural Gas | Range | E10 |  | 0% | 0% | 0% | 0 | 0 | 0 | 0 | 0 | 0 | 0 | 0 | 0% | 0 | 0 | 0% | Normal | 0% | 0 | 0 | 0 | [17 empty] | Commercial_Retail (WA)_Existing_Food Preparation_Range_
Commercial_Retail (WA)_Existing_Food Preparation_Natural Gas_Steamer_E1 | Commercial | Retail (WA) | Existing | Food Preparation | Natural Gas | Steamer | E1 | Standard | 100% | 0% | 0% | 39.3305 | 0 | 0 | 0 | 8 | 16 | 2019 | 2045 | 100% | 0 | 0 | 0% | Normal | 0% | 3.459 | 0 | 0 | 1 unit | 100000 | 0 | 0.0027862 | 1241.5036 | 13100 | 0 | 0 | 0 | 2012 | 1.0776 | COOK_STM-Food Preparation-ILTRM-v4.0-32 | DOE Commercial R&D 2016 - Table 2-10 | COOK_STM-Food Preparation-ILTRM-v4.0-32 | 1 | unit | 0.0027862 | Commercial_Retail (WA)_Existing_Food Preparation_Steamer_Standard
Commercial_Retail (WA)_Existing_Food Preparation_Natural Gas_Steamer_E2 | Commercial | Retail (WA) | Existing | Food Preparation | Natural Gas | Steamer | E2 | ENERGY STAR | 18.87% | 0% | 0% | 42.3268 | 0 | -0.0078955 | 0 | 8 | 16 | 2019 | 2045 | 100% | 0 | 0 | 0% | Normal | 0% | 0.65263 | 0 | 0 | 1 unit | 100000 | 0 | 0.0027862 | 234.2394 | 14098 | 0 | -2.6298 | 0 | 2012 | 1.0776 | COOK_STM-Food Preparation-ILTRM-v4.0-32 | COOK_STM-Food Preparation-ILTRM-v4.0-32 | COOK_STM-Food Preparation-ILTRM-v4.0-32 | 1 | unit | 0.0027862 | Commercial_Retail (WA)_Existing_Food Preparation_Steamer_ENERGY STAR
Commercial_Retail (WA)_Existing_Food Preparation_Natural Gas_Steamer_E3 | Commercial | Retail (WA) | Existing | Food Preparation | Natural Gas | Steamer | E3 |  | 0% | 0% | 0% | 0 | 0 | 0 | 0 | 0 | 0 | 0 | 0 | 0% | 0 | 0 | 0% | Normal | 0% | 0 | 0 | 0 | [17 empty] | Commercial_Retail (WA)_Existing_Food Preparation_Steamer_
Commercial_Retail (WA)_Existing_Food Preparation_Natural Gas_Steamer_E4 | Commercial | Retail (WA) | Existing | Food Preparation | Natural Gas | Steamer | E4 |  | 0% | 0% | 0% | 0 | 0 | 0 | 0 | 0 | 0 | 0 | 0 | 0% | 0 | 0 | 0% | Normal | 0% | 0 | 0 | 0 | [17 empty] | Commercial_Retail (WA)_Existing_Food Preparation_Steamer_
Commercial_Retail (WA)_Existing_Food Preparation_Natural Gas_Steamer_E5 | Commercial | Retail (WA) | Existing | Food Preparation | Natural Gas | Steamer | E5 |  | 0% | 0% | 0% | 0 | 0 | 0 | 0 | 0 | 0 | 0 | 0 | 0% | 0 | 0 | 0% | Normal | 0% | 0 | 0 | 0 | [17 empty] | Commercial_Retail (WA)_Existing_Food Preparation_Steamer_
Commercial_Retail (WA)_Existing_Food Preparation_Natural Gas_Steamer_E6 | Commercial | Retail (WA) | Existing | Food Preparation | Natural Gas | Steamer | E6 |  | 0% | 0% | 0% | 0 | 0 | 0 | 0 | 0 | 0 | 0 | 0 | 0% | 0 | 0 | 0% | Normal | 0% | 0 | 0 | 0 | [17 empty] | Commercial_Retail (WA)_Existing_Food Preparation_Steamer_
Commercial_Retail (WA)_Existing_Food Preparation_Natural Gas_Steamer_E7 | Commercial | Retail (WA) | Existing | Food Preparation | Natural Gas | Steamer | E7 |  | 0% | 0% | 0% | 0 | 0 | 0 | 0 | 0 | 0 | 0 | 0 | 0% | 0 | 0 | 0% | Normal | 0% | 0 | 0 | 0 | [17 empty] | Commercial_Retail (WA)_Existing_Food Preparation_Steamer_
Commercial_Retail (WA)_Existing_Food Preparation_Natural Gas_Steamer_E8 | Commercial | Retail (WA) | Existing | Food Preparation | Natural Gas | Steamer | E8 |  | 0% | 0% | 0% | 0 | 0 | 0 | 0 | 0 | 0 | 0 | 0 | 0% | 0 | 0 | 0% | Normal | 0% | 0 | 0 | 0 | [17 empty] | Commercial_Retail (WA)_Existing_Food Preparation_Steamer_
Commercial_Retail (WA)_Existing_Food Preparation_Natural Gas_Steamer_E9 | Commercial | Retail (WA) | Existing | Food Preparation | Natural Gas | Steamer | E9 |  | 0% | 0% | 0% | 0 | 0 | 0 | 0 | 0 | 0 | 0 | 0 | 0% | 0 | 0 | 0% | Normal | 0% | 0 | 0 | 0 | [17 empty] | Commercial_Retail (WA)_Existing_Food Preparation_Steamer_
Commercial_Retail (WA)_Existing_Food Preparation_Natural Gas_Steamer_E10 | Commercial | Retail (WA) | Existing | Food Preparation | Natural Gas | Steamer | E10 |  | 0% | 0% | 0% | 0 | 0 | 0 | 0 | 0 | 0 | 0 | 0 | 0% | 0 | 0 | 0% | Normal | 0% | 0 | 0 | 0 | [17 empty] | Commercial_Retail (WA)_Existing_Food Preparation_Steamer_
Commercial_Retail (WA)_Existing_Food Preparation_Natural Gas_Food Prep Other_E1 | Commercial | Retail (WA) | Existing | Food Preparation | Natural Gas | Food Prep Other | E1 | Standard | 100% | 0% | 0% | 0.63011 | 0 | 0 | 0 | 8 | 12 | 2019 | 2045 | 100% | 0 | 0 | 0% | Normal | 0% | 0.80059 | 0 | 0 | 1 unit | 100000 | 0 | 0.00056254 | 1423.18 | 1000 | 0 | 0 | 0 | 2010 | 1.1201 | Default | Default | Default | 1 | unit | 0.00056254 | Commercial_Retail (WA)_Existing_Food Preparation_Food Prep Other_Standard
Commercial_Retail (WA)_Existing_Food Preparation_Natural Gas_Food Prep Other_E2 | Commercial | Retail (WA) | Existing | Food Preparation | Natural Gas | Food Prep Other | E2 | ENERGY STAR | 72.07% | 0% | 0% | 1.1551 | 0 | 0 | 0 | 8 | 12 | 2019 | 2045 | 100% | 0 | 0 | 0% | Normal | 0% | 0.57696 | 0 | 0 | 1 unit | 100000 | 0 | 0.00056254 | 1025.646 | 1833.1988 | 0 | 0 | 0 | 2010 | 1.1201 | N/A | N/A | N/A | 1 | unit | 0.00056254 | Commercial_Retail (WA)_Existing_Food Preparation_Food Prep Other_ENERGY STAR
Commercial_Retail (WA)_Existing_Food Preparation_Natural Gas_Food Prep Other_E3 | Commercial | Retail (WA) | Existing | Food Preparation | Natural Gas | Food Prep Other | E3 |  | 0% | 0% | 0% | 0 | 0 | 0 | 0 | 0 | 0 | 0 | 0 | 0% | 0 | 0 | 0% | Normal | 0% | 0 | 0 | 0 | [17 empty] | Commercial_Retail (WA)_Existing_Food Preparation_Food Prep Other_
Commercial_Retail (WA)_Existing_Food Preparation_Natural Gas_Food Prep Other_E4 | Commercial | Retail (WA) | Existing | Food Preparation | Natural Gas | Food Prep Other | E4 |  | 0% | 0% | 0% | 0 | 0 | 0 | 0 | 0 | 0 | 0 | 0 | 0% | 0 | 0 | 0% | Normal | 0% | 0 | 0 | 0 | [17 empty] | Commercial_Retail (WA)_Existing_Food Preparation_Food Prep Other_
Commercial_Retail (WA)_Existing_Food Preparation_Natural Gas_Food Prep Other_E5 | Commercial | Retail (WA) | Existing | Food Preparation | Natural Gas | Food Prep Other | E5 |  | 0% | 0% | 0% | 0 | 0 | 0 | 0 | 0 | 0 | 0 | 0 | 0% | 0 | 0 | 0% | Normal | 0% | 0 | 0 | 0 | [17 empty] | Commercial_Retail (WA)_Existing_Food Preparation_Food Prep Other_
Commercial_Retail (WA)_Existing_Food Preparation_Natural Gas_Food Prep Other_E6 | Commercial | Retail (WA) | Existing | Food Preparation | Natural Gas | Food Prep Other | E6 |  | 0% | 0% | 0% | 0 | 0 | 0 | 0 | 0 | 0 | 0 | 0 | 0% | 0 | 0 | 0% | Normal | 0% | 0 | 0 | 0 | [17 empty] | Commercial_Retail (WA)_Existing_Food Preparation_Food Prep Other_
Commercial_Retail (WA)_Existing_Food Preparation_Natural Gas_Food Prep Other_E7 | Commercial | Retail (WA) | Existing | Food Preparation | Natural Gas | Food Prep Other | E7 |  | 0% | 0% | 0% | 0 | 0 | 0 | 0 | 0 | 0 | 0 | 0 | 0% | 0 | 0 | 0% | Normal | 0% | 0 | 0 | 0 | [17 empty] | Commercial_Retail (WA)_Existing_Food Preparation_Food Prep Other_
Commercial_Retail (WA)_Existing_Food Preparation_Natural Gas_Food Prep Other_E8 | Commercial | Retail (WA) | Existing | Food Preparation | Natural Gas | Food Prep Other | E8 |  | 0% | 0% | 0% | 0 | 0 | 0 | 0 | 0 | 0 | 0 | 0 | 0% | 0 | 0 | 0% | Normal | 0% | 0 | 0 | 0 | [17 empty] | Commercial_Retail (WA)_Existing_Food Preparation_Food Prep Other_
Commercial_Retail (WA)_Existing_Food Preparation_Natural Gas_Food Prep Other_E9 | Commercial | Retail (WA) | Existing | Food Preparation | Natural Gas | Food Prep Other | E9 |  | 0% | 0% | 0% | 0 | 0 | 0 | 0 | 0 | 0 | 0 | 0 | 0% | 0 | 0 | 0% | Normal | 0% | 0 | 0 | 0 | [17 empty] | Commercial_Retail (WA)_Existing_Food Preparation_Food Prep Other_
Commercial_Retail (WA)_Existing_Food Preparation_Natural Gas_Food Prep Other_E10 | Commercial | Retail (WA) | Existing | Food Preparation | Natural Gas | Food Prep Other | E10 |  | 0% | 0% | 0% | 0 | 0 | 0 | 0 | 0 | 0 | 0 | 0 | 0% | 0 | 0 | 0% | Normal | 0% | 0 | 0 | 0 | [17 empty] | Commercial_Retail (WA)_Existing_Food Preparation_Food Prep Other_
Commercial_Retail (WA)_Existing_Miscellaneous_Natural Gas_Pool Heater_E1 | Commercial | Retail (WA) | Existing | Miscellaneous | Natural Gas | Pool Heater | E1 | Standard (EF .82) | 100% | 0% | 0% | 0.012823 | 0 | 0 | 0 | 4 | 8 | 2019 | 2045 | 100% | 0 | 0 | 0% | Normal | 0% | 0.010152 | 0 | 0 | 1 unit | 100000 | 0 | 6.8182e-07 | 14890 | 18052 | 0 | 0 | 0 | 2014 | 1.0418 | DOE Commercial R&D 2016 - Table 7-6 | DOE Commercial R&D 2016 - Table 7-7 | DOE Commercial R&D 2016 - Table 7-8 | 1 | unit | 6.8182e-07 | Commercial_Retail (WA)_Existing_Miscellaneous_Pool Heater_Standard (EF .82)
Commercial_Retail (WA)_Existing_Miscellaneous_Natural Gas_Pool Heater_E2 | Commercial | Retail (WA) | Existing | Miscellaneous | Natural Gas | Pool Heater | E2 | Condensing (EF .90) | 85% | 0% | 0% | 0.020996 | 0 | 0 | 0 | 4 | 8 | 2019 | 2045 | 100% | 0 | 0 | 0% | Normal | 0% | 0.0086294 | 0 | 0 | 1 unit | 100000 | 0 | 6.8182e-07 | 12656.5 | 29558 | 0 | 0 | 0 | 2014 | 1.0418 | DOE Commercial R&D 2016 - Table 7-6 | DOE Commercial R&D 2016 - Table 7-7 | DOE Commercial R&D 2016 - Table 7-9 | 1 | unit | 6.8182e-07 | Commercial_Retail (WA)_Existing_Miscellaneous_Pool Heater_Condensing (EF .90)
Commercial_Retail (WA)_Existing_Miscellaneous_Natural Gas_Pool Heater_E3 | Commercial | Retail (WA) | Existing | Miscellaneous | Natural Gas | Pool Heater | E3 |  | 0% | 0% | 0% | 0 | 0 | 0 | 0 | 0 | 0 | 0 | 0 | 0% | 0 | 0 | 0% | Normal | 0% | 0 | 0 | 0 | [17 empty] | Commercial_Retail (WA)_Existing_Miscellaneous_Pool Heater_
Commercial_Retail (WA)_Existing_Miscellaneous_Natural Gas_Pool Heater_E4 | Commercial | Retail (WA) | Existing | Miscellaneous | Natural Gas | Pool Heater | E4 |  | 0% | 0% | 0% | 0 | 0 | 0 | 0 | 0 | 0 | 0 | 0 | 0% | 0 | 0 | 0% | Normal | 0% | 0 | 0 | 0 | [17 empty] | Commercial_Retail (WA)_Existing_Miscellaneous_Pool Heater_
Commercial_Retail (WA)_Existing_Miscellaneous_Natural Gas_Pool Heater_E5 | Commercial | Retail (WA) | Existing | Miscellaneous | Natural Gas | Pool Heater | E5 |  | 0% | 0% | 0% | 0 | 0 | 0 | 0 | 0 | 0 | 0 | 0 | 0% | 0 | 0 | 0% | Normal | 0% | 0 | 0 | 0 | [17 empty] | Commercial_Retail (WA)_Existing_Miscellaneous_Pool Heater_
Commercial_Retail (WA)_Existing_Miscellaneous_Natural Gas_Pool Heater_E6 | Commercial | Retail (WA) | Existing | Miscellaneous | Natural Gas | Pool Heater | E6 |  | 0% | 0% | 0% | 0 | 0 | 0 | 0 | 0 | 0 | 0 | 0 | 0% | 0 | 0 | 0% | Normal | 0% | 0 | 0 | 0 | [17 empty] | Commercial_Retail (WA)_Existing_Miscellaneous_Pool Heater_
Commercial_Retail (WA)_Existing_Miscellaneous_Natural Gas_Pool Heater_E7 | Commercial | Retail (WA) | Existing | Miscellaneous | Natural Gas | Pool Heater | E7 |  | 0% | 0% | 0% | 0 | 0 | 0 | 0 | 0 | 0 | 0 | 0 | 0% | 0 | 0 | 0% | Normal | 0% | 0 | 0 | 0 | [17 empty] | Commercial_Retail (WA)_Existing_Miscellaneous_Pool Heater_
Commercial_Retail (WA)_Existing_Miscellaneous_Natural Gas_Pool Heater_E8 | Commercial | Retail (WA) | Existing | Miscellaneous | Natural Gas | Pool Heater | E8 |  | 0% | 0% | 0% | 0 | 0 | 0 | 0 | 0 | 0 | 0 | 0 | 0% | 0 | 0 | 0% | Normal | 0% | 0 | 0 | 0 | [17 empty] | Commercial_Retail (WA)_Existing_Miscellaneous_Pool Heater_
Commercial_Retail (WA)_Existing_Miscellaneous_Natural Gas_Pool Heater_E9 | Commercial | Retail (WA) | Existing | Miscellaneous | Natural Gas | Pool Heater | E9 |  | 0% | 0% | 0% | 0 | 0 | 0 | 0 | 0 | 0 | 0 | 0 | 0% | 0 | 0 | 0% | Normal | 0% | 0 | 0 | 0 | [17 empty] | Commercial_Retail (WA)_Existing_Miscellaneous_Pool Heater_
Commercial_Retail (WA)_Existing_Miscellaneous_Natural Gas_Pool Heater_E10 | Commercial | Retail (WA) | Existing | Miscellaneous | Natural Gas | Pool Heater | E10 |  | 0% | 0% | 0% | 0 | 0 | 0 | 0 | 0 | 0 | 0 | 0 | 0% | 0 | 0 | 0% | Normal | 0% | 0 | 0 | 0 | [17 empty] | Commercial_Retail (WA)_Existing_Miscellaneous_Pool Heater_
Commercial_Retail (WA)_Existing_Miscellaneous_Natural Gas_Miscellaneous_E1 | Commercial | Retail (WA) | Existing | Miscellaneous | Natural Gas | Miscellaneous | E1 | Standard | 100% | 0% | 0% | 0.027496 | 0 | 0 | 0 | 2 | 8 | 2019 | 2045 | 100% | 0 | 0 | 0% | Normal | 0% | 0.027026 | 0 | 0 | 1 unit | 100000 | 0 | 0.027026 | 1 | 1 | 0 | 0 | 0 | 2016 | 1.0174 | N/A | N/A | N/A | 1 | unit | 0.027026 | Commercial_Retail (WA)_Existing_Miscellaneous_Miscellaneous_Standard
Commercial_Retail (WA)_Existing_Miscellaneous_Natural Gas_Miscellaneous_E2 | Commercial | Retail (WA) | Existing | Miscellaneous | Natural Gas | Miscellaneous | E2 |  | 0% | 0% | 0% | 0 | 0 | 0 | 0 | 0 | 0 | 0 | 0 | 0% | 0 | 0 | 0% | Normal | 0% | 0 | 0 | 0 | [17 empty] | Commercial_Retail (WA)_Existing_Miscellaneous_Miscellaneous_
Commercial_Retail (WA)_Existing_Miscellaneous_Natural Gas_Miscellaneous_E3 | Commercial | Retail (WA) | Existing | Miscellaneous | Natural Gas | Miscellaneous | E3 |  | 0% | 0% | 0% | 0 | 0 | 0 | 0 | 0 | 0 | 0 | 0 | 0% | 0 | 0 | 0% | Normal | 0% | 0 | 0 | 0 | [17 empty] | Commercial_Retail (WA)_Existing_Miscellaneous_Miscellaneous_
Commercial_Retail (WA)_Existing_Miscellaneous_Natural Gas_Miscellaneous_E4 | Commercial | Retail (WA) | Existing | Miscellaneous | Natural Gas | Miscellaneous | E4 |  | 0% | 0% | 0% | 0 | 0 | 0 | 0 | 0 | 0 | 0 | 0 | 0% | 0 | 0 | 0% | Normal | 0% | 0 | 0 | 0 | [17 empty] | Commercial_Retail (WA)_Existing_Miscellaneous_Miscellaneous_
Commercial_Retail (WA)_Existing_Miscellaneous_Natural Gas_Miscellaneous_E5 | Commercial | Retail (WA) | Existing | Miscellaneous | Natural Gas | Miscellaneous | E5 |  | 0% | 0% | 0% | 0 | 0 | 0 | 0 | 0 | 0 | 0 | 0 | 0% | 0 | 0 | 0% | Normal | 0% | 0 | 0 | 0 | [17 empty] | Commercial_Retail (WA)_Existing_Miscellaneous_Miscellaneous_
Commercial_Retail (WA)_Existing_Miscellaneous_Natural Gas_Miscellaneous_E6 | Commercial | Retail (WA) | Existing | Miscellaneous | Natural Gas | Miscellaneous | E6 |  | 0% | 0% | 0% | 0 | 0 | 0 | 0 | 0 | 0 | 0 | 0 | 0% | 0 | 0 | 0% | Normal | 0% | 0 | 0 | 0 | [17 empty] | Commercial_Retail (WA)_Existing_Miscellaneous_Miscellaneous_
Commercial_Retail (WA)_Existing_Miscellaneous_Natural Gas_Miscellaneous_E7 | Commercial | Retail (WA) | Existing | Miscellaneous | Natural Gas | Miscellaneous | E7 |  | 0% | 0% | 0% | 0 | 0 | 0 | 0 | 0 | 0 | 0 | 0 | 0% | 0 | 0 | 0% | Normal | 0% | 0 | 0 | 0 | [17 empty] | Commercial_Retail (WA)_Existing_Miscellaneous_Miscellaneous_
Commercial_Retail (WA)_Existing_Miscellaneous_Natural Gas_Miscellaneous_E8 | Commercial | Retail (WA) | Existing | Miscellaneous | Natural Gas | Miscellaneous | E8 |  | 0% | 0% | 0% | 0 | 0 | 0 | 0 | 0 | 0 | 0 | 0 | 0% | 0 | 0 | 0% | Normal | 0% | 0 | 0 | 0 | [17 empty] | Commercial_Retail (WA)_Existing_Miscellaneous_Miscellaneous_
Commercial_Retail (WA)_Existing_Miscellaneous_Natural Gas_Miscellaneous_E9 | Commercial | Retail (WA) | Existing | Miscellaneous | Natural Gas | Miscellaneous | E9 |  | 0% | 0% | 0% | 0 | 0 | 0 | 0 | 0 | 0 | 0 | 0 | 0% | 0 | 0 | 0% | Normal | 0% | 0 | 0 | 0 | [17 empty] | Commercial_Retail (WA)_Existing_Miscellaneous_Miscellaneous_
Commercial_Retail (WA)_Existing_Miscellaneous_Natural Gas_Miscellaneous_E10 | Commercial | Retail (WA) | Existing | Miscellaneous | Natural Gas | Miscellaneous | E10 |  | 0% | 0% | 0% | 0 | 0 | 0 | 0 | 0 | 0 | 0 | 0 | 0% | 0 | 0 | 0% | Normal | 0% | 0 | 0 | 0 | [17 empty] | Commercial_Retail (WA)_Existing_Miscellaneous_Miscellaneous_
Commercial_Retail (WA)_New_Space Heating_Natural Gas_Furnace_E1 | Commercial | Retail (WA) | New | Space Heating | Natural Gas | Furnace | E1 | AFUE 80% (Standard) | 100% | 0% | 0% | 0.43204 | 0 | 0.040722 | 0 | 10 | 20 | 2019 | 2045 | 100% | 0 | 0 | 0% | Normal | 0% | 0.48348 | 0 | 0 | 400 kBtu/hr | 100000 | 0 | 0.00012 | 10.0725 | 3395 | 0 | 320 | 0 | 2013 | 1.0605 | GFURN-Heating-EIA14-2014 Ref. Case-2 | GFURN-Heating-EIA14-2014 Ref. Case-2 | AEG BEST | 400 | kBtu/hr | 0.048 | Commercial_Retail (WA)_New_Space Heating_Furnace_AFUE 80% (Standard)
Commercial_Retail (WA)_New_Space Heating_Natural Gas_Furnace_E2 | Commercial | Retail (WA) | New | Space Heating | Natural Gas | Furnace | E2 | AFUE 90% | 88.92% | 0% | 0% | 0.52494 | 0 | 0.11835 | 0 | 10 | 20 | 2019 | 2045 | 100% | 0 | 0 | 0% | Normal | 0% | 0.42992 | 0 | 0 | 400 kBtu/hr | 100000 | 0 | 0.00012 | 8.9566 | 4125 | 0 | 930 | 0 | 2013 | 1.0605 | GFURN-Heating-EIA14-2014 Ref. Case-3 | GFURN-Heating-EIA14-2014 Ref. Case-3 | AEG BEST | 400 | kBtu/hr | 0.048 | Commercial_Retail (WA)_New_Space Heating_Furnace_AFUE 90%
Commercial_Retail (WA)_New_Space Heating_Natural Gas_Furnace_E3 | Commercial | Retail (WA) | New | Space Heating | Natural Gas | Furnace | E3 | AFUE 96% | 83.36% | 0% | 0% | 1.0145 | 0 | 0 | 0 | 10 | 20 | 2019 | 2045 | 100% | 0 | 0 | 0% | Normal | 0% | 0.40304 | 0 | 0 | 150 kBtu/hr | 100000 | 0 | 0.00032 | 8.3966 | 3042.9057 | 0 | 0 | 0 | 2014 | 1.0418 | GFURN-Heating-EIA14-2014 Ref. Case-3 | GFURN-Heating-ILTRM-v5.0-191 | AEG BEST | 150 | kBtu/hr | 0.048 | Commercial_Retail (WA)_New_Space Heating_Furnace_AFUE 96%
Commercial_Retail (WA)_New_Space Heating_Natural Gas_Furnace_E4 | Commercial | Retail (WA) | New | Space Heating | Natural Gas | Furnace | E4 |  | 0% | 0% | 0% | 0 | 0 | 0 | 0 | 0 | 0 | 0 | 0 | 0% | 0 | 0 | 0% | Normal | 0% | 0 | 0 | 0 | [17 empty] | Commercial_Retail (WA)_New_Space Heating_Furnace_
Commercial_Retail (WA)_New_Space Heating_Natural Gas_Furnace_E5 | Commercial | Retail (WA) | New | Space Heating | Natural Gas | Furnace | E5 |  | 0% | 0% | 0% | 0 | 0 | 0 | 0 | 0 | 0 | 0 | 0 | 0% | 0 | 0 | 0% | Normal | 0% | 0 | 0 | 0 | [17 empty] | Commercial_Retail (WA)_New_Space Heating_Furnace_
Commercial_Retail (WA)_New_Space Heating_Natural Gas_Furnace_E6 | Commercial | Retail (WA) | New | Space Heating | Natural Gas | Furnace | E6 |  | 0% | 0% | 0% | 0 | 0 | 0 | 0 | 0 | 0 | 0 | 0 | 0% | 0 | 0 | 0% | Normal | 0% | 0 | 0 | 0 | [17 empty] | Commercial_Retail (WA)_New_Space Heating_Furnace_
Commercial_Retail (WA)_New_Space Heating_Natural Gas_Furnace_E7 | Commercial | Retail (WA) | New | Space Heating | Natural Gas | Furnace | E7 |  | 0% | 0% | 0% | 0 | 0 | 0 | 0 | 0 | 0 | 0 | 0 | 0% | 0 | 0 | 0% | Normal | 0% | 0 | 0 | 0 | [17 empty] | Commercial_Retail (WA)_New_Space Heating_Furnace_
Commercial_Retail (WA)_New_Space Heating_Natural Gas_Furnace_E8 | Commercial | Retail (WA) | New | Space Heating | Natural Gas | Furnace | E8 |  | 0% | 0% | 0% | 0 | 0 | 0 | 0 | 0 | 0 | 0 | 0 | 0% | 0 | 0 | 0% | Normal | 0% | 0 | 0 | 0 | [17 empty] | Commercial_Retail (WA)_New_Space Heating_Furnace_
Commercial_Retail (WA)_New_Space Heating_Natural Gas_Furnace_E9 | Commercial | Retail (WA) | New | Space Heating | Natural Gas | Furnace | E9 |  | 0% | 0% | 0% | 0 | 0 | 0 | 0 | 0 | 0 | 0 | 0 | 0% | 0 | 0 | 0% | Normal | 0% | 0 | 0 | 0 | [17 empty] | Commercial_Retail (WA)_New_Space Heating_Furnace_
Commercial_Retail (WA)_New_Space Heating_Natural Gas_Furnace_E10 | Commercial | Retail (WA) | New | Space Heating | Natural Gas | Furnace | E10 |  | 0% | 0% | 0% | 0 | 0 | 0 | 0 | 0 | 0 | 0 | 0 | 0% | 0 | 0 | 0% | Normal | 0% | 0 | 0 | 0 | [17 empty] | Commercial_Retail (WA)_New_Space Heating_Furnace_
Commercial_Retail (WA)_New_Space Heating_Natural Gas_Boiler_E1 | Commercial | Retail (WA) | New | Space Heating | Natural Gas | Boiler | E1 | AFUE 80% (Standard) | 100% | 0% | 0% | 1.6106 | 0 | 0.038177 | 0 | 25 | 35 | 2019 | 2045 | 100% | 0 | 0 | 0% | Normal | 0% | 1.5551 | 0 | 0 | 1 kBtu/hr | 100000 | 0 | 0.048 | 31.7114 | 31.6406 | 0 | 0.75 | 0 | 2013 | 1.0605 | GBLR-Heating-AEO15-3 | GBLR-Heating-AEO15-3 | GBLR-Heating-AEO15-3 | 1 | kBtu/hr | 0.048 | Commercial_Retail (WA)_New_Space Heating_Boiler_AFUE 80% (Standard)
Commercial_Retail (WA)_New_Space Heating_Natural Gas_Boiler_E2 | Commercial | Retail (WA) | New | Space Heating | Natural Gas | Boiler | E2 | AFUE 85% | 94.12% | 0% | 0% | 1.7292 | 0 | 0.035931 | 0 | 25 | 35 | 2019 | 2045 | 100% | 0 | 0 | 0% | Normal | 0% | 1.4636 | 0 | 0 | 1 kBtu/hr | 100000 | 0 | 0.048 | 29.8464 | 33.9706 | 0 | 0.70588 | 0 | 2013 | 1.0605 | GBLR-Heating-AEO15-6 | GBLR-Heating-AEO15-6 | GBLR-Heating-AEO15-6 | 1 | kBtu/hr | 0.048 | Commercial_Retail (WA)_New_Space Heating_Boiler_AFUE 85%
Commercial_Retail (WA)_New_Space Heating_Natural Gas_Boiler_E3 | Commercial | Retail (WA) | New | Space Heating | Natural Gas | Boiler | E3 | AFUE 97% | 82.48% | 0% | 0% | 1.6459 | 0 | 0.031165 | 0 | 25 | 35 | 2019 | 2045 | 100% | 0 | 0 | 0% | Normal | 0% | 1.2826 | 0 | 0 | 1 kBtu/hr | 100000 | 0 | 0.048 | 26.1542 | 32.3342 | 0 | 0.61224 | 0 | 2013 | 1.0605 | GBLR-Heating-AEO15-7 | GBLR-Heating-AEO15-7 | GBLR-Heating-AEO15-7 | 1 | kBtu/hr | 0.048 | Commercial_Retail (WA)_New_Space Heating_Boiler_AFUE 97%
Commercial_Retail (WA)_New_Space Heating_Natural Gas_Boiler_E4 | Commercial | Retail (WA) | New | Space Heating | Natural Gas | Boiler | E4 | Convert to NG Air Source Heat Pump | 57.14% | 0% | 0% | 11.1138 | 0 | 0.13574 | 0 | 10 | 20 | 2019 | 2045 | 100% | 0 | 0 | 0% | Normal | 0% | 0.88863 | 0 | 0 | 1 kBtu/hr | 100000 | 0 | 0.048 | 18.1208 | 218.3333 | 0 | 2.6667 | 0 | 2013 | 1.0605 | HP_GAS-Heating-AEO17-1 | HP_GAS-Heating-AEO17-1 | HP_GAS-Heating-AEO17-1 | 1 | kBtu/hr | 0.048 | Commercial_Retail (WA)_New_Space Heating_Boiler_Convert to NG Air Source Heat Pump
Commercial_Retail (WA)_New_Space Heating_Natural Gas_Boiler_E5 | Commercial | Retail (WA) | New | Space Heating | Natural Gas | Boiler | E5 |  | 0% | 0% | 0% | 0 | 0 | 0 | 0 | 0 | 0 | 0 | 0 | 0% | 0 | 0 | 0% | Normal | 0% | 0 | 0 | 0 | [17 empty] | Commercial_Retail (WA)_New_Space Heating_Boiler_
Commercial_Retail (WA)_New_Space Heating_Natural Gas_Boiler_E6 | Commercial | Retail (WA) | New | Space Heating | Natural Gas | Boiler | E6 |  | 0% | 0% | 0% | 0 | 0 | 0 | 0 | 0 | 0 | 0 | 0 | 0% | 0 | 0 | 0% | Normal | 0% | 0 | 0 | 0 | [17 empty] | Commercial_Retail (WA)_New_Space Heating_Boiler_
Commercial_Retail (WA)_New_Space Heating_Natural Gas_Boiler_E7 | Commercial | Retail (WA) | New | Space Heating | Natural Gas | Boiler | E7 |  | 0% | 0% | 0% | 0 | 0 | 0 | 0 | 0 | 0 | 0 | 0 | 0% | 0 | 0 | 0% | Normal | 0% | 0 | 0 | 0 | [17 empty] | Commercial_Retail (WA)_New_Space Heating_Boiler_
Commercial_Retail (WA)_New_Space Heating_Natural Gas_Boiler_E8 | Commercial | Retail (WA) | New | Space Heating | Natural Gas | Boiler | E8 |  | 0% | 0% | 0% | 0 | 0 | 0 | 0 | 0 | 0 | 0 | 0 | 0% | 0 | 0 | 0% | Normal | 0% | 0 | 0 | 0 | [17 empty] | Commercial_Retail (WA)_New_Space Heating_Boiler_
Commercial_Retail (WA)_New_Space Heating_Natural Gas_Boiler_E9 | Commercial | Retail (WA) | New | Space Heating | Natural Gas | Boiler | E9 |  | 0% | 0% | 0% | 0 | 0 | 0 | 0 | 0 | 0 | 0 | 0 | 0% | 0 | 0 | 0% | Normal | 0% | 0 | 0 | 0 | [17 empty] | Commercial_Retail (WA)_New_Space Heating_Boiler_
Commercial_Retail (WA)_New_Space Heating_Natural Gas_Boiler_E10 | Commercial | Retail (WA) | New | Space Heating | Natural Gas | Boiler | E10 |  | 0% | 0% | 0% | 0 | 0 | 0 | 0 | 0 | 0 | 0 | 0 | 0% | 0 | 0 | 0% | Normal | 0% | 0 | 0 | 0 | [17 empty] | Commercial_Retail (WA)_New_Space Heating_Boiler_
Commercial_Retail (WA)_New_Space Heating_Natural Gas_Unit Heater_E1 | Commercial | Retail (WA) | New | Space Heating | Natural Gas | Unit Heater | E1 | Standard | 100% | 0% | 0% | 0.0096176 | 0 | 0 | 0 | 15 | 25 | 2019 | 2045 | 100% | 0 | 0 | 0% | Normal | 0% | 0.2418 | 0 | 0 | 1 kBtu/Hr | 100000 | 0 | 8.9948e-06 | 2080 | 1051 | 0 | 0 | 0 | 2016 | 1.0174 | UNITHT-Heating-XCELCO-2017-18-3 | UNITHT-Heating-XCELCO-2017-18-3 | UNITHT-Heating-XCELCO-2017-18-3 | 1 | kBtu/Hr | 8.9948e-06 | Commercial_Retail (WA)_New_Space Heating_Unit Heater_Standard
Commercial_Retail (WA)_New_Space Heating_Natural Gas_Unit Heater_E2 | Commercial | Retail (WA) | New | Space Heating | Natural Gas | Unit Heater | E2 | Condensing | 88.94% | 0% | 0% | 0.021093 | 0 | 0 | 0 | 15 | 25 | 2019 | 2045 | 100% | 0 | 0 | 0% | Normal | 0% | 0.21507 | 0 | 0 | 1 kBtu/Hr | 100000 | 0 | 8.9948e-06 | 1850 | 2305 | 0 | 0 | 0 | 2016 | 1.0174 | UNITHT-Heating-XCELCO-2017-18-3 | UNITHT-Heating-XCELCO-2017-18-3 | UNITHT-Heating-XCELCO-2017-18-3 | 1 | kBtu/Hr | 8.9948e-06 | Commercial_Retail (WA)_New_Space Heating_Unit Heater_Condensing
Commercial_Retail (WA)_New_Space Heating_Natural Gas_Unit Heater_E3 | Commercial | Retail (WA) | New | Space Heating | Natural Gas | Unit Heater | E3 | Infrared Radiant | 88.46% | 0% | 0% | 0.011484 | 0 | 0 | 0 | 10 | 20 | 2019 | 2045 | 100% | 0 | 0 | 0% | Normal | 0% | 0.2139 | 0 | 0 | 1 kBtu/Hr | 100000 | 0 | 8.9948e-06 | 1840 | 1255 | 0 | 0 | 0 | 2016 | 1.0174 | UNITHT-Heating-XCELCO-2017-18-4 | UNITHT-Heating-XCELCO-2017-18-4 | UNITHT-Heating-XCELCO-2017-18-4 | 1 | kBtu/Hr | 8.9948e-06 | Commercial_Retail (WA)_New_Space Heating_Unit Heater_Infrared Radiant
Commercial_Retail (WA)_New_Space Heating_Natural Gas_Unit Heater_E4 | Commercial | Retail (WA) | New | Space Heating | Natural Gas | Unit Heater | E4 |  | 0% | 0% | 0% | 0 | 0 | 0 | 0 | 0 | 0 | 0 | 0 | 0% | 0 | 0 | 0% | Normal | 0% | 0 | 0 | 0 | [17 empty] | Commercial_Retail (WA)_New_Space Heating_Unit Heater_
Commercial_Retail (WA)_New_Space Heating_Natural Gas_Unit Heater_E5 | Commercial | Retail (WA) | New | Space Heating | Natural Gas | Unit Heater | E5 |  | 0% | 0% | 0% | 0 | 0 | 0 | 0 | 0 | 0 | 0 | 0 | 0% | 0 | 0 | 0% | Normal | 0% | 0 | 0 | 0 | [17 empty] | Commercial_Retail (WA)_New_Space Heating_Unit Heater_
Commercial_Retail (WA)_New_Space Heating_Natural Gas_Unit Heater_E6 | Commercial | Retail (WA) | New | Space Heating | Natural Gas | Unit Heater | E6 |  | 0% | 0% | 0% | 0 | 0 | 0 | 0 | 0 | 0 | 0 | 0 | 0% | 0 | 0 | 0% | Normal | 0% | 0 | 0 | 0 | [17 empty] | Commercial_Retail (WA)_New_Space Heating_Unit Heater_
Commercial_Retail (WA)_New_Space Heating_Natural Gas_Unit Heater_E7 | Commercial | Retail (WA) | New | Space Heating | Natural Gas | Unit Heater | E7 |  | 0% | 0% | 0% | 0 | 0 | 0 | 0 | 0 | 0 | 0 | 0 | 0% | 0 | 0 | 0% | Normal | 0% | 0 | 0 | 0 | [17 empty] | Commercial_Retail (WA)_New_Space Heating_Unit Heater_
Commercial_Retail (WA)_New_Space Heating_Natural Gas_Unit Heater_E8 | Commercial | Retail (WA) | New | Space Heating | Natural Gas | Unit Heater | E8 |  | 0% | 0% | 0% | 0 | 0 | 0 | 0 | 0 | 0 | 0 | 0 | 0% | 0 | 0 | 0% | Normal | 0% | 0 | 0 | 0 | [17 empty] | Commercial_Retail (WA)_New_Space Heating_Unit Heater_
Commercial_Retail (WA)_New_Space Heating_Natural Gas_Unit Heater_E9 | Commercial | Retail (WA) | New | Space Heating | Natural Gas | Unit Heater | E9 |  | 0% | 0% | 0% | 0 | 0 | 0 | 0 | 0 | 0 | 0 | 0 | 0% | 0 | 0 | 0% | Normal | 0% | 0 | 0 | 0 | [17 empty] | Commercial_Retail (WA)_New_Space Heating_Unit Heater_
Commercial_Retail (WA)_New_Space Heating_Natural Gas_Unit Heater_E10 | Commercial | Retail (WA) | New | Space Heating | Natural Gas | Unit Heater | E10 |  | 0% | 0% | 0% | 0 | 0 | 0 | 0 | 0 | 0 | 0 | 0 | 0% | 0 | 0 | 0% | Normal | 0% | 0 | 0 | 0 | [17 empty] | Commercial_Retail (WA)_New_Space Heating_Unit Heater_
Commercial_Retail (WA)_New_Water Heating_Natural Gas_Water Heater_E1 | Commercial | Retail (WA) | New | Water Heating | Natural Gas | Water Heater | E1 | TE 0.80 | 100% | 0% | 0% | 0.13993 | 0 | 0 | 0 | 10 | 20 | 2019 | 2045 | 100% | 0 | 0 | 0% | Normal | 0% | 0.28656 | 0 | 0 | 1 kBtu/hr | 100000 | 0 | 0.0063091 | 41.834 | 21.8 | 0 | 0 | 0 | 2017 | 1.0174 | DHW_WH-Water Heating-PG&E-R7-14 | DHW_WH-Water Heating-PG&E-R7-14 | DHW_WH-Water Heating-PG&E-R7-14 | 1 | kBtu/hr | 0.0063091 | Commercial_Retail (WA)_New_Water Heating_Water Heater_TE 0.80
Commercial_Retail (WA)_New_Water Heating_Natural Gas_Water Heater_E2 | Commercial | Retail (WA) | New | Water Heating | Natural Gas | Water Heater | E2 | TE 0.90 | 88.89% | 0% | 0% | 0.16791 | 0 | 0 | 0 | 10 | 20 | 2019 | 2045 | 100% | 0 | 0 | 0% | Normal | 0% | 0.25472 | 0 | 0 | 1 kBtu/hr | 100000 | 0 | 0.0063091 | 37.1858 | 26.16 | 0 | 0 | 0 | 2017 | 1.0174 | DHW_WH-Water Heating-PG&E-R7-14 | DHW_WH-Water Heating-PG&E-R7-14 | DHW_WH-Water Heating-PG&E-R7-14 | 1 | kBtu/hr | 0.0063091 | Commercial_Retail (WA)_New_Water Heating_Water Heater_TE 0.90
Commercial_Retail (WA)_New_Water Heating_Natural Gas_Water Heater_E3 | Commercial | Retail (WA) | New | Water Heating | Natural Gas | Water Heater | E3 | TE 0.94 | 85.11% | 0% | 0% | 0.20641 | 0 | 0 | 0 | 10 | 20 | 2019 | 2045 | 100% | 0 | 0 | 0% | Normal | 0% | 0.24388 | 0 | 0 | 1 kBtu/hr | 100000 | 0 | 0.0063091 | 35.6034 | 30.3604 | 0 | 0 | 0 | 2012 | 1.0776 | DHW_WH-Water Heating-NMTRM-2016-7 | DHW_WH-Water Heating-NMTRM-2016-7 | DHW_WH-Water Heating-NMTRM-2016-7 | 1 | kBtu/hr | 0.0063091 | Commercial_Retail (WA)_New_Water Heating_Water Heater_TE 0.94
Commercial_Retail (WA)_New_Water Heating_Natural Gas_Water Heater_E4 | Commercial | Retail (WA) | New | Water Heating | Natural Gas | Water Heater | E4 | Instantaneous TE 0.94 | 85.02% | 0% | 0% | 0.24231 | 0 | 0 | 0 | 15 | 25 | 2019 | 2045 | 100% | 0 | 0 | 0% | Normal | 0% | 0.24362 | 0 | 0 | 1 kBtu/hr | 100000 | 0 | 0.0063091 | 35.5656 | 35.6404 | 0 | 0 | 0 | 2012 | 1.0776 | DHW_WH-Water Heating-NMTRM-2016-9 | DHW_WH-Water Heating-NMTRM-2016-9 | DHW_WH-Water Heating-NMTRM-2016-9 | 1 | kBtu/hr | 0.0063091 | Commercial_Retail (WA)_New_Water Heating_Water Heater_Instantaneous TE 0.94
Commercial_Retail (WA)_New_Water Heating_Natural Gas_Water Heater_E5 | Commercial | Retail (WA) | New | Water Heating | Natural Gas | Water Heater | E5 | Gas-Fired Absorption HPWH | 53.33% | 0% | 0% | 0.41185 | 0 | 0 | 0 | 10 | 16 | 2019 | 2045 | 100% | 0 | 0 | 0% | Normal | 0% | 0.15283 | 0 | 0 | 1 kBtu/hr | 100000 | 0 | 0.0063091 | 22.3115 | 62.6566 | 0 | 0 | 0 | 2014 | 1.0418 | DHW_WH-Water Heating-DOE-2014-1 | DHW_WH-Water Heating-DOE-2014-1 | DHW_WH-Water Heating-DOE-2014-1 | 1 | kBtu/hr | 0.0063091 | Commercial_Retail (WA)_New_Water Heating_Water Heater_Gas-Fired Absorption HPWH
Commercial_Retail (WA)_New_Water Heating_Natural Gas_Water Heater_E6 | Commercial | Retail (WA) | New | Water Heating | Natural Gas | Water Heater | E6 |  | 0% | 0% | 0% | 0 | 0 | 0 | 0 | 0 | 0 | 0 | 0 | 0% | 0 | 0 | 0% | Normal | 0% | 0 | 0 | 0 | [17 empty] | Commercial_Retail (WA)_New_Water Heating_Water Heater_
Commercial_Retail (WA)_New_Water Heating_Natural Gas_Water Heater_E7 | Commercial | Retail (WA) | New | Water Heating | Natural Gas | Water Heater | E7 |  | 0% | 0% | 0% | 0 | 0 | 0 | 0 | 0 | 0 | 0 | 0 | 0% | 0 | 0 | 0% | Normal | 0% | 0 | 0 | 0 | [17 empty] | Commercial_Retail (WA)_New_Water Heating_Water Heater_
Commercial_Retail (WA)_New_Water Heating_Natural Gas_Water Heater_E8 | Commercial | Retail (WA) | New | Water Heating | Natural Gas | Water Heater | E8 |  | 0% | 0% | 0% | 0 | 0 | 0 | 0 | 0 | 0 | 0 | 0 | 0% | 0 | 0 | 0% | Normal | 0% | 0 | 0 | 0 | [17 empty] | Commercial_Retail (WA)_New_Water Heating_Water Heater_
Commercial_Retail (WA)_New_Water Heating_Natural Gas_Water Heater_E9 | Commercial | Retail (WA) | New | Water Heating | Natural Gas | Water Heater | E9 |  | 0% | 0% | 0% | 0 | 0 | 0 | 0 | 0 | 0 | 0 | 0 | 0% | 0 | 0 | 0% | Normal | 0% | 0 | 0 | 0 | [17 empty] | Commercial_Retail (WA)_New_Water Heating_Water Heater_
Commercial_Retail (WA)_New_Water Heating_Natural Gas_Water Heater_E10 | Commercial | Retail (WA) | New | Water Heating | Natural Gas | Water Heater | E10 |  | 0% | 0% | 0% | 0 | 0 | 0 | 0 | 0 | 0 | 0 | 0 | 0% | 0 | 0 | 0% | Normal | 0% | 0 | 0 | 0 | [17 empty] | Commercial_Retail (WA)_New_Water Heating_Water Heater_
Commercial_Retail (WA)_New_Food Preparation_Natural Gas_Oven_E1 | Commercial | Retail (WA) | New | Food Preparation | Natural Gas | Oven | E1 | Standard | 100% | 0% | 0% | 0.015329 | 0 | 0 | 0 | 8 | 12 | 2019 | 2045 | 100% | 0 | 0 | 0% | Normal | 0% | 1.8825 | 0 | 0 | 1 unit | 100000 | 0 | 2.9494e-05 | 1050.946 | 490.1 | 0 | 0 | 0 | 2013 | 1.0605 | COOK_OVN-Food Preparation-AEO17-3 | COOK_OVN-Food Preparation-AEO17-3 | COOK_OVN-Food Preparation-ILTRM-v5.0-23 | 1 | unit | 2.9494e-05 | Commercial_Retail (WA)_New_Food Preparation_Oven_Standard
Commercial_Retail (WA)_New_Food Preparation_Natural Gas_Oven_E2 | Commercial | Retail (WA) | New | Food Preparation | Natural Gas | Oven | E2 | ENERGY STAR (>42% Baking Efficiency) | 71.01% | 0% | 0% | 0.020888 | 0 | 0 | 0 | 8 | 12 | 2019 | 2045 | 100% | 0 | 0 | 0% | Normal | 0% | 1.3368 | 0 | 0 | 1 unit | 100000 | 0 | 2.9494e-05 | 746.2722 | 667.81 | 0 | 0 | 0 | 2013 | 1.0605 | COOK_OVN-Food Preparation-AEO17-3 | COOK_OVN-Food Preparation-AEO17-3 | COOK_OVN-Food Preparation-ILTRM-v5.0-23 | 1 | unit | 2.9494e-05 | Commercial_Retail (WA)_New_Food Preparation_Oven_ENERGY STAR (>42% Baking Efficiency)
Commercial_Retail (WA)_New_Food Preparation_Natural Gas_Oven_E3 | Commercial | Retail (WA) | New | Food Preparation | Natural Gas | Oven | E3 |  | 0% | 0% | 0% | 0 | 0 | 0 | 0 | 0 | 0 | 0 | 0 | 0% | 0 | 0 | 0% | Normal | 0% | 0 | 0 | 0 | [17 empty] | Commercial_Retail (WA)_New_Food Preparation_Oven_
Commercial_Retail (WA)_New_Food Preparation_Natural Gas_Oven_E4 | Commercial | Retail (WA) | New | Food Preparation | Natural Gas | Oven | E4 |  | 0% | 0% | 0% | 0 | 0 | 0 | 0 | 0 | 0 | 0 | 0 | 0% | 0 | 0 | 0% | Normal | 0% | 0 | 0 | 0 | [17 empty] | Commercial_Retail (WA)_New_Food Preparation_Oven_
Commercial_Retail (WA)_New_Food Preparation_Natural Gas_Oven_E5 | Commercial | Retail (WA) | New | Food Preparation | Natural Gas | Oven | E5 |  | 0% | 0% | 0% | 0 | 0 | 0 | 0 | 0 | 0 | 0 | 0 | 0% | 0 | 0 | 0% | Normal | 0% | 0 | 0 | 0 | [17 empty] | Commercial_Retail (WA)_New_Food Preparation_Oven_
Commercial_Retail (WA)_New_Food Preparation_Natural Gas_Oven_E6 | Commercial | Retail (WA) | New | Food Preparation | Natural Gas | Oven | E6 |  | 0% | 0% | 0% | 0 | 0 | 0 | 0 | 0 | 0 | 0 | 0 | 0% | 0 | 0 | 0% | Normal | 0% | 0 | 0 | 0 | [17 empty] | Commercial_Retail (WA)_New_Food Preparation_Oven_
Commercial_Retail (WA)_New_Food Preparation_Natural Gas_Oven_E7 | Commercial | Retail (WA) | New | Food Preparation | Natural Gas | Oven | E7 |  | 0% | 0% | 0% | 0 | 0 | 0 | 0 | 0 | 0 | 0 | 0 | 0% | 0 | 0 | 0% | Normal | 0% | 0 | 0 | 0 | [17 empty] | Commercial_Retail (WA)_New_Food Preparation_Oven_
Commercial_Retail (WA)_New_Food Preparation_Natural Gas_Oven_E8 | Commercial | Retail (WA) | New | Food Preparation | Natural Gas | Oven | E8 |  | 0% | 0% | 0% | 0 | 0 | 0 | 0 | 0 | 0 | 0 | 0 | 0% | 0 | 0 | 0% | Normal | 0% | 0 | 0 | 0 | [17 empty] | Commercial_Retail (WA)_New_Food Preparation_Oven_
Commercial_Retail (WA)_New_Food Preparation_Natural Gas_Oven_E9 | Commercial | Retail (WA) | New | Food Preparation | Natural Gas | Oven | E9 |  | 0% | 0% | 0% | 0 | 0 | 0 | 0 | 0 | 0 | 0 | 0 | 0% | 0 | 0 | 0% | Normal | 0% | 0 | 0 | 0 | [17 empty] | Commercial_Retail (WA)_New_Food Preparation_Oven_
Commercial_Retail (WA)_New_Food Preparation_Natural Gas_Oven_E10 | Commercial | Retail (WA) | New | Food Preparation | Natural Gas | Oven | E10 |  | 0% | 0% | 0% | 0 | 0 | 0 | 0 | 0 | 0 | 0 | 0 | 0% | 0 | 0 | 0% | Normal | 0% | 0 | 0 | 0 | [17 empty] | Commercial_Retail (WA)_New_Food Preparation_Oven_
Commercial_Retail (WA)_New_Food Preparation_Natural Gas_Conveyor Oven_E1 | Commercial | Retail (WA) | New | Food Preparation | Natural Gas | Conveyor Oven | E1 | Standard | 100% | 0% | 0% | 0.01237 | 0 | 0 | 0 | 15 | 19 | 2019 | 2045 | 100% | 0 | 0 | 0% | Normal | 0% | 3.0381 | 0 | 0 | 1 unit | 100000 | 0 | 7.0042e-06 | 3571 | 1665.3064 | 0 | 0 | 0 | 2013 | 1.0605 | COOK_OVN-Food Preparation-ILTRM-v5.0-24 | COOK_OVN-Food Preparation-AEO17-3 | https://fishnick.com/saveenergy/tools/calculators/gconvovencalc.php | 1 | unit | 7.0042e-06 | Commercial_Retail (WA)_New_Food Preparation_Conveyor Oven_Standard
Commercial_Retail (WA)_New_Food Preparation_Natural Gas_Conveyor Oven_E2 | Commercial | Retail (WA) | New | Food Preparation | Natural Gas | Conveyor Oven | E2 | ENERGY STAR (>42% Baking Efficiency) | 79.47% | 0% | 0% | 0.026206 | 0 | 0 | 0 | 15 | 19 | 2019 | 2045 | 100% | 0 | 0 | 0% | Normal | 0% | 2.4145 | 0 | 0 | 1 unit | 100000 | 0 | 7.0042e-06 | 2838 | 3409.1835 | 0 | 0 | 0 | 2011 | 1.0975 | COOK_OVN-Food Preparation-ILTRM-v5.0-24 | COOK_OVN-Food Preparation-ILTRM-v5.0-24 | COOK_OVN-Food Preparation-ILTRM-v5.0-24 | 1 | unit | 7.0042e-06 | Commercial_Retail (WA)_New_Food Preparation_Conveyor Oven_ENERGY STAR (>42% Baking Efficiency)
Commercial_Retail (WA)_New_Food Preparation_Natural Gas_Conveyor Oven_E3 | Commercial | Retail (WA) | New | Food Preparation | Natural Gas | Conveyor Oven | E3 |  | 0% | 0% | 0% | 0 | 0 | 0 | 0 | 0 | 0 | 0 | 0 | 0% | 0 | 0 | 0% | Normal | 0% | 0 | 0 | 0 | [17 empty] | Commercial_Retail (WA)_New_Food Preparation_Conveyor Oven_
Commercial_Retail (WA)_New_Food Preparation_Natural Gas_Conveyor Oven_E4 | Commercial | Retail (WA) | New | Food Preparation | Natural Gas | Conveyor Oven | E4 |  | 0% | 0% | 0% | 0 | 0 | 0 | 0 | 0 | 0 | 0 | 0 | 0% | 0 | 0 | 0% | Normal | 0% | 0 | 0 | 0 | [17 empty] | Commercial_Retail (WA)_New_Food Preparation_Conveyor Oven_
Commercial_Retail (WA)_New_Food Preparation_Natural Gas_Conveyor Oven_E5 | Commercial | Retail (WA) | New | Food Preparation | Natural Gas | Conveyor Oven | E5 |  | 0% | 0% | 0% | 0 | 0 | 0 | 0 | 0 | 0 | 0 | 0 | 0% | 0 | 0 | 0% | Normal | 0% | 0 | 0 | 0 | [17 empty] | Commercial_Retail (WA)_New_Food Preparation_Conveyor Oven_
Commercial_Retail (WA)_New_Food Preparation_Natural Gas_Conveyor Oven_E6 | Commercial | Retail (WA) | New | Food Preparation | Natural Gas | Conveyor Oven | E6 |  | 0% | 0% | 0% | 0 | 0 | 0 | 0 | 0 | 0 | 0 | 0 | 0% | 0 | 0 | 0% | Normal | 0% | 0 | 0 | 0 | [17 empty] | Commercial_Retail (WA)_New_Food Preparation_Conveyor Oven_
Commercial_Retail (WA)_New_Food Preparation_Natural Gas_Conveyor Oven_E7 | Commercial | Retail (WA) | New | Food Preparation | Natural Gas | Conveyor Oven | E7 |  | 0% | 0% | 0% | 0 | 0 | 0 | 0 | 0 | 0 | 0 | 0 | 0% | 0 | 0 | 0% | Normal | 0% | 0 | 0 | 0 | [17 empty] | Commercial_Retail (WA)_New_Food Preparation_Conveyor Oven_
Commercial_Retail (WA)_New_Food Preparation_Natural Gas_Conveyor Oven_E8 | Commercial | Retail (WA) | New | Food Preparation | Natural Gas | Conveyor Oven | E8 |  | 0% | 0% | 0% | 0 | 0 | 0 | 0 | 0 | 0 | 0 | 0 | 0% | 0 | 0 | 0% | Normal | 0% | 0 | 0 | 0 | [17 empty] | Commercial_Retail (WA)_New_Food Preparation_Conveyor Oven_
Commercial_Retail (WA)_New_Food Preparation_Natural Gas_Conveyor Oven_E9 | Commercial | Retail (WA) | New | Food Preparation | Natural Gas | Conveyor Oven | E9 |  | 0% | 0% | 0% | 0 | 0 | 0 | 0 | 0 | 0 | 0 | 0 | 0% | 0 | 0 | 0% | Normal | 0% | 0 | 0 | 0 | [17 empty] | Commercial_Retail (WA)_New_Food Preparation_Conveyor Oven_
Commercial_Retail (WA)_New_Food Preparation_Natural Gas_Conveyor Oven_E10 | Commercial | Retail (WA) | New | Food Preparation | Natural Gas | Conveyor Oven | E10 |  | 0% | 0% | 0% | 0 | 0 | 0 | 0 | 0 | 0 | 0 | 0 | 0% | 0 | 0 | 0% | Normal | 0% | 0 | 0 | 0 | [17 empty] | Commercial_Retail (WA)_New_Food Preparation_Conveyor Oven_
Commercial_Retail (WA)_New_Food Preparation_Natural Gas_Double Rack Oven_E1 | Commercial | Retail (WA) | New | Food Preparation | Natural Gas | Double Rack Oven | E1 | Standard | 100% | 0% | 0% | 0.021296 | 0 | 0 | 0 | 8 | 16 | 2019 | 2045 | 100% | 0 | 0 | 0% | Normal | 0% | 5.2307 | 0 | 0 | 1 unit | 100000 | 0 | 7.9378e-06 | 5425 | 2529.904 | 0 | 0 | 0 | 2013 | 1.0605 | COOK_OVN-Food Preparation-ILTRM-v5.0-25 | COOK_OVN-Food Preparation-ILTRM-v5.0-25 | https://fishnick.com/saveenergy/tools/calculators/grackovencalc.php | 1 | unit | 7.9378e-06 | Commercial_Retail (WA)_New_Food Preparation_Double Rack Oven_Standard
Commercial_Retail (WA)_New_Food Preparation_Natural Gas_Double Rack Oven_E2 | Commercial | Retail (WA) | New | Food Preparation | Natural Gas | Double Rack Oven | E2 | FTSC Qualified (>50% Cooking Efficiency) | 61.95% | 0% | 0% | 0.096615 | 0 | 0 | 0 | 8 | 16 | 2019 | 2045 | 100% | 0 | 0 | 0% | Normal | 0% | 3.2406 | 0 | 0 | 1 unit | 100000 | 0 | 7.9378e-06 | 3361 | 11090.6431 | 0 | 0 | 0 | 2011 | 1.0975 | COOK_OVN-Food Preparation-ILTRM-v5.0-25 | COOK_OVN-Food Preparation-ILTRM-v5.0-25 | COOK_OVN-Food Preparation-ILTRM-v5.0-25 | 1 | unit | 7.9378e-06 | Commercial_Retail (WA)_New_Food Preparation_Double Rack Oven_FTSC Qualified (>50% Cooking Efficiency)
Commercial_Retail (WA)_New_Food Preparation_Natural Gas_Double Rack Oven_E3 | Commercial | Retail (WA) | New | Food Preparation | Natural Gas | Double Rack Oven | E3 |  | 0% | 0% | 0% | 0 | 0 | 0 | 0 | 0 | 0 | 0 | 0 | 0% | 0 | 0 | 0% | Normal | 0% | 0 | 0 | 0 | [17 empty] | Commercial_Retail (WA)_New_Food Preparation_Double Rack Oven_
Commercial_Retail (WA)_New_Food Preparation_Natural Gas_Double Rack Oven_E4 | Commercial | Retail (WA) | New | Food Preparation | Natural Gas | Double Rack Oven | E4 |  | 0% | 0% | 0% | 0 | 0 | 0 | 0 | 0 | 0 | 0 | 0 | 0% | 0 | 0 | 0% | Normal | 0% | 0 | 0 | 0 | [17 empty] | Commercial_Retail (WA)_New_Food Preparation_Double Rack Oven_
Commercial_Retail (WA)_New_Food Preparation_Natural Gas_Double Rack Oven_E5 | Commercial | Retail (WA) | New | Food Preparation | Natural Gas | Double Rack Oven | E5 |  | 0% | 0% | 0% | 0 | 0 | 0 | 0 | 0 | 0 | 0 | 0 | 0% | 0 | 0 | 0% | Normal | 0% | 0 | 0 | 0 | [17 empty] | Commercial_Retail (WA)_New_Food Preparation_Double Rack Oven_
Commercial_Retail (WA)_New_Food Preparation_Natural Gas_Double Rack Oven_E6 | Commercial | Retail (WA) | New | Food Preparation | Natural Gas | Double Rack Oven | E6 |  | 0% | 0% | 0% | 0 | 0 | 0 | 0 | 0 | 0 | 0 | 0 | 0% | 0 | 0 | 0% | Normal | 0% | 0 | 0 | 0 | [17 empty] | Commercial_Retail (WA)_New_Food Preparation_Double Rack Oven_
Commercial_Retail (WA)_New_Food Preparation_Natural Gas_Double Rack Oven_E7 | Commercial | Retail (WA) | New | Food Preparation | Natural Gas | Double Rack Oven | E7 |  | 0% | 0% | 0% | 0 | 0 | 0 | 0 | 0 | 0 | 0 | 0 | 0% | 0 | 0 | 0% | Normal | 0% | 0 | 0 | 0 | [17 empty] | Commercial_Retail (WA)_New_Food Preparation_Double Rack Oven_
Commercial_Retail (WA)_New_Food Preparation_Natural Gas_Double Rack Oven_E8 | Commercial | Retail (WA) | New | Food Preparation | Natural Gas | Double Rack Oven | E8 |  | 0% | 0% | 0% | 0 | 0 | 0 | 0 | 0 | 0 | 0 | 0 | 0% | 0 | 0 | 0% | Normal | 0% | 0 | 0 | 0 | [17 empty] | Commercial_Retail (WA)_New_Food Preparation_Double Rack Oven_
Commercial_Retail (WA)_New_Food Preparation_Natural Gas_Double Rack Oven_E9 | Commercial | Retail (WA) | New | Food Preparation | Natural Gas | Double Rack Oven | E9 |  | 0% | 0% | 0% | 0 | 0 | 0 | 0 | 0 | 0 | 0 | 0 | 0% | 0 | 0 | 0% | Normal | 0% | 0 | 0 | 0 | [17 empty] | Commercial_Retail (WA)_New_Food Preparation_Double Rack Oven_
Commercial_Retail (WA)_New_Food Preparation_Natural Gas_Double Rack Oven_E10 | Commercial | Retail (WA) | New | Food Preparation | Natural Gas | Double Rack Oven | E10 |  | 0% | 0% | 0% | 0 | 0 | 0 | 0 | 0 | 0 | 0 | 0 | 0% | 0 | 0 | 0% | Normal | 0% | 0 | 0 | 0 | [17 empty] | Commercial_Retail (WA)_New_Food Preparation_Double Rack Oven_
Commercial_Retail (WA)_New_Food Preparation_Natural Gas_Fryer_E1 | Commercial | Retail (WA) | New | Food Preparation | Natural Gas | Fryer | E1 | Standard | 100% | 0% | 0% | 0.14895 | 0 | 0 | 0 | 10 | 20 | 2019 | 2045 | 100% | 0 | 0 | 0% | Normal | 0% | 2.6299 | 0 | 0 | 1 unit | 100000 | 0 | 5.319e-05 | 1628.2323 | 2500 | 0 | 0 | 0 | 2010 | 1.1201 | COOK_FRY-Food Preparation-ILTRM-v4.0-1 | Estimate | COOK_FRY-Food Preparation-ILTRM-v4.0-1 | 1 | unit | 5.319e-05 | Commercial_Retail (WA)_New_Food Preparation_Fryer_Standard
Commercial_Retail (WA)_New_Food Preparation_Natural Gas_Fryer_E2 | Commercial | Retail (WA) | New | Food Preparation | Natural Gas | Fryer | E2 | ENERGY STAR | 68.97% | 0% | 0% | 0.22044 | 0 | 0 | 0 | 10 | 20 | 2019 | 2045 | 100% | 0 | 0 | 0% | Normal | 0% | 1.8139 | 0 | 0 | 1 unit | 100000 | 0 | 5.319e-05 | 1122.9977 | 3700 | 0 | 0 | 0 | 2010 | 1.1201 | COOK_FRY-Food Preparation-ILTRM-v4.0-1 | COOK_FRY-Food Preparation-ILTRM-v4.0-1 | COOK_FRY-Food Preparation-ILTRM-v4.0-1 | 1 | unit | 5.319e-05 | Commercial_Retail (WA)_New_Food Preparation_Fryer_ENERGY STAR
Commercial_Retail (WA)_New_Food Preparation_Natural Gas_Fryer_E3 | Commercial | Retail (WA) | New | Food Preparation | Natural Gas | Fryer | E3 |  | 0% | 0% | 0% | 0 | 0 | 0 | 0 | 0 | 0 | 0 | 0 | 0% | 0 | 0 | 0% | Normal | 0% | 0 | 0 | 0 | [17 empty] | Commercial_Retail (WA)_New_Food Preparation_Fryer_
Commercial_Retail (WA)_New_Food Preparation_Natural Gas_Fryer_E4 | Commercial | Retail (WA) | New | Food Preparation | Natural Gas | Fryer | E4 |  | 0% | 0% | 0% | 0 | 0 | 0 | 0 | 0 | 0 | 0 | 0 | 0% | 0 | 0 | 0% | Normal | 0% | 0 | 0 | 0 | [17 empty] | Commercial_Retail (WA)_New_Food Preparation_Fryer_
Commercial_Retail (WA)_New_Food Preparation_Natural Gas_Fryer_E5 | Commercial | Retail (WA) | New | Food Preparation | Natural Gas | Fryer | E5 |  | 0% | 0% | 0% | 0 | 0 | 0 | 0 | 0 | 0 | 0 | 0 | 0% | 0 | 0 | 0% | Normal | 0% | 0 | 0 | 0 | [17 empty] | Commercial_Retail (WA)_New_Food Preparation_Fryer_
Commercial_Retail (WA)_New_Food Preparation_Natural Gas_Fryer_E6 | Commercial | Retail (WA) | New | Food Preparation | Natural Gas | Fryer | E6 |  | 0% | 0% | 0% | 0 | 0 | 0 | 0 | 0 | 0 | 0 | 0 | 0% | 0 | 0 | 0% | Normal | 0% | 0 | 0 | 0 | [17 empty] | Commercial_Retail (WA)_New_Food Preparation_Fryer_
Commercial_Retail (WA)_New_Food Preparation_Natural Gas_Fryer_E7 | Commercial | Retail (WA) | New | Food Preparation | Natural Gas | Fryer | E7 |  | 0% | 0% | 0% | 0 | 0 | 0 | 0 | 0 | 0 | 0 | 0 | 0% | 0 | 0 | 0% | Normal | 0% | 0 | 0 | 0 | [17 empty] | Commercial_Retail (WA)_New_Food Preparation_Fryer_
Commercial_Retail (WA)_New_Food Preparation_Natural Gas_Fryer_E8 | Commercial | Retail (WA) | New | Food Preparation | Natural Gas | Fryer | E8 |  | 0% | 0% | 0% | 0 | 0 | 0 | 0 | 0 | 0 | 0 | 0 | 0% | 0 | 0 | 0% | Normal | 0% | 0 | 0 | 0 | [17 empty] | Commercial_Retail (WA)_New_Food Preparation_Fryer_
Commercial_Retail (WA)_New_Food Preparation_Natural Gas_Fryer_E9 | Commercial | Retail (WA) | New | Food Preparation | Natural Gas | Fryer | E9 |  | 0% | 0% | 0% | 0 | 0 | 0 | 0 | 0 | 0 | 0 | 0 | 0% | 0 | 0 | 0% | Normal | 0% | 0 | 0 | 0 | [17 empty] | Commercial_Retail (WA)_New_Food Preparation_Fryer_
Commercial_Retail (WA)_New_Food Preparation_Natural Gas_Fryer_E10 | Commercial | Retail (WA) | New | Food Preparation | Natural Gas | Fryer | E10 |  | 0% | 0% | 0% | 0 | 0 | 0 | 0 | 0 | 0 | 0 | 0 | 0% | 0 | 0 | 0% | Normal | 0% | 0 | 0 | 0 | [17 empty] | Commercial_Retail (WA)_New_Food Preparation_Fryer_
Commercial_Retail (WA)_New_Food Preparation_Natural Gas_Broiler_E1 | Commercial | Retail (WA) | New | Food Preparation | Natural Gas | Broiler | E1 | Standard | 100% | 0% | 0% | 4.5358 | 0 | 0 | 0 | 8 | 16 | 2019 | 2045 | 100% | 0 | 0 | 0% | Normal | 0% | 2.6864 | 0 | 0 | 1 unit | 100000 | 0 | 0.0016532 | 1625 | 2500 | 0 | 0 | 0 | 2011 | 1.0975 | COOK_BRL-Food Preparation-ILTRM-v4.0-2 | Estimate | COOK_BRL-Food Preparation-ILTRM-v4.0-2 | 1 | unit | 0.0016532 | Commercial_Retail (WA)_New_Food Preparation_Broiler_Standard
Commercial_Retail (WA)_New_Food Preparation_Natural Gas_Broiler_E2 | Commercial | Retail (WA) | New | Food Preparation | Natural Gas | Broiler | E2 | Infrared Burners | 85.29% | 0% | 0% | 6.3501 | 0 | 0 | 0 | 8 | 16 | 2019 | 2045 | 100% | 0 | 0 | 0% | Normal | 0% | 2.2913 | 0 | 0 | 1 unit | 100000 | 0 | 0.0016532 | 1386 | 3500 | 0 | 0 | 0 | 2011 | 1.0975 | COOK_BRL-Food Preparation-ILTRM-v4.0-2 | COOK_BRL-Food Preparation-ILTRM-v4.0-2 | COOK_BRL-Food Preparation-ILTRM-v4.0-2 | 1 | unit | 0.0016532 | Commercial_Retail (WA)_New_Food Preparation_Broiler_Infrared Burners
Commercial_Retail (WA)_New_Food Preparation_Natural Gas_Broiler_E3 | Commercial | Retail (WA) | New | Food Preparation | Natural Gas | Broiler | E3 |  | 0% | 0% | 0% | 0 | 0 | 0 | 0 | 0 | 0 | 0 | 0 | 0% | 0 | 0 | 0% | Normal | 0% | 0 | 0 | 0 | [17 empty] | Commercial_Retail (WA)_New_Food Preparation_Broiler_
Commercial_Retail (WA)_New_Food Preparation_Natural Gas_Broiler_E4 | Commercial | Retail (WA) | New | Food Preparation | Natural Gas | Broiler | E4 |  | 0% | 0% | 0% | 0 | 0 | 0 | 0 | 0 | 0 | 0 | 0 | 0% | 0 | 0 | 0% | Normal | 0% | 0 | 0 | 0 | [17 empty] | Commercial_Retail (WA)_New_Food Preparation_Broiler_
Commercial_Retail (WA)_New_Food Preparation_Natural Gas_Broiler_E5 | Commercial | Retail (WA) | New | Food Preparation | Natural Gas | Broiler | E5 |  | 0% | 0% | 0% | 0 | 0 | 0 | 0 | 0 | 0 | 0 | 0 | 0% | 0 | 0 | 0% | Normal | 0% | 0 | 0 | 0 | [17 empty] | Commercial_Retail (WA)_New_Food Preparation_Broiler_
Commercial_Retail (WA)_New_Food Preparation_Natural Gas_Broiler_E6 | Commercial | Retail (WA) | New | Food Preparation | Natural Gas | Broiler | E6 |  | 0% | 0% | 0% | 0 | 0 | 0 | 0 | 0 | 0 | 0 | 0 | 0% | 0 | 0 | 0% | Normal | 0% | 0 | 0 | 0 | [17 empty] | Commercial_Retail (WA)_New_Food Preparation_Broiler_
Commercial_Retail (WA)_New_Food Preparation_Natural Gas_Broiler_E7 | Commercial | Retail (WA) | New | Food Preparation | Natural Gas | Broiler | E7 |  | 0% | 0% | 0% | 0 | 0 | 0 | 0 | 0 | 0 | 0 | 0 | 0% | 0 | 0 | 0% | Normal | 0% | 0 | 0 | 0 | [17 empty] | Commercial_Retail (WA)_New_Food Preparation_Broiler_
Commercial_Retail (WA)_New_Food Preparation_Natural Gas_Broiler_E8 | Commercial | Retail (WA) | New | Food Preparation | Natural Gas | Broiler | E8 |  | 0% | 0% | 0% | 0 | 0 | 0 | 0 | 0 | 0 | 0 | 0 | 0% | 0 | 0 | 0% | Normal | 0% | 0 | 0 | 0 | [17 empty] | Commercial_Retail (WA)_New_Food Preparation_Broiler_
Commercial_Retail (WA)_New_Food Preparation_Natural Gas_Broiler_E9 | Commercial | Retail (WA) | New | Food Preparation | Natural Gas | Broiler | E9 |  | 0% | 0% | 0% | 0 | 0 | 0 | 0 | 0 | 0 | 0 | 0 | 0% | 0 | 0 | 0% | Normal | 0% | 0 | 0 | 0 | [17 empty] | Commercial_Retail (WA)_New_Food Preparation_Broiler_
Commercial_Retail (WA)_New_Food Preparation_Natural Gas_Broiler_E10 | Commercial | Retail (WA) | New | Food Preparation | Natural Gas | Broiler | E10 |  | 0% | 0% | 0% | 0 | 0 | 0 | 0 | 0 | 0 | 0 | 0 | 0% | 0 | 0 | 0% | Normal | 0% | 0 | 0 | 0 | [17 empty] | Commercial_Retail (WA)_New_Food Preparation_Broiler_
Commercial_Retail (WA)_New_Food Preparation_Natural Gas_Griddle_E1 | Commercial | Retail (WA) | New | Food Preparation | Natural Gas | Griddle | E1 | Standard | 100% | 0% | 0% | 8.4021 | 0 | 0 | 0 | 8 | 16 | 2019 | 2045 | 100% | 0 | 0 | 0% | Normal | 0% | 1.867 | 0 | 0 | 1 unit | 100000 | 0 | 0.0015384 | 1213.5601 | 5150 | 0 | 0 | 0 | 2013 | 1.0605 | COOK_GRD-Food Preparation-ILTRM-v5.0-1 | COOK_GRD-Food Preparation-EIA14-2014 Ref. Case-5 | COOK_GRD-Food Preparation-ILTRM-v5.0-1 | 1 | unit | 0.0015384 | Commercial_Retail (WA)_New_Food Preparation_Griddle_Standard
Commercial_Retail (WA)_New_Food Preparation_Natural Gas_Griddle_E2 | Commercial | Retail (WA) | New | Food Preparation | Natural Gas | Griddle | E2 | ENERGY STAR | 87.77% | 0% | 0% | 8.9895 | 0 | 0 | 0 | 8 | 16 | 2019 | 2045 | 100% | 0 | 0 | 0% | Normal | 0% | 1.6387 | 0 | 0 | 1 unit | 100000 | 0 | 0.0015384 | 1065.1506 | 5510 | 0 | 0 | 0 | 2013 | 1.0605 | COOK_GRD-Food Preparation-ILTRM-v5.0-1 | COOK_GRD-Food Preparation-EIA14-2014 Ref. Case-5 | COOK_GRD-Food Preparation-ILTRM-v5.0-1 | 1 | unit | 0.0015384 | Commercial_Retail (WA)_New_Food Preparation_Griddle_ENERGY STAR
Commercial_Retail (WA)_New_Food Preparation_Natural Gas_Griddle_E3 | Commercial | Retail (WA) | New | Food Preparation | Natural Gas | Griddle | E3 |  | 0% | 0% | 0% | 0 | 0 | 0 | 0 | 0 | 0 | 0 | 0 | 0% | 0 | 0 | 0% | Normal | 0% | 0 | 0 | 0 | [17 empty] | Commercial_Retail (WA)_New_Food Preparation_Griddle_
Commercial_Retail (WA)_New_Food Preparation_Natural Gas_Griddle_E4 | Commercial | Retail (WA) | New | Food Preparation | Natural Gas | Griddle | E4 |  | 0% | 0% | 0% | 0 | 0 | 0 | 0 | 0 | 0 | 0 | 0 | 0% | 0 | 0 | 0% | Normal | 0% | 0 | 0 | 0 | [17 empty] | Commercial_Retail (WA)_New_Food Preparation_Griddle_
Commercial_Retail (WA)_New_Food Preparation_Natural Gas_Griddle_E5 | Commercial | Retail (WA) | New | Food Preparation | Natural Gas | Griddle | E5 |  | 0% | 0% | 0% | 0 | 0 | 0 | 0 | 0 | 0 | 0 | 0 | 0% | 0 | 0 | 0% | Normal | 0% | 0 | 0 | 0 | [17 empty] | Commercial_Retail (WA)_New_Food Preparation_Griddle_
Commercial_Retail (WA)_New_Food Preparation_Natural Gas_Griddle_E6 | Commercial | Retail (WA) | New | Food Preparation | Natural Gas | Griddle | E6 |  | 0% | 0% | 0% | 0 | 0 | 0 | 0 | 0 | 0 | 0 | 0 | 0% | 0 | 0 | 0% | Normal | 0% | 0 | 0 | 0 | [17 empty] | Commercial_Retail (WA)_New_Food Preparation_Griddle_
Commercial_Retail (WA)_New_Food Preparation_Natural Gas_Griddle_E7 | Commercial | Retail (WA) | New | Food Preparation | Natural Gas | Griddle | E7 |  | 0% | 0% | 0% | 0 | 0 | 0 | 0 | 0 | 0 | 0 | 0 | 0% | 0 | 0 | 0% | Normal | 0% | 0 | 0 | 0 | [17 empty] | Commercial_Retail (WA)_New_Food Preparation_Griddle_
Commercial_Retail (WA)_New_Food Preparation_Natural Gas_Griddle_E8 | Commercial | Retail (WA) | New | Food Preparation | Natural Gas | Griddle | E8 |  | 0% | 0% | 0% | 0 | 0 | 0 | 0 | 0 | 0 | 0 | 0 | 0% | 0 | 0 | 0% | Normal | 0% | 0 | 0 | 0 | [17 empty] | Commercial_Retail (WA)_New_Food Preparation_Griddle_
Commercial_Retail (WA)_New_Food Preparation_Natural Gas_Griddle_E9 | Commercial | Retail (WA) | New | Food Preparation | Natural Gas | Griddle | E9 |  | 0% | 0% | 0% | 0 | 0 | 0 | 0 | 0 | 0 | 0 | 0 | 0% | 0 | 0 | 0% | Normal | 0% | 0 | 0 | 0 | [17 empty] | Commercial_Retail (WA)_New_Food Preparation_Griddle_
Commercial_Retail (WA)_New_Food Preparation_Natural Gas_Griddle_E10 | Commercial | Retail (WA) | New | Food Preparation | Natural Gas | Griddle | E10 |  | 0% | 0% | 0% | 0 | 0 | 0 | 0 | 0 | 0 | 0 | 0 | 0% | 0 | 0 | 0% | Normal | 0% | 0 | 0 | 0 | [17 empty] | Commercial_Retail (WA)_New_Food Preparation_Griddle_
Commercial_Retail (WA)_New_Food Preparation_Natural Gas_Range_E1 | Commercial | Retail (WA) | New | Food Preparation | Natural Gas | Range | E1 | Standard | 100% | 0% | 0% | 8.6527 | 0 | 0 | 0 | 8 | 12 | 2019 | 2045 | 100% | 0 | 0 | 0% | Normal | 0% | 2.5234 | 0 | 0 | 1 unit | 100000 | 0 | 0.0017166 | 1470 | 4500 | 0 | 0 | 0 | 2010 | 1.1201 | COOK_OVN-Food Preparation-AEO17-1 | Estimate | DOE Commercial R&D 2016 - Table 2-12 | 1 | unit | 0.0017166 | Commercial_Retail (WA)_New_Food Preparation_Range_Standard
Commercial_Retail (WA)_New_Food Preparation_Natural Gas_Range_E2 | Commercial | Retail (WA) | New | Food Preparation | Natural Gas | Range | E2 | High Efficiency | 50% | 0% | 0% | 9.4219 | 0 | 0 | 0 | 8 | 12 | 2019 | 2045 | 100% | 0 | 0 | 0% | Normal | 0% | 1.2617 | 0 | 0 | 1 unit | 100000 | 0 | 0.0017166 | 735 | 4900 | 0 | 0 | 0 | 2010 | 1.1201 | COOK_OVN-Food Preparation-AEO17-1 | DOE Commercial R&D 2016 - Table 2-10 | DOE Commercial R&D 2016 - Table 2-18 | 1 | unit | 0.0017166 | Commercial_Retail (WA)_New_Food Preparation_Range_High Efficiency
Commercial_Retail (WA)_New_Food Preparation_Natural Gas_Range_E3 | Commercial | Retail (WA) | New | Food Preparation | Natural Gas | Range | E3 |  | 0% | 0% | 0% | 0 | 0 | 0 | 0 | 0 | 0 | 0 | 0 | 0% | 0 | 0 | 0% | Normal | 0% | 0 | 0 | 0 | [17 empty] | Commercial_Retail (WA)_New_Food Preparation_Range_
Commercial_Retail (WA)_New_Food Preparation_Natural Gas_Range_E4 | Commercial | Retail (WA) | New | Food Preparation | Natural Gas | Range | E4 |  | 0% | 0% | 0% | 0 | 0 | 0 | 0 | 0 | 0 | 0 | 0 | 0% | 0 | 0 | 0% | Normal | 0% | 0 | 0 | 0 | [17 empty] | Commercial_Retail (WA)_New_Food Preparation_Range_
Commercial_Retail (WA)_New_Food Preparation_Natural Gas_Range_E5 | Commercial | Retail (WA) | New | Food Preparation | Natural Gas | Range | E5 |  | 0% | 0% | 0% | 0 | 0 | 0 | 0 | 0 | 0 | 0 | 0 | 0% | 0 | 0 | 0% | Normal | 0% | 0 | 0 | 0 | [17 empty] | Commercial_Retail (WA)_New_Food Preparation_Range_
Commercial_Retail (WA)_New_Food Preparation_Natural Gas_Range_E6 | Commercial | Retail (WA) | New | Food Preparation | Natural Gas | Range | E6 |  | 0% | 0% | 0% | 0 | 0 | 0 | 0 | 0 | 0 | 0 | 0 | 0% | 0 | 0 | 0% | Normal | 0% | 0 | 0 | 0 | [17 empty] | Commercial_Retail (WA)_New_Food Preparation_Range_
Commercial_Retail (WA)_New_Food Preparation_Natural Gas_Range_E7 | Commercial | Retail (WA) | New | Food Preparation | Natural Gas | Range | E7 |  | 0% | 0% | 0% | 0 | 0 | 0 | 0 | 0 | 0 | 0 | 0 | 0% | 0 | 0 | 0% | Normal | 0% | 0 | 0 | 0 | [17 empty] | Commercial_Retail (WA)_New_Food Preparation_Range_
Commercial_Retail (WA)_New_Food Preparation_Natural Gas_Range_E8 | Commercial | Retail (WA) | New | Food Preparation | Natural Gas | Range | E8 |  | 0% | 0% | 0% | 0 | 0 | 0 | 0 | 0 | 0 | 0 | 0 | 0% | 0 | 0 | 0% | Normal | 0% | 0 | 0 | 0 | [17 empty] | Commercial_Retail (WA)_New_Food Preparation_Range_
Commercial_Retail (WA)_New_Food Preparation_Natural Gas_Range_E9 | Commercial | Retail (WA) | New | Food Preparation | Natural Gas | Range | E9 |  | 0% | 0% | 0% | 0 | 0 | 0 | 0 | 0 | 0 | 0 | 0 | 0% | 0 | 0 | 0% | Normal | 0% | 0 | 0 | 0 | [17 empty] | Commercial_Retail (WA)_New_Food Preparation_Range_
Commercial_Retail (WA)_New_Food Preparation_Natural Gas_Range_E10 | Commercial | Retail (WA) | New | Food Preparation | Natural Gas | Range | E10 |  | 0% | 0% | 0% | 0 | 0 | 0 | 0 | 0 | 0 | 0 | 0 | 0% | 0 | 0 | 0% | Normal | 0% | 0 | 0 | 0 | [17 empty] | Commercial_Retail (WA)_New_Food Preparation_Range_
Commercial_Retail (WA)_New_Food Preparation_Natural Gas_Steamer_E1 | Commercial | Retail (WA) | New | Food Preparation | Natural Gas | Steamer | E1 | Standard | 100% | 0% | 0% | 39.3305 | 0 | 0 | 0 | 8 | 16 | 2019 | 2045 | 100% | 0 | 0 | 0% | Normal | 0% | 3.459 | 0 | 0 | 1 unit | 100000 | 0 | 0.0027862 | 1241.5036 | 13100 | 0 | 0 | 0 | 2012 | 1.0776 | COOK_STM-Food Preparation-ILTRM-v4.0-32 | DOE Commercial R&D 2016 - Table 2-10 | COOK_STM-Food Preparation-ILTRM-v4.0-32 | 1 | unit | 0.0027862 | Commercial_Retail (WA)_New_Food Preparation_Steamer_Standard
Commercial_Retail (WA)_New_Food Preparation_Natural Gas_Steamer_E2 | Commercial | Retail (WA) | New | Food Preparation | Natural Gas | Steamer | E2 | ENERGY STAR | 18.87% | 0% | 0% | 42.3268 | 0 | -0.0078955 | 0 | 8 | 16 | 2019 | 2045 | 100% | 0 | 0 | 0% | Normal | 0% | 0.65263 | 0 | 0 | 1 unit | 100000 | 0 | 0.0027862 | 234.2394 | 14098 | 0 | -2.6298 | 0 | 2012 | 1.0776 | COOK_STM-Food Preparation-ILTRM-v4.0-32 | COOK_STM-Food Preparation-ILTRM-v4.0-32 | COOK_STM-Food Preparation-ILTRM-v4.0-32 | 1 | unit | 0.0027862 | Commercial_Retail (WA)_New_Food Preparation_Steamer_ENERGY STAR
Commercial_Retail (WA)_New_Food Preparation_Natural Gas_Steamer_E3 | Commercial | Retail (WA) | New | Food Preparation | Natural Gas | Steamer | E3 |  | 0% | 0% | 0% | 0 | 0 | 0 | 0 | 0 | 0 | 0 | 0 | 0% | 0 | 0 | 0% | Normal | 0% | 0 | 0 | 0 | [17 empty] | Commercial_Retail (WA)_New_Food Preparation_Steamer_
Commercial_Retail (WA)_New_Food Preparation_Natural Gas_Steamer_E4 | Commercial | Retail (WA) | New | Food Preparation | Natural Gas | Steamer | E4 |  | 0% | 0% | 0% | 0 | 0 | 0 | 0 | 0 | 0 | 0 | 0 | 0% | 0 | 0 | 0% | Normal | 0% | 0 | 0 | 0 | [17 empty] | Commercial_Retail (WA)_New_Food Preparation_Steamer_
Commercial_Retail (WA)_New_Food Preparation_Natural Gas_Steamer_E5 | Commercial | Retail (WA) | New | Food Preparation | Natural Gas | Steamer | E5 |  | 0% | 0% | 0% | 0 | 0 | 0 | 0 | 0 | 0 | 0 | 0 | 0% | 0 | 0 | 0% | Normal | 0% | 0 | 0 | 0 | [17 empty] | Commercial_Retail (WA)_New_Food Preparation_Steamer_
Commercial_Retail (WA)_New_Food Preparation_Natural Gas_Steamer_E6 | Commercial | Retail (WA) | New | Food Preparation | Natural Gas | Steamer | E6 |  | 0% | 0% | 0% | 0 | 0 | 0 | 0 | 0 | 0 | 0 | 0 | 0% | 0 | 0 | 0% | Normal | 0% | 0 | 0 | 0 | [17 empty] | Commercial_Retail (WA)_New_Food Preparation_Steamer_
Commercial_Retail (WA)_New_Food Preparation_Natural Gas_Steamer_E7 | Commercial | Retail (WA) | New | Food Preparation | Natural Gas | Steamer | E7 |  | 0% | 0% | 0% | 0 | 0 | 0 | 0 | 0 | 0 | 0 | 0 | 0% | 0 | 0 | 0% | Normal | 0% | 0 | 0 | 0 | [17 empty] | Commercial_Retail (WA)_New_Food Preparation_Steamer_
Commercial_Retail (WA)_New_Food Preparation_Natural Gas_Steamer_E8 | Commercial | Retail (WA) | New | Food Preparation | Natural Gas | Steamer | E8 |  | 0% | 0% | 0% | 0 | 0 | 0 | 0 | 0 | 0 | 0 | 0 | 0% | 0 | 0 | 0% | Normal | 0% | 0 | 0 | 0 | [17 empty] | Commercial_Retail (WA)_New_Food Preparation_Steamer_
Commercial_Retail (WA)_New_Food Preparation_Natural Gas_Steamer_E9 | Commercial | Retail (WA) | New | Food Preparation | Natural Gas | Steamer | E9 |  | 0% | 0% | 0% | 0 | 0 | 0 | 0 | 0 | 0 | 0 | 0 | 0% | 0 | 0 | 0% | Normal | 0% | 0 | 0 | 0 | [17 empty] | Commercial_Retail (WA)_New_Food Preparation_Steamer_
Commercial_Retail (WA)_New_Food Preparation_Natural Gas_Steamer_E10 | Commercial | Retail (WA) | New | Food Preparation | Natural Gas | Steamer | E10 |  | 0% | 0% | 0% | 0 | 0 | 0 | 0 | 0 | 0 | 0 | 0 | 0% | 0 | 0 | 0% | Normal | 0% | 0 | 0 | 0 | [17 empty] | Commercial_Retail (WA)_New_Food Preparation_Steamer_
Commercial_Retail (WA)_New_Food Preparation_Natural Gas_Food Prep Other_E1 | Commercial | Retail (WA) | New | Food Preparation | Natural Gas | Food Prep Other | E1 | Standard | 100% | 0% | 0% | 0.63011 | 0 | 0 | 0 | 8 | 12 | 2019 | 2045 | 100% | 0 | 0 | 0% | Normal | 0% | 0.80059 | 0 | 0 | 1 unit | 100000 | 0 | 0.00056254 | 1423.18 | 1000 | 0 | 0 | 0 | 2010 | 1.1201 | Default | Default | Default | 1 | unit | 0.00056254 | Commercial_Retail (WA)_New_Food Preparation_Food Prep Other_Standard
Commercial_Retail (WA)_New_Food Preparation_Natural Gas_Food Prep Other_E2 | Commercial | Retail (WA) | New | Food Preparation | Natural Gas | Food Prep Other | E2 | ENERGY STAR | 72.07% | 0% | 0% | 1.1551 | 0 | 0 | 0 | 8 | 12 | 2019 | 2045 | 100% | 0 | 0 | 0% | Normal | 0% | 0.57696 | 0 | 0 | 1 unit | 100000 | 0 | 0.00056254 | 1025.646 | 1833.1988 | 0 | 0 | 0 | 2010 | 1.1201 | N/A | N/A | N/A | 1 | unit | 0.00056254 | Commercial_Retail (WA)_New_Food Preparation_Food Prep Other_ENERGY STAR
Commercial_Retail (WA)_New_Food Preparation_Natural Gas_Food Prep Other_E3 | Commercial | Retail (WA) | New | Food Preparation | Natural Gas | Food Prep Other | E3 |  | 0% | 0% | 0% | 0 | 0 | 0 | 0 | 0 | 0 | 0 | 0 | 0% | 0 | 0 | 0% | Normal | 0% | 0 | 0 | 0 | [17 empty] | Commercial_Retail (WA)_New_Food Preparation_Food Prep Other_
Commercial_Retail (WA)_New_Food Preparation_Natural Gas_Food Prep Other_E4 | Commercial | Retail (WA) | New | Food Preparation | Natural Gas | Food Prep Other | E4 |  | 0% | 0% | 0% | 0 | 0 | 0 | 0 | 0 | 0 | 0 | 0 | 0% | 0 | 0 | 0% | Normal | 0% | 0 | 0 | 0 | [17 empty] | Commercial_Retail (WA)_New_Food Preparation_Food Prep Other_
Commercial_Retail (WA)_New_Food Preparation_Natural Gas_Food Prep Other_E5 | Commercial | Retail (WA) | New | Food Preparation | Natural Gas | Food Prep Other | E5 |  | 0% | 0% | 0% | 0 | 0 | 0 | 0 | 0 | 0 | 0 | 0 | 0% | 0 | 0 | 0% | Normal | 0% | 0 | 0 | 0 | [17 empty] | Commercial_Retail (WA)_New_Food Preparation_Food Prep Other_
Commercial_Retail (WA)_New_Food Preparation_Natural Gas_Food Prep Other_E6 | Commercial | Retail (WA) | New | Food Preparation | Natural Gas | Food Prep Other | E6 |  | 0% | 0% | 0% | 0 | 0 | 0 | 0 | 0 | 0 | 0 | 0 | 0% | 0 | 0 | 0% | Normal | 0% | 0 | 0 | 0 | [17 empty] | Commercial_Retail (WA)_New_Food Preparation_Food Prep Other_
Commercial_Retail (WA)_New_Food Preparation_Natural Gas_Food Prep Other_E7 | Commercial | Retail (WA) | New | Food Preparation | Natural Gas | Food Prep Other | E7 |  | 0% | 0% | 0% | 0 | 0 | 0 | 0 | 0 | 0 | 0 | 0 | 0% | 0 | 0 | 0% | Normal | 0% | 0 | 0 | 0 | [17 empty] | Commercial_Retail (WA)_New_Food Preparation_Food Prep Other_
Commercial_Retail (WA)_New_Food Preparation_Natural Gas_Food Prep Other_E8 | Commercial | Retail (WA) | New | Food Preparation | Natural Gas | Food Prep Other | E8 |  | 0% | 0% | 0% | 0 | 0 | 0 | 0 | 0 | 0 | 0 | 0 | 0% | 0 | 0 | 0% | Normal | 0% | 0 | 0 | 0 | [17 empty] | Commercial_Retail (WA)_New_Food Preparation_Food Prep Other_
Commercial_Retail (WA)_New_Food Preparation_Natural Gas_Food Prep Other_E9 | Commercial | Retail (WA) | New | Food Preparation | Natural Gas | Food Prep Other | E9 |  | 0% | 0% | 0% | 0 | 0 | 0 | 0 | 0 | 0 | 0 | 0 | 0% | 0 | 0 | 0% | Normal | 0% | 0 | 0 | 0 | [17 empty] | Commercial_Retail (WA)_New_Food Preparation_Food Prep Other_
Commercial_Retail (WA)_New_Food Preparation_Natural Gas_Food Prep Other_E10 | Commercial | Retail (WA) | New | Food Preparation | Natural Gas | Food Prep Other | E10 |  | 0% | 0% | 0% | 0 | 0 | 0 | 0 | 0 | 0 | 0 | 0 | 0% | 0 | 0 | 0% | Normal | 0% | 0 | 0 | 0 | [17 empty] | Commercial_Retail (WA)_New_Food Preparation_Food Prep Other_
Commercial_Retail (WA)_New_Miscellaneous_Natural Gas_Pool Heater_E1 | Commercial | Retail (WA) | New | Miscellaneous | Natural Gas | Pool Heater | E1 | Standard (EF .82) | 100% | 0% | 0% | 0.012823 | 0 | 0 | 0 | 4 | 8 | 2019 | 2045 | 100% | 0 | 0 | 0% | Normal | 0% | 0.010152 | 0 | 0 | 1 unit | 100000 | 0 | 6.8182e-07 | 14890 | 18052 | 0 | 0 | 0 | 2014 | 1.0418 | DOE Commercial R&D 2016 - Table 7-6 | DOE Commercial R&D 2016 - Table 7-7 | DOE Commercial R&D 2016 - Table 7-8 | 1 | unit | 6.8182e-07 | Commercial_Retail (WA)_New_Miscellaneous_Pool Heater_Standard (EF .82)
Commercial_Retail (WA)_New_Miscellaneous_Natural Gas_Pool Heater_E2 | Commercial | Retail (WA) | New | Miscellaneous | Natural Gas | Pool Heater | E2 | Condensing (EF .90) | 85% | 0% | 0% | 0.020996 | 0 | 0 | 0 | 4 | 8 | 2019 | 2045 | 100% | 0 | 0 | 0% | Normal | 0% | 0.0086294 | 0 | 0 | 1 unit | 100000 | 0 | 6.8182e-07 | 12656.5 | 29558 | 0 | 0 | 0 | 2014 | 1.0418 | DOE Commercial R&D 2016 - Table 7-6 | DOE Commercial R&D 2016 - Table 7-7 | DOE Commercial R&D 2016 - Table 7-9 | 1 | unit | 6.8182e-07 | Commercial_Retail (WA)_New_Miscellaneous_Pool Heater_Condensing (EF .90)
Commercial_Retail (WA)_New_Miscellaneous_Natural Gas_Pool Heater_E3 | Commercial | Retail (WA) | New | Miscellaneous | Natural Gas | Pool Heater | E3 |  | 0% | 0% | 0% | 0 | 0 | 0 | 0 | 0 | 0 | 0 | 0 | 0% | 0 | 0 | 0% | Normal | 0% | 0 | 0 | 0 | [17 empty] | Commercial_Retail (WA)_New_Miscellaneous_Pool Heater_
Commercial_Retail (WA)_New_Miscellaneous_Natural Gas_Pool Heater_E4 | Commercial | Retail (WA) | New | Miscellaneous | Natural Gas | Pool Heater | E4 |  | 0% | 0% | 0% | 0 | 0 | 0 | 0 | 0 | 0 | 0 | 0 | 0% | 0 | 0 | 0% | Normal | 0% | 0 | 0 | 0 | [17 empty] | Commercial_Retail (WA)_New_Miscellaneous_Pool Heater_
Commercial_Retail (WA)_New_Miscellaneous_Natural Gas_Pool Heater_E5 | Commercial | Retail (WA) | New | Miscellaneous | Natural Gas | Pool Heater | E5 |  | 0% | 0% | 0% | 0 | 0 | 0 | 0 | 0 | 0 | 0 | 0 | 0% | 0 | 0 | 0% | Normal | 0% | 0 | 0 | 0 | [17 empty] | Commercial_Retail (WA)_New_Miscellaneous_Pool Heater_
Commercial_Retail (WA)_New_Miscellaneous_Natural Gas_Pool Heater_E6 | Commercial | Retail (WA) | New | Miscellaneous | Natural Gas | Pool Heater | E6 |  | 0% | 0% | 0% | 0 | 0 | 0 | 0 | 0 | 0 | 0 | 0 | 0% | 0 | 0 | 0% | Normal | 0% | 0 | 0 | 0 | [17 empty] | Commercial_Retail (WA)_New_Miscellaneous_Pool Heater_
Commercial_Retail (WA)_New_Miscellaneous_Natural Gas_Pool Heater_E7 | Commercial | Retail (WA) | New | Miscellaneous | Natural Gas | Pool Heater | E7 |  | 0% | 0% | 0% | 0 | 0 | 0 | 0 | 0 | 0 | 0 | 0 | 0% | 0 | 0 | 0% | Normal | 0% | 0 | 0 | 0 | [17 empty] | Commercial_Retail (WA)_New_Miscellaneous_Pool Heater_
Commercial_Retail (WA)_New_Miscellaneous_Natural Gas_Pool Heater_E8 | Commercial | Retail (WA) | New | Miscellaneous | Natural Gas | Pool Heater | E8 |  | 0% | 0% | 0% | 0 | 0 | 0 | 0 | 0 | 0 | 0 | 0 | 0% | 0 | 0 | 0% | Normal | 0% | 0 | 0 | 0 | [17 empty] | Commercial_Retail (WA)_New_Miscellaneous_Pool Heater_
Commercial_Retail (WA)_New_Miscellaneous_Natural Gas_Pool Heater_E9 | Commercial | Retail (WA) | New | Miscellaneous | Natural Gas | Pool Heater | E9 |  | 0% | 0% | 0% | 0 | 0 | 0 | 0 | 0 | 0 | 0 | 0 | 0% | 0 | 0 | 0% | Normal | 0% | 0 | 0 | 0 | [17 empty] | Commercial_Retail (WA)_New_Miscellaneous_Pool Heater_
Commercial_Retail (WA)_New_Miscellaneous_Natural Gas_Pool Heater_E10 | Commercial | Retail (WA) | New | Miscellaneous | Natural Gas | Pool Heater | E10 |  | 0% | 0% | 0% | 0 | 0 | 0 | 0 | 0 | 0 | 0 | 0 | 0% | 0 | 0 | 0% | Normal | 0% | 0 | 0 | 0 | [17 empty] | Commercial_Retail (WA)_New_Miscellaneous_Pool Heater_
Commercial_Retail (WA)_New_Miscellaneous_Natural Gas_Miscellaneous_E1 | Commercial | Retail (WA) | New | Miscellaneous | Natural Gas | Miscellaneous | E1 | Standard | 100% | 0% | 0% | 1.0174 | 0 | 0 | 0 | 2 | 8 | 2019 | 2045 | 100% | 0 | 0 | 0% | Normal | 0% | 0.027026 | 0 | 0 | 1 unit | 100000 | 0 | 1 | 1 | 1 | 0 | 0 | 0 | 2016 | 1.0174 | N/A | N/A | N/A | 1 | unit | 1 | Commercial_Retail (WA)_New_Miscellaneous_Miscellaneous_Standard
Commercial_Retail (WA)_New_Miscellaneous_Natural Gas_Miscellaneous_E2 | Commercial | Retail (WA) | New | Miscellaneous | Natural Gas | Miscellaneous | E2 |  | 0% | 0% | 0% | 0 | 0 | 0 | 0 | 0 | 0 | 0 | 0 | 0% | 0 | 0 | 0% | Normal | 0% | 0 | 0 | 0 | [17 empty] | Commercial_Retail (WA)_New_Miscellaneous_Miscellaneous_
Commercial_Retail (WA)_New_Miscellaneous_Natural Gas_Miscellaneous_E3 | Commercial | Retail (WA) | New | Miscellaneous | Natural Gas | Miscellaneous | E3 |  | 0% | 0% | 0% | 0 | 0 | 0 | 0 | 0 | 0 | 0 | 0 | 0% | 0 | 0 | 0% | Normal | 0% | 0 | 0 | 0 | [17 empty] | Commercial_Retail (WA)_New_Miscellaneous_Miscellaneous_
Commercial_Retail (WA)_New_Miscellaneous_Natural Gas_Miscellaneous_E4 | Commercial | Retail (WA) | New | Miscellaneous | Natural Gas | Miscellaneous | E4 |  | 0% | 0% | 0% | 0 | 0 | 0 | 0 | 0 | 0 | 0 | 0 | 0% | 0 | 0 | 0% | Normal | 0% | 0 | 0 | 0 | [17 empty] | Commercial_Retail (WA)_New_Miscellaneous_Miscellaneous_
Commercial_Retail (WA)_New_Miscellaneous_Natural Gas_Miscellaneous_E5 | Commercial | Retail (WA) | New | Miscellaneous | Natural Gas | Miscellaneous | E5 |  | 0% | 0% | 0% | 0 | 0 | 0 | 0 | 0 | 0 | 0 | 0 | 0% | 0 | 0 | 0% | Normal | 0% | 0 | 0 | 0 | [17 empty] | Commercial_Retail (WA)_New_Miscellaneous_Miscellaneous_
Commercial_Retail (WA)_New_Miscellaneous_Natural Gas_Miscellaneous_E6 | Commercial | Retail (WA) | New | Miscellaneous | Natural Gas | Miscellaneous | E6 |  | 0% | 0% | 0% | 0 | 0 | 0 | 0 | 0 | 0 | 0 | 0 | 0% | 0 | 0 | 0% | Normal | 0% | 0 | 0 | 0 | [17 empty] | Commercial_Retail (WA)_New_Miscellaneous_Miscellaneous_
Commercial_Retail (WA)_New_Miscellaneous_Natural Gas_Miscellaneous_E7 | Commercial | Retail (WA) | New | Miscellaneous | Natural Gas | Miscellaneous | E7 |  | 0% | 0% | 0% | 0 | 0 | 0 | 0 | 0 | 0 | 0 | 0 | 0% | 0 | 0 | 0% | Normal | 0% | 0 | 0 | 0 | [17 empty] | Commercial_Retail (WA)_New_Miscellaneous_Miscellaneous_
Commercial_Retail (WA)_New_Miscellaneous_Natural Gas_Miscellaneous_E8 | Commercial | Retail (WA) | New | Miscellaneous | Natural Gas | Miscellaneous | E8 |  | 0% | 0% | 0% | 0 | 0 | 0 | 0 | 0 | 0 | 0 | 0 | 0% | 0 | 0 | 0% | Normal | 0% | 0 | 0 | 0 | [17 empty] | Commercial_Retail (WA)_New_Miscellaneous_Miscellaneous_
Commercial_Retail (WA)_New_Miscellaneous_Natural Gas_Miscellaneous_E9 | Commercial | Retail (WA) | New | Miscellaneous | Natural Gas | Miscellaneous | E9 |  | 0% | 0% | 0% | 0 | 0 | 0 | 0 | 0 | 0 | 0 | 0 | 0% | 0 | 0 | 0% | Normal | 0% | 0 | 0 | 0 | [17 empty] | Commercial_Retail (WA)_New_Miscellaneous_Miscellaneous_
Commercial_Retail (WA)_New_Miscellaneous_Natural Gas_Miscellaneous_E10 | Commercial | Retail (WA) | New | Miscellaneous | Natural Gas | Miscellaneous | E10 |  | 0% | 0% | 0% | 0 | 0 | 0 | 0 | 0 | 0 | 0 | 0 | 0% | 0 | 0 | 0% | Normal | 0% | 0 | 0 | 0 | [17 empty] | Commercial_Retail (WA)_New_Miscellaneous_Miscellaneous_
Commercial_Grocery (WA)_Existing_Space Heating_Natural Gas_Furnace_E1 | Commercial | Grocery (WA) | Existing | Space Heating | Natural Gas | Furnace | E1 | AFUE 80% (Standard) | 100% | 0% | 0% | 0.36003 | 0 | 0.033935 | 0 | 10 | 20 | 2019 | 2045 | 100% | 0 | 0 | 0% | Normal | 0% | 0.61132 | 0 | 0 | 400 kBtu/hr | 20000 | 0 | 0.0001 | 15.283 | 3395 | 0 | 320 | 0 | 2013 | 1.0605 | GFURN-Heating-EIA14-2014 Ref. Case-2 | GFURN-Heating-EIA14-2014 Ref. Case-2 | AEG BEST | 400 | kBtu/hr | 0.04 | Commercial_Grocery (WA)_Existing_Space Heating_Furnace_AFUE 80% (Standard)
Commercial_Grocery (WA)_Existing_Space Heating_Natural Gas_Furnace_E2 | Commercial | Grocery (WA) | Existing | Space Heating | Natural Gas | Furnace | E2 | AFUE 90% | 88.89% | 0% | 0% | 0.43745 | 0 | 0.098624 | 0 | 10 | 20 | 2019 | 2045 | 100% | 0 | 0 | 0% | Normal | 0% | 0.54339 | 0 | 0 | 400 kBtu/hr | 20000 | 0 | 0.0001 | 13.5847 | 4125 | 0 | 930 | 0 | 2013 | 1.0605 | GFURN-Heating-EIA14-2014 Ref. Case-3 | GFURN-Heating-EIA14-2014 Ref. Case-3 | AEG BEST | 400 | kBtu/hr | 0.04 | Commercial_Grocery (WA)_Existing_Space Heating_Furnace_AFUE 90%
Commercial_Grocery (WA)_Existing_Space Heating_Natural Gas_Furnace_E3 | Commercial | Grocery (WA) | Existing | Space Heating | Natural Gas | Furnace | E3 | AFUE 96% | 83.33% | 0% | 0% | 0.84539 | 0 | 0 | 0 | 10 | 20 | 2019 | 2045 | 100% | 0 | 0 | 0% | Normal | 0% | 0.50943 | 0 | 0 | 150 kBtu/hr | 20000 | 0 | 0.00026667 | 12.7359 | 3042.9057 | 0 | 0 | 0 | 2014 | 1.0418 | GFURN-Heating-EIA14-2014 Ref. Case-3 | GFURN-Heating-ILTRM-v5.0-191 | AEG BEST | 150 | kBtu/hr | 0.04 | Commercial_Grocery (WA)_Existing_Space Heating_Furnace_AFUE 96%
Commercial_Grocery (WA)_Existing_Space Heating_Natural Gas_Furnace_E4 | Commercial | Grocery (WA) | Existing | Space Heating | Natural Gas | Furnace | E4 |  | 0% | 0% | 0% | 0 | 0 | 0 | 0 | 0 | 0 | 0 | 0 | 0% | 0 | 0 | 0% | Normal | 0% | 0 | 0 | 0 | [17 empty] | Commercial_Grocery (WA)_Existing_Space Heating_Furnace_
Commercial_Grocery (WA)_Existing_Space Heating_Natural Gas_Furnace_E5 | Commercial | Grocery (WA) | Existing | Space Heating | Natural Gas | Furnace | E5 |  | 0% | 0% | 0% | 0 | 0 | 0 | 0 | 0 | 0 | 0 | 0 | 0% | 0 | 0 | 0% | Normal | 0% | 0 | 0 | 0 | [17 empty] | Commercial_Grocery (WA)_Existing_Space Heating_Furnace_
Commercial_Grocery (WA)_Existing_Space Heating_Natural Gas_Furnace_E6 | Commercial | Grocery (WA) | Existing | Space Heating | Natural Gas | Furnace | E6 |  | 0% | 0% | 0% | 0 | 0 | 0 | 0 | 0 | 0 | 0 | 0 | 0% | 0 | 0 | 0% | Normal | 0% | 0 | 0 | 0 | [17 empty] | Commercial_Grocery (WA)_Existing_Space Heating_Furnace_
Commercial_Grocery (WA)_Existing_Space Heating_Natural Gas_Furnace_E7 | Commercial | Grocery (WA) | Existing | Space Heating | Natural Gas | Furnace | E7 |  | 0% | 0% | 0% | 0 | 0 | 0 | 0 | 0 | 0 | 0 | 0 | 0% | 0 | 0 | 0% | Normal | 0% | 0 | 0 | 0 | [17 empty] | Commercial_Grocery (WA)_Existing_Space Heating_Furnace_
Commercial_Grocery (WA)_Existing_Space Heating_Natural Gas_Furnace_E8 | Commercial | Grocery (WA) | Existing | Space Heating | Natural Gas | Furnace | E8 |  | 0% | 0% | 0% | 0 | 0 | 0 | 0 | 0 | 0 | 0 | 0 | 0% | 0 | 0 | 0% | Normal | 0% | 0 | 0 | 0 | [17 empty] | Commercial_Grocery (WA)_Existing_Space Heating_Furnace_
Commercial_Grocery (WA)_Existing_Space Heating_Natural Gas_Furnace_E9 | Commercial | Grocery (WA) | Existing | Space Heating | Natural Gas | Furnace | E9 |  | 0% | 0% | 0% | 0 | 0 | 0 | 0 | 0 | 0 | 0 | 0 | 0% | 0 | 0 | 0% | Normal | 0% | 0 | 0 | 0 | [17 empty] | Commercial_Grocery (WA)_Existing_Space Heating_Furnace_
Commercial_Grocery (WA)_Existing_Space Heating_Natural Gas_Furnace_E10 | Commercial | Grocery (WA) | Existing | Space Heating | Natural Gas | Furnace | E10 |  | 0% | 0% | 0% | 0 | 0 | 0 | 0 | 0 | 0 | 0 | 0 | 0% | 0 | 0 | 0% | Normal | 0% | 0 | 0 | 0 | [17 empty] | Commercial_Grocery (WA)_Existing_Space Heating_Furnace_
Commercial_Grocery (WA)_Existing_Space Heating_Natural Gas_Boiler_E1 | Commercial | Grocery (WA) | Existing | Space Heating | Natural Gas | Boiler | E1 | AFUE 80% (Standard) | 100% | 0% | 0% | 1.3422 | 0 | 0.031814 | 0 | 25 | 35 | 2019 | 2045 | 100% | 0 | 0 | 0% | Normal | 0% | 1.9154 | 0 | 0 | 1 kBtu/hr | 20000 | 0 | 0.04 | 44.0336 | 31.6406 | 0 | 0.75 | 0 | 2013 | 1.0605 | GBLR-Heating-AEO15-3 | GBLR-Heating-AEO15-3 | GBLR-Heating-AEO15-3 | 1 | kBtu/hr | 0.04 | Commercial_Grocery (WA)_Existing_Space Heating_Boiler_AFUE 80% (Standard)
Commercial_Grocery (WA)_Existing_Space Heating_Natural Gas_Boiler_E2 | Commercial | Grocery (WA) | Existing | Space Heating | Natural Gas | Boiler | E2 | AFUE 85% | 94.12% | 0% | 0% | 1.441 | 0 | 0.029943 | 0 | 25 | 35 | 2019 | 2045 | 100% | 0 | 0 | 0% | Normal | 0% | 1.8028 | 0 | 0 | 1 kBtu/hr | 20000 | 0 | 0.04 | 41.4431 | 33.9706 | 0 | 0.70588 | 0 | 2013 | 1.0605 | GBLR-Heating-AEO15-6 | GBLR-Heating-AEO15-6 | GBLR-Heating-AEO15-6 | 1 | kBtu/hr | 0.04 | Commercial_Grocery (WA)_Existing_Space Heating_Boiler_AFUE 85%
Commercial_Grocery (WA)_Existing_Space Heating_Natural Gas_Boiler_E3 | Commercial | Grocery (WA) | Existing | Space Heating | Natural Gas | Boiler | E3 | AFUE 97% | 82.47% | 0% | 0% | 1.3716 | 0 | 0.025971 | 0 | 25 | 35 | 2019 | 2045 | 100% | 0 | 0 | 0% | Normal | 0% | 1.5797 | 0 | 0 | 1 kBtu/hr | 20000 | 0 | 0.04 | 36.3163 | 32.3342 | 0 | 0.61224 | 0 | 2013 | 1.0605 | GBLR-Heating-AEO15-7 | GBLR-Heating-AEO15-7 | GBLR-Heating-AEO15-7 | 1 | kBtu/hr | 0.04 | Commercial_Grocery (WA)_Existing_Space Heating_Boiler_AFUE 97%
Commercial_Grocery (WA)_Existing_Space Heating_Natural Gas_Boiler_E4 | Commercial | Grocery (WA) | Existing | Space Heating | Natural Gas | Boiler | E4 | Convert to NG Air Source Heat Pump | 57.14% | 0% | 0% | 9.2615 | 0 | 0.11312 | 0 | 10 | 20 | 2019 | 2045 | 100% | 0 | 0 | 0% | Normal | 0% | 1.0945 | 0 | 0 | 1 kBtu/hr | 20000 | 0 | 0.04 | 25.1621 | 218.3333 | 0 | 2.6667 | 0 | 2013 | 1.0605 | HP_GAS-Heating-AEO17-1 | HP_GAS-Heating-AEO17-1 | HP_GAS-Heating-AEO17-1 | 1 | kBtu/hr | 0.04 | Commercial_Grocery (WA)_Existing_Space Heating_Boiler_Convert to NG Air Source Heat Pump
Commercial_Grocery (WA)_Existing_Space Heating_Natural Gas_Boiler_E5 | Commercial | Grocery (WA) | Existing | Space Heating | Natural Gas | Boiler | E5 |  | 0% | 0% | 0% | 0 | 0 | 0 | 0 | 0 | 0 | 0 | 0 | 0% | 0 | 0 | 0% | Normal | 0% | 0 | 0 | 0 | [17 empty] | Commercial_Grocery (WA)_Existing_Space Heating_Boiler_
Commercial_Grocery (WA)_Existing_Space Heating_Natural Gas_Boiler_E6 | Commercial | Grocery (WA) | Existing | Space Heating | Natural Gas | Boiler | E6 |  | 0% | 0% | 0% | 0 | 0 | 0 | 0 | 0 | 0 | 0 | 0 | 0% | 0 | 0 | 0% | Normal | 0% | 0 | 0 | 0 | [17 empty] | Commercial_Grocery (WA)_Existing_Space Heating_Boiler_
Commercial_Grocery (WA)_Existing_Space Heating_Natural Gas_Boiler_E7 | Commercial | Grocery (WA) | Existing | Space Heating | Natural Gas | Boiler | E7 |  | 0% | 0% | 0% | 0 | 0 | 0 | 0 | 0 | 0 | 0 | 0 | 0% | 0 | 0 | 0% | Normal | 0% | 0 | 0 | 0 | [17 empty] | Commercial_Grocery (WA)_Existing_Space Heating_Boiler_
Commercial_Grocery (WA)_Existing_Space Heating_Natural Gas_Boiler_E8 | Commercial | Grocery (WA) | Existing | Space Heating | Natural Gas | Boiler | E8 |  | 0% | 0% | 0% | 0 | 0 | 0 | 0 | 0 | 0 | 0 | 0 | 0% | 0 | 0 | 0% | Normal | 0% | 0 | 0 | 0 | [17 empty] | Commercial_Grocery (WA)_Existing_Space Heating_Boiler_
Commercial_Grocery (WA)_Existing_Space Heating_Natural Gas_Boiler_E9 | Commercial | Grocery (WA) | Existing | Space Heating | Natural Gas | Boiler | E9 |  | 0% | 0% | 0% | 0 | 0 | 0 | 0 | 0 | 0 | 0 | 0 | 0% | 0 | 0 | 0% | Normal | 0% | 0 | 0 | 0 | [17 empty] | Commercial_Grocery (WA)_Existing_Space Heating_Boiler_
Commercial_Grocery (WA)_Existing_Space Heating_Natural Gas_Boiler_E10 | Commercial | Grocery (WA) | Existing | Space Heating | Natural Gas | Boiler | E10 |  | 0% | 0% | 0% | 0 | 0 | 0 | 0 | 0 | 0 | 0 | 0 | 0% | 0 | 0 | 0% | Normal | 0% | 0 | 0 | 0 | [17 empty] | Commercial_Grocery (WA)_Existing_Space Heating_Boiler_
Commercial_Grocery (WA)_Existing_Space Heating_Natural Gas_Unit Heater_E1 | Commercial | Grocery (WA) | Existing | Space Heating | Natural Gas | Unit Heater | E1 | Standard | 100% | 0% | 0% | 0.0096176 | 0 | 0 | 0 | 15 | 25 | 2019 | 2045 | 100% | 0 | 0 | 0% | Normal | 0% | 0.3135 | 0 | 0 | 1 kBtu/Hr | 20000 | 0 | 8.9948e-06 | 2080 | 1051 | 0 | 0 | 0 | 2016 | 1.0174 | UNITHT-Heating-XCELCO-2017-18-3 | UNITHT-Heating-XCELCO-2017-18-3 | UNITHT-Heating-XCELCO-2017-18-3 | 1 | kBtu/Hr | 8.9948e-06 | Commercial_Grocery (WA)_Existing_Space Heating_Unit Heater_Standard
Commercial_Grocery (WA)_Existing_Space Heating_Natural Gas_Unit Heater_E2 | Commercial | Grocery (WA) | Existing | Space Heating | Natural Gas | Unit Heater | E2 | Condensing | 88.94% | 0% | 0% | 0.021093 | 0 | 0 | 0 | 15 | 25 | 2019 | 2045 | 100% | 0 | 0 | 0% | Normal | 0% | 0.27883 | 0 | 0 | 1 kBtu/Hr | 20000 | 0 | 8.9948e-06 | 1850 | 2305 | 0 | 0 | 0 | 2016 | 1.0174 | UNITHT-Heating-XCELCO-2017-18-3 | UNITHT-Heating-XCELCO-2017-18-3 | UNITHT-Heating-XCELCO-2017-18-3 | 1 | kBtu/Hr | 8.9948e-06 | Commercial_Grocery (WA)_Existing_Space Heating_Unit Heater_Condensing
Commercial_Grocery (WA)_Existing_Space Heating_Natural Gas_Unit Heater_E3 | Commercial | Grocery (WA) | Existing | Space Heating | Natural Gas | Unit Heater | E3 | Infrared Radiant | 88.46% | 0% | 0% | 0.011484 | 0 | 0 | 0 | 10 | 20 | 2019 | 2045 | 100% | 0 | 0 | 0% | Normal | 0% | 0.27733 | 0 | 0 | 1 kBtu/Hr | 20000 | 0 | 8.9948e-06 | 1840 | 1255 | 0 | 0 | 0 | 2016 | 1.0174 | UNITHT-Heating-XCELCO-2017-18-4 | UNITHT-Heating-XCELCO-2017-18-4 | UNITHT-Heating-XCELCO-2017-18-4 | 1 | kBtu/Hr | 8.9948e-06 | Commercial_Grocery (WA)_Existing_Space Heating_Unit Heater_Infrared Radiant
Commercial_Grocery (WA)_Existing_Space Heating_Natural Gas_Unit Heater_E4 | Commercial | Grocery (WA) | Existing | Space Heating | Natural Gas | Unit Heater | E4 |  | 0% | 0% | 0% | 0 | 0 | 0 | 0 | 0 | 0 | 0 | 0 | 0% | 0 | 0 | 0% | Normal | 0% | 0 | 0 | 0 | [17 empty] | Commercial_Grocery (WA)_Existing_Space Heating_Unit Heater_
Commercial_Grocery (WA)_Existing_Space Heating_Natural Gas_Unit Heater_E5 | Commercial | Grocery (WA) | Existing | Space Heating | Natural Gas | Unit Heater | E5 |  | 0% | 0% | 0% | 0 | 0 | 0 | 0 | 0 | 0 | 0 | 0 | 0% | 0 | 0 | 0% | Normal | 0% | 0 | 0 | 0 | [17 empty] | Commercial_Grocery (WA)_Existing_Space Heating_Unit Heater_
Commercial_Grocery (WA)_Existing_Space Heating_Natural Gas_Unit Heater_E6 | Commercial | Grocery (WA) | Existing | Space Heating | Natural Gas | Unit Heater | E6 |  | 0% | 0% | 0% | 0 | 0 | 0 | 0 | 0 | 0 | 0 | 0 | 0% | 0 | 0 | 0% | Normal | 0% | 0 | 0 | 0 | [17 empty] | Commercial_Grocery (WA)_Existing_Space Heating_Unit Heater_
Commercial_Grocery (WA)_Existing_Space Heating_Natural Gas_Unit Heater_E7 | Commercial | Grocery (WA) | Existing | Space Heating | Natural Gas | Unit Heater | E7 |  | 0% | 0% | 0% | 0 | 0 | 0 | 0 | 0 | 0 | 0 | 0 | 0% | 0 | 0 | 0% | Normal | 0% | 0 | 0 | 0 | [17 empty] | Commercial_Grocery (WA)_Existing_Space Heating_Unit Heater_
Commercial_Grocery (WA)_Existing_Space Heating_Natural Gas_Unit Heater_E8 | Commercial | Grocery (WA) | Existing | Space Heating | Natural Gas | Unit Heater | E8 |  | 0% | 0% | 0% | 0 | 0 | 0 | 0 | 0 | 0 | 0 | 0 | 0% | 0 | 0 | 0% | Normal | 0% | 0 | 0 | 0 | [17 empty] | Commercial_Grocery (WA)_Existing_Space Heating_Unit Heater_
Commercial_Grocery (WA)_Existing_Space Heating_Natural Gas_Unit Heater_E9 | Commercial | Grocery (WA) | Existing | Space Heating | Natural Gas | Unit Heater | E9 |  | 0% | 0% | 0% | 0 | 0 | 0 | 0 | 0 | 0 | 0 | 0 | 0% | 0 | 0 | 0% | Normal | 0% | 0 | 0 | 0 | [17 empty] | Commercial_Grocery (WA)_Existing_Space Heating_Unit Heater_
Commercial_Grocery (WA)_Existing_Space Heating_Natural Gas_Unit Heater_E10 | Commercial | Grocery (WA) | Existing | Space Heating | Natural Gas | Unit Heater | E10 |  | 0% | 0% | 0% | 0 | 0 | 0 | 0 | 0 | 0 | 0 | 0 | 0% | 0 | 0 | 0% | Normal | 0% | 0 | 0 | 0 | [17 empty] | Commercial_Grocery (WA)_Existing_Space Heating_Unit Heater_
Commercial_Grocery (WA)_Existing_Water Heating_Natural Gas_Water Heater_E1 | Commercial | Grocery (WA) | Existing | Water Heating | Natural Gas | Water Heater | E1 | TE 0.80 | 100% | 0% | 0% | 0.14469 | 0 | 0 | 0 | 10 | 20 | 2019 | 2045 | 100% | 0 | 0 | 0% | Normal | 0% | 0.26754 | 0 | 0 | 1 kBtu/hr | 20000 | 0 | 0.0065237 | 37.7733 | 21.8 | 0 | 0 | 0 | 2017 | 1.0174 | DHW_WH-Water Heating-PG&E-R7-14 | DHW_WH-Water Heating-PG&E-R7-14 | DHW_WH-Water Heating-PG&E-R7-14 | 1 | kBtu/hr | 0.0065237 | Commercial_Grocery (WA)_Existing_Water Heating_Water Heater_TE 0.80
Commercial_Grocery (WA)_Existing_Water Heating_Natural Gas_Water Heater_E2 | Commercial | Grocery (WA) | Existing | Water Heating | Natural Gas | Water Heater | E2 | TE 0.90 | 88.89% | 0% | 0% | 0.17362 | 0 | 0 | 0 | 10 | 20 | 2019 | 2045 | 100% | 0 | 0 | 0% | Normal | 0% | 0.23781 | 0 | 0 | 1 kBtu/hr | 20000 | 0 | 0.0065237 | 33.5763 | 26.16 | 0 | 0 | 0 | 2017 | 1.0174 | DHW_WH-Water Heating-PG&E-R7-14 | DHW_WH-Water Heating-PG&E-R7-14 | DHW_WH-Water Heating-PG&E-R7-14 | 1 | kBtu/hr | 0.0065237 | Commercial_Grocery (WA)_Existing_Water Heating_Water Heater_TE 0.90
Commercial_Grocery (WA)_Existing_Water Heating_Natural Gas_Water Heater_E3 | Commercial | Grocery (WA) | Existing | Water Heating | Natural Gas | Water Heater | E3 | TE 0.94 | 85.11% | 0% | 0% | 0.21343 | 0 | 0 | 0 | 10 | 20 | 2019 | 2045 | 100% | 0 | 0 | 0% | Normal | 0% | 0.22769 | 0 | 0 | 1 kBtu/hr | 20000 | 0 | 0.0065237 | 32.1475 | 30.3604 | 0 | 0 | 0 | 2012 | 1.0776 | DHW_WH-Water Heating-NMTRM-2016-7 | DHW_WH-Water Heating-NMTRM-2016-7 | DHW_WH-Water Heating-NMTRM-2016-7 | 1 | kBtu/hr | 0.0065237 | Commercial_Grocery (WA)_Existing_Water Heating_Water Heater_TE 0.94
Commercial_Grocery (WA)_Existing_Water Heating_Natural Gas_Water Heater_E4 | Commercial | Grocery (WA) | Existing | Water Heating | Natural Gas | Water Heater | E4 | Instantaneous TE 0.94 | 85.02% | 0% | 0% | 0.25055 | 0 | 0 | 0 | 15 | 25 | 2019 | 2045 | 100% | 0 | 0 | 0% | Normal | 0% | 0.22745 | 0 | 0 | 1 kBtu/hr | 20000 | 0 | 0.0065237 | 32.1133 | 35.6404 | 0 | 0 | 0 | 2012 | 1.0776 | DHW_WH-Water Heating-NMTRM-2016-9 | DHW_WH-Water Heating-NMTRM-2016-9 | DHW_WH-Water Heating-NMTRM-2016-9 | 1 | kBtu/hr | 0.0065237 | Commercial_Grocery (WA)_Existing_Water Heating_Water Heater_Instantaneous TE 0.94
Commercial_Grocery (WA)_Existing_Water Heating_Natural Gas_Water Heater_E5 | Commercial | Grocery (WA) | Existing | Water Heating | Natural Gas | Water Heater | E5 | Gas-Fired Absorption HPWH | 53.33% | 0% | 0% | 0.42585 | 0 | 0 | 0 | 10 | 16 | 2019 | 2045 | 100% | 0 | 0 | 0% | Normal | 0% | 0.14269 | 0 | 0 | 1 kBtu/hr | 20000 | 0 | 0.0065237 | 20.1458 | 62.6566 | 0 | 0 | 0 | 2014 | 1.0418 | DHW_WH-Water Heating-DOE-2014-1 | DHW_WH-Water Heating-DOE-2014-1 | DHW_WH-Water Heating-DOE-2014-1 | 1 | kBtu/hr | 0.0065237 | Commercial_Grocery (WA)_Existing_Water Heating_Water Heater_Gas-Fired Absorption HPWH
Commercial_Grocery (WA)_Existing_Water Heating_Natural Gas_Water Heater_E6 | Commercial | Grocery (WA) | Existing | Water Heating | Natural Gas | Water Heater | E6 |  | 0% | 0% | 0% | 0 | 0 | 0 | 0 | 0 | 0 | 0 | 0 | 0% | 0 | 0 | 0% | Normal | 0% | 0 | 0 | 0 | [17 empty] | Commercial_Grocery (WA)_Existing_Water Heating_Water Heater_
Commercial_Grocery (WA)_Existing_Water Heating_Natural Gas_Water Heater_E7 | Commercial | Grocery (WA) | Existing | Water Heating | Natural Gas | Water Heater | E7 |  | 0% | 0% | 0% | 0 | 0 | 0 | 0 | 0 | 0 | 0 | 0 | 0% | 0 | 0 | 0% | Normal | 0% | 0 | 0 | 0 | [17 empty] | Commercial_Grocery (WA)_Existing_Water Heating_Water Heater_
Commercial_Grocery (WA)_Existing_Water Heating_Natural Gas_Water Heater_E8 | Commercial | Grocery (WA) | Existing | Water Heating | Natural Gas | Water Heater | E8 |  | 0% | 0% | 0% | 0 | 0 | 0 | 0 | 0 | 0 | 0 | 0 | 0% | 0 | 0 | 0% | Normal | 0% | 0 | 0 | 0 | [17 empty] | Commercial_Grocery (WA)_Existing_Water Heating_Water Heater_
Commercial_Grocery (WA)_Existing_Water Heating_Natural Gas_Water Heater_E9 | Commercial | Grocery (WA) | Existing | Water Heating | Natural Gas | Water Heater | E9 |  | 0% | 0% | 0% | 0 | 0 | 0 | 0 | 0 | 0 | 0 | 0 | 0% | 0 | 0 | 0% | Normal | 0% | 0 | 0 | 0 | [17 empty] | Commercial_Grocery (WA)_Existing_Water Heating_Water Heater_
Commercial_Grocery (WA)_Existing_Water Heating_Natural Gas_Water Heater_E10 | Commercial | Grocery (WA) | Existing | Water Heating | Natural Gas | Water Heater | E10 |  | 0% | 0% | 0% | 0 | 0 | 0 | 0 | 0 | 0 | 0 | 0 | 0% | 0 | 0 | 0% | Normal | 0% | 0 | 0 | 0 | [17 empty] | Commercial_Grocery (WA)_Existing_Water Heating_Water Heater_
Commercial_Grocery (WA)_Existing_Food Preparation_Natural Gas_Oven_E1 | Commercial | Grocery (WA) | Existing | Food Preparation | Natural Gas | Oven | E1 | Standard | 100% | 0% | 0% | 0.0078836 | 0 | 0 | 0 | 8 | 12 | 2019 | 2045 | 100% | 0 | 0 | 0% | Normal | 0% | 0.11131 | 0 | 0 | 1 unit | 20000 | 0 | 1.5168e-05 | 1050.946 | 490.1 | 0 | 0 | 0 | 2013 | 1.0605 | COOK_OVN-Food Preparation-AEO17-3 | COOK_OVN-Food Preparation-AEO17-3 | COOK_OVN-Food Preparation-ILTRM-v5.0-23 | 1 | unit | 1.5168e-05 | Commercial_Grocery (WA)_Existing_Food Preparation_Oven_Standard
Commercial_Grocery (WA)_Existing_Food Preparation_Natural Gas_Oven_E2 | Commercial | Grocery (WA) | Existing | Food Preparation | Natural Gas | Oven | E2 | ENERGY STAR (>42% Baking Efficiency) | 71.01% | 0% | 0% | 0.010742 | 0 | 0 | 0 | 8 | 12 | 2019 | 2045 | 100% | 0 | 0 | 0% | Normal | 0% | 0.079039 | 0 | 0 | 1 unit | 20000 | 0 | 1.5168e-05 | 746.2722 | 667.81 | 0 | 0 | 0 | 2013 | 1.0605 | COOK_OVN-Food Preparation-AEO17-3 | COOK_OVN-Food Preparation-AEO17-3 | COOK_OVN-Food Preparation-ILTRM-v5.0-23 | 1 | unit | 1.5168e-05 | Commercial_Grocery (WA)_Existing_Food Preparation_Oven_ENERGY STAR (>42% Baking Efficiency)
Commercial_Grocery (WA)_Existing_Food Preparation_Natural Gas_Oven_E3 | Commercial | Grocery (WA) | Existing | Food Preparation | Natural Gas | Oven | E3 |  | 0% | 0% | 0% | 0 | 0 | 0 | 0 | 0 | 0 | 0 | 0 | 0% | 0 | 0 | 0% | Normal | 0% | 0 | 0 | 0 | [17 empty] | Commercial_Grocery (WA)_Existing_Food Preparation_Oven_
Commercial_Grocery (WA)_Existing_Food Preparation_Natural Gas_Oven_E4 | Commercial | Grocery (WA) | Existing | Food Preparation | Natural Gas | Oven | E4 |  | 0% | 0% | 0% | 0 | 0 | 0 | 0 | 0 | 0 | 0 | 0 | 0% | 0 | 0 | 0% | Normal | 0% | 0 | 0 | 0 | [17 empty] | Commercial_Grocery (WA)_Existing_Food Preparation_Oven_
Commercial_Grocery (WA)_Existing_Food Preparation_Natural Gas_Oven_E5 | Commercial | Grocery (WA) | Existing | Food Preparation | Natural Gas | Oven | E5 |  | 0% | 0% | 0% | 0 | 0 | 0 | 0 | 0 | 0 | 0 | 0 | 0% | 0 | 0 | 0% | Normal | 0% | 0 | 0 | 0 | [17 empty] | Commercial_Grocery (WA)_Existing_Food Preparation_Oven_
Commercial_Grocery (WA)_Existing_Food Preparation_Natural Gas_Oven_E6 | Commercial | Grocery (WA) | Existing | Food Preparation | Natural Gas | Oven | E6 |  | 0% | 0% | 0% | 0 | 0 | 0 | 0 | 0 | 0 | 0 | 0 | 0% | 0 | 0 | 0% | Normal | 0% | 0 | 0 | 0 | [17 empty] | Commercial_Grocery (WA)_Existing_Food Preparation_Oven_
Commercial_Grocery (WA)_Existing_Food Preparation_Natural Gas_Oven_E7 | Commercial | Grocery (WA) | Existing | Food Preparation | Natural Gas | Oven | E7 |  | 0% | 0% | 0% | 0 | 0 | 0 | 0 | 0 | 0 | 0 | 0 | 0% | 0 | 0 | 0% | Normal | 0% | 0 | 0 | 0 | [17 empty] | Commercial_Grocery (WA)_Existing_Food Preparation_Oven_
Commercial_Grocery (WA)_Existing_Food Preparation_Natural Gas_Oven_E8 | Commercial | Grocery (WA) | Existing | Food Preparation | Natural Gas | Oven | E8 |  | 0% | 0% | 0% | 0 | 0 | 0 | 0 | 0 | 0 | 0 | 0 | 0% | 0 | 0 | 0% | Normal | 0% | 0 | 0 | 0 | [17 empty] | Commercial_Grocery (WA)_Existing_Food Preparation_Oven_
Commercial_Grocery (WA)_Existing_Food Preparation_Natural Gas_Oven_E9 | Commercial | Grocery (WA) | Existing | Food Preparation | Natural Gas | Oven | E9 |  | 0% | 0% | 0% | 0 | 0 | 0 | 0 | 0 | 0 | 0 | 0 | 0% | 0 | 0 | 0% | Normal | 0% | 0 | 0 | 0 | [17 empty] | Commercial_Grocery (WA)_Existing_Food Preparation_Oven_
Commercial_Grocery (WA)_Existing_Food Preparation_Natural Gas_Oven_E10 | Commercial | Grocery (WA) | Existing | Food Preparation | Natural Gas | Oven | E10 |  | 0% | 0% | 0% | 0 | 0 | 0 | 0 | 0 | 0 | 0 | 0 | 0% | 0 | 0 | 0% | Normal | 0% | 0 | 0 | 0 | [17 empty] | Commercial_Grocery (WA)_Existing_Food Preparation_Oven_
Commercial_Grocery (WA)_Existing_Food Preparation_Natural Gas_Conveyor Oven_E1 | Commercial | Grocery (WA) | Existing | Food Preparation | Natural Gas | Conveyor Oven | E1 | Standard | 100% | 0% | 0% | 0.0063614 | 0 | 0 | 0 | 15 | 19 | 2019 | 2045 | 100% | 0 | 0 | 0% | Normal | 0% | 0.17963 | 0 | 0 | 1 unit | 20000 | 0 | 3.6021e-06 | 3571 | 1665.3064 | 0 | 0 | 0 | 2013 | 1.0605 | COOK_OVN-Food Preparation-ILTRM-v5.0-24 | COOK_OVN-Food Preparation-AEO17-3 | https://fishnick.com/saveenergy/tools/calculators/gconvovencalc.php | 1 | unit | 3.6021e-06 | Commercial_Grocery (WA)_Existing_Food Preparation_Conveyor Oven_Standard
Commercial_Grocery (WA)_Existing_Food Preparation_Natural Gas_Conveyor Oven_E2 | Commercial | Grocery (WA) | Existing | Food Preparation | Natural Gas | Conveyor Oven | E2 | ENERGY STAR (>42% Baking Efficiency) | 79.47% | 0% | 0% | 0.013477 | 0 | 0 | 0 | 15 | 19 | 2019 | 2045 | 100% | 0 | 0 | 0% | Normal | 0% | 0.14276 | 0 | 0 | 1 unit | 20000 | 0 | 3.6021e-06 | 2838 | 3409.1835 | 0 | 0 | 0 | 2011 | 1.0975 | COOK_OVN-Food Preparation-ILTRM-v5.0-24 | COOK_OVN-Food Preparation-ILTRM-v5.0-24 | COOK_OVN-Food Preparation-ILTRM-v5.0-24 | 1 | unit | 3.6021e-06 | Commercial_Grocery (WA)_Existing_Food Preparation_Conveyor Oven_ENERGY STAR (>42% Baking Efficiency)
Commercial_Grocery (WA)_Existing_Food Preparation_Natural Gas_Conveyor Oven_E3 | Commercial | Grocery (WA) | Existing | Food Preparation | Natural Gas | Conveyor Oven | E3 |  | 0% | 0% | 0% | 0 | 0 | 0 | 0 | 0 | 0 | 0 | 0 | 0% | 0 | 0 | 0% | Normal | 0% | 0 | 0 | 0 | [17 empty] | Commercial_Grocery (WA)_Existing_Food Preparation_Conveyor Oven_
Commercial_Grocery (WA)_Existing_Food Preparation_Natural Gas_Conveyor Oven_E4 | Commercial | Grocery (WA) | Existing | Food Preparation | Natural Gas | Conveyor Oven | E4 |  | 0% | 0% | 0% | 0 | 0 | 0 | 0 | 0 | 0 | 0 | 0 | 0% | 0 | 0 | 0% | Normal | 0% | 0 | 0 | 0 | [17 empty] | Commercial_Grocery (WA)_Existing_Food Preparation_Conveyor Oven_
Commercial_Grocery (WA)_Existing_Food Preparation_Natural Gas_Conveyor Oven_E5 | Commercial | Grocery (WA) | Existing | Food Preparation | Natural Gas | Conveyor Oven | E5 |  | 0% | 0% | 0% | 0 | 0 | 0 | 0 | 0 | 0 | 0 | 0 | 0% | 0 | 0 | 0% | Normal | 0% | 0 | 0 | 0 | [17 empty] | Commercial_Grocery (WA)_Existing_Food Preparation_Conveyor Oven_
Commercial_Grocery (WA)_Existing_Food Preparation_Natural Gas_Conveyor Oven_E6 | Commercial | Grocery (WA) | Existing | Food Preparation | Natural Gas | Conveyor Oven | E6 |  | 0% | 0% | 0% | 0 | 0 | 0 | 0 | 0 | 0 | 0 | 0 | 0% | 0 | 0 | 0% | Normal | 0% | 0 | 0 | 0 | [17 empty] | Commercial_Grocery (WA)_Existing_Food Preparation_Conveyor Oven_
Commercial_Grocery (WA)_Existing_Food Preparation_Natural Gas_Conveyor Oven_E7 | Commercial | Grocery (WA) | Existing | Food Preparation | Natural Gas | Conveyor Oven | E7 |  | 0% | 0% | 0% | 0 | 0 | 0 | 0 | 0 | 0 | 0 | 0 | 0% | 0 | 0 | 0% | Normal | 0% | 0 | 0 | 0 | [17 empty] | Commercial_Grocery (WA)_Existing_Food Preparation_Conveyor Oven_
Commercial_Grocery (WA)_Existing_Food Preparation_Natural Gas_Conveyor Oven_E8 | Commercial | Grocery (WA) | Existing | Food Preparation | Natural Gas | Conveyor Oven | E8 |  | 0% | 0% | 0% | 0 | 0 | 0 | 0 | 0 | 0 | 0 | 0 | 0% | 0 | 0 | 0% | Normal | 0% | 0 | 0 | 0 | [17 empty] | Commercial_Grocery (WA)_Existing_Food Preparation_Conveyor Oven_
Commercial_Grocery (WA)_Existing_Food Preparation_Natural Gas_Conveyor Oven_E9 | Commercial | Grocery (WA) | Existing | Food Preparation | Natural Gas | Conveyor Oven | E9 |  | 0% | 0% | 0% | 0 | 0 | 0 | 0 | 0 | 0 | 0 | 0 | 0% | 0 | 0 | 0% | Normal | 0% | 0 | 0 | 0 | [17 empty] | Commercial_Grocery (WA)_Existing_Food Preparation_Conveyor Oven_
Commercial_Grocery (WA)_Existing_Food Preparation_Natural Gas_Conveyor Oven_E10 | Commercial | Grocery (WA) | Existing | Food Preparation | Natural Gas | Conveyor Oven | E10 |  | 0% | 0% | 0% | 0 | 0 | 0 | 0 | 0 | 0 | 0 | 0 | 0% | 0 | 0 | 0% | Normal | 0% | 0 | 0 | 0 | [17 empty] | Commercial_Grocery (WA)_Existing_Food Preparation_Conveyor Oven_
Commercial_Grocery (WA)_Existing_Food Preparation_Natural Gas_Double Rack Oven_E1 | Commercial | Grocery (WA) | Existing | Food Preparation | Natural Gas | Double Rack Oven | E1 | Standard | 100% | 0% | 0% | 0.010952 | 0 | 0 | 0 | 8 | 16 | 2019 | 2045 | 100% | 0 | 0 | 0% | Normal | 0% | 0.30927 | 0 | 0 | 1 unit | 20000 | 0 | 4.0822e-06 | 5425 | 2529.904 | 0 | 0 | 0 | 2013 | 1.0605 | COOK_OVN-Food Preparation-ILTRM-v5.0-25 | COOK_OVN-Food Preparation-ILTRM-v5.0-25 | https://fishnick.com/saveenergy/tools/calculators/grackovencalc.php | 1 | unit | 4.0822e-06 | Commercial_Grocery (WA)_Existing_Food Preparation_Double Rack Oven_Standard
Commercial_Grocery (WA)_Existing_Food Preparation_Natural Gas_Double Rack Oven_E2 | Commercial | Grocery (WA) | Existing | Food Preparation | Natural Gas | Double Rack Oven | E2 | FTSC Qualified (>50% Cooking Efficiency) | 61.95% | 0% | 0% | 0.049687 | 0 | 0 | 0 | 8 | 16 | 2019 | 2045 | 100% | 0 | 0 | 0% | Normal | 0% | 0.1916 | 0 | 0 | 1 unit | 20000 | 0 | 4.0822e-06 | 3361 | 11090.6431 | 0 | 0 | 0 | 2011 | 1.0975 | COOK_OVN-Food Preparation-ILTRM-v5.0-25 | COOK_OVN-Food Preparation-ILTRM-v5.0-25 | COOK_OVN-Food Preparation-ILTRM-v5.0-25 | 1 | unit | 4.0822e-06 | Commercial_Grocery (WA)_Existing_Food Preparation_Double Rack Oven_FTSC Qualified (>50% Cooking Efficiency)
Commercial_Grocery (WA)_Existing_Food Preparation_Natural Gas_Double Rack Oven_E3 | Commercial | Grocery (WA) | Existing | Food Preparation | Natural Gas | Double Rack Oven | E3 |  | 0% | 0% | 0% | 0 | 0 | 0 | 0 | 0 | 0 | 0 | 0 | 0% | 0 | 0 | 0% | Normal | 0% | 0 | 0 | 0 | [17 empty] | Commercial_Grocery (WA)_Existing_Food Preparation_Double Rack Oven_
Commercial_Grocery (WA)_Existing_Food Preparation_Natural Gas_Double Rack Oven_E4 | Commercial | Grocery (WA) | Existing | Food Preparation | Natural Gas | Double Rack Oven | E4 |  | 0% | 0% | 0% | 0 | 0 | 0 | 0 | 0 | 0 | 0 | 0 | 0% | 0 | 0 | 0% | Normal | 0% | 0 | 0 | 0 | [17 empty] | Commercial_Grocery (WA)_Existing_Food Preparation_Double Rack Oven_
Commercial_Grocery (WA)_Existing_Food Preparation_Natural Gas_Double Rack Oven_E5 | Commercial | Grocery (WA) | Existing | Food Preparation | Natural Gas | Double Rack Oven | E5 |  | 0% | 0% | 0% | 0 | 0 | 0 | 0 | 0 | 0 | 0 | 0 | 0% | 0 | 0 | 0% | Normal | 0% | 0 | 0 | 0 | [17 empty] | Commercial_Grocery (WA)_Existing_Food Preparation_Double Rack Oven_
Commercial_Grocery (WA)_Existing_Food Preparation_Natural Gas_Double Rack Oven_E6 | Commercial | Grocery (WA) | Existing | Food Preparation | Natural Gas | Double Rack Oven | E6 |  | 0% | 0% | 0% | 0 | 0 | 0 | 0 | 0 | 0 | 0 | 0 | 0% | 0 | 0 | 0% | Normal | 0% | 0 | 0 | 0 | [17 empty] | Commercial_Grocery (WA)_Existing_Food Preparation_Double Rack Oven_
Commercial_Grocery (WA)_Existing_Food Preparation_Natural Gas_Double Rack Oven_E7 | Commercial | Grocery (WA) | Existing | Food Preparation | Natural Gas | Double Rack Oven | E7 |  | 0% | 0% | 0% | 0 | 0 | 0 | 0 | 0 | 0 | 0 | 0 | 0% | 0 | 0 | 0% | Normal | 0% | 0 | 0 | 0 | [17 empty] | Commercial_Grocery (WA)_Existing_Food Preparation_Double Rack Oven_
Commercial_Grocery (WA)_Existing_Food Preparation_Natural Gas_Double Rack Oven_E8 | Commercial | Grocery (WA) | Existing | Food Preparation | Natural Gas | Double Rack Oven | E8 |  | 0% | 0% | 0% | 0 | 0 | 0 | 0 | 0 | 0 | 0 | 0 | 0% | 0 | 0 | 0% | Normal | 0% | 0 | 0 | 0 | [17 empty] | Commercial_Grocery (WA)_Existing_Food Preparation_Double Rack Oven_
Commercial_Grocery (WA)_Existing_Food Preparation_Natural Gas_Double Rack Oven_E9 | Commercial | Grocery (WA) | Existing | Food Preparation | Natural Gas | Double Rack Oven | E9 |  | 0% | 0% | 0% | 0 | 0 | 0 | 0 | 0 | 0 | 0 | 0 | 0% | 0 | 0 | 0% | Normal | 0% | 0 | 0 | 0 | [17 empty] | Commercial_Grocery (WA)_Existing_Food Preparation_Double Rack Oven_
Commercial_Grocery (WA)_Existing_Food Preparation_Natural Gas_Double Rack Oven_E10 | Commercial | Grocery (WA) | Existing | Food Preparation | Natural Gas | Double Rack Oven | E10 |  | 0% | 0% | 0% | 0 | 0 | 0 | 0 | 0 | 0 | 0 | 0 | 0% | 0 | 0 | 0% | Normal | 0% | 0 | 0 | 0 | [17 empty] | Commercial_Grocery (WA)_Existing_Food Preparation_Double Rack Oven_
Commercial_Grocery (WA)_Existing_Food Preparation_Natural Gas_Fryer_E1 | Commercial | Grocery (WA) | Existing | Food Preparation | Natural Gas | Fryer | E1 | Standard | 100% | 0% | 0% | 0.076601 | 0 | 0 | 0 | 10 | 20 | 2019 | 2045 | 100% | 0 | 0 | 0% | Normal | 0% | 0.1555 | 0 | 0 | 1 unit | 20000 | 0 | 2.7355e-05 | 1628.2323 | 2500 | 0 | 0 | 0 | 2010 | 1.1201 | COOK_FRY-Food Preparation-ILTRM-v4.0-1 | Estimate | COOK_FRY-Food Preparation-ILTRM-v4.0-1 | 1 | unit | 2.7355e-05 | Commercial_Grocery (WA)_Existing_Food Preparation_Fryer_Standard
Commercial_Grocery (WA)_Existing_Food Preparation_Natural Gas_Fryer_E2 | Commercial | Grocery (WA) | Existing | Food Preparation | Natural Gas | Fryer | E2 | ENERGY STAR | 68.97% | 0% | 0% | 0.11337 | 0 | 0 | 0 | 10 | 20 | 2019 | 2045 | 100% | 0 | 0 | 0% | Normal | 0% | 0.10725 | 0 | 0 | 1 unit | 20000 | 0 | 2.7355e-05 | 1122.9977 | 3700 | 0 | 0 | 0 | 2010 | 1.1201 | COOK_FRY-Food Preparation-ILTRM-v4.0-1 | COOK_FRY-Food Preparation-ILTRM-v4.0-1 | COOK_FRY-Food Preparation-ILTRM-v4.0-1 | 1 | unit | 2.7355e-05 | Commercial_Grocery (WA)_Existing_Food Preparation_Fryer_ENERGY STAR
Commercial_Grocery (WA)_Existing_Food Preparation_Natural Gas_Fryer_E3 | Commercial | Grocery (WA) | Existing | Food Preparation | Natural Gas | Fryer | E3 |  | 0% | 0% | 0% | 0 | 0 | 0 | 0 | 0 | 0 | 0 | 0 | 0% | 0 | 0 | 0% | Normal | 0% | 0 | 0 | 0 | [17 empty] | Commercial_Grocery (WA)_Existing_Food Preparation_Fryer_
Commercial_Grocery (WA)_Existing_Food Preparation_Natural Gas_Fryer_E4 | Commercial | Grocery (WA) | Existing | Food Preparation | Natural Gas | Fryer | E4 |  | 0% | 0% | 0% | 0 | 0 | 0 | 0 | 0 | 0 | 0 | 0 | 0% | 0 | 0 | 0% | Normal | 0% | 0 | 0 | 0 | [17 empty] | Commercial_Grocery (WA)_Existing_Food Preparation_Fryer_
Commercial_Grocery (WA)_Existing_Food Preparation_Natural Gas_Fryer_E5 | Commercial | Grocery (WA) | Existing | Food Preparation | Natural Gas | Fryer | E5 |  | 0% | 0% | 0% | 0 | 0 | 0 | 0 | 0 | 0 | 0 | 0 | 0% | 0 | 0 | 0% | Normal | 0% | 0 | 0 | 0 | [17 empty] | Commercial_Grocery (WA)_Existing_Food Preparation_Fryer_
Commercial_Grocery (WA)_Existing_Food Preparation_Natural Gas_Fryer_E6 | Commercial | Grocery (WA) | Existing | Food Preparation | Natural Gas | Fryer | E6 |  | 0% | 0% | 0% | 0 | 0 | 0 | 0 | 0 | 0 | 0 | 0 | 0% | 0 | 0 | 0% | Normal | 0% | 0 | 0 | 0 | [17 empty] | Commercial_Grocery (WA)_Existing_Food Preparation_Fryer_
Commercial_Grocery (WA)_Existing_Food Preparation_Natural Gas_Fryer_E7 | Commercial | Grocery (WA) | Existing | Food Preparation | Natural Gas | Fryer | E7 |  | 0% | 0% | 0% | 0 | 0 | 0 | 0 | 0 | 0 | 0 | 0 | 0% | 0 | 0 | 0% | Normal | 0% | 0 | 0 | 0 | [17 empty] | Commercial_Grocery (WA)_Existing_Food Preparation_Fryer_
Commercial_Grocery (WA)_Existing_Food Preparation_Natural Gas_Fryer_E8 | Commercial | Grocery (WA) | Existing | Food Preparation | Natural Gas | Fryer | E8 |  | 0% | 0% | 0% | 0 | 0 | 0 | 0 | 0 | 0 | 0 | 0 | 0% | 0 | 0 | 0% | Normal | 0% | 0 | 0 | 0 | [17 empty] | Commercial_Grocery (WA)_Existing_Food Preparation_Fryer_
Commercial_Grocery (WA)_Existing_Food Preparation_Natural Gas_Fryer_E9 | Commercial | Grocery (WA) | Existing | Food Preparation | Natural Gas | Fryer | E9 |  | 0% | 0% | 0% | 0 | 0 | 0 | 0 | 0 | 0 | 0 | 0 | 0% | 0 | 0 | 0% | Normal | 0% | 0 | 0 | 0 | [17 empty] | Commercial_Grocery (WA)_Existing_Food Preparation_Fryer_
Commercial_Grocery (WA)_Existing_Food Preparation_Natural Gas_Fryer_E10 | Commercial | Grocery (WA) | Existing | Food Preparation | Natural Gas | Fryer | E10 |  | 0% | 0% | 0% | 0 | 0 | 0 | 0 | 0 | 0 | 0 | 0 | 0% | 0 | 0 | 0% | Normal | 0% | 0 | 0 | 0 | [17 empty] | Commercial_Grocery (WA)_Existing_Food Preparation_Fryer_
Commercial_Grocery (WA)_Existing_Food Preparation_Natural Gas_Broiler_E1 | Commercial | Grocery (WA) | Existing | Food Preparation | Natural Gas | Broiler | E1 | Standard | 100% | 0% | 0% | 0.26819 | 0 | 0 | 0 | 8 | 16 | 2019 | 2045 | 100% | 0 | 0 | 0% | Normal | 0% | 0.15884 | 0 | 0 | 1 unit | 20000 | 0 | 9.7747e-05 | 1625 | 2500 | 0 | 0 | 0 | 2011 | 1.0975 | COOK_BRL-Food Preparation-ILTRM-v4.0-2 | Estimate | COOK_BRL-Food Preparation-ILTRM-v4.0-2 | 1 | unit | 9.7747e-05 | Commercial_Grocery (WA)_Existing_Food Preparation_Broiler_Standard
Commercial_Grocery (WA)_Existing_Food Preparation_Natural Gas_Broiler_E2 | Commercial | Grocery (WA) | Existing | Food Preparation | Natural Gas | Broiler | E2 | Infrared Burners | 85.29% | 0% | 0% | 0.37546 | 0 | 0 | 0 | 8 | 16 | 2019 | 2045 | 100% | 0 | 0 | 0% | Normal | 0% | 0.13548 | 0 | 0 | 1 unit | 20000 | 0 | 9.7747e-05 | 1386 | 3500 | 0 | 0 | 0 | 2011 | 1.0975 | COOK_BRL-Food Preparation-ILTRM-v4.0-2 | COOK_BRL-Food Preparation-ILTRM-v4.0-2 | COOK_BRL-Food Preparation-ILTRM-v4.0-2 | 1 | unit | 9.7747e-05 | Commercial_Grocery (WA)_Existing_Food Preparation_Broiler_Infrared Burners
Commercial_Grocery (WA)_Existing_Food Preparation_Natural Gas_Broiler_E3 | Commercial | Grocery (WA) | Existing | Food Preparation | Natural Gas | Broiler | E3 |  | 0% | 0% | 0% | 0 | 0 | 0 | 0 | 0 | 0 | 0 | 0 | 0% | 0 | 0 | 0% | Normal | 0% | 0 | 0 | 0 | [17 empty] | Commercial_Grocery (WA)_Existing_Food Preparation_Broiler_
Commercial_Grocery (WA)_Existing_Food Preparation_Natural Gas_Broiler_E4 | Commercial | Grocery (WA) | Existing | Food Preparation | Natural Gas | Broiler | E4 |  | 0% | 0% | 0% | 0 | 0 | 0 | 0 | 0 | 0 | 0 | 0 | 0% | 0 | 0 | 0% | Normal | 0% | 0 | 0 | 0 | [17 empty] | Commercial_Grocery (WA)_Existing_Food Preparation_Broiler_
Commercial_Grocery (WA)_Existing_Food Preparation_Natural Gas_Broiler_E5 | Commercial | Grocery (WA) | Existing | Food Preparation | Natural Gas | Broiler | E5 |  | 0% | 0% | 0% | 0 | 0 | 0 | 0 | 0 | 0 | 0 | 0 | 0% | 0 | 0 | 0% | Normal | 0% | 0 | 0 | 0 | [17 empty] | Commercial_Grocery (WA)_Existing_Food Preparation_Broiler_
Commercial_Grocery (WA)_Existing_Food Preparation_Natural Gas_Broiler_E6 | Commercial | Grocery (WA) | Existing | Food Preparation | Natural Gas | Broiler | E6 |  | 0% | 0% | 0% | 0 | 0 | 0 | 0 | 0 | 0 | 0 | 0 | 0% | 0 | 0 | 0% | Normal | 0% | 0 | 0 | 0 | [17 empty] | Commercial_Grocery (WA)_Existing_Food Preparation_Broiler_
Commercial_Grocery (WA)_Existing_Food Preparation_Natural Gas_Broiler_E7 | Commercial | Grocery (WA) | Existing | Food Preparation | Natural Gas | Broiler | E7 |  | 0% | 0% | 0% | 0 | 0 | 0 | 0 | 0 | 0 | 0 | 0 | 0% | 0 | 0 | 0% | Normal | 0% | 0 | 0 | 0 | [17 empty] | Commercial_Grocery (WA)_Existing_Food Preparation_Broiler_
Commercial_Grocery (WA)_Existing_Food Preparation_Natural Gas_Broiler_E8 | Commercial | Grocery (WA) | Existing | Food Preparation | Natural Gas | Broiler | E8 |  | 0% | 0% | 0% | 0 | 0 | 0 | 0 | 0 | 0 | 0 | 0 | 0% | 0 | 0 | 0% | Normal | 0% | 0 | 0 | 0 | [17 empty] | Commercial_Grocery (WA)_Existing_Food Preparation_Broiler_
Commercial_Grocery (WA)_Existing_Food Preparation_Natural Gas_Broiler_E9 | Commercial | Grocery (WA) | Existing | Food Preparation | Natural Gas | Broiler | E9 |  | 0% | 0% | 0% | 0 | 0 | 0 | 0 | 0 | 0 | 0 | 0 | 0% | 0 | 0 | 0% | Normal | 0% | 0 | 0 | 0 | [17 empty] | Commercial_Grocery (WA)_Existing_Food Preparation_Broiler_
Commercial_Grocery (WA)_Existing_Food Preparation_Natural Gas_Broiler_E10 | Commercial | Grocery (WA) | Existing | Food Preparation | Natural Gas | Broiler | E10 |  | 0% | 0% | 0% | 0 | 0 | 0 | 0 | 0 | 0 | 0 | 0 | 0% | 0 | 0 | 0% | Normal | 0% | 0 | 0 | 0 | [17 empty] | Commercial_Grocery (WA)_Existing_Food Preparation_Broiler_
Commercial_Grocery (WA)_Existing_Food Preparation_Natural Gas_Griddle_E1 | Commercial | Grocery (WA) | Existing | Food Preparation | Natural Gas | Griddle | E1 | Standard | 100% | 0% | 0% | 0.1423 | 0 | 0 | 0 | 8 | 16 | 2019 | 2045 | 100% | 0 | 0 | 0% | Normal | 0% | 0.11039 | 0 | 0 | 1 unit | 20000 | 0 | 2.6054e-05 | 1213.5601 | 5150 | 0 | 0 | 0 | 2013 | 1.0605 | COOK_GRD-Food Preparation-ILTRM-v5.0-1 | COOK_GRD-Food Preparation-EIA14-2014 Ref. Case-5 | COOK_GRD-Food Preparation-ILTRM-v5.0-1 | 1 | unit | 2.6054e-05 | Commercial_Grocery (WA)_Existing_Food Preparation_Griddle_Standard
Commercial_Grocery (WA)_Existing_Food Preparation_Natural Gas_Griddle_E2 | Commercial | Grocery (WA) | Existing | Food Preparation | Natural Gas | Griddle | E2 | ENERGY STAR | 87.77% | 0% | 0% | 0.15224 | 0 | 0 | 0 | 8 | 16 | 2019 | 2045 | 100% | 0 | 0 | 0% | Normal | 0% | 0.096888 | 0 | 0 | 1 unit | 20000 | 0 | 2.6054e-05 | 1065.1506 | 5510 | 0 | 0 | 0 | 2013 | 1.0605 | COOK_GRD-Food Preparation-ILTRM-v5.0-1 | COOK_GRD-Food Preparation-EIA14-2014 Ref. Case-5 | COOK_GRD-Food Preparation-ILTRM-v5.0-1 | 1 | unit | 2.6054e-05 | Commercial_Grocery (WA)_Existing_Food Preparation_Griddle_ENERGY STAR
Commercial_Grocery (WA)_Existing_Food Preparation_Natural Gas_Griddle_E3 | Commercial | Grocery (WA) | Existing | Food Preparation | Natural Gas | Griddle | E3 |  | 0% | 0% | 0% | 0 | 0 | 0 | 0 | 0 | 0 | 0 | 0 | 0% | 0 | 0 | 0% | Normal | 0% | 0 | 0 | 0 | [17 empty] | Commercial_Grocery (WA)_Existing_Food Preparation_Griddle_
Commercial_Grocery (WA)_Existing_Food Preparation_Natural Gas_Griddle_E4 | Commercial | Grocery (WA) | Existing | Food Preparation | Natural Gas | Griddle | E4 |  | 0% | 0% | 0% | 0 | 0 | 0 | 0 | 0 | 0 | 0 | 0 | 0% | 0 | 0 | 0% | Normal | 0% | 0 | 0 | 0 | [17 empty] | Commercial_Grocery (WA)_Existing_Food Preparation_Griddle_
Commercial_Grocery (WA)_Existing_Food Preparation_Natural Gas_Griddle_E5 | Commercial | Grocery (WA) | Existing | Food Preparation | Natural Gas | Griddle | E5 |  | 0% | 0% | 0% | 0 | 0 | 0 | 0 | 0 | 0 | 0 | 0 | 0% | 0 | 0 | 0% | Normal | 0% | 0 | 0 | 0 | [17 empty] | Commercial_Grocery (WA)_Existing_Food Preparation_Griddle_
Commercial_Grocery (WA)_Existing_Food Preparation_Natural Gas_Griddle_E6 | Commercial | Grocery (WA) | Existing | Food Preparation | Natural Gas | Griddle | E6 |  | 0% | 0% | 0% | 0 | 0 | 0 | 0 | 0 | 0 | 0 | 0 | 0% | 0 | 0 | 0% | Normal | 0% | 0 | 0 | 0 | [17 empty] | Commercial_Grocery (WA)_Existing_Food Preparation_Griddle_
Commercial_Grocery (WA)_Existing_Food Preparation_Natural Gas_Griddle_E7 | Commercial | Grocery (WA) | Existing | Food Preparation | Natural Gas | Griddle | E7 |  | 0% | 0% | 0% | 0 | 0 | 0 | 0 | 0 | 0 | 0 | 0 | 0% | 0 | 0 | 0% | Normal | 0% | 0 | 0 | 0 | [17 empty] | Commercial_Grocery (WA)_Existing_Food Preparation_Griddle_
Commercial_Grocery (WA)_Existing_Food Preparation_Natural Gas_Griddle_E8 | Commercial | Grocery (WA) | Existing | Food Preparation | Natural Gas | Griddle | E8 |  | 0% | 0% | 0% | 0 | 0 | 0 | 0 | 0 | 0 | 0 | 0 | 0% | 0 | 0 | 0% | Normal | 0% | 0 | 0 | 0 | [17 empty] | Commercial_Grocery (WA)_Existing_Food Preparation_Griddle_
Commercial_Grocery (WA)_Existing_Food Preparation_Natural Gas_Griddle_E9 | Commercial | Grocery (WA) | Existing | Food Preparation | Natural Gas | Griddle | E9 |  | 0% | 0% | 0% | 0 | 0 | 0 | 0 | 0 | 0 | 0 | 0 | 0% | 0 | 0 | 0% | Normal | 0% | 0 | 0 | 0 | [17 empty] | Commercial_Grocery (WA)_Existing_Food Preparation_Griddle_
Commercial_Grocery (WA)_Existing_Food Preparation_Natural Gas_Griddle_E10 | Commercial | Grocery (WA) | Existing | Food Preparation | Natural Gas | Griddle | E10 |  | 0% | 0% | 0% | 0 | 0 | 0 | 0 | 0 | 0 | 0 | 0 | 0% | 0 | 0 | 0% | Normal | 0% | 0 | 0 | 0 | [17 empty] | Commercial_Grocery (WA)_Existing_Food Preparation_Griddle_
Commercial_Grocery (WA)_Existing_Food Preparation_Natural Gas_Range_E1 | Commercial | Grocery (WA) | Existing | Food Preparation | Natural Gas | Range | E1 | Standard | 100% | 0% | 0% | 0.14654 | 0 | 0 | 0 | 8 | 12 | 2019 | 2045 | 100% | 0 | 0 | 0% | Normal | 0% | 0.1492 | 0 | 0 | 1 unit | 20000 | 0 | 2.9072e-05 | 1470 | 4500 | 0 | 0 | 0 | 2010 | 1.1201 | COOK_OVN-Food Preparation-AEO17-1 | Estimate | DOE Commercial R&D 2016 - Table 2-12 | 1 | unit | 2.9072e-05 | Commercial_Grocery (WA)_Existing_Food Preparation_Range_Standard
Commercial_Grocery (WA)_Existing_Food Preparation_Natural Gas_Range_E2 | Commercial | Grocery (WA) | Existing | Food Preparation | Natural Gas | Range | E2 | High Efficiency | 50% | 0% | 0% | 0.15957 | 0 | 0 | 0 | 8 | 12 | 2019 | 2045 | 100% | 0 | 0 | 0% | Normal | 0% | 0.074601 | 0 | 0 | 1 unit | 20000 | 0 | 2.9072e-05 | 735 | 4900 | 0 | 0 | 0 | 2010 | 1.1201 | COOK_OVN-Food Preparation-AEO17-1 | DOE Commercial R&D 2016 - Table 2-10 | DOE Commercial R&D 2016 - Table 2-18 | 1 | unit | 2.9072e-05 | Commercial_Grocery (WA)_Existing_Food Preparation_Range_High Efficiency
Commercial_Grocery (WA)_Existing_Food Preparation_Natural Gas_Range_E3 | Commercial | Grocery (WA) | Existing | Food Preparation | Natural Gas | Range | E3 |  | 0% | 0% | 0% | 0 | 0 | 0 | 0 | 0 | 0 | 0 | 0 | 0% | 0 | 0 | 0% | Normal | 0% | 0 | 0 | 0 | [17 empty] | Commercial_Grocery (WA)_Existing_Food Preparation_Range_
Commercial_Grocery (WA)_Existing_Food Preparation_Natural Gas_Range_E4 | Commercial | Grocery (WA) | Existing | Food Preparation | Natural Gas | Range | E4 |  | 0% | 0% | 0% | 0 | 0 | 0 | 0 | 0 | 0 | 0 | 0 | 0% | 0 | 0 | 0% | Normal | 0% | 0 | 0 | 0 | [17 empty] | Commercial_Grocery (WA)_Existing_Food Preparation_Range_
Commercial_Grocery (WA)_Existing_Food Preparation_Natural Gas_Range_E5 | Commercial | Grocery (WA) | Existing | Food Preparation | Natural Gas | Range | E5 |  | 0% | 0% | 0% | 0 | 0 | 0 | 0 | 0 | 0 | 0 | 0 | 0% | 0 | 0 | 0% | Normal | 0% | 0 | 0 | 0 | [17 empty] | Commercial_Grocery (WA)_Existing_Food Preparation_Range_
Commercial_Grocery (WA)_Existing_Food Preparation_Natural Gas_Range_E6 | Commercial | Grocery (WA) | Existing | Food Preparation | Natural Gas | Range | E6 |  | 0% | 0% | 0% | 0 | 0 | 0 | 0 | 0 | 0 | 0 | 0 | 0% | 0 | 0 | 0% | Normal | 0% | 0 | 0 | 0 | [17 empty] | Commercial_Grocery (WA)_Existing_Food Preparation_Range_
Commercial_Grocery (WA)_Existing_Food Preparation_Natural Gas_Range_E7 | Commercial | Grocery (WA) | Existing | Food Preparation | Natural Gas | Range | E7 |  | 0% | 0% | 0% | 0 | 0 | 0 | 0 | 0 | 0 | 0 | 0 | 0% | 0 | 0 | 0% | Normal | 0% | 0 | 0 | 0 | [17 empty] | Commercial_Grocery (WA)_Existing_Food Preparation_Range_
Commercial_Grocery (WA)_Existing_Food Preparation_Natural Gas_Range_E8 | Commercial | Grocery (WA) | Existing | Food Preparation | Natural Gas | Range | E8 |  | 0% | 0% | 0% | 0 | 0 | 0 | 0 | 0 | 0 | 0 | 0 | 0% | 0 | 0 | 0% | Normal | 0% | 0 | 0 | 0 | [17 empty] | Commercial_Grocery (WA)_Existing_Food Preparation_Range_
Commercial_Grocery (WA)_Existing_Food Preparation_Natural Gas_Range_E9 | Commercial | Grocery (WA) | Existing | Food Preparation | Natural Gas | Range | E9 |  | 0% | 0% | 0% | 0 | 0 | 0 | 0 | 0 | 0 | 0 | 0 | 0% | 0 | 0 | 0% | Normal | 0% | 0 | 0 | 0 | [17 empty] | Commercial_Grocery (WA)_Existing_Food Preparation_Range_
Commercial_Grocery (WA)_Existing_Food Preparation_Natural Gas_Range_E10 | Commercial | Grocery (WA) | Existing | Food Preparation | Natural Gas | Range | E10 |  | 0% | 0% | 0% | 0 | 0 | 0 | 0 | 0 | 0 | 0 | 0 | 0% | 0 | 0 | 0% | Normal | 0% | 0 | 0 | 0 | [17 empty] | Commercial_Grocery (WA)_Existing_Food Preparation_Range_
Commercial_Grocery (WA)_Existing_Food Preparation_Natural Gas_Steamer_E1 | Commercial | Grocery (WA) | Existing | Food Preparation | Natural Gas | Steamer | E1 | Standard | 100% | 0% | 0% | 0.032731 | 0 | 0 | 0 | 8 | 16 | 2019 | 2045 | 100% | 0 | 0 | 0% | Normal | 0% | 0.20452 | 0 | 0 | 1 unit | 20000 | 0 | 2.3187e-06 | 1241.5036 | 13100 | 0 | 0 | 0 | 2012 | 1.0776 | COOK_STM-Food Preparation-ILTRM-v4.0-32 | DOE Commercial R&D 2016 - Table 2-10 | COOK_STM-Food Preparation-ILTRM-v4.0-32 | 1 | unit | 2.3187e-06 | Commercial_Grocery (WA)_Existing_Food Preparation_Steamer_Standard
Commercial_Grocery (WA)_Existing_Food Preparation_Natural Gas_Steamer_E2 | Commercial | Grocery (WA) | Existing | Food Preparation | Natural Gas | Steamer | E2 | ENERGY STAR | 18.87% | 0% | 0% | 0.035225 | 0 | -6.5707e-06 | 0 | 8 | 16 | 2019 | 2045 | 100% | 0 | 0 | 0% | Normal | 0% | 0.038588 | 0 | 0 | 1 unit | 20000 | 0 | 2.3187e-06 | 234.2394 | 14098 | 0 | -2.6298 | 0 | 2012 | 1.0776 | COOK_STM-Food Preparation-ILTRM-v4.0-32 | COOK_STM-Food Preparation-ILTRM-v4.0-32 | COOK_STM-Food Preparation-ILTRM-v4.0-32 | 1 | unit | 2.3187e-06 | Commercial_Grocery (WA)_Existing_Food Preparation_Steamer_ENERGY STAR
Commercial_Grocery (WA)_Existing_Food Preparation_Natural Gas_Steamer_E3 | Commercial | Grocery (WA) | Existing | Food Preparation | Natural Gas | Steamer | E3 |  | 0% | 0% | 0% | 0 | 0 | 0 | 0 | 0 | 0 | 0 | 0 | 0% | 0 | 0 | 0% | Normal | 0% | 0 | 0 | 0 | [17 empty] | Commercial_Grocery (WA)_Existing_Food Preparation_Steamer_
Commercial_Grocery (WA)_Existing_Food Preparation_Natural Gas_Steamer_E4 | Commercial | Grocery (WA) | Existing | Food Preparation | Natural Gas | Steamer | E4 |  | 0% | 0% | 0% | 0 | 0 | 0 | 0 | 0 | 0 | 0 | 0 | 0% | 0 | 0 | 0% | Normal | 0% | 0 | 0 | 0 | [17 empty] | Commercial_Grocery (WA)_Existing_Food Preparation_Steamer_
Commercial_Grocery (WA)_Existing_Food Preparation_Natural Gas_Steamer_E5 | Commercial | Grocery (WA) | Existing | Food Preparation | Natural Gas | Steamer | E5 |  | 0% | 0% | 0% | 0 | 0 | 0 | 0 | 0 | 0 | 0 | 0 | 0% | 0 | 0 | 0% | Normal | 0% | 0 | 0 | 0 | [17 empty] | Commercial_Grocery (WA)_Existing_Food Preparation_Steamer_
Commercial_Grocery (WA)_Existing_Food Preparation_Natural Gas_Steamer_E6 | Commercial | Grocery (WA) | Existing | Food Preparation | Natural Gas | Steamer | E6 |  | 0% | 0% | 0% | 0 | 0 | 0 | 0 | 0 | 0 | 0 | 0 | 0% | 0 | 0 | 0% | Normal | 0% | 0 | 0 | 0 | [17 empty] | Commercial_Grocery (WA)_Existing_Food Preparation_Steamer_
Commercial_Grocery (WA)_Existing_Food Preparation_Natural Gas_Steamer_E7 | Commercial | Grocery (WA) | Existing | Food Preparation | Natural Gas | Steamer | E7 |  | 0% | 0% | 0% | 0 | 0 | 0 | 0 | 0 | 0 | 0 | 0 | 0% | 0 | 0 | 0% | Normal | 0% | 0 | 0 | 0 | [17 empty] | Commercial_Grocery (WA)_Existing_Food Preparation_Steamer_
Commercial_Grocery (WA)_Existing_Food Preparation_Natural Gas_Steamer_E8 | Commercial | Grocery (WA) | Existing | Food Preparation | Natural Gas | Steamer | E8 |  | 0% | 0% | 0% | 0 | 0 | 0 | 0 | 0 | 0 | 0 | 0 | 0% | 0 | 0 | 0% | Normal | 0% | 0 | 0 | 0 | [17 empty] | Commercial_Grocery (WA)_Existing_Food Preparation_Steamer_
Commercial_Grocery (WA)_Existing_Food Preparation_Natural Gas_Steamer_E9 | Commercial | Grocery (WA) | Existing | Food Preparation | Natural Gas | Steamer | E9 |  | 0% | 0% | 0% | 0 | 0 | 0 | 0 | 0 | 0 | 0 | 0 | 0% | 0 | 0 | 0% | Normal | 0% | 0 | 0 | 0 | [17 empty] | Commercial_Grocery (WA)_Existing_Food Preparation_Steamer_
Commercial_Grocery (WA)_Existing_Food Preparation_Natural Gas_Steamer_E10 | Commercial | Grocery (WA) | Existing | Food Preparation | Natural Gas | Steamer | E10 |  | 0% | 0% | 0% | 0 | 0 | 0 | 0 | 0 | 0 | 0 | 0 | 0% | 0 | 0 | 0% | Normal | 0% | 0 | 0 | 0 | [17 empty] | Commercial_Grocery (WA)_Existing_Food Preparation_Steamer_
Commercial_Grocery (WA)_Existing_Food Preparation_Natural Gas_Food Prep Other_E1 | Commercial | Grocery (WA) | Existing | Food Preparation | Natural Gas | Food Prep Other | E1 | Standard | 100% | 0% | 0% | 0.037256 | 0 | 0 | 0 | 8 | 12 | 2019 | 2045 | 100% | 0 | 0 | 0% | Normal | 0% | 0.047336 | 0 | 0 | 1 unit | 20000 | 0 | 3.3261e-05 | 1423.18 | 1000 | 0 | 0 | 0 | 2010 | 1.1201 | Default | Default | Default | 1 | unit | 3.3261e-05 | Commercial_Grocery (WA)_Existing_Food Preparation_Food Prep Other_Standard
Commercial_Grocery (WA)_Existing_Food Preparation_Natural Gas_Food Prep Other_E2 | Commercial | Grocery (WA) | Existing | Food Preparation | Natural Gas | Food Prep Other | E2 | ENERGY STAR | 72.07% | 0% | 0% | 0.068298 | 0 | 0 | 0 | 8 | 12 | 2019 | 2045 | 100% | 0 | 0 | 0% | Normal | 0% | 0.034114 | 0 | 0 | 1 unit | 20000 | 0 | 3.3261e-05 | 1025.646 | 1833.1988 | 0 | 0 | 0 | 2010 | 1.1201 | N/A | N/A | N/A | 1 | unit | 3.3261e-05 | Commercial_Grocery (WA)_Existing_Food Preparation_Food Prep Other_ENERGY STAR
Commercial_Grocery (WA)_Existing_Food Preparation_Natural Gas_Food Prep Other_E3 | Commercial | Grocery (WA) | Existing | Food Preparation | Natural Gas | Food Prep Other | E3 |  | 0% | 0% | 0% | 0 | 0 | 0 | 0 | 0 | 0 | 0 | 0 | 0% | 0 | 0 | 0% | Normal | 0% | 0 | 0 | 0 | [17 empty] | Commercial_Grocery (WA)_Existing_Food Preparation_Food Prep Other_
Commercial_Grocery (WA)_Existing_Food Preparation_Natural Gas_Food Prep Other_E4 | Commercial | Grocery (WA) | Existing | Food Preparation | Natural Gas | Food Prep Other | E4 |  | 0% | 0% | 0% | 0 | 0 | 0 | 0 | 0 | 0 | 0 | 0 | 0% | 0 | 0 | 0% | Normal | 0% | 0 | 0 | 0 | [17 empty] | Commercial_Grocery (WA)_Existing_Food Preparation_Food Prep Other_
Commercial_Grocery (WA)_Existing_Food Preparation_Natural Gas_Food Prep Other_E5 | Commercial | Grocery (WA) | Existing | Food Preparation | Natural Gas | Food Prep Other | E5 |  | 0% | 0% | 0% | 0 | 0 | 0 | 0 | 0 | 0 | 0 | 0 | 0% | 0 | 0 | 0% | Normal | 0% | 0 | 0 | 0 | [17 empty] | Commercial_Grocery (WA)_Existing_Food Preparation_Food Prep Other_
Commercial_Grocery (WA)_Existing_Food Preparation_Natural Gas_Food Prep Other_E6 | Commercial | Grocery (WA) | Existing | Food Preparation | Natural Gas | Food Prep Other | E6 |  | 0% | 0% | 0% | 0 | 0 | 0 | 0 | 0 | 0 | 0 | 0 | 0% | 0 | 0 | 0% | Normal | 0% | 0 | 0 | 0 | [17 empty] | Commercial_Grocery (WA)_Existing_Food Preparation_Food Prep Other_
Commercial_Grocery (WA)_Existing_Food Preparation_Natural Gas_Food Prep Other_E7 | Commercial | Grocery (WA) | Existing | Food Preparation | Natural Gas | Food Prep Other | E7 |  | 0% | 0% | 0% | 0 | 0 | 0 | 0 | 0 | 0 | 0 | 0 | 0% | 0 | 0 | 0% | Normal | 0% | 0 | 0 | 0 | [17 empty] | Commercial_Grocery (WA)_Existing_Food Preparation_Food Prep Other_
Commercial_Grocery (WA)_Existing_Food Preparation_Natural Gas_Food Prep Other_E8 | Commercial | Grocery (WA) | Existing | Food Preparation | Natural Gas | Food Prep Other | E8 |  | 0% | 0% | 0% | 0 | 0 | 0 | 0 | 0 | 0 | 0 | 0 | 0% | 0 | 0 | 0% | Normal | 0% | 0 | 0 | 0 | [17 empty] | Commercial_Grocery (WA)_Existing_Food Preparation_Food Prep Other_
Commercial_Grocery (WA)_Existing_Food Preparation_Natural Gas_Food Prep Other_E9 | Commercial | Grocery (WA) | Existing | Food Preparation | Natural Gas | Food Prep Other | E9 |  | 0% | 0% | 0% | 0 | 0 | 0 | 0 | 0 | 0 | 0 | 0 | 0% | 0 | 0 | 0% | Normal | 0% | 0 | 0 | 0 | [17 empty] | Commercial_Grocery (WA)_Existing_Food Preparation_Food Prep Other_
Commercial_Grocery (WA)_Existing_Food Preparation_Natural Gas_Food Prep Other_E10 | Commercial | Grocery (WA) | Existing | Food Preparation | Natural Gas | Food Prep Other | E10 |  | 0% | 0% | 0% | 0 | 0 | 0 | 0 | 0 | 0 | 0 | 0 | 0% | 0 | 0 | 0% | Normal | 0% | 0 | 0 | 0 | [17 empty] | Commercial_Grocery (WA)_Existing_Food Preparation_Food Prep Other_
Commercial_Grocery (WA)_Existing_Miscellaneous_Natural Gas_Pool Heater_E1 | Commercial | Grocery (WA) | Existing | Miscellaneous | Natural Gas | Pool Heater | E1 | Standard (EF .82) | 100% | 0% | 0% | 0.012823 | 0 | 0 | 0 | 4 | 8 | 2019 | 2045 | 100% | 0 | 0 | 0% | Normal | 0% | 0.010152 | 0 | 0 | 1 unit | 20000 | 0 | 6.8182e-07 | 14890 | 18052 | 0 | 0 | 0 | 2014 | 1.0418 | DOE Commercial R&D 2016 - Table 7-6 | DOE Commercial R&D 2016 - Table 7-7 | DOE Commercial R&D 2016 - Table 7-8 | 1 | unit | 6.8182e-07 | Commercial_Grocery (WA)_Existing_Miscellaneous_Pool Heater_Standard (EF .82)
Commercial_Grocery (WA)_Existing_Miscellaneous_Natural Gas_Pool Heater_E2 | Commercial | Grocery (WA) | Existing | Miscellaneous | Natural Gas | Pool Heater | E2 | Condensing (EF .90) | 85% | 0% | 0% | 0.020996 | 0 | 0 | 0 | 4 | 8 | 2019 | 2045 | 100% | 0 | 0 | 0% | Normal | 0% | 0.0086294 | 0 | 0 | 1 unit | 20000 | 0 | 6.8182e-07 | 12656.5 | 29558 | 0 | 0 | 0 | 2014 | 1.0418 | DOE Commercial R&D 2016 - Table 7-6 | DOE Commercial R&D 2016 - Table 7-7 | DOE Commercial R&D 2016 - Table 7-9 | 1 | unit | 6.8182e-07 | Commercial_Grocery (WA)_Existing_Miscellaneous_Pool Heater_Condensing (EF .90)
Commercial_Grocery (WA)_Existing_Miscellaneous_Natural Gas_Pool Heater_E3 | Commercial | Grocery (WA) | Existing | Miscellaneous | Natural Gas | Pool Heater | E3 |  | 0% | 0% | 0% | 0 | 0 | 0 | 0 | 0 | 0 | 0 | 0 | 0% | 0 | 0 | 0% | Normal | 0% | 0 | 0 | 0 | [17 empty] | Commercial_Grocery (WA)_Existing_Miscellaneous_Pool Heater_
Commercial_Grocery (WA)_Existing_Miscellaneous_Natural Gas_Pool Heater_E4 | Commercial | Grocery (WA) | Existing | Miscellaneous | Natural Gas | Pool Heater | E4 |  | 0% | 0% | 0% | 0 | 0 | 0 | 0 | 0 | 0 | 0 | 0 | 0% | 0 | 0 | 0% | Normal | 0% | 0 | 0 | 0 | [17 empty] | Commercial_Grocery (WA)_Existing_Miscellaneous_Pool Heater_
Commercial_Grocery (WA)_Existing_Miscellaneous_Natural Gas_Pool Heater_E5 | Commercial | Grocery (WA) | Existing | Miscellaneous | Natural Gas | Pool Heater | E5 |  | 0% | 0% | 0% | 0 | 0 | 0 | 0 | 0 | 0 | 0 | 0 | 0% | 0 | 0 | 0% | Normal | 0% | 0 | 0 | 0 | [17 empty] | Commercial_Grocery (WA)_Existing_Miscellaneous_Pool Heater_
Commercial_Grocery (WA)_Existing_Miscellaneous_Natural Gas_Pool Heater_E6 | Commercial | Grocery (WA) | Existing | Miscellaneous | Natural Gas | Pool Heater | E6 |  | 0% | 0% | 0% | 0 | 0 | 0 | 0 | 0 | 0 | 0 | 0 | 0% | 0 | 0 | 0% | Normal | 0% | 0 | 0 | 0 | [17 empty] | Commercial_Grocery (WA)_Existing_Miscellaneous_Pool Heater_
Commercial_Grocery (WA)_Existing_Miscellaneous_Natural Gas_Pool Heater_E7 | Commercial | Grocery (WA) | Existing | Miscellaneous | Natural Gas | Pool Heater | E7 |  | 0% | 0% | 0% | 0 | 0 | 0 | 0 | 0 | 0 | 0 | 0 | 0% | 0 | 0 | 0% | Normal | 0% | 0 | 0 | 0 | [17 empty] | Commercial_Grocery (WA)_Existing_Miscellaneous_Pool Heater_
Commercial_Grocery (WA)_Existing_Miscellaneous_Natural Gas_Pool Heater_E8 | Commercial | Grocery (WA) | Existing | Miscellaneous | Natural Gas | Pool Heater | E8 |  | 0% | 0% | 0% | 0 | 0 | 0 | 0 | 0 | 0 | 0 | 0 | 0% | 0 | 0 | 0% | Normal | 0% | 0 | 0 | 0 | [17 empty] | Commercial_Grocery (WA)_Existing_Miscellaneous_Pool Heater_
Commercial_Grocery (WA)_Existing_Miscellaneous_Natural Gas_Pool Heater_E9 | Commercial | Grocery (WA) | Existing | Miscellaneous | Natural Gas | Pool Heater | E9 |  | 0% | 0% | 0% | 0 | 0 | 0 | 0 | 0 | 0 | 0 | 0 | 0% | 0 | 0 | 0% | Normal | 0% | 0 | 0 | 0 | [17 empty] | Commercial_Grocery (WA)_Existing_Miscellaneous_Pool Heater_
Commercial_Grocery (WA)_Existing_Miscellaneous_Natural Gas_Pool Heater_E10 | Commercial | Grocery (WA) | Existing | Miscellaneous | Natural Gas | Pool Heater | E10 |  | 0% | 0% | 0% | 0 | 0 | 0 | 0 | 0 | 0 | 0 | 0 | 0% | 0 | 0 | 0% | Normal | 0% | 0 | 0 | 0 | [17 empty] | Commercial_Grocery (WA)_Existing_Miscellaneous_Pool Heater_
Commercial_Grocery (WA)_Existing_Miscellaneous_Natural Gas_Miscellaneous_E1 | Commercial | Grocery (WA) | Existing | Miscellaneous | Natural Gas | Miscellaneous | E1 | Standard | 100% | 0% | 0% | 0.0066328 | 0 | 0 | 0 | 2 | 8 | 2019 | 2045 | 100% | 0 | 0 | 0% | Normal | 0% | 0.0065196 | 0 | 0 | 1 unit | 20000 | 0 | 0.0065196 | 1 | 1 | 0 | 0 | 0 | 2016 | 1.0174 | N/A | N/A | N/A | 1 | unit | 0.0065196 | Commercial_Grocery (WA)_Existing_Miscellaneous_Miscellaneous_Standard
Commercial_Grocery (WA)_Existing_Miscellaneous_Natural Gas_Miscellaneous_E2 | Commercial | Grocery (WA) | Existing | Miscellaneous | Natural Gas | Miscellaneous | E2 |  | 0% | 0% | 0% | 0 | 0 | 0 | 0 | 0 | 0 | 0 | 0 | 0% | 0 | 0 | 0% | Normal | 0% | 0 | 0 | 0 | [17 empty] | Commercial_Grocery (WA)_Existing_Miscellaneous_Miscellaneous_
Commercial_Grocery (WA)_Existing_Miscellaneous_Natural Gas_Miscellaneous_E3 | Commercial | Grocery (WA) | Existing | Miscellaneous | Natural Gas | Miscellaneous | E3 |  | 0% | 0% | 0% | 0 | 0 | 0 | 0 | 0 | 0 | 0 | 0 | 0% | 0 | 0 | 0% | Normal | 0% | 0 | 0 | 0 | [17 empty] | Commercial_Grocery (WA)_Existing_Miscellaneous_Miscellaneous_
Commercial_Grocery (WA)_Existing_Miscellaneous_Natural Gas_Miscellaneous_E4 | Commercial | Grocery (WA) | Existing | Miscellaneous | Natural Gas | Miscellaneous | E4 |  | 0% | 0% | 0% | 0 | 0 | 0 | 0 | 0 | 0 | 0 | 0 | 0% | 0 | 0 | 0% | Normal | 0% | 0 | 0 | 0 | [17 empty] | Commercial_Grocery (WA)_Existing_Miscellaneous_Miscellaneous_
Commercial_Grocery (WA)_Existing_Miscellaneous_Natural Gas_Miscellaneous_E5 | Commercial | Grocery (WA) | Existing | Miscellaneous | Natural Gas | Miscellaneous | E5 |  | 0% | 0% | 0% | 0 | 0 | 0 | 0 | 0 | 0 | 0 | 0 | 0% | 0 | 0 | 0% | Normal | 0% | 0 | 0 | 0 | [17 empty] | Commercial_Grocery (WA)_Existing_Miscellaneous_Miscellaneous_
Commercial_Grocery (WA)_Existing_Miscellaneous_Natural Gas_Miscellaneous_E6 | Commercial | Grocery (WA) | Existing | Miscellaneous | Natural Gas | Miscellaneous | E6 |  | 0% | 0% | 0% | 0 | 0 | 0 | 0 | 0 | 0 | 0 | 0 | 0% | 0 | 0 | 0% | Normal | 0% | 0 | 0 | 0 | [17 empty] | Commercial_Grocery (WA)_Existing_Miscellaneous_Miscellaneous_
Commercial_Grocery (WA)_Existing_Miscellaneous_Natural Gas_Miscellaneous_E7 | Commercial | Grocery (WA) | Existing | Miscellaneous | Natural Gas | Miscellaneous | E7 |  | 0% | 0% | 0% | 0 | 0 | 0 | 0 | 0 | 0 | 0 | 0 | 0% | 0 | 0 | 0% | Normal | 0% | 0 | 0 | 0 | [17 empty] | Commercial_Grocery (WA)_Existing_Miscellaneous_Miscellaneous_
Commercial_Grocery (WA)_Existing_Miscellaneous_Natural Gas_Miscellaneous_E8 | Commercial | Grocery (WA) | Existing | Miscellaneous | Natural Gas | Miscellaneous | E8 |  | 0% | 0% | 0% | 0 | 0 | 0 | 0 | 0 | 0 | 0 | 0 | 0% | 0 | 0 | 0% | Normal | 0% | 0 | 0 | 0 | [17 empty] | Commercial_Grocery (WA)_Existing_Miscellaneous_Miscellaneous_
Commercial_Grocery (WA)_Existing_Miscellaneous_Natural Gas_Miscellaneous_E9 | Commercial | Grocery (WA) | Existing | Miscellaneous | Natural Gas | Miscellaneous | E9 |  | 0% | 0% | 0% | 0 | 0 | 0 | 0 | 0 | 0 | 0 | 0 | 0% | 0 | 0 | 0% | Normal | 0% | 0 | 0 | 0 | [17 empty] | Commercial_Grocery (WA)_Existing_Miscellaneous_Miscellaneous_
Commercial_Grocery (WA)_Existing_Miscellaneous_Natural Gas_Miscellaneous_E10 | Commercial | Grocery (WA) | Existing | Miscellaneous | Natural Gas | Miscellaneous | E10 |  | 0% | 0% | 0% | 0 | 0 | 0 | 0 | 0 | 0 | 0 | 0 | 0% | 0 | 0 | 0% | Normal | 0% | 0 | 0 | 0 | [17 empty] | Commercial_Grocery (WA)_Existing_Miscellaneous_Miscellaneous_
Commercial_Grocery (WA)_New_Space Heating_Natural Gas_Furnace_E1 | Commercial | Grocery (WA) | New | Space Heating | Natural Gas | Furnace | E1 | AFUE 80% (Standard) | 100% | 0% | 0% | 0.36003 | 0 | 0.033935 | 0 | 10 | 20 | 2019 | 2045 | 100% | 0 | 0 | 0% | Normal | 0% | 0.62701 | 0 | 0 | 400 kBtu/hr | 35000 | 0 | 0.0001 | 15.6753 | 3395 | 0 | 320 | 0 | 2013 | 1.0605 | GFURN-Heating-EIA14-2014 Ref. Case-2 | GFURN-Heating-EIA14-2014 Ref. Case-2 | AEG BEST | 400 | kBtu/hr | 0.04 | Commercial_Grocery (WA)_New_Space Heating_Furnace_AFUE 80% (Standard)
Commercial_Grocery (WA)_New_Space Heating_Natural Gas_Furnace_E2 | Commercial | Grocery (WA) | New | Space Heating | Natural Gas | Furnace | E2 | AFUE 90% | 88.89% | 0% | 0% | 0.43745 | 0 | 0.098624 | 0 | 10 | 20 | 2019 | 2045 | 100% | 0 | 0 | 0% | Normal | 0% | 0.55733 | 0 | 0 | 400 kBtu/hr | 35000 | 0 | 0.0001 | 13.9332 | 4125 | 0 | 930 | 0 | 2013 | 1.0605 | GFURN-Heating-EIA14-2014 Ref. Case-3 | GFURN-Heating-EIA14-2014 Ref. Case-3 | AEG BEST | 400 | kBtu/hr | 0.04 | Commercial_Grocery (WA)_New_Space Heating_Furnace_AFUE 90%
Commercial_Grocery (WA)_New_Space Heating_Natural Gas_Furnace_E3 | Commercial | Grocery (WA) | New | Space Heating | Natural Gas | Furnace | E3 | AFUE 96% | 83.33% | 0% | 0% | 0.84539 | 0 | 0 | 0 | 10 | 20 | 2019 | 2045 | 100% | 0 | 0 | 0% | Normal | 0% | 0.52251 | 0 | 0 | 150 kBtu/hr | 35000 | 0 | 0.00026667 | 13.0626 | 3042.9057 | 0 | 0 | 0 | 2014 | 1.0418 | GFURN-Heating-EIA14-2014 Ref. Case-3 | GFURN-Heating-ILTRM-v5.0-191 | AEG BEST | 150 | kBtu/hr | 0.04 | Commercial_Grocery (WA)_New_Space Heating_Furnace_AFUE 96%
Commercial_Grocery (WA)_New_Space Heating_Natural Gas_Furnace_E4 | Commercial | Grocery (WA) | New | Space Heating | Natural Gas | Furnace | E4 |  | 0% | 0% | 0% | 0 | 0 | 0 | 0 | 0 | 0 | 0 | 0 | 0% | 0 | 0 | 0% | Normal | 0% | 0 | 0 | 0 | [17 empty] | Commercial_Grocery (WA)_New_Space Heating_Furnace_
Commercial_Grocery (WA)_New_Space Heating_Natural Gas_Furnace_E5 | Commercial | Grocery (WA) | New | Space Heating | Natural Gas | Furnace | E5 |  | 0% | 0% | 0% | 0 | 0 | 0 | 0 | 0 | 0 | 0 | 0 | 0% | 0 | 0 | 0% | Normal | 0% | 0 | 0 | 0 | [17 empty] | Commercial_Grocery (WA)_New_Space Heating_Furnace_
Commercial_Grocery (WA)_New_Space Heating_Natural Gas_Furnace_E6 | Commercial | Grocery (WA) | New | Space Heating | Natural Gas | Furnace | E6 |  | 0% | 0% | 0% | 0 | 0 | 0 | 0 | 0 | 0 | 0 | 0 | 0% | 0 | 0 | 0% | Normal | 0% | 0 | 0 | 0 | [17 empty] | Commercial_Grocery (WA)_New_Space Heating_Furnace_
Commercial_Grocery (WA)_New_Space Heating_Natural Gas_Furnace_E7 | Commercial | Grocery (WA) | New | Space Heating | Natural Gas | Furnace | E7 |  | 0% | 0% | 0% | 0 | 0 | 0 | 0 | 0 | 0 | 0 | 0 | 0% | 0 | 0 | 0% | Normal | 0% | 0 | 0 | 0 | [17 empty] | Commercial_Grocery (WA)_New_Space Heating_Furnace_
Commercial_Grocery (WA)_New_Space Heating_Natural Gas_Furnace_E8 | Commercial | Grocery (WA) | New | Space Heating | Natural Gas | Furnace | E8 |  | 0% | 0% | 0% | 0 | 0 | 0 | 0 | 0 | 0 | 0 | 0 | 0% | 0 | 0 | 0% | Normal | 0% | 0 | 0 | 0 | [17 empty] | Commercial_Grocery (WA)_New_Space Heating_Furnace_
Commercial_Grocery (WA)_New_Space Heating_Natural Gas_Furnace_E9 | Commercial | Grocery (WA) | New | Space Heating | Natural Gas | Furnace | E9 |  | 0% | 0% | 0% | 0 | 0 | 0 | 0 | 0 | 0 | 0 | 0 | 0% | 0 | 0 | 0% | Normal | 0% | 0 | 0 | 0 | [17 empty] | Commercial_Grocery (WA)_New_Space Heating_Furnace_
Commercial_Grocery (WA)_New_Space Heating_Natural Gas_Furnace_E10 | Commercial | Grocery (WA) | New | Space Heating | Natural Gas | Furnace | E10 |  | 0% | 0% | 0% | 0 | 0 | 0 | 0 | 0 | 0 | 0 | 0 | 0% | 0 | 0 | 0% | Normal | 0% | 0 | 0 | 0 | [17 empty] | Commercial_Grocery (WA)_New_Space Heating_Furnace_
Commercial_Grocery (WA)_New_Space Heating_Natural Gas_Boiler_E1 | Commercial | Grocery (WA) | New | Space Heating | Natural Gas | Boiler | E1 | AFUE 80% (Standard) | 100% | 0% | 0% | 1.3422 | 0 | 0.031814 | 0 | 25 | 35 | 2019 | 2045 | 100% | 0 | 0 | 0% | Normal | 0% | 2.0162 | 0 | 0 | 1 kBtu/hr | 35000 | 0 | 0.04 | 45.4583 | 31.6406 | 0 | 0.75 | 0 | 2013 | 1.0605 | GBLR-Heating-AEO15-3 | GBLR-Heating-AEO15-3 | GBLR-Heating-AEO15-3 | 1 | kBtu/hr | 0.04 | Commercial_Grocery (WA)_New_Space Heating_Boiler_AFUE 80% (Standard)
Commercial_Grocery (WA)_New_Space Heating_Natural Gas_Boiler_E2 | Commercial | Grocery (WA) | New | Space Heating | Natural Gas | Boiler | E2 | AFUE 85% | 94.12% | 0% | 0% | 1.441 | 0 | 0.029943 | 0 | 25 | 35 | 2019 | 2045 | 100% | 0 | 0 | 0% | Normal | 0% | 1.8976 | 0 | 0 | 1 kBtu/hr | 35000 | 0 | 0.04 | 42.7849 | 33.9706 | 0 | 0.70588 | 0 | 2013 | 1.0605 | GBLR-Heating-AEO15-6 | GBLR-Heating-AEO15-6 | GBLR-Heating-AEO15-6 | 1 | kBtu/hr | 0.04 | Commercial_Grocery (WA)_New_Space Heating_Boiler_AFUE 85%
Commercial_Grocery (WA)_New_Space Heating_Natural Gas_Boiler_E3 | Commercial | Grocery (WA) | New | Space Heating | Natural Gas | Boiler | E3 | AFUE 97% | 82.48% | 0% | 0% | 1.3716 | 0 | 0.025971 | 0 | 25 | 35 | 2019 | 2045 | 100% | 0 | 0 | 0% | Normal | 0% | 1.6629 | 0 | 0 | 1 kBtu/hr | 35000 | 0 | 0.04 | 37.4921 | 32.3342 | 0 | 0.61224 | 0 | 2013 | 1.0605 | GBLR-Heating-AEO15-7 | GBLR-Heating-AEO15-7 | GBLR-Heating-AEO15-7 | 1 | kBtu/hr | 0.04 | Commercial_Grocery (WA)_New_Space Heating_Boiler_AFUE 97%
Commercial_Grocery (WA)_New_Space Heating_Natural Gas_Boiler_E4 | Commercial | Grocery (WA) | New | Space Heating | Natural Gas | Boiler | E4 | Convert to NG Air Source Heat Pump | 57.14% | 0% | 0% | 9.2615 | 0 | 0.11312 | 0 | 10 | 20 | 2019 | 2045 | 100% | 0 | 0 | 0% | Normal | 0% | 1.1521 | 0 | 0 | 1 kBtu/hr | 35000 | 0 | 0.04 | 25.9762 | 218.3333 | 0 | 2.6667 | 0 | 2013 | 1.0605 | HP_GAS-Heating-AEO17-1 | HP_GAS-Heating-AEO17-1 | HP_GAS-Heating-AEO17-1 | 1 | kBtu/hr | 0.04 | Commercial_Grocery (WA)_New_Space Heating_Boiler_Convert to NG Air Source Heat Pump
Commercial_Grocery (WA)_New_Space Heating_Natural Gas_Boiler_E5 | Commercial | Grocery (WA) | New | Space Heating | Natural Gas | Boiler | E5 |  | 0% | 0% | 0% | 0 | 0 | 0 | 0 | 0 | 0 | 0 | 0 | 0% | 0 | 0 | 0% | Normal | 0% | 0 | 0 | 0 | [17 empty] | Commercial_Grocery (WA)_New_Space Heating_Boiler_
Commercial_Grocery (WA)_New_Space Heating_Natural Gas_Boiler_E6 | Commercial | Grocery (WA) | New | Space Heating | Natural Gas | Boiler | E6 |  | 0% | 0% | 0% | 0 | 0 | 0 | 0 | 0 | 0 | 0 | 0 | 0% | 0 | 0 | 0% | Normal | 0% | 0 | 0 | 0 | [17 empty] | Commercial_Grocery (WA)_New_Space Heating_Boiler_
Commercial_Grocery (WA)_New_Space Heating_Natural Gas_Boiler_E7 | Commercial | Grocery (WA) | New | Space Heating | Natural Gas | Boiler | E7 |  | 0% | 0% | 0% | 0 | 0 | 0 | 0 | 0 | 0 | 0 | 0 | 0% | 0 | 0 | 0% | Normal | 0% | 0 | 0 | 0 | [17 empty] | Commercial_Grocery (WA)_New_Space Heating_Boiler_
Commercial_Grocery (WA)_New_Space Heating_Natural Gas_Boiler_E8 | Commercial | Grocery (WA) | New | Space Heating | Natural Gas | Boiler | E8 |  | 0% | 0% | 0% | 0 | 0 | 0 | 0 | 0 | 0 | 0 | 0 | 0% | 0 | 0 | 0% | Normal | 0% | 0 | 0 | 0 | [17 empty] | Commercial_Grocery (WA)_New_Space Heating_Boiler_
Commercial_Grocery (WA)_New_Space Heating_Natural Gas_Boiler_E9 | Commercial | Grocery (WA) | New | Space Heating | Natural Gas | Boiler | E9 |  | 0% | 0% | 0% | 0 | 0 | 0 | 0 | 0 | 0 | 0 | 0 | 0% | 0 | 0 | 0% | Normal | 0% | 0 | 0 | 0 | [17 empty] | Commercial_Grocery (WA)_New_Space Heating_Boiler_
Commercial_Grocery (WA)_New_Space Heating_Natural Gas_Boiler_E10 | Commercial | Grocery (WA) | New | Space Heating | Natural Gas | Boiler | E10 |  | 0% | 0% | 0% | 0 | 0 | 0 | 0 | 0 | 0 | 0 | 0 | 0% | 0 | 0 | 0% | Normal | 0% | 0 | 0 | 0 | [17 empty] | Commercial_Grocery (WA)_New_Space Heating_Boiler_
Commercial_Grocery (WA)_New_Space Heating_Natural Gas_Unit Heater_E1 | Commercial | Grocery (WA) | New | Space Heating | Natural Gas | Unit Heater | E1 | Standard | 100% | 0% | 0% | 0.0096176 | 0 | 0 | 0 | 15 | 25 | 2019 | 2045 | 100% | 0 | 0 | 0% | Normal | 0% | 0.3135 | 0 | 0 | 1 kBtu/Hr | 35000 | 0 | 8.9948e-06 | 2080 | 1051 | 0 | 0 | 0 | 2016 | 1.0174 | UNITHT-Heating-XCELCO-2017-18-3 | UNITHT-Heating-XCELCO-2017-18-3 | UNITHT-Heating-XCELCO-2017-18-3 | 1 | kBtu/Hr | 8.9948e-06 | Commercial_Grocery (WA)_New_Space Heating_Unit Heater_Standard
Commercial_Grocery (WA)_New_Space Heating_Natural Gas_Unit Heater_E2 | Commercial | Grocery (WA) | New | Space Heating | Natural Gas | Unit Heater | E2 | Condensing | 88.94% | 0% | 0% | 0.021093 | 0 | 0 | 0 | 15 | 25 | 2019 | 2045 | 100% | 0 | 0 | 0% | Normal | 0% | 0.27883 | 0 | 0 | 1 kBtu/Hr | 35000 | 0 | 8.9948e-06 | 1850 | 2305 | 0 | 0 | 0 | 2016 | 1.0174 | UNITHT-Heating-XCELCO-2017-18-3 | UNITHT-Heating-XCELCO-2017-18-3 | UNITHT-Heating-XCELCO-2017-18-3 | 1 | kBtu/Hr | 8.9948e-06 | Commercial_Grocery (WA)_New_Space Heating_Unit Heater_Condensing
Commercial_Grocery (WA)_New_Space Heating_Natural Gas_Unit Heater_E3 | Commercial | Grocery (WA) | New | Space Heating | Natural Gas | Unit Heater | E3 | Infrared Radiant | 88.46% | 0% | 0% | 0.011484 | 0 | 0 | 0 | 10 | 20 | 2019 | 2045 | 100% | 0 | 0 | 0% | Normal | 0% | 0.27733 | 0 | 0 | 1 kBtu/Hr | 35000 | 0 | 8.9948e-06 | 1840 | 1255 | 0 | 0 | 0 | 2016 | 1.0174 | UNITHT-Heating-XCELCO-2017-18-4 | UNITHT-Heating-XCELCO-2017-18-4 | UNITHT-Heating-XCELCO-2017-18-4 | 1 | kBtu/Hr | 8.9948e-06 | Commercial_Grocery (WA)_New_Space Heating_Unit Heater_Infrared Radiant
Commercial_Grocery (WA)_New_Space Heating_Natural Gas_Unit Heater_E4 | Commercial | Grocery (WA) | New | Space Heating | Natural Gas | Unit Heater | E4 |  | 0% | 0% | 0% | 0 | 0 | 0 | 0 | 0 | 0 | 0 | 0 | 0% | 0 | 0 | 0% | Normal | 0% | 0 | 0 | 0 | [17 empty] | Commercial_Grocery (WA)_New_Space Heating_Unit Heater_
Commercial_Grocery (WA)_New_Space Heating_Natural Gas_Unit Heater_E5 | Commercial | Grocery (WA) | New | Space Heating | Natural Gas | Unit Heater | E5 |  | 0% | 0% | 0% | 0 | 0 | 0 | 0 | 0 | 0 | 0 | 0 | 0% | 0 | 0 | 0% | Normal | 0% | 0 | 0 | 0 | [17 empty] | Commercial_Grocery (WA)_New_Space Heating_Unit Heater_
Commercial_Grocery (WA)_New_Space Heating_Natural Gas_Unit Heater_E6 | Commercial | Grocery (WA) | New | Space Heating | Natural Gas | Unit Heater | E6 |  | 0% | 0% | 0% | 0 | 0 | 0 | 0 | 0 | 0 | 0 | 0 | 0% | 0 | 0 | 0% | Normal | 0% | 0 | 0 | 0 | [17 empty] | Commercial_Grocery (WA)_New_Space Heating_Unit Heater_
Commercial_Grocery (WA)_New_Space Heating_Natural Gas_Unit Heater_E7 | Commercial | Grocery (WA) | New | Space Heating | Natural Gas | Unit Heater | E7 |  | 0% | 0% | 0% | 0 | 0 | 0 | 0 | 0 | 0 | 0 | 0 | 0% | 0 | 0 | 0% | Normal | 0% | 0 | 0 | 0 | [17 empty] | Commercial_Grocery (WA)_New_Space Heating_Unit Heater_
Commercial_Grocery (WA)_New_Space Heating_Natural Gas_Unit Heater_E8 | Commercial | Grocery (WA) | New | Space Heating | Natural Gas | Unit Heater | E8 |  | 0% | 0% | 0% | 0 | 0 | 0 | 0 | 0 | 0 | 0 | 0 | 0% | 0 | 0 | 0% | Normal | 0% | 0 | 0 | 0 | [17 empty] | Commercial_Grocery (WA)_New_Space Heating_Unit Heater_
Commercial_Grocery (WA)_New_Space Heating_Natural Gas_Unit Heater_E9 | Commercial | Grocery (WA) | New | Space Heating | Natural Gas | Unit Heater | E9 |  | 0% | 0% | 0% | 0 | 0 | 0 | 0 | 0 | 0 | 0 | 0 | 0% | 0 | 0 | 0% | Normal | 0% | 0 | 0 | 0 | [17 empty] | Commercial_Grocery (WA)_New_Space Heating_Unit Heater_
Commercial_Grocery (WA)_New_Space Heating_Natural Gas_Unit Heater_E10 | Commercial | Grocery (WA) | New | Space Heating | Natural Gas | Unit Heater | E10 |  | 0% | 0% | 0% | 0 | 0 | 0 | 0 | 0 | 0 | 0 | 0 | 0% | 0 | 0 | 0% | Normal | 0% | 0 | 0 | 0 | [17 empty] | Commercial_Grocery (WA)_New_Space Heating_Unit Heater_
Commercial_Grocery (WA)_New_Water Heating_Natural Gas_Water Heater_E1 | Commercial | Grocery (WA) | New | Water Heating | Natural Gas | Water Heater | E1 | TE 0.80 | 100% | 0% | 0% | 0.13324 | 0 | 0 | 0 | 10 | 20 | 2019 | 2045 | 100% | 0 | 0 | 0% | Normal | 0% | 0.27445 | 0 | 0 | 1 kBtu/hr | 35000 | 0 | 0.0060076 | 42.0775 | 21.8 | 0 | 0 | 0 | 2017 | 1.0174 | DHW_WH-Water Heating-PG&E-R7-14 | DHW_WH-Water Heating-PG&E-R7-14 | DHW_WH-Water Heating-PG&E-R7-14 | 1 | kBtu/hr | 0.0060076 | Commercial_Grocery (WA)_New_Water Heating_Water Heater_TE 0.80
Commercial_Grocery (WA)_New_Water Heating_Natural Gas_Water Heater_E2 | Commercial | Grocery (WA) | New | Water Heating | Natural Gas | Water Heater | E2 | TE 0.90 | 88.89% | 0% | 0% | 0.15989 | 0 | 0 | 0 | 10 | 20 | 2019 | 2045 | 100% | 0 | 0 | 0% | Normal | 0% | 0.24395 | 0 | 0 | 1 kBtu/hr | 35000 | 0 | 0.0060076 | 37.4022 | 26.16 | 0 | 0 | 0 | 2017 | 1.0174 | DHW_WH-Water Heating-PG&E-R7-14 | DHW_WH-Water Heating-PG&E-R7-14 | DHW_WH-Water Heating-PG&E-R7-14 | 1 | kBtu/hr | 0.0060076 | Commercial_Grocery (WA)_New_Water Heating_Water Heater_TE 0.90
Commercial_Grocery (WA)_New_Water Heating_Natural Gas_Water Heater_E3 | Commercial | Grocery (WA) | New | Water Heating | Natural Gas | Water Heater | E3 | TE 0.94 | 85.11% | 0% | 0% | 0.19654 | 0 | 0 | 0 | 10 | 20 | 2019 | 2045 | 100% | 0 | 0 | 0% | Normal | 0% | 0.23357 | 0 | 0 | 1 kBtu/hr | 35000 | 0 | 0.0060076 | 35.8106 | 30.3604 | 0 | 0 | 0 | 2012 | 1.0776 | DHW_WH-Water Heating-NMTRM-2016-7 | DHW_WH-Water Heating-NMTRM-2016-7 | DHW_WH-Water Heating-NMTRM-2016-7 | 1 | kBtu/hr | 0.0060076 | Commercial_Grocery (WA)_New_Water Heating_Water Heater_TE 0.94
Commercial_Grocery (WA)_New_Water Heating_Natural Gas_Water Heater_E4 | Commercial | Grocery (WA) | New | Water Heating | Natural Gas | Water Heater | E4 | Instantaneous TE 0.94 | 85.02% | 0% | 0% | 0.23073 | 0 | 0 | 0 | 15 | 25 | 2019 | 2045 | 100% | 0 | 0 | 0% | Normal | 0% | 0.23333 | 0 | 0 | 1 kBtu/hr | 35000 | 0 | 0.0060076 | 35.7726 | 35.6404 | 0 | 0 | 0 | 2012 | 1.0776 | DHW_WH-Water Heating-NMTRM-2016-9 | DHW_WH-Water Heating-NMTRM-2016-9 | DHW_WH-Water Heating-NMTRM-2016-9 | 1 | kBtu/hr | 0.0060076 | Commercial_Grocery (WA)_New_Water Heating_Water Heater_Instantaneous TE 0.94
Commercial_Grocery (WA)_New_Water Heating_Natural Gas_Water Heater_E5 | Commercial | Grocery (WA) | New | Water Heating | Natural Gas | Water Heater | E5 | Gas-Fired Absorption HPWH | 53.33% | 0% | 0% | 0.39216 | 0 | 0 | 0 | 10 | 16 | 2019 | 2045 | 100% | 0 | 0 | 0% | Normal | 0% | 0.14637 | 0 | 0 | 1 kBtu/hr | 35000 | 0 | 0.0060076 | 22.4413 | 62.6566 | 0 | 0 | 0 | 2014 | 1.0418 | DHW_WH-Water Heating-DOE-2014-1 | DHW_WH-Water Heating-DOE-2014-1 | DHW_WH-Water Heating-DOE-2014-1 | 1 | kBtu/hr | 0.0060076 | Commercial_Grocery (WA)_New_Water Heating_Water Heater_Gas-Fired Absorption HPWH
Commercial_Grocery (WA)_New_Water Heating_Natural Gas_Water Heater_E6 | Commercial | Grocery (WA) | New | Water Heating | Natural Gas | Water Heater | E6 |  | 0% | 0% | 0% | 0 | 0 | 0 | 0 | 0 | 0 | 0 | 0 | 0% | 0 | 0 | 0% | Normal | 0% | 0 | 0 | 0 | [17 empty] | Commercial_Grocery (WA)_New_Water Heating_Water Heater_
Commercial_Grocery (WA)_New_Water Heating_Natural Gas_Water Heater_E7 | Commercial | Grocery (WA) | New | Water Heating | Natural Gas | Water Heater | E7 |  | 0% | 0% | 0% | 0 | 0 | 0 | 0 | 0 | 0 | 0 | 0 | 0% | 0 | 0 | 0% | Normal | 0% | 0 | 0 | 0 | [17 empty] | Commercial_Grocery (WA)_New_Water Heating_Water Heater_
Commercial_Grocery (WA)_New_Water Heating_Natural Gas_Water Heater_E8 | Commercial | Grocery (WA) | New | Water Heating | Natural Gas | Water Heater | E8 |  | 0% | 0% | 0% | 0 | 0 | 0 | 0 | 0 | 0 | 0 | 0 | 0% | 0 | 0 | 0% | Normal | 0% | 0 | 0 | 0 | [17 empty] | Commercial_Grocery (WA)_New_Water Heating_Water Heater_
Commercial_Grocery (WA)_New_Water Heating_Natural Gas_Water Heater_E9 | Commercial | Grocery (WA) | New | Water Heating | Natural Gas | Water Heater | E9 |  | 0% | 0% | 0% | 0 | 0 | 0 | 0 | 0 | 0 | 0 | 0 | 0% | 0 | 0 | 0% | Normal | 0% | 0 | 0 | 0 | [17 empty] | Commercial_Grocery (WA)_New_Water Heating_Water Heater_
Commercial_Grocery (WA)_New_Water Heating_Natural Gas_Water Heater_E10 | Commercial | Grocery (WA) | New | Water Heating | Natural Gas | Water Heater | E10 |  | 0% | 0% | 0% | 0 | 0 | 0 | 0 | 0 | 0 | 0 | 0 | 0% | 0 | 0 | 0% | Normal | 0% | 0 | 0 | 0 | [17 empty] | Commercial_Grocery (WA)_New_Water Heating_Water Heater_
Commercial_Grocery (WA)_New_Food Preparation_Natural Gas_Oven_E1 | Commercial | Grocery (WA) | New | Food Preparation | Natural Gas | Oven | E1 | Standard | 100% | 0% | 0% | 0.0078836 | 0 | 0 | 0 | 8 | 12 | 2019 | 2045 | 100% | 0 | 0 | 0% | Normal | 0% | 0.11131 | 0 | 0 | 1 unit | 35000 | 0 | 1.5168e-05 | 1050.946 | 490.1 | 0 | 0 | 0 | 2013 | 1.0605 | COOK_OVN-Food Preparation-AEO17-3 | COOK_OVN-Food Preparation-AEO17-3 | COOK_OVN-Food Preparation-ILTRM-v5.0-23 | 1 | unit | 1.5168e-05 | Commercial_Grocery (WA)_New_Food Preparation_Oven_Standard
Commercial_Grocery (WA)_New_Food Preparation_Natural Gas_Oven_E2 | Commercial | Grocery (WA) | New | Food Preparation | Natural Gas | Oven | E2 | ENERGY STAR (>42% Baking Efficiency) | 71.01% | 0% | 0% | 0.010742 | 0 | 0 | 0 | 8 | 12 | 2019 | 2045 | 100% | 0 | 0 | 0% | Normal | 0% | 0.079039 | 0 | 0 | 1 unit | 35000 | 0 | 1.5168e-05 | 746.2722 | 667.81 | 0 | 0 | 0 | 2013 | 1.0605 | COOK_OVN-Food Preparation-AEO17-3 | COOK_OVN-Food Preparation-AEO17-3 | COOK_OVN-Food Preparation-ILTRM-v5.0-23 | 1 | unit | 1.5168e-05 | Commercial_Grocery (WA)_New_Food Preparation_Oven_ENERGY STAR (>42% Baking Efficiency)
Commercial_Grocery (WA)_New_Food Preparation_Natural Gas_Oven_E3 | Commercial | Grocery (WA) | New | Food Preparation | Natural Gas | Oven | E3 |  | 0% | 0% | 0% | 0 | 0 | 0 | 0 | 0 | 0 | 0 | 0 | 0% | 0 | 0 | 0% | Normal | 0% | 0 | 0 | 0 | [17 empty] | Commercial_Grocery (WA)_New_Food Preparation_Oven_
Commercial_Grocery (WA)_New_Food Preparation_Natural Gas_Oven_E4 | Commercial | Grocery (WA) | New | Food Preparation | Natural Gas | Oven | E4 |  | 0% | 0% | 0% | 0 | 0 | 0 | 0 | 0 | 0 | 0 | 0 | 0% | 0 | 0 | 0% | Normal | 0% | 0 | 0 | 0 | [17 empty] | Commercial_Grocery (WA)_New_Food Preparation_Oven_
Commercial_Grocery (WA)_New_Food Preparation_Natural Gas_Oven_E5 | Commercial | Grocery (WA) | New | Food Preparation | Natural Gas | Oven | E5 |  | 0% | 0% | 0% | 0 | 0 | 0 | 0 | 0 | 0 | 0 | 0 | 0% | 0 | 0 | 0% | Normal | 0% | 0 | 0 | 0 | [17 empty] | Commercial_Grocery (WA)_New_Food Preparation_Oven_
Commercial_Grocery (WA)_New_Food Preparation_Natural Gas_Oven_E6 | Commercial | Grocery (WA) | New | Food Preparation | Natural Gas | Oven | E6 |  | 0% | 0% | 0% | 0 | 0 | 0 | 0 | 0 | 0 | 0 | 0 | 0% | 0 | 0 | 0% | Normal | 0% | 0 | 0 | 0 | [17 empty] | Commercial_Grocery (WA)_New_Food Preparation_Oven_
Commercial_Grocery (WA)_New_Food Preparation_Natural Gas_Oven_E7 | Commercial | Grocery (WA) | New | Food Preparation | Natural Gas | Oven | E7 |  | 0% | 0% | 0% | 0 | 0 | 0 | 0 | 0 | 0 | 0 | 0 | 0% | 0 | 0 | 0% | Normal | 0% | 0 | 0 | 0 | [17 empty] | Commercial_Grocery (WA)_New_Food Preparation_Oven_
Commercial_Grocery (WA)_New_Food Preparation_Natural Gas_Oven_E8 | Commercial | Grocery (WA) | New | Food Preparation | Natural Gas | Oven | E8 |  | 0% | 0% | 0% | 0 | 0 | 0 | 0 | 0 | 0 | 0 | 0 | 0% | 0 | 0 | 0% | Normal | 0% | 0 | 0 | 0 | [17 empty] | Commercial_Grocery (WA)_New_Food Preparation_Oven_
Commercial_Grocery (WA)_New_Food Preparation_Natural Gas_Oven_E9 | Commercial | Grocery (WA) | New | Food Preparation | Natural Gas | Oven | E9 |  | 0% | 0% | 0% | 0 | 0 | 0 | 0 | 0 | 0 | 0 | 0 | 0% | 0 | 0 | 0% | Normal | 0% | 0 | 0 | 0 | [17 empty] | Commercial_Grocery (WA)_New_Food Preparation_Oven_
Commercial_Grocery (WA)_New_Food Preparation_Natural Gas_Oven_E10 | Commercial | Grocery (WA) | New | Food Preparation | Natural Gas | Oven | E10 |  | 0% | 0% | 0% | 0 | 0 | 0 | 0 | 0 | 0 | 0 | 0 | 0% | 0 | 0 | 0% | Normal | 0% | 0 | 0 | 0 | [17 empty] | Commercial_Grocery (WA)_New_Food Preparation_Oven_
Commercial_Grocery (WA)_New_Food Preparation_Natural Gas_Conveyor Oven_E1 | Commercial | Grocery (WA) | New | Food Preparation | Natural Gas | Conveyor Oven | E1 | Standard | 100% | 0% | 0% | 0.0063614 | 0 | 0 | 0 | 15 | 19 | 2019 | 2045 | 100% | 0 | 0 | 0% | Normal | 0% | 0.17963 | 0 | 0 | 1 unit | 35000 | 0 | 3.6021e-06 | 3571 | 1665.3064 | 0 | 0 | 0 | 2013 | 1.0605 | COOK_OVN-Food Preparation-ILTRM-v5.0-24 | COOK_OVN-Food Preparation-AEO17-3 | https://fishnick.com/saveenergy/tools/calculators/gconvovencalc.php | 1 | unit | 3.6021e-06 | Commercial_Grocery (WA)_New_Food Preparation_Conveyor Oven_Standard
Commercial_Grocery (WA)_New_Food Preparation_Natural Gas_Conveyor Oven_E2 | Commercial | Grocery (WA) | New | Food Preparation | Natural Gas | Conveyor Oven | E2 | ENERGY STAR (>42% Baking Efficiency) | 79.47% | 0% | 0% | 0.013477 | 0 | 0 | 0 | 15 | 19 | 2019 | 2045 | 100% | 0 | 0 | 0% | Normal | 0% | 0.14276 | 0 | 0 | 1 unit | 35000 | 0 | 3.6021e-06 | 2838 | 3409.1835 | 0 | 0 | 0 | 2011 | 1.0975 | COOK_OVN-Food Preparation-ILTRM-v5.0-24 | COOK_OVN-Food Preparation-ILTRM-v5.0-24 | COOK_OVN-Food Preparation-ILTRM-v5.0-24 | 1 | unit | 3.6021e-06 | Commercial_Grocery (WA)_New_Food Preparation_Conveyor Oven_ENERGY STAR (>42% Baking Efficiency)
Commercial_Grocery (WA)_New_Food Preparation_Natural Gas_Conveyor Oven_E3 | Commercial | Grocery (WA) | New | Food Preparation | Natural Gas | Conveyor Oven | E3 |  | 0% | 0% | 0% | 0 | 0 | 0 | 0 | 0 | 0 | 0 | 0 | 0% | 0 | 0 | 0% | Normal | 0% | 0 | 0 | 0 | [17 empty] | Commercial_Grocery (WA)_New_Food Preparation_Conveyor Oven_
Commercial_Grocery (WA)_New_Food Preparation_Natural Gas_Conveyor Oven_E4 | Commercial | Grocery (WA) | New | Food Preparation | Natural Gas | Conveyor Oven | E4 |  | 0% | 0% | 0% | 0 | 0 | 0 | 0 | 0 | 0 | 0 | 0 | 0% | 0 | 0 | 0% | Normal | 0% | 0 | 0 | 0 | [17 empty] | Commercial_Grocery (WA)_New_Food Preparation_Conveyor Oven_
Commercial_Grocery (WA)_New_Food Preparation_Natural Gas_Conveyor Oven_E5 | Commercial | Grocery (WA) | New | Food Preparation | Natural Gas | Conveyor Oven | E5 |  | 0% | 0% | 0% | 0 | 0 | 0 | 0 | 0 | 0 | 0 | 0 | 0% | 0 | 0 | 0% | Normal | 0% | 0 | 0 | 0 | [17 empty] | Commercial_Grocery (WA)_New_Food Preparation_Conveyor Oven_
Commercial_Grocery (WA)_New_Food Preparation_Natural Gas_Conveyor Oven_E6 | Commercial | Grocery (WA) | New | Food Preparation | Natural Gas | Conveyor Oven | E6 |  | 0% | 0% | 0% | 0 | 0 | 0 | 0 | 0 | 0 | 0 | 0 | 0% | 0 | 0 | 0% | Normal | 0% | 0 | 0 | 0 | [17 empty] | Commercial_Grocery (WA)_New_Food Preparation_Conveyor Oven_
Commercial_Grocery (WA)_New_Food Preparation_Natural Gas_Conveyor Oven_E7 | Commercial | Grocery (WA) | New | Food Preparation | Natural Gas | Conveyor Oven | E7 |  | 0% | 0% | 0% | 0 | 0 | 0 | 0 | 0 | 0 | 0 | 0 | 0% | 0 | 0 | 0% | Normal | 0% | 0 | 0 | 0 | [17 empty] | Commercial_Grocery (WA)_New_Food Preparation_Conveyor Oven_
Commercial_Grocery (WA)_New_Food Preparation_Natural Gas_Conveyor Oven_E8 | Commercial | Grocery (WA) | New | Food Preparation | Natural Gas | Conveyor Oven | E8 |  | 0% | 0% | 0% | 0 | 0 | 0 | 0 | 0 | 0 | 0 | 0 | 0% | 0 | 0 | 0% | Normal | 0% | 0 | 0 | 0 | [17 empty] | Commercial_Grocery (WA)_New_Food Preparation_Conveyor Oven_
Commercial_Grocery (WA)_New_Food Preparation_Natural Gas_Conveyor Oven_E9 | Commercial | Grocery (WA) | New | Food Preparation | Natural Gas | Conveyor Oven | E9 |  | 0% | 0% | 0% | 0 | 0 | 0 | 0 | 0 | 0 | 0 | 0 | 0% | 0 | 0 | 0% | Normal | 0% | 0 | 0 | 0 | [17 empty] | Commercial_Grocery (WA)_New_Food Preparation_Conveyor Oven_
Commercial_Grocery (WA)_New_Food Preparation_Natural Gas_Conveyor Oven_E10 | Commercial | Grocery (WA) | New | Food Preparation | Natural Gas | Conveyor Oven | E10 |  | 0% | 0% | 0% | 0 | 0 | 0 | 0 | 0 | 0 | 0 | 0 | 0% | 0 | 0 | 0% | Normal | 0% | 0 | 0 | 0 | [17 empty] | Commercial_Grocery (WA)_New_Food Preparation_Conveyor Oven_
Commercial_Grocery (WA)_New_Food Preparation_Natural Gas_Double Rack Oven_E1 | Commercial | Grocery (WA) | New | Food Preparation | Natural Gas | Double Rack Oven | E1 | Standard | 100% | 0% | 0% | 0.010952 | 0 | 0 | 0 | 8 | 16 | 2019 | 2045 | 100% | 0 | 0 | 0% | Normal | 0% | 0.30927 | 0 | 0 | 1 unit | 35000 | 0 | 4.0822e-06 | 5425 | 2529.904 | 0 | 0 | 0 | 2013 | 1.0605 | COOK_OVN-Food Preparation-ILTRM-v5.0-25 | COOK_OVN-Food Preparation-ILTRM-v5.0-25 | https://fishnick.com/saveenergy/tools/calculators/grackovencalc.php | 1 | unit | 4.0822e-06 | Commercial_Grocery (WA)_New_Food Preparation_Double Rack Oven_Standard
Commercial_Grocery (WA)_New_Food Preparation_Natural Gas_Double Rack Oven_E2 | Commercial | Grocery (WA) | New | Food Preparation | Natural Gas | Double Rack Oven | E2 | FTSC Qualified (>50% Cooking Efficiency) | 61.95% | 0% | 0% | 0.049687 | 0 | 0 | 0 | 8 | 16 | 2019 | 2045 | 100% | 0 | 0 | 0% | Normal | 0% | 0.1916 | 0 | 0 | 1 unit | 35000 | 0 | 4.0822e-06 | 3361 | 11090.6431 | 0 | 0 | 0 | 2011 | 1.0975 | COOK_OVN-Food Preparation-ILTRM-v5.0-25 | COOK_OVN-Food Preparation-ILTRM-v5.0-25 | COOK_OVN-Food Preparation-ILTRM-v5.0-25 | 1 | unit | 4.0822e-06 | Commercial_Grocery (WA)_New_Food Preparation_Double Rack Oven_FTSC Qualified (>50% Cooking Efficiency)
Commercial_Grocery (WA)_New_Food Preparation_Natural Gas_Double Rack Oven_E3 | Commercial | Grocery (WA) | New | Food Preparation | Natural Gas | Double Rack Oven | E3 |  | 0% | 0% | 0% | 0 | 0 | 0 | 0 | 0 | 0 | 0 | 0 | 0% | 0 | 0 | 0% | Normal | 0% | 0 | 0 | 0 | [17 empty] | Commercial_Grocery (WA)_New_Food Preparation_Double Rack Oven_
Commercial_Grocery (WA)_New_Food Preparation_Natural Gas_Double Rack Oven_E4 | Commercial | Grocery (WA) | New | Food Preparation | Natural Gas | Double Rack Oven | E4 |  | 0% | 0% | 0% | 0 | 0 | 0 | 0 | 0 | 0 | 0 | 0 | 0% | 0 | 0 | 0% | Normal | 0% | 0 | 0 | 0 | [17 empty] | Commercial_Grocery (WA)_New_Food Preparation_Double Rack Oven_
Commercial_Grocery (WA)_New_Food Preparation_Natural Gas_Double Rack Oven_E5 | Commercial | Grocery (WA) | New | Food Preparation | Natural Gas | Double Rack Oven | E5 |  | 0% | 0% | 0% | 0 | 0 | 0 | 0 | 0 | 0 | 0 | 0 | 0% | 0 | 0 | 0% | Normal | 0% | 0 | 0 | 0 | [17 empty] | Commercial_Grocery (WA)_New_Food Preparation_Double Rack Oven_
Commercial_Grocery (WA)_New_Food Preparation_Natural Gas_Double Rack Oven_E6 | Commercial | Grocery (WA) | New | Food Preparation | Natural Gas | Double Rack Oven | E6 |  | 0% | 0% | 0% | 0 | 0 | 0 | 0 | 0 | 0 | 0 | 0 | 0% | 0 | 0 | 0% | Normal | 0% | 0 | 0 | 0 | [17 empty] | Commercial_Grocery (WA)_New_Food Preparation_Double Rack Oven_
Commercial_Grocery (WA)_New_Food Preparation_Natural Gas_Double Rack Oven_E7 | Commercial | Grocery (WA) | New | Food Preparation | Natural Gas | Double Rack Oven | E7 |  | 0% | 0% | 0% | 0 | 0 | 0 | 0 | 0 | 0 | 0 | 0 | 0% | 0 | 0 | 0% | Normal | 0% | 0 | 0 | 0 | [17 empty] | Commercial_Grocery (WA)_New_Food Preparation_Double Rack Oven_
Commercial_Grocery (WA)_New_Food Preparation_Natural Gas_Double Rack Oven_E8 | Commercial | Grocery (WA) | New | Food Preparation | Natural Gas | Double Rack Oven | E8 |  | 0% | 0% | 0% | 0 | 0 | 0 | 0 | 0 | 0 | 0 | 0 | 0% | 0 | 0 | 0% | Normal | 0% | 0 | 0 | 0 | [17 empty] | Commercial_Grocery (WA)_New_Food Preparation_Double Rack Oven_
Commercial_Grocery (WA)_New_Food Preparation_Natural Gas_Double Rack Oven_E9 | Commercial | Grocery (WA) | New | Food Preparation | Natural Gas | Double Rack Oven | E9 |  | 0% | 0% | 0% | 0 | 0 | 0 | 0 | 0 | 0 | 0 | 0 | 0% | 0 | 0 | 0% | Normal | 0% | 0 | 0 | 0 | [17 empty] | Commercial_Grocery (WA)_New_Food Preparation_Double Rack Oven_
Commercial_Grocery (WA)_New_Food Preparation_Natural Gas_Double Rack Oven_E10 | Commercial | Grocery (WA) | New | Food Preparation | Natural Gas | Double Rack Oven | E10 |  | 0% | 0% | 0% | 0 | 0 | 0 | 0 | 0 | 0 | 0 | 0 | 0% | 0 | 0 | 0% | Normal | 0% | 0 | 0 | 0 | [17 empty] | Commercial_Grocery (WA)_New_Food Preparation_Double Rack Oven_
Commercial_Grocery (WA)_New_Food Preparation_Natural Gas_Fryer_E1 | Commercial | Grocery (WA) | New | Food Preparation | Natural Gas | Fryer | E1 | Standard | 100% | 0% | 0% | 0.076601 | 0 | 0 | 0 | 10 | 20 | 2019 | 2045 | 100% | 0 | 0 | 0% | Normal | 0% | 0.1555 | 0 | 0 | 1 unit | 35000 | 0 | 2.7355e-05 | 1628.2323 | 2500 | 0 | 0 | 0 | 2010 | 1.1201 | COOK_FRY-Food Preparation-ILTRM-v4.0-1 | Estimate | COOK_FRY-Food Preparation-ILTRM-v4.0-1 | 1 | unit | 2.7355e-05 | Commercial_Grocery (WA)_New_Food Preparation_Fryer_Standard
Commercial_Grocery (WA)_New_Food Preparation_Natural Gas_Fryer_E2 | Commercial | Grocery (WA) | New | Food Preparation | Natural Gas | Fryer | E2 | ENERGY STAR | 68.97% | 0% | 0% | 0.11337 | 0 | 0 | 0 | 10 | 20 | 2019 | 2045 | 100% | 0 | 0 | 0% | Normal | 0% | 0.10725 | 0 | 0 | 1 unit | 35000 | 0 | 2.7355e-05 | 1122.9977 | 3700 | 0 | 0 | 0 | 2010 | 1.1201 | COOK_FRY-Food Preparation-ILTRM-v4.0-1 | COOK_FRY-Food Preparation-ILTRM-v4.0-1 | COOK_FRY-Food Preparation-ILTRM-v4.0-1 | 1 | unit | 2.7355e-05 | Commercial_Grocery (WA)_New_Food Preparation_Fryer_ENERGY STAR
Commercial_Grocery (WA)_New_Food Preparation_Natural Gas_Fryer_E3 | Commercial | Grocery (WA) | New | Food Preparation | Natural Gas | Fryer | E3 |  | 0% | 0% | 0% | 0 | 0 | 0 | 0 | 0 | 0 | 0 | 0 | 0% | 0 | 0 | 0% | Normal | 0% | 0 | 0 | 0 | [17 empty] | Commercial_Grocery (WA)_New_Food Preparation_Fryer_
Commercial_Grocery (WA)_New_Food Preparation_Natural Gas_Fryer_E4 | Commercial | Grocery (WA) | New | Food Preparation | Natural Gas | Fryer | E4 |  | 0% | 0% | 0% | 0 | 0 | 0 | 0 | 0 | 0 | 0 | 0 | 0% | 0 | 0 | 0% | Normal | 0% | 0 | 0 | 0 | [17 empty] | Commercial_Grocery (WA)_New_Food Preparation_Fryer_
Commercial_Grocery (WA)_New_Food Preparation_Natural Gas_Fryer_E5 | Commercial | Grocery (WA) | New | Food Preparation | Natural Gas | Fryer | E5 |  | 0% | 0% | 0% | 0 | 0 | 0 | 0 | 0 | 0 | 0 | 0 | 0% | 0 | 0 | 0% | Normal | 0% | 0 | 0 | 0 | [17 empty] | Commercial_Grocery (WA)_New_Food Preparation_Fryer_
Commercial_Grocery (WA)_New_Food Preparation_Natural Gas_Fryer_E6 | Commercial | Grocery (WA) | New | Food Preparation | Natural Gas | Fryer | E6 |  | 0% | 0% | 0% | 0 | 0 | 0 | 0 | 0 | 0 | 0 | 0 | 0% | 0 | 0 | 0% | Normal | 0% | 0 | 0 | 0 | [17 empty] | Commercial_Grocery (WA)_New_Food Preparation_Fryer_
Commercial_Grocery (WA)_New_Food Preparation_Natural Gas_Fryer_E7 | Commercial | Grocery (WA) | New | Food Preparation | Natural Gas | Fryer | E7 |  | 0% | 0% | 0% | 0 | 0 | 0 | 0 | 0 | 0 | 0 | 0 | 0% | 0 | 0 | 0% | Normal | 0% | 0 | 0 | 0 | [17 empty] | Commercial_Grocery (WA)_New_Food Preparation_Fryer_
Commercial_Grocery (WA)_New_Food Preparation_Natural Gas_Fryer_E8 | Commercial | Grocery (WA) | New | Food Preparation | Natural Gas | Fryer | E8 |  | 0% | 0% | 0% | 0 | 0 | 0 | 0 | 0 | 0 | 0 | 0 | 0% | 0 | 0 | 0% | Normal | 0% | 0 | 0 | 0 | [17 empty] | Commercial_Grocery (WA)_New_Food Preparation_Fryer_
Commercial_Grocery (WA)_New_Food Preparation_Natural Gas_Fryer_E9 | Commercial | Grocery (WA) | New | Food Preparation | Natural Gas | Fryer | E9 |  | 0% | 0% | 0% | 0 | 0 | 0 | 0 | 0 | 0 | 0 | 0 | 0% | 0 | 0 | 0% | Normal | 0% | 0 | 0 | 0 | [17 empty] | Commercial_Grocery (WA)_New_Food Preparation_Fryer_
Commercial_Grocery (WA)_New_Food Preparation_Natural Gas_Fryer_E10 | Commercial | Grocery (WA) | New | Food Preparation | Natural Gas | Fryer | E10 |  | 0% | 0% | 0% | 0 | 0 | 0 | 0 | 0 | 0 | 0 | 0 | 0% | 0 | 0 | 0% | Normal | 0% | 0 | 0 | 0 | [17 empty] | Commercial_Grocery (WA)_New_Food Preparation_Fryer_
Commercial_Grocery (WA)_New_Food Preparation_Natural Gas_Broiler_E1 | Commercial | Grocery (WA) | New | Food Preparation | Natural Gas | Broiler | E1 | Standard | 100% | 0% | 0% | 0.26819 | 0 | 0 | 0 | 8 | 16 | 2019 | 2045 | 100% | 0 | 0 | 0% | Normal | 0% | 0.15884 | 0 | 0 | 1 unit | 35000 | 0 | 9.7747e-05 | 1625 | 2500 | 0 | 0 | 0 | 2011 | 1.0975 | COOK_BRL-Food Preparation-ILTRM-v4.0-2 | Estimate | COOK_BRL-Food Preparation-ILTRM-v4.0-2 | 1 | unit | 9.7747e-05 | Commercial_Grocery (WA)_New_Food Preparation_Broiler_Standard
Commercial_Grocery (WA)_New_Food Preparation_Natural Gas_Broiler_E2 | Commercial | Grocery (WA) | New | Food Preparation | Natural Gas | Broiler | E2 | Infrared Burners | 85.29% | 0% | 0% | 0.37546 | 0 | 0 | 0 | 8 | 16 | 2019 | 2045 | 100% | 0 | 0 | 0% | Normal | 0% | 0.13548 | 0 | 0 | 1 unit | 35000 | 0 | 9.7747e-05 | 1386 | 3500 | 0 | 0 | 0 | 2011 | 1.0975 | COOK_BRL-Food Preparation-ILTRM-v4.0-2 | COOK_BRL-Food Preparation-ILTRM-v4.0-2 | COOK_BRL-Food Preparation-ILTRM-v4.0-2 | 1 | unit | 9.7747e-05 | Commercial_Grocery (WA)_New_Food Preparation_Broiler_Infrared Burners
Commercial_Grocery (WA)_New_Food Preparation_Natural Gas_Broiler_E3 | Commercial | Grocery (WA) | New | Food Preparation | Natural Gas | Broiler | E3 |  | 0% | 0% | 0% | 0 | 0 | 0 | 0 | 0 | 0 | 0 | 0 | 0% | 0 | 0 | 0% | Normal | 0% | 0 | 0 | 0 | [17 empty] | Commercial_Grocery (WA)_New_Food Preparation_Broiler_
Commercial_Grocery (WA)_New_Food Preparation_Natural Gas_Broiler_E4 | Commercial | Grocery (WA) | New | Food Preparation | Natural Gas | Broiler | E4 |  | 0% | 0% | 0% | 0 | 0 | 0 | 0 | 0 | 0 | 0 | 0 | 0% | 0 | 0 | 0% | Normal | 0% | 0 | 0 | 0 | [17 empty] | Commercial_Grocery (WA)_New_Food Preparation_Broiler_
Commercial_Grocery (WA)_New_Food Preparation_Natural Gas_Broiler_E5 | Commercial | Grocery (WA) | New | Food Preparation | Natural Gas | Broiler | E5 |  | 0% | 0% | 0% | 0 | 0 | 0 | 0 | 0 | 0 | 0 | 0 | 0% | 0 | 0 | 0% | Normal | 0% | 0 | 0 | 0 | [17 empty] | Commercial_Grocery (WA)_New_Food Preparation_Broiler_
Commercial_Grocery (WA)_New_Food Preparation_Natural Gas_Broiler_E6 | Commercial | Grocery (WA) | New | Food Preparation | Natural Gas | Broiler | E6 |  | 0% | 0% | 0% | 0 | 0 | 0 | 0 | 0 | 0 | 0 | 0 | 0% | 0 | 0 | 0% | Normal | 0% | 0 | 0 | 0 | [17 empty] | Commercial_Grocery (WA)_New_Food Preparation_Broiler_
Commercial_Grocery (WA)_New_Food Preparation_Natural Gas_Broiler_E7 | Commercial | Grocery (WA) | New | Food Preparation | Natural Gas | Broiler | E7 |  | 0% | 0% | 0% | 0 | 0 | 0 | 0 | 0 | 0 | 0 | 0 | 0% | 0 | 0 | 0% | Normal | 0% | 0 | 0 | 0 | [17 empty] | Commercial_Grocery (WA)_New_Food Preparation_Broiler_
Commercial_Grocery (WA)_New_Food Preparation_Natural Gas_Broiler_E8 | Commercial | Grocery (WA) | New | Food Preparation | Natural Gas | Broiler | E8 |  | 0% | 0% | 0% | 0 | 0 | 0 | 0 | 0 | 0 | 0 | 0 | 0% | 0 | 0 | 0% | Normal | 0% | 0 | 0 | 0 | [17 empty] | Commercial_Grocery (WA)_New_Food Preparation_Broiler_
Commercial_Grocery (WA)_New_Food Preparation_Natural Gas_Broiler_E9 | Commercial | Grocery (WA) | New | Food Preparation | Natural Gas | Broiler | E9 |  | 0% | 0% | 0% | 0 | 0 | 0 | 0 | 0 | 0 | 0 | 0 | 0% | 0 | 0 | 0% | Normal | 0% | 0 | 0 | 0 | [17 empty] | Commercial_Grocery (WA)_New_Food Preparation_Broiler_
Commercial_Grocery (WA)_New_Food Preparation_Natural Gas_Broiler_E10 | Commercial | Grocery (WA) | New | Food Preparation | Natural Gas | Broiler | E10 |  | 0% | 0% | 0% | 0 | 0 | 0 | 0 | 0 | 0 | 0 | 0 | 0% | 0 | 0 | 0% | Normal | 0% | 0 | 0 | 0 | [17 empty] | Commercial_Grocery (WA)_New_Food Preparation_Broiler_
Commercial_Grocery (WA)_New_Food Preparation_Natural Gas_Griddle_E1 | Commercial | Grocery (WA) | New | Food Preparation | Natural Gas | Griddle | E1 | Standard | 100% | 0% | 0% | 0.1423 | 0 | 0 | 0 | 8 | 16 | 2019 | 2045 | 100% | 0 | 0 | 0% | Normal | 0% | 0.11039 | 0 | 0 | 1 unit | 35000 | 0 | 2.6054e-05 | 1213.5601 | 5150 | 0 | 0 | 0 | 2013 | 1.0605 | COOK_GRD-Food Preparation-ILTRM-v5.0-1 | COOK_GRD-Food Preparation-EIA14-2014 Ref. Case-5 | COOK_GRD-Food Preparation-ILTRM-v5.0-1 | 1 | unit | 2.6054e-05 | Commercial_Grocery (WA)_New_Food Preparation_Griddle_Standard
Commercial_Grocery (WA)_New_Food Preparation_Natural Gas_Griddle_E2 | Commercial | Grocery (WA) | New | Food Preparation | Natural Gas | Griddle | E2 | ENERGY STAR | 87.77% | 0% | 0% | 0.15224 | 0 | 0 | 0 | 8 | 16 | 2019 | 2045 | 100% | 0 | 0 | 0% | Normal | 0% | 0.096888 | 0 | 0 | 1 unit | 35000 | 0 | 2.6054e-05 | 1065.1506 | 5510 | 0 | 0 | 0 | 2013 | 1.0605 | COOK_GRD-Food Preparation-ILTRM-v5.0-1 | COOK_GRD-Food Preparation-EIA14-2014 Ref. Case-5 | COOK_GRD-Food Preparation-ILTRM-v5.0-1 | 1 | unit | 2.6054e-05 | Commercial_Grocery (WA)_New_Food Preparation_Griddle_ENERGY STAR
Commercial_Grocery (WA)_New_Food Preparation_Natural Gas_Griddle_E3 | Commercial | Grocery (WA) | New | Food Preparation | Natural Gas | Griddle | E3 |  | 0% | 0% | 0% | 0 | 0 | 0 | 0 | 0 | 0 | 0 | 0 | 0% | 0 | 0 | 0% | Normal | 0% | 0 | 0 | 0 | [17 empty] | Commercial_Grocery (WA)_New_Food Preparation_Griddle_
Commercial_Grocery (WA)_New_Food Preparation_Natural Gas_Griddle_E4 | Commercial | Grocery (WA) | New | Food Preparation | Natural Gas | Griddle | E4 |  | 0% | 0% | 0% | 0 | 0 | 0 | 0 | 0 | 0 | 0 | 0 | 0% | 0 | 0 | 0% | Normal | 0% | 0 | 0 | 0 | [17 empty] | Commercial_Grocery (WA)_New_Food Preparation_Griddle_
Commercial_Grocery (WA)_New_Food Preparation_Natural Gas_Griddle_E5 | Commercial | Grocery (WA) | New | Food Preparation | Natural Gas | Griddle | E5 |  | 0% | 0% | 0% | 0 | 0 | 0 | 0 | 0 | 0 | 0 | 0 | 0% | 0 | 0 | 0% | Normal | 0% | 0 | 0 | 0 | [17 empty] | Commercial_Grocery (WA)_New_Food Preparation_Griddle_
Commercial_Grocery (WA)_New_Food Preparation_Natural Gas_Griddle_E6 | Commercial | Grocery (WA) | New | Food Preparation | Natural Gas | Griddle | E6 |  | 0% | 0% | 0% | 0 | 0 | 0 | 0 | 0 | 0 | 0 | 0 | 0% | 0 | 0 | 0% | Normal | 0% | 0 | 0 | 0 | [17 empty] | Commercial_Grocery (WA)_New_Food Preparation_Griddle_
Commercial_Grocery (WA)_New_Food Preparation_Natural Gas_Griddle_E7 | Commercial | Grocery (WA) | New | Food Preparation | Natural Gas | Griddle | E7 |  | 0% | 0% | 0% | 0 | 0 | 0 | 0 | 0 | 0 | 0 | 0 | 0% | 0 | 0 | 0% | Normal | 0% | 0 | 0 | 0 | [17 empty] | Commercial_Grocery (WA)_New_Food Preparation_Griddle_
Commercial_Grocery (WA)_New_Food Preparation_Natural Gas_Griddle_E8 | Commercial | Grocery (WA) | New | Food Preparation | Natural Gas | Griddle | E8 |  | 0% | 0% | 0% | 0 | 0 | 0 | 0 | 0 | 0 | 0 | 0 | 0% | 0 | 0 | 0% | Normal | 0% | 0 | 0 | 0 | [17 empty] | Commercial_Grocery (WA)_New_Food Preparation_Griddle_
Commercial_Grocery (WA)_New_Food Preparation_Natural Gas_Griddle_E9 | Commercial | Grocery (WA) | New | Food Preparation | Natural Gas | Griddle | E9 |  | 0% | 0% | 0% | 0 | 0 | 0 | 0 | 0 | 0 | 0 | 0 | 0% | 0 | 0 | 0% | Normal | 0% | 0 | 0 | 0 | [17 empty] | Commercial_Grocery (WA)_New_Food Preparation_Griddle_
Commercial_Grocery (WA)_New_Food Preparation_Natural Gas_Griddle_E10 | Commercial | Grocery (WA) | New | Food Preparation | Natural Gas | Griddle | E10 |  | 0% | 0% | 0% | 0 | 0 | 0 | 0 | 0 | 0 | 0 | 0 | 0% | 0 | 0 | 0% | Normal | 0% | 0 | 0 | 0 | [17 empty] | Commercial_Grocery (WA)_New_Food Preparation_Griddle_
Commercial_Grocery (WA)_New_Food Preparation_Natural Gas_Range_E1 | Commercial | Grocery (WA) | New | Food Preparation | Natural Gas | Range | E1 | Standard | 100% | 0% | 0% | 0.14654 | 0 | 0 | 0 | 8 | 12 | 2019 | 2045 | 100% | 0 | 0 | 0% | Normal | 0% | 0.1492 | 0 | 0 | 1 unit | 35000 | 0 | 2.9072e-05 | 1470 | 4500 | 0 | 0 | 0 | 2010 | 1.1201 | COOK_OVN-Food Preparation-AEO17-1 | Estimate | DOE Commercial R&D 2016 - Table 2-12 | 1 | unit | 2.9072e-05 | Commercial_Grocery (WA)_New_Food Preparation_Range_Standard
Commercial_Grocery (WA)_New_Food Preparation_Natural Gas_Range_E2 | Commercial | Grocery (WA) | New | Food Preparation | Natural Gas | Range | E2 | High Efficiency | 50% | 0% | 0% | 0.15957 | 0 | 0 | 0 | 8 | 12 | 2019 | 2045 | 100% | 0 | 0 | 0% | Normal | 0% | 0.074601 | 0 | 0 | 1 unit | 35000 | 0 | 2.9072e-05 | 735 | 4900 | 0 | 0 | 0 | 2010 | 1.1201 | COOK_OVN-Food Preparation-AEO17-1 | DOE Commercial R&D 2016 - Table 2-10 | DOE Commercial R&D 2016 - Table 2-18 | 1 | unit | 2.9072e-05 | Commercial_Grocery (WA)_New_Food Preparation_Range_High Efficiency
Commercial_Grocery (WA)_New_Food Preparation_Natural Gas_Range_E3 | Commercial | Grocery (WA) | New | Food Preparation | Natural Gas | Range | E3 |  | 0% | 0% | 0% | 0 | 0 | 0 | 0 | 0 | 0 | 0 | 0 | 0% | 0 | 0 | 0% | Normal | 0% | 0 | 0 | 0 | [17 empty] | Commercial_Grocery (WA)_New_Food Preparation_Range_
Commercial_Grocery (WA)_New_Food Preparation_Natural Gas_Range_E4 | Commercial | Grocery (WA) | New | Food Preparation | Natural Gas | Range | E4 |  | 0% | 0% | 0% | 0 | 0 | 0 | 0 | 0 | 0 | 0 | 0 | 0% | 0 | 0 | 0% | Normal | 0% | 0 | 0 | 0 | [17 empty] | Commercial_Grocery (WA)_New_Food Preparation_Range_
Commercial_Grocery (WA)_New_Food Preparation_Natural Gas_Range_E5 | Commercial | Grocery (WA) | New | Food Preparation | Natural Gas | Range | E5 |  | 0% | 0% | 0% | 0 | 0 | 0 | 0 | 0 | 0 | 0 | 0 | 0% | 0 | 0 | 0% | Normal | 0% | 0 | 0 | 0 | [17 empty] | Commercial_Grocery (WA)_New_Food Preparation_Range_
Commercial_Grocery (WA)_New_Food Preparation_Natural Gas_Range_E6 | Commercial | Grocery (WA) | New | Food Preparation | Natural Gas | Range | E6 |  | 0% | 0% | 0% | 0 | 0 | 0 | 0 | 0 | 0 | 0 | 0 | 0% | 0 | 0 | 0% | Normal | 0% | 0 | 0 | 0 | [17 empty] | Commercial_Grocery (WA)_New_Food Preparation_Range_
Commercial_Grocery (WA)_New_Food Preparation_Natural Gas_Range_E7 | Commercial | Grocery (WA) | New | Food Preparation | Natural Gas | Range | E7 |  | 0% | 0% | 0% | 0 | 0 | 0 | 0 | 0 | 0 | 0 | 0 | 0% | 0 | 0 | 0% | Normal | 0% | 0 | 0 | 0 | [17 empty] | Commercial_Grocery (WA)_New_Food Preparation_Range_
Commercial_Grocery (WA)_New_Food Preparation_Natural Gas_Range_E8 | Commercial | Grocery (WA) | New | Food Preparation | Natural Gas | Range | E8 |  | 0% | 0% | 0% | 0 | 0 | 0 | 0 | 0 | 0 | 0 | 0 | 0% | 0 | 0 | 0% | Normal | 0% | 0 | 0 | 0 | [17 empty] | Commercial_Grocery (WA)_New_Food Preparation_Range_
Commercial_Grocery (WA)_New_Food Preparation_Natural Gas_Range_E9 | Commercial | Grocery (WA) | New | Food Preparation | Natural Gas | Range | E9 |  | 0% | 0% | 0% | 0 | 0 | 0 | 0 | 0 | 0 | 0 | 0 | 0% | 0 | 0 | 0% | Normal | 0% | 0 | 0 | 0 | [17 empty] | Commercial_Grocery (WA)_New_Food Preparation_Range_
Commercial_Grocery (WA)_New_Food Preparation_Natural Gas_Range_E10 | Commercial | Grocery (WA) | New | Food Preparation | Natural Gas | Range | E10 |  | 0% | 0% | 0% | 0 | 0 | 0 | 0 | 0 | 0 | 0 | 0 | 0% | 0 | 0 | 0% | Normal | 0% | 0 | 0 | 0 | [17 empty] | Commercial_Grocery (WA)_New_Food Preparation_Range_
Commercial_Grocery (WA)_New_Food Preparation_Natural Gas_Steamer_E1 | Commercial | Grocery (WA) | New | Food Preparation | Natural Gas | Steamer | E1 | Standard | 100% | 0% | 0% | 0.032731 | 0 | 0 | 0 | 8 | 16 | 2019 | 2045 | 100% | 0 | 0 | 0% | Normal | 0% | 0.20452 | 0 | 0 | 1 unit | 35000 | 0 | 2.3187e-06 | 1241.5036 | 13100 | 0 | 0 | 0 | 2012 | 1.0776 | COOK_STM-Food Preparation-ILTRM-v4.0-32 | DOE Commercial R&D 2016 - Table 2-10 | COOK_STM-Food Preparation-ILTRM-v4.0-32 | 1 | unit | 2.3187e-06 | Commercial_Grocery (WA)_New_Food Preparation_Steamer_Standard
Commercial_Grocery (WA)_New_Food Preparation_Natural Gas_Steamer_E2 | Commercial | Grocery (WA) | New | Food Preparation | Natural Gas | Steamer | E2 | ENERGY STAR | 18.87% | 0% | 0% | 0.035225 | 0 | -6.5707e-06 | 0 | 8 | 16 | 2019 | 2045 | 100% | 0 | 0 | 0% | Normal | 0% | 0.038588 | 0 | 0 | 1 unit | 35000 | 0 | 2.3187e-06 | 234.2394 | 14098 | 0 | -2.6298 | 0 | 2012 | 1.0776 | COOK_STM-Food Preparation-ILTRM-v4.0-32 | COOK_STM-Food Preparation-ILTRM-v4.0-32 | COOK_STM-Food Preparation-ILTRM-v4.0-32 | 1 | unit | 2.3187e-06 | Commercial_Grocery (WA)_New_Food Preparation_Steamer_ENERGY STAR
Commercial_Grocery (WA)_New_Food Preparation_Natural Gas_Steamer_E3 | Commercial | Grocery (WA) | New | Food Preparation | Natural Gas | Steamer | E3 |  | 0% | 0% | 0% | 0 | 0 | 0 | 0 | 0 | 0 | 0 | 0 | 0% | 0 | 0 | 0% | Normal | 0% | 0 | 0 | 0 | [17 empty] | Commercial_Grocery (WA)_New_Food Preparation_Steamer_
Commercial_Grocery (WA)_New_Food Preparation_Natural Gas_Steamer_E4 | Commercial | Grocery (WA) | New | Food Preparation | Natural Gas | Steamer | E4 |  | 0% | 0% | 0% | 0 | 0 | 0 | 0 | 0 | 0 | 0 | 0 | 0% | 0 | 0 | 0% | Normal | 0% | 0 | 0 | 0 | [17 empty] | Commercial_Grocery (WA)_New_Food Preparation_Steamer_
Commercial_Grocery (WA)_New_Food Preparation_Natural Gas_Steamer_E5 | Commercial | Grocery (WA) | New | Food Preparation | Natural Gas | Steamer | E5 |  | 0% | 0% | 0% | 0 | 0 | 0 | 0 | 0 | 0 | 0 | 0 | 0% | 0 | 0 | 0% | Normal | 0% | 0 | 0 | 0 | [17 empty] | Commercial_Grocery (WA)_New_Food Preparation_Steamer_
Commercial_Grocery (WA)_New_Food Preparation_Natural Gas_Steamer_E6 | Commercial | Grocery (WA) | New | Food Preparation | Natural Gas | Steamer | E6 |  | 0% | 0% | 0% | 0 | 0 | 0 | 0 | 0 | 0 | 0 | 0 | 0% | 0 | 0 | 0% | Normal | 0% | 0 | 0 | 0 | [17 empty] | Commercial_Grocery (WA)_New_Food Preparation_Steamer_
Commercial_Grocery (WA)_New_Food Preparation_Natural Gas_Steamer_E7 | Commercial | Grocery (WA) | New | Food Preparation | Natural Gas | Steamer | E7 |  | 0% | 0% | 0% | 0 | 0 | 0 | 0 | 0 | 0 | 0 | 0 | 0% | 0 | 0 | 0% | Normal | 0% | 0 | 0 | 0 | [17 empty] | Commercial_Grocery (WA)_New_Food Preparation_Steamer_
Commercial_Grocery (WA)_New_Food Preparation_Natural Gas_Steamer_E8 | Commercial | Grocery (WA) | New | Food Preparation | Natural Gas | Steamer | E8 |  | 0% | 0% | 0% | 0 | 0 | 0 | 0 | 0 | 0 | 0 | 0 | 0% | 0 | 0 | 0% | Normal | 0% | 0 | 0 | 0 | [17 empty] | Commercial_Grocery (WA)_New_Food Preparation_Steamer_
Commercial_Grocery (WA)_New_Food Preparation_Natural Gas_Steamer_E9 | Commercial | Grocery (WA) | New | Food Preparation | Natural Gas | Steamer | E9 |  | 0% | 0% | 0% | 0 | 0 | 0 | 0 | 0 | 0 | 0 | 0 | 0% | 0 | 0 | 0% | Normal | 0% | 0 | 0 | 0 | [17 empty] | Commercial_Grocery (WA)_New_Food Preparation_Steamer_
Commercial_Grocery (WA)_New_Food Preparation_Natural Gas_Steamer_E10 | Commercial | Grocery (WA) | New | Food Preparation | Natural Gas | Steamer | E10 |  | 0% | 0% | 0% | 0 | 0 | 0 | 0 | 0 | 0 | 0 | 0 | 0% | 0 | 0 | 0% | Normal | 0% | 0 | 0 | 0 | [17 empty] | Commercial_Grocery (WA)_New_Food Preparation_Steamer_
Commercial_Grocery (WA)_New_Food Preparation_Natural Gas_Food Prep Other_E1 | Commercial | Grocery (WA) | New | Food Preparation | Natural Gas | Food Prep Other | E1 | Standard | 100% | 0% | 0% | 0.037256 | 0 | 0 | 0 | 8 | 12 | 2019 | 2045 | 100% | 0 | 0 | 0% | Normal | 0% | 0.047336 | 0 | 0 | 1 unit | 35000 | 0 | 3.3261e-05 | 1423.18 | 1000 | 0 | 0 | 0 | 2010 | 1.1201 | Default | Default | Default | 1 | unit | 3.3261e-05 | Commercial_Grocery (WA)_New_Food Preparation_Food Prep Other_Standard
Commercial_Grocery (WA)_New_Food Preparation_Natural Gas_Food Prep Other_E2 | Commercial | Grocery (WA) | New | Food Preparation | Natural Gas | Food Prep Other | E2 | ENERGY STAR | 72.07% | 0% | 0% | 0.068298 | 0 | 0 | 0 | 8 | 12 | 2019 | 2045 | 100% | 0 | 0 | 0% | Normal | 0% | 0.034114 | 0 | 0 | 1 unit | 35000 | 0 | 3.3261e-05 | 1025.646 | 1833.1988 | 0 | 0 | 0 | 2010 | 1.1201 | N/A | N/A | N/A | 1 | unit | 3.3261e-05 | Commercial_Grocery (WA)_New_Food Preparation_Food Prep Other_ENERGY STAR
Commercial_Grocery (WA)_New_Food Preparation_Natural Gas_Food Prep Other_E3 | Commercial | Grocery (WA) | New | Food Preparation | Natural Gas | Food Prep Other | E3 |  | 0% | 0% | 0% | 0 | 0 | 0 | 0 | 0 | 0 | 0 | 0 | 0% | 0 | 0 | 0% | Normal | 0% | 0 | 0 | 0 | [17 empty] | Commercial_Grocery (WA)_New_Food Preparation_Food Prep Other_
Commercial_Grocery (WA)_New_Food Preparation_Natural Gas_Food Prep Other_E4 | Commercial | Grocery (WA) | New | Food Preparation | Natural Gas | Food Prep Other | E4 |  | 0% | 0% | 0% | 0 | 0 | 0 | 0 | 0 | 0 | 0 | 0 | 0% | 0 | 0 | 0% | Normal | 0% | 0 | 0 | 0 | [17 empty] | Commercial_Grocery (WA)_New_Food Preparation_Food Prep Other_
Commercial_Grocery (WA)_New_Food Preparation_Natural Gas_Food Prep Other_E5 | Commercial | Grocery (WA) | New | Food Preparation | Natural Gas | Food Prep Other | E5 |  | 0% | 0% | 0% | 0 | 0 | 0 | 0 | 0 | 0 | 0 | 0 | 0% | 0 | 0 | 0% | Normal | 0% | 0 | 0 | 0 | [17 empty] | Commercial_Grocery (WA)_New_Food Preparation_Food Prep Other_
Commercial_Grocery (WA)_New_Food Preparation_Natural Gas_Food Prep Other_E6 | Commercial | Grocery (WA) | New | Food Preparation | Natural Gas | Food Prep Other | E6 |  | 0% | 0% | 0% | 0 | 0 | 0 | 0 | 0 | 0 | 0 | 0 | 0% | 0 | 0 | 0% | Normal | 0% | 0 | 0 | 0 | [17 empty] | Commercial_Grocery (WA)_New_Food Preparation_Food Prep Other_
Commercial_Grocery (WA)_New_Food Preparation_Natural Gas_Food Prep Other_E7 | Commercial | Grocery (WA) | New | Food Preparation | Natural Gas | Food Prep Other | E7 |  | 0% | 0% | 0% | 0 | 0 | 0 | 0 | 0 | 0 | 0 | 0 | 0% | 0 | 0 | 0% | Normal | 0% | 0 | 0 | 0 | [17 empty] | Commercial_Grocery (WA)_New_Food Preparation_Food Prep Other_
Commercial_Grocery (WA)_New_Food Preparation_Natural Gas_Food Prep Other_E8 | Commercial | Grocery (WA) | New | Food Preparation | Natural Gas | Food Prep Other | E8 |  | 0% | 0% | 0% | 0 | 0 | 0 | 0 | 0 | 0 | 0 | 0 | 0% | 0 | 0 | 0% | Normal | 0% | 0 | 0 | 0 | [17 empty] | Commercial_Grocery (WA)_New_Food Preparation_Food Prep Other_
Commercial_Grocery (WA)_New_Food Preparation_Natural Gas_Food Prep Other_E9 | Commercial | Grocery (WA) | New | Food Preparation | Natural Gas | Food Prep Other | E9 |  | 0% | 0% | 0% | 0 | 0 | 0 | 0 | 0 | 0 | 0 | 0 | 0% | 0 | 0 | 0% | Normal | 0% | 0 | 0 | 0 | [17 empty] | Commercial_Grocery (WA)_New_Food Preparation_Food Prep Other_
Commercial_Grocery (WA)_New_Food Preparation_Natural Gas_Food Prep Other_E10 | Commercial | Grocery (WA) | New | Food Preparation | Natural Gas | Food Prep Other | E10 |  | 0% | 0% | 0% | 0 | 0 | 0 | 0 | 0 | 0 | 0 | 0 | 0% | 0 | 0 | 0% | Normal | 0% | 0 | 0 | 0 | [17 empty] | Commercial_Grocery (WA)_New_Food Preparation_Food Prep Other_
Commercial_Grocery (WA)_New_Miscellaneous_Natural Gas_Pool Heater_E1 | Commercial | Grocery (WA) | New | Miscellaneous | Natural Gas | Pool Heater | E1 | Standard (EF .82) | 100% | 0% | 0% | 0.012823 | 0 | 0 | 0 | 4 | 8 | 2019 | 2045 | 100% | 0 | 0 | 0% | Normal | 0% | 0.010152 | 0 | 0 | 1 unit | 35000 | 0 | 6.8182e-07 | 14890 | 18052 | 0 | 0 | 0 | 2014 | 1.0418 | DOE Commercial R&D 2016 - Table 7-6 | DOE Commercial R&D 2016 - Table 7-7 | DOE Commercial R&D 2016 - Table 7-8 | 1 | unit | 6.8182e-07 | Commercial_Grocery (WA)_New_Miscellaneous_Pool Heater_Standard (EF .82)
Commercial_Grocery (WA)_New_Miscellaneous_Natural Gas_Pool Heater_E2 | Commercial | Grocery (WA) | New | Miscellaneous | Natural Gas | Pool Heater | E2 | Condensing (EF .90) | 85% | 0% | 0% | 0.020996 | 0 | 0 | 0 | 4 | 8 | 2019 | 2045 | 100% | 0 | 0 | 0% | Normal | 0% | 0.0086294 | 0 | 0 | 1 unit | 35000 | 0 | 6.8182e-07 | 12656.5 | 29558 | 0 | 0 | 0 | 2014 | 1.0418 | DOE Commercial R&D 2016 - Table 7-6 | DOE Commercial R&D 2016 - Table 7-7 | DOE Commercial R&D 2016 - Table 7-9 | 1 | unit | 6.8182e-07 | Commercial_Grocery (WA)_New_Miscellaneous_Pool Heater_Condensing (EF .90)
Commercial_Grocery (WA)_New_Miscellaneous_Natural Gas_Pool Heater_E3 | Commercial | Grocery (WA) | New | Miscellaneous | Natural Gas | Pool Heater | E3 |  | 0% | 0% | 0% | 0 | 0 | 0 | 0 | 0 | 0 | 0 | 0 | 0% | 0 | 0 | 0% | Normal | 0% | 0 | 0 | 0 | [17 empty] | Commercial_Grocery (WA)_New_Miscellaneous_Pool Heater_
Commercial_Grocery (WA)_New_Miscellaneous_Natural Gas_Pool Heater_E4 | Commercial | Grocery (WA) | New | Miscellaneous | Natural Gas | Pool Heater | E4 |  | 0% | 0% | 0% | 0 | 0 | 0 | 0 | 0 | 0 | 0 | 0 | 0% | 0 | 0 | 0% | Normal | 0% | 0 | 0 | 0 | [17 empty] | Commercial_Grocery (WA)_New_Miscellaneous_Pool Heater_
Commercial_Grocery (WA)_New_Miscellaneous_Natural Gas_Pool Heater_E5 | Commercial | Grocery (WA) | New | Miscellaneous | Natural Gas | Pool Heater | E5 |  | 0% | 0% | 0% | 0 | 0 | 0 | 0 | 0 | 0 | 0 | 0 | 0% | 0 | 0 | 0% | Normal | 0% | 0 | 0 | 0 | [17 empty] | Commercial_Grocery (WA)_New_Miscellaneous_Pool Heater_
Commercial_Grocery (WA)_New_Miscellaneous_Natural Gas_Pool Heater_E6 | Commercial | Grocery (WA) | New | Miscellaneous | Natural Gas | Pool Heater | E6 |  | 0% | 0% | 0% | 0 | 0 | 0 | 0 | 0 | 0 | 0 | 0 | 0% | 0 | 0 | 0% | Normal | 0% | 0 | 0 | 0 | [17 empty] | Commercial_Grocery (WA)_New_Miscellaneous_Pool Heater_
Commercial_Grocery (WA)_New_Miscellaneous_Natural Gas_Pool Heater_E7 | Commercial | Grocery (WA) | New | Miscellaneous | Natural Gas | Pool Heater | E7 |  | 0% | 0% | 0% | 0 | 0 | 0 | 0 | 0 | 0 | 0 | 0 | 0% | 0 | 0 | 0% | Normal | 0% | 0 | 0 | 0 | [17 empty] | Commercial_Grocery (WA)_New_Miscellaneous_Pool Heater_
Commercial_Grocery (WA)_New_Miscellaneous_Natural Gas_Pool Heater_E8 | Commercial | Grocery (WA) | New | Miscellaneous | Natural Gas | Pool Heater | E8 |  | 0% | 0% | 0% | 0 | 0 | 0 | 0 | 0 | 0 | 0 | 0 | 0% | 0 | 0 | 0% | Normal | 0% | 0 | 0 | 0 | [17 empty] | Commercial_Grocery (WA)_New_Miscellaneous_Pool Heater_
Commercial_Grocery (WA)_New_Miscellaneous_Natural Gas_Pool Heater_E9 | Commercial | Grocery (WA) | New | Miscellaneous | Natural Gas | Pool Heater | E9 |  | 0% | 0% | 0% | 0 | 0 | 0 | 0 | 0 | 0 | 0 | 0 | 0% | 0 | 0 | 0% | Normal | 0% | 0 | 0 | 0 | [17 empty] | Commercial_Grocery (WA)_New_Miscellaneous_Pool Heater_
Commercial_Grocery (WA)_New_Miscellaneous_Natural Gas_Pool Heater_E10 | Commercial | Grocery (WA) | New | Miscellaneous | Natural Gas | Pool Heater | E10 |  | 0% | 0% | 0% | 0 | 0 | 0 | 0 | 0 | 0 | 0 | 0 | 0% | 0 | 0 | 0% | Normal | 0% | 0 | 0 | 0 | [17 empty] | Commercial_Grocery (WA)_New_Miscellaneous_Pool Heater_
Commercial_Grocery (WA)_New_Miscellaneous_Natural Gas_Miscellaneous_E1 | Commercial | Grocery (WA) | New | Miscellaneous | Natural Gas | Miscellaneous | E1 | Standard | 100% | 0% | 0% | 1.0174 | 0 | 0 | 0 | 2 | 8 | 2019 | 2045 | 100% | 0 | 0 | 0% | Normal | 0% | 0.0065196 | 0 | 0 | 1 unit | 35000 | 0 | 1 | 1 | 1 | 0 | 0 | 0 | 2016 | 1.0174 | N/A | N/A | N/A | 1 | unit | 1 | Commercial_Grocery (WA)_New_Miscellaneous_Miscellaneous_Standard
Commercial_Grocery (WA)_New_Miscellaneous_Natural Gas_Miscellaneous_E2 | Commercial | Grocery (WA) | New | Miscellaneous | Natural Gas | Miscellaneous | E2 |  | 0% | 0% | 0% | 0 | 0 | 0 | 0 | 0 | 0 | 0 | 0 | 0% | 0 | 0 | 0% | Normal | 0% | 0 | 0 | 0 | [17 empty] | Commercial_Grocery (WA)_New_Miscellaneous_Miscellaneous_
Commercial_Grocery (WA)_New_Miscellaneous_Natural Gas_Miscellaneous_E3 | Commercial | Grocery (WA) | New | Miscellaneous | Natural Gas | Miscellaneous | E3 |  | 0% | 0% | 0% | 0 | 0 | 0 | 0 | 0 | 0 | 0 | 0 | 0% | 0 | 0 | 0% | Normal | 0% | 0 | 0 | 0 | [17 empty] | Commercial_Grocery (WA)_New_Miscellaneous_Miscellaneous_
Commercial_Grocery (WA)_New_Miscellaneous_Natural Gas_Miscellaneous_E4 | Commercial | Grocery (WA) | New | Miscellaneous | Natural Gas | Miscellaneous | E4 |  | 0% | 0% | 0% | 0 | 0 | 0 | 0 | 0 | 0 | 0 | 0 | 0% | 0 | 0 | 0% | Normal | 0% | 0 | 0 | 0 | [17 empty] | Commercial_Grocery (WA)_New_Miscellaneous_Miscellaneous_
Commercial_Grocery (WA)_New_Miscellaneous_Natural Gas_Miscellaneous_E5 | Commercial | Grocery (WA) | New | Miscellaneous | Natural Gas | Miscellaneous | E5 |  | 0% | 0% | 0% | 0 | 0 | 0 | 0 | 0 | 0 | 0 | 0 | 0% | 0 | 0 | 0% | Normal | 0% | 0 | 0 | 0 | [17 empty] | Commercial_Grocery (WA)_New_Miscellaneous_Miscellaneous_
Commercial_Grocery (WA)_New_Miscellaneous_Natural Gas_Miscellaneous_E6 | Commercial | Grocery (WA) | New | Miscellaneous | Natural Gas | Miscellaneous | E6 |  | 0% | 0% | 0% | 0 | 0 | 0 | 0 | 0 | 0 | 0 | 0 | 0% | 0 | 0 | 0% | Normal | 0% | 0 | 0 | 0 | [17 empty] | Commercial_Grocery (WA)_New_Miscellaneous_Miscellaneous_
Commercial_Grocery (WA)_New_Miscellaneous_Natural Gas_Miscellaneous_E7 | Commercial | Grocery (WA) | New | Miscellaneous | Natural Gas | Miscellaneous | E7 |  | 0% | 0% | 0% | 0 | 0 | 0 | 0 | 0 | 0 | 0 | 0 | 0% | 0 | 0 | 0% | Normal | 0% | 0 | 0 | 0 | [17 empty] | Commercial_Grocery (WA)_New_Miscellaneous_Miscellaneous_
Commercial_Grocery (WA)_New_Miscellaneous_Natural Gas_Miscellaneous_E8 | Commercial | Grocery (WA) | New | Miscellaneous | Natural Gas | Miscellaneous | E8 |  | 0% | 0% | 0% | 0 | 0 | 0 | 0 | 0 | 0 | 0 | 0 | 0% | 0 | 0 | 0% | Normal | 0% | 0 | 0 | 0 | [17 empty] | Commercial_Grocery (WA)_New_Miscellaneous_Miscellaneous_
Commercial_Grocery (WA)_New_Miscellaneous_Natural Gas_Miscellaneous_E9 | Commercial | Grocery (WA) | New | Miscellaneous | Natural Gas | Miscellaneous | E9 |  | 0% | 0% | 0% | 0 | 0 | 0 | 0 | 0 | 0 | 0 | 0 | 0% | 0 | 0 | 0% | Normal | 0% | 0 | 0 | 0 | [17 empty] | Commercial_Grocery (WA)_New_Miscellaneous_Miscellaneous_
Commercial_Grocery (WA)_New_Miscellaneous_Natural Gas_Miscellaneous_E10 | Commercial | Grocery (WA) | New | Miscellaneous | Natural Gas | Miscellaneous | E10 |  | 0% | 0% | 0% | 0 | 0 | 0 | 0 | 0 | 0 | 0 | 0 | 0% | 0 | 0 | 0% | Normal | 0% | 0 | 0 | 0 | [17 empty] | Commercial_Grocery (WA)_New_Miscellaneous_Miscellaneous_
Commercial_School (WA)_Existing_Space Heating_Natural Gas_Furnace_E1 | Commercial | School (WA) | Existing | Space Heating | Natural Gas | Furnace | E1 | AFUE 80% (Standard) | 100% | 0% | 0% | 0.43204 | 0 | 0.040722 | 0 | 10 | 20 | 2019 | 2045 | 100% | 0 | 0 | 0% | Normal | 0% | 0.09021 | 0 | 0 | 400 kBtu/hr | 30000 | 0 | 0.00012 | 1.8794 | 3395 | 0 | 320 | 0 | 2013 | 1.0605 | GFURN-Heating-EIA14-2014 Ref. Case-2 | GFURN-Heating-EIA14-2014 Ref. Case-2 | AEG BEST | 400 | kBtu/hr | 0.048 | Commercial_School (WA)_Existing_Space Heating_Furnace_AFUE 80% (Standard)
Commercial_School (WA)_Existing_Space Heating_Natural Gas_Furnace_E2 | Commercial | School (WA) | Existing | Space Heating | Natural Gas | Furnace | E2 | AFUE 90% | 88.89% | 0% | 0% | 0.52494 | 0 | 0.11835 | 0 | 10 | 20 | 2019 | 2045 | 100% | 0 | 0 | 0% | Normal | 0% | 0.080187 | 0 | 0 | 400 kBtu/hr | 30000 | 0 | 0.00012 | 1.6706 | 4125 | 0 | 930 | 0 | 2013 | 1.0605 | GFURN-Heating-EIA14-2014 Ref. Case-3 | GFURN-Heating-EIA14-2014 Ref. Case-3 | AEG BEST | 400 | kBtu/hr | 0.048 | Commercial_School (WA)_Existing_Space Heating_Furnace_AFUE 90%
Commercial_School (WA)_Existing_Space Heating_Natural Gas_Furnace_E3 | Commercial | School (WA) | Existing | Space Heating | Natural Gas | Furnace | E3 | AFUE 96% | 83.33% | 0% | 0% | 1.0145 | 0 | 0 | 0 | 10 | 20 | 2019 | 2045 | 100% | 0 | 0 | 0% | Normal | 0% | 0.075173 | 0 | 0 | 150 kBtu/hr | 30000 | 0 | 0.00032 | 1.5661 | 3042.9057 | 0 | 0 | 0 | 2014 | 1.0418 | GFURN-Heating-EIA14-2014 Ref. Case-3 | GFURN-Heating-ILTRM-v5.0-191 | AEG BEST | 150 | kBtu/hr | 0.048 | Commercial_School (WA)_Existing_Space Heating_Furnace_AFUE 96%
Commercial_School (WA)_Existing_Space Heating_Natural Gas_Furnace_E4 | Commercial | School (WA) | Existing | Space Heating | Natural Gas | Furnace | E4 |  | 0% | 0% | 0% | 0 | 0 | 0 | 0 | 0 | 0 | 0 | 0 | 0% | 0 | 0 | 0% | Normal | 0% | 0 | 0 | 0 | [17 empty] | Commercial_School (WA)_Existing_Space Heating_Furnace_
Commercial_School (WA)_Existing_Space Heating_Natural Gas_Furnace_E5 | Commercial | School (WA) | Existing | Space Heating | Natural Gas | Furnace | E5 |  | 0% | 0% | 0% | 0 | 0 | 0 | 0 | 0 | 0 | 0 | 0 | 0% | 0 | 0 | 0% | Normal | 0% | 0 | 0 | 0 | [17 empty] | Commercial_School (WA)_Existing_Space Heating_Furnace_
Commercial_School (WA)_Existing_Space Heating_Natural Gas_Furnace_E6 | Commercial | School (WA) | Existing | Space Heating | Natural Gas | Furnace | E6 |  | 0% | 0% | 0% | 0 | 0 | 0 | 0 | 0 | 0 | 0 | 0 | 0% | 0 | 0 | 0% | Normal | 0% | 0 | 0 | 0 | [17 empty] | Commercial_School (WA)_Existing_Space Heating_Furnace_
Commercial_School (WA)_Existing_Space Heating_Natural Gas_Furnace_E7 | Commercial | School (WA) | Existing | Space Heating | Natural Gas | Furnace | E7 |  | 0% | 0% | 0% | 0 | 0 | 0 | 0 | 0 | 0 | 0 | 0 | 0% | 0 | 0 | 0% | Normal | 0% | 0 | 0 | 0 | [17 empty] | Commercial_School (WA)_Existing_Space Heating_Furnace_
Commercial_School (WA)_Existing_Space Heating_Natural Gas_Furnace_E8 | Commercial | School (WA) | Existing | Space Heating | Natural Gas | Furnace | E8 |  | 0% | 0% | 0% | 0 | 0 | 0 | 0 | 0 | 0 | 0 | 0 | 0% | 0 | 0 | 0% | Normal | 0% | 0 | 0 | 0 | [17 empty] | Commercial_School (WA)_Existing_Space Heating_Furnace_
Commercial_School (WA)_Existing_Space Heating_Natural Gas_Furnace_E9 | Commercial | School (WA) | Existing | Space Heating | Natural Gas | Furnace | E9 |  | 0% | 0% | 0% | 0 | 0 | 0 | 0 | 0 | 0 | 0 | 0 | 0% | 0 | 0 | 0% | Normal | 0% | 0 | 0 | 0 | [17 empty] | Commercial_School (WA)_Existing_Space Heating_Furnace_
Commercial_School (WA)_Existing_Space Heating_Natural Gas_Furnace_E10 | Commercial | School (WA) | Existing | Space Heating | Natural Gas | Furnace | E10 |  | 0% | 0% | 0% | 0 | 0 | 0 | 0 | 0 | 0 | 0 | 0 | 0% | 0 | 0 | 0% | Normal | 0% | 0 | 0 | 0 | [17 empty] | Commercial_School (WA)_Existing_Space Heating_Furnace_
Commercial_School (WA)_Existing_Space Heating_Natural Gas_Boiler_E1 | Commercial | School (WA) | Existing | Space Heating | Natural Gas | Boiler | E1 | AFUE 80% (Standard) | 100% | 0% | 0% | 1.6106 | 0 | 0.038177 | 0 | 25 | 35 | 2019 | 2045 | 100% | 0 | 0 | 0% | Normal | 0% | 0.1852 | 0 | 0 | 1 kBtu/hr | 30000 | 0 | 0.048 | 3.6216 | 31.6406 | 0 | 0.75 | 0 | 2013 | 1.0605 | GBLR-Heating-AEO15-3 | GBLR-Heating-AEO15-3 | GBLR-Heating-AEO15-3 | 1 | kBtu/hr | 0.048 | Commercial_School (WA)_Existing_Space Heating_Boiler_AFUE 80% (Standard)
Commercial_School (WA)_Existing_Space Heating_Natural Gas_Boiler_E2 | Commercial | School (WA) | Existing | Space Heating | Natural Gas | Boiler | E2 | AFUE 85% | 94.12% | 0% | 0% | 1.7292 | 0 | 0.035931 | 0 | 25 | 35 | 2019 | 2045 | 100% | 0 | 0 | 0% | Normal | 0% | 0.1743 | 0 | 0 | 1 kBtu/hr | 30000 | 0 | 0.048 | 3.4086 | 33.9706 | 0 | 0.70588 | 0 | 2013 | 1.0605 | GBLR-Heating-AEO15-6 | GBLR-Heating-AEO15-6 | GBLR-Heating-AEO15-6 | 1 | kBtu/hr | 0.048 | Commercial_School (WA)_Existing_Space Heating_Boiler_AFUE 85%
Commercial_School (WA)_Existing_Space Heating_Natural Gas_Boiler_E3 | Commercial | School (WA) | Existing | Space Heating | Natural Gas | Boiler | E3 | AFUE 97% | 82.47% | 0% | 0% | 1.6459 | 0 | 0.031165 | 0 | 25 | 35 | 2019 | 2045 | 100% | 0 | 0 | 0% | Normal | 0% | 0.15274 | 0 | 0 | 1 kBtu/hr | 30000 | 0 | 0.048 | 2.9869 | 32.3342 | 0 | 0.61224 | 0 | 2013 | 1.0605 | GBLR-Heating-AEO15-7 | GBLR-Heating-AEO15-7 | GBLR-Heating-AEO15-7 | 1 | kBtu/hr | 0.048 | Commercial_School (WA)_Existing_Space Heating_Boiler_AFUE 97%
Commercial_School (WA)_Existing_Space Heating_Natural Gas_Boiler_E4 | Commercial | School (WA) | Existing | Space Heating | Natural Gas | Boiler | E4 | Convert to NG Air Source Heat Pump | 57.14% | 0% | 0% | 11.1138 | 0 | 0.13574 | 0 | 10 | 20 | 2019 | 2045 | 100% | 0 | 0 | 0% | Normal | 0% | 0.10583 | 0 | 0 | 1 kBtu/hr | 30000 | 0 | 0.048 | 2.0695 | 218.3333 | 0 | 2.6667 | 0 | 2013 | 1.0605 | HP_GAS-Heating-AEO17-1 | HP_GAS-Heating-AEO17-1 | HP_GAS-Heating-AEO17-1 | 1 | kBtu/hr | 0.048 | Commercial_School (WA)_Existing_Space Heating_Boiler_Convert to NG Air Source Heat Pump
Commercial_School (WA)_Existing_Space Heating_Natural Gas_Boiler_E5 | Commercial | School (WA) | Existing | Space Heating | Natural Gas | Boiler | E5 |  | 0% | 0% | 0% | 0 | 0 | 0 | 0 | 0 | 0 | 0 | 0 | 0% | 0 | 0 | 0% | Normal | 0% | 0 | 0 | 0 | [17 empty] | Commercial_School (WA)_Existing_Space Heating_Boiler_
Commercial_School (WA)_Existing_Space Heating_Natural Gas_Boiler_E6 | Commercial | School (WA) | Existing | Space Heating | Natural Gas | Boiler | E6 |  | 0% | 0% | 0% | 0 | 0 | 0 | 0 | 0 | 0 | 0 | 0 | 0% | 0 | 0 | 0% | Normal | 0% | 0 | 0 | 0 | [17 empty] | Commercial_School (WA)_Existing_Space Heating_Boiler_
Commercial_School (WA)_Existing_Space Heating_Natural Gas_Boiler_E7 | Commercial | School (WA) | Existing | Space Heating | Natural Gas | Boiler | E7 |  | 0% | 0% | 0% | 0 | 0 | 0 | 0 | 0 | 0 | 0 | 0 | 0% | 0 | 0 | 0% | Normal | 0% | 0 | 0 | 0 | [17 empty] | Commercial_School (WA)_Existing_Space Heating_Boiler_
Commercial_School (WA)_Existing_Space Heating_Natural Gas_Boiler_E8 | Commercial | School (WA) | Existing | Space Heating | Natural Gas | Boiler | E8 |  | 0% | 0% | 0% | 0 | 0 | 0 | 0 | 0 | 0 | 0 | 0 | 0% | 0 | 0 | 0% | Normal | 0% | 0 | 0 | 0 | [17 empty] | Commercial_School (WA)_Existing_Space Heating_Boiler_
Commercial_School (WA)_Existing_Space Heating_Natural Gas_Boiler_E9 | Commercial | School (WA) | Existing | Space Heating | Natural Gas | Boiler | E9 |  | 0% | 0% | 0% | 0 | 0 | 0 | 0 | 0 | 0 | 0 | 0 | 0% | 0 | 0 | 0% | Normal | 0% | 0 | 0 | 0 | [17 empty] | Commercial_School (WA)_Existing_Space Heating_Boiler_
Commercial_School (WA)_Existing_Space Heating_Natural Gas_Boiler_E10 | Commercial | School (WA) | Existing | Space Heating | Natural Gas | Boiler | E10 |  | 0% | 0% | 0% | 0 | 0 | 0 | 0 | 0 | 0 | 0 | 0 | 0% | 0 | 0 | 0% | Normal | 0% | 0 | 0 | 0 | [17 empty] | Commercial_School (WA)_Existing_Space Heating_Boiler_
Commercial_School (WA)_Existing_Space Heating_Natural Gas_Unit Heater_E1 | Commercial | School (WA) | Existing | Space Heating | Natural Gas | Unit Heater | E1 | Standard | 100% | 0% | 0% | 0.0010148 | 0 | 0 | 0 | 15 | 25 | 2019 | 2045 | 100% | 0 | 0 | 0% | Normal | 0% | 0.04626 | 0 | 0 | 1 kBtu/Hr | 30000 | 0 | 9.4906e-07 | 2080 | 1051 | 0 | 0 | 0 | 2016 | 1.0174 | UNITHT-Heating-XCELCO-2017-18-3 | UNITHT-Heating-XCELCO-2017-18-3 | UNITHT-Heating-XCELCO-2017-18-3 | 1 | kBtu/Hr | 9.4906e-07 | Commercial_School (WA)_Existing_Space Heating_Unit Heater_Standard
Commercial_School (WA)_Existing_Space Heating_Natural Gas_Unit Heater_E2 | Commercial | School (WA) | Existing | Space Heating | Natural Gas | Unit Heater | E2 | Condensing | 88.94% | 0% | 0% | 0.0022256 | 0 | 0 | 0 | 15 | 25 | 2019 | 2045 | 100% | 0 | 0 | 0% | Normal | 0% | 0.041145 | 0 | 0 | 1 kBtu/Hr | 30000 | 0 | 9.4906e-07 | 1850 | 2305 | 0 | 0 | 0 | 2016 | 1.0174 | UNITHT-Heating-XCELCO-2017-18-3 | UNITHT-Heating-XCELCO-2017-18-3 | UNITHT-Heating-XCELCO-2017-18-3 | 1 | kBtu/Hr | 9.4906e-07 | Commercial_School (WA)_Existing_Space Heating_Unit Heater_Condensing
Commercial_School (WA)_Existing_Space Heating_Natural Gas_Unit Heater_E3 | Commercial | School (WA) | Existing | Space Heating | Natural Gas | Unit Heater | E3 | Infrared Radiant | 88.46% | 0% | 0% | 0.0012118 | 0 | 0 | 0 | 10 | 20 | 2019 | 2045 | 100% | 0 | 0 | 0% | Normal | 0% | 0.040922 | 0 | 0 | 1 kBtu/Hr | 30000 | 0 | 9.4906e-07 | 1840 | 1255 | 0 | 0 | 0 | 2016 | 1.0174 | UNITHT-Heating-XCELCO-2017-18-4 | UNITHT-Heating-XCELCO-2017-18-4 | UNITHT-Heating-XCELCO-2017-18-4 | 1 | kBtu/Hr | 9.4906e-07 | Commercial_School (WA)_Existing_Space Heating_Unit Heater_Infrared Radiant
Commercial_School (WA)_Existing_Space Heating_Natural Gas_Unit Heater_E4 | Commercial | School (WA) | Existing | Space Heating | Natural Gas | Unit Heater | E4 |  | 0% | 0% | 0% | 0 | 0 | 0 | 0 | 0 | 0 | 0 | 0 | 0% | 0 | 0 | 0% | Normal | 0% | 0 | 0 | 0 | [17 empty] | Commercial_School (WA)_Existing_Space Heating_Unit Heater_
Commercial_School (WA)_Existing_Space Heating_Natural Gas_Unit Heater_E5 | Commercial | School (WA) | Existing | Space Heating | Natural Gas | Unit Heater | E5 |  | 0% | 0% | 0% | 0 | 0 | 0 | 0 | 0 | 0 | 0 | 0 | 0% | 0 | 0 | 0% | Normal | 0% | 0 | 0 | 0 | [17 empty] | Commercial_School (WA)_Existing_Space Heating_Unit Heater_
Commercial_School (WA)_Existing_Space Heating_Natural Gas_Unit Heater_E6 | Commercial | School (WA) | Existing | Space Heating | Natural Gas | Unit Heater | E6 |  | 0% | 0% | 0% | 0 | 0 | 0 | 0 | 0 | 0 | 0 | 0 | 0% | 0 | 0 | 0% | Normal | 0% | 0 | 0 | 0 | [17 empty] | Commercial_School (WA)_Existing_Space Heating_Unit Heater_
Commercial_School (WA)_Existing_Space Heating_Natural Gas_Unit Heater_E7 | Commercial | School (WA) | Existing | Space Heating | Natural Gas | Unit Heater | E7 |  | 0% | 0% | 0% | 0 | 0 | 0 | 0 | 0 | 0 | 0 | 0 | 0% | 0 | 0 | 0% | Normal | 0% | 0 | 0 | 0 | [17 empty] | Commercial_School (WA)_Existing_Space Heating_Unit Heater_
Commercial_School (WA)_Existing_Space Heating_Natural Gas_Unit Heater_E8 | Commercial | School (WA) | Existing | Space Heating | Natural Gas | Unit Heater | E8 |  | 0% | 0% | 0% | 0 | 0 | 0 | 0 | 0 | 0 | 0 | 0 | 0% | 0 | 0 | 0% | Normal | 0% | 0 | 0 | 0 | [17 empty] | Commercial_School (WA)_Existing_Space Heating_Unit Heater_
Commercial_School (WA)_Existing_Space Heating_Natural Gas_Unit Heater_E9 | Commercial | School (WA) | Existing | Space Heating | Natural Gas | Unit Heater | E9 |  | 0% | 0% | 0% | 0 | 0 | 0 | 0 | 0 | 0 | 0 | 0 | 0% | 0 | 0 | 0% | Normal | 0% | 0 | 0 | 0 | [17 empty] | Commercial_School (WA)_Existing_Space Heating_Unit Heater_
Commercial_School (WA)_Existing_Space Heating_Natural Gas_Unit Heater_E10 | Commercial | School (WA) | Existing | Space Heating | Natural Gas | Unit Heater | E10 |  | 0% | 0% | 0% | 0 | 0 | 0 | 0 | 0 | 0 | 0 | 0 | 0% | 0 | 0 | 0% | Normal | 0% | 0 | 0 | 0 | [17 empty] | Commercial_School (WA)_Existing_Space Heating_Unit Heater_
Commercial_School (WA)_Existing_Water Heating_Natural Gas_Water Heater_E1 | Commercial | School (WA) | Existing | Water Heating | Natural Gas | Water Heater | E1 | TE 0.80 | 100% | 0% | 0% | 0.14338 | 0 | 0 | 0 | 10 | 20 | 2019 | 2045 | 100% | 0 | 0 | 0% | Normal | 0% | 0.14969 | 0 | 0 | 1 kBtu/hr | 30000 | 0 | 0.0064648 | 21.3272 | 21.8 | 0 | 0 | 0 | 2017 | 1.0174 | DHW_WH-Water Heating-PG&E-R7-14 | DHW_WH-Water Heating-PG&E-R7-14 | DHW_WH-Water Heating-PG&E-R7-14 | 1 | kBtu/hr | 0.0064648 | Commercial_School (WA)_Existing_Water Heating_Water Heater_TE 0.80
Commercial_School (WA)_Existing_Water Heating_Natural Gas_Water Heater_E2 | Commercial | School (WA) | Existing | Water Heating | Natural Gas | Water Heater | E2 | TE 0.90 | 88.89% | 0% | 0% | 0.17205 | 0 | 0 | 0 | 10 | 20 | 2019 | 2045 | 100% | 0 | 0 | 0% | Normal | 0% | 0.13306 | 0 | 0 | 1 kBtu/hr | 30000 | 0 | 0.0064648 | 18.9575 | 26.16 | 0 | 0 | 0 | 2017 | 1.0174 | DHW_WH-Water Heating-PG&E-R7-14 | DHW_WH-Water Heating-PG&E-R7-14 | DHW_WH-Water Heating-PG&E-R7-14 | 1 | kBtu/hr | 0.0064648 | Commercial_School (WA)_Existing_Water Heating_Water Heater_TE 0.90
Commercial_School (WA)_Existing_Water Heating_Natural Gas_Water Heater_E3 | Commercial | School (WA) | Existing | Water Heating | Natural Gas | Water Heater | E3 | TE 0.94 | 85.11% | 0% | 0% | 0.2115 | 0 | 0 | 0 | 10 | 20 | 2019 | 2045 | 100% | 0 | 0 | 0% | Normal | 0% | 0.1274 | 0 | 0 | 1 kBtu/hr | 30000 | 0 | 0.0064648 | 18.1508 | 30.3604 | 0 | 0 | 0 | 2012 | 1.0776 | DHW_WH-Water Heating-NMTRM-2016-7 | DHW_WH-Water Heating-NMTRM-2016-7 | DHW_WH-Water Heating-NMTRM-2016-7 | 1 | kBtu/hr | 0.0064648 | Commercial_School (WA)_Existing_Water Heating_Water Heater_TE 0.94
Commercial_School (WA)_Existing_Water Heating_Natural Gas_Water Heater_E4 | Commercial | School (WA) | Existing | Water Heating | Natural Gas | Water Heater | E4 | Instantaneous TE 0.94 | 85.02% | 0% | 0% | 0.24828 | 0 | 0 | 0 | 15 | 25 | 2019 | 2045 | 100% | 0 | 0 | 0% | Normal | 0% | 0.12726 | 0 | 0 | 1 kBtu/hr | 30000 | 0 | 0.0064648 | 18.1315 | 35.6404 | 0 | 0 | 0 | 2012 | 1.0776 | DHW_WH-Water Heating-NMTRM-2016-9 | DHW_WH-Water Heating-NMTRM-2016-9 | DHW_WH-Water Heating-NMTRM-2016-9 | 1 | kBtu/hr | 0.0064648 | Commercial_School (WA)_Existing_Water Heating_Water Heater_Instantaneous TE 0.94
Commercial_School (WA)_Existing_Water Heating_Natural Gas_Water Heater_E5 | Commercial | School (WA) | Existing | Water Heating | Natural Gas | Water Heater | E5 | Gas-Fired Absorption HPWH | 53.33% | 0% | 0% | 0.42201 | 0 | 0 | 0 | 10 | 16 | 2019 | 2045 | 100% | 0 | 0 | 0% | Normal | 0% | 0.079836 | 0 | 0 | 1 kBtu/hr | 30000 | 0 | 0.0064648 | 11.3745 | 62.6566 | 0 | 0 | 0 | 2014 | 1.0418 | DHW_WH-Water Heating-DOE-2014-1 | DHW_WH-Water Heating-DOE-2014-1 | DHW_WH-Water Heating-DOE-2014-1 | 1 | kBtu/hr | 0.0064648 | Commercial_School (WA)_Existing_Water Heating_Water Heater_Gas-Fired Absorption HPWH
Commercial_School (WA)_Existing_Water Heating_Natural Gas_Water Heater_E6 | Commercial | School (WA) | Existing | Water Heating | Natural Gas | Water Heater | E6 |  | 0% | 0% | 0% | 0 | 0 | 0 | 0 | 0 | 0 | 0 | 0 | 0% | 0 | 0 | 0% | Normal | 0% | 0 | 0 | 0 | [17 empty] | Commercial_School (WA)_Existing_Water Heating_Water Heater_
Commercial_School (WA)_Existing_Water Heating_Natural Gas_Water Heater_E7 | Commercial | School (WA) | Existing | Water Heating | Natural Gas | Water Heater | E7 |  | 0% | 0% | 0% | 0 | 0 | 0 | 0 | 0 | 0 | 0 | 0 | 0% | 0 | 0 | 0% | Normal | 0% | 0 | 0 | 0 | [17 empty] | Commercial_School (WA)_Existing_Water Heating_Water Heater_
Commercial_School (WA)_Existing_Water Heating_Natural Gas_Water Heater_E8 | Commercial | School (WA) | Existing | Water Heating | Natural Gas | Water Heater | E8 |  | 0% | 0% | 0% | 0 | 0 | 0 | 0 | 0 | 0 | 0 | 0 | 0% | 0 | 0 | 0% | Normal | 0% | 0 | 0 | 0 | [17 empty] | Commercial_School (WA)_Existing_Water Heating_Water Heater_
Commercial_School (WA)_Existing_Water Heating_Natural Gas_Water Heater_E9 | Commercial | School (WA) | Existing | Water Heating | Natural Gas | Water Heater | E9 |  | 0% | 0% | 0% | 0 | 0 | 0 | 0 | 0 | 0 | 0 | 0 | 0% | 0 | 0 | 0% | Normal | 0% | 0 | 0 | 0 | [17 empty] | Commercial_School (WA)_Existing_Water Heating_Water Heater_
Commercial_School (WA)_Existing_Water Heating_Natural Gas_Water Heater_E10 | Commercial | School (WA) | Existing | Water Heating | Natural Gas | Water Heater | E10 |  | 0% | 0% | 0% | 0 | 0 | 0 | 0 | 0 | 0 | 0 | 0 | 0% | 0 | 0 | 0% | Normal | 0% | 0 | 0 | 0 | [17 empty] | Commercial_School (WA)_Existing_Water Heating_Water Heater_
Commercial_School (WA)_Existing_Food Preparation_Natural Gas_Oven_E1 | Commercial | School (WA) | Existing | Food Preparation | Natural Gas | Oven | E1 | Standard | 100% | 0% | 0% | 0.00083548 | 0 | 0 | 0 | 8 | 12 | 2019 | 2045 | 100% | 0 | 0 | 0% | Normal | 0% | 0.020206 | 0 | 0 | 1 unit | 30000 | 0 | 1.6075e-06 | 1050.946 | 490.1 | 0 | 0 | 0 | 2013 | 1.0605 | COOK_OVN-Food Preparation-AEO17-3 | COOK_OVN-Food Preparation-AEO17-3 | COOK_OVN-Food Preparation-ILTRM-v5.0-23 | 1 | unit | 1.6075e-06 | Commercial_School (WA)_Existing_Food Preparation_Oven_Standard
Commercial_School (WA)_Existing_Food Preparation_Natural Gas_Oven_E2 | Commercial | School (WA) | Existing | Food Preparation | Natural Gas | Oven | E2 | ENERGY STAR (>42% Baking Efficiency) | 71.01% | 0% | 0% | 0.0011384 | 0 | 0 | 0 | 8 | 12 | 2019 | 2045 | 100% | 0 | 0 | 0% | Normal | 0% | 0.014348 | 0 | 0 | 1 unit | 30000 | 0 | 1.6075e-06 | 746.2722 | 667.81 | 0 | 0 | 0 | 2013 | 1.0605 | COOK_OVN-Food Preparation-AEO17-3 | COOK_OVN-Food Preparation-AEO17-3 | COOK_OVN-Food Preparation-ILTRM-v5.0-23 | 1 | unit | 1.6075e-06 | Commercial_School (WA)_Existing_Food Preparation_Oven_ENERGY STAR (>42% Baking Efficiency)
Commercial_School (WA)_Existing_Food Preparation_Natural Gas_Oven_E3 | Commercial | School (WA) | Existing | Food Preparation | Natural Gas | Oven | E3 |  | 0% | 0% | 0% | 0 | 0 | 0 | 0 | 0 | 0 | 0 | 0 | 0% | 0 | 0 | 0% | Normal | 0% | 0 | 0 | 0 | [17 empty] | Commercial_School (WA)_Existing_Food Preparation_Oven_
Commercial_School (WA)_Existing_Food Preparation_Natural Gas_Oven_E4 | Commercial | School (WA) | Existing | Food Preparation | Natural Gas | Oven | E4 |  | 0% | 0% | 0% | 0 | 0 | 0 | 0 | 0 | 0 | 0 | 0 | 0% | 0 | 0 | 0% | Normal | 0% | 0 | 0 | 0 | [17 empty] | Commercial_School (WA)_Existing_Food Preparation_Oven_
Commercial_School (WA)_Existing_Food Preparation_Natural Gas_Oven_E5 | Commercial | School (WA) | Existing | Food Preparation | Natural Gas | Oven | E5 |  | 0% | 0% | 0% | 0 | 0 | 0 | 0 | 0 | 0 | 0 | 0 | 0% | 0 | 0 | 0% | Normal | 0% | 0 | 0 | 0 | [17 empty] | Commercial_School (WA)_Existing_Food Preparation_Oven_
Commercial_School (WA)_Existing_Food Preparation_Natural Gas_Oven_E6 | Commercial | School (WA) | Existing | Food Preparation | Natural Gas | Oven | E6 |  | 0% | 0% | 0% | 0 | 0 | 0 | 0 | 0 | 0 | 0 | 0 | 0% | 0 | 0 | 0% | Normal | 0% | 0 | 0 | 0 | [17 empty] | Commercial_School (WA)_Existing_Food Preparation_Oven_
Commercial_School (WA)_Existing_Food Preparation_Natural Gas_Oven_E7 | Commercial | School (WA) | Existing | Food Preparation | Natural Gas | Oven | E7 |  | 0% | 0% | 0% | 0 | 0 | 0 | 0 | 0 | 0 | 0 | 0 | 0% | 0 | 0 | 0% | Normal | 0% | 0 | 0 | 0 | [17 empty] | Commercial_School (WA)_Existing_Food Preparation_Oven_
Commercial_School (WA)_Existing_Food Preparation_Natural Gas_Oven_E8 | Commercial | School (WA) | Existing | Food Preparation | Natural Gas | Oven | E8 |  | 0% | 0% | 0% | 0 | 0 | 0 | 0 | 0 | 0 | 0 | 0 | 0% | 0 | 0 | 0% | Normal | 0% | 0 | 0 | 0 | [17 empty] | Commercial_School (WA)_Existing_Food Preparation_Oven_
Commercial_School (WA)_Existing_Food Preparation_Natural Gas_Oven_E9 | Commercial | School (WA) | Existing | Food Preparation | Natural Gas | Oven | E9 |  | 0% | 0% | 0% | 0 | 0 | 0 | 0 | 0 | 0 | 0 | 0 | 0% | 0 | 0 | 0% | Normal | 0% | 0 | 0 | 0 | [17 empty] | Commercial_School (WA)_Existing_Food Preparation_Oven_
Commercial_School (WA)_Existing_Food Preparation_Natural Gas_Oven_E10 | Commercial | School (WA) | Existing | Food Preparation | Natural Gas | Oven | E10 |  | 0% | 0% | 0% | 0 | 0 | 0 | 0 | 0 | 0 | 0 | 0 | 0% | 0 | 0 | 0% | Normal | 0% | 0 | 0 | 0 | [17 empty] | Commercial_School (WA)_Existing_Food Preparation_Oven_
Commercial_School (WA)_Existing_Food Preparation_Natural Gas_Conveyor Oven_E1 | Commercial | School (WA) | Existing | Food Preparation | Natural Gas | Conveyor Oven | E1 | Standard | 100% | 0% | 0% | 0.00067417 | 0 | 0 | 0 | 15 | 19 | 2019 | 2045 | 100% | 0 | 0 | 0% | Normal | 0% | 0.03261 | 0 | 0 | 1 unit | 30000 | 0 | 3.8174e-07 | 3571 | 1665.3064 | 0 | 0 | 0 | 2013 | 1.0605 | COOK_OVN-Food Preparation-ILTRM-v5.0-24 | COOK_OVN-Food Preparation-AEO17-3 | https://fishnick.com/saveenergy/tools/calculators/gconvovencalc.php | 1 | unit | 3.8174e-07 | Commercial_School (WA)_Existing_Food Preparation_Conveyor Oven_Standard
Commercial_School (WA)_Existing_Food Preparation_Natural Gas_Conveyor Oven_E2 | Commercial | School (WA) | Existing | Food Preparation | Natural Gas | Conveyor Oven | E2 | ENERGY STAR (>42% Baking Efficiency) | 79.47% | 0% | 0% | 0.0014283 | 0 | 0 | 0 | 15 | 19 | 2019 | 2045 | 100% | 0 | 0 | 0% | Normal | 0% | 0.025916 | 0 | 0 | 1 unit | 30000 | 0 | 3.8174e-07 | 2838 | 3409.1835 | 0 | 0 | 0 | 2011 | 1.0975 | COOK_OVN-Food Preparation-ILTRM-v5.0-24 | COOK_OVN-Food Preparation-ILTRM-v5.0-24 | COOK_OVN-Food Preparation-ILTRM-v5.0-24 | 1 | unit | 3.8174e-07 | Commercial_School (WA)_Existing_Food Preparation_Conveyor Oven_ENERGY STAR (>42% Baking Efficiency)
Commercial_School (WA)_Existing_Food Preparation_Natural Gas_Conveyor Oven_E3 | Commercial | School (WA) | Existing | Food Preparation | Natural Gas | Conveyor Oven | E3 |  | 0% | 0% | 0% | 0 | 0 | 0 | 0 | 0 | 0 | 0 | 0 | 0% | 0 | 0 | 0% | Normal | 0% | 0 | 0 | 0 | [17 empty] | Commercial_School (WA)_Existing_Food Preparation_Conveyor Oven_
Commercial_School (WA)_Existing_Food Preparation_Natural Gas_Conveyor Oven_E4 | Commercial | School (WA) | Existing | Food Preparation | Natural Gas | Conveyor Oven | E4 |  | 0% | 0% | 0% | 0 | 0 | 0 | 0 | 0 | 0 | 0 | 0 | 0% | 0 | 0 | 0% | Normal | 0% | 0 | 0 | 0 | [17 empty] | Commercial_School (WA)_Existing_Food Preparation_Conveyor Oven_
Commercial_School (WA)_Existing_Food Preparation_Natural Gas_Conveyor Oven_E5 | Commercial | School (WA) | Existing | Food Preparation | Natural Gas | Conveyor Oven | E5 |  | 0% | 0% | 0% | 0 | 0 | 0 | 0 | 0 | 0 | 0 | 0 | 0% | 0 | 0 | 0% | Normal | 0% | 0 | 0 | 0 | [17 empty] | Commercial_School (WA)_Existing_Food Preparation_Conveyor Oven_
Commercial_School (WA)_Existing_Food Preparation_Natural Gas_Conveyor Oven_E6 | Commercial | School (WA) | Existing | Food Preparation | Natural Gas | Conveyor Oven | E6 |  | 0% | 0% | 0% | 0 | 0 | 0 | 0 | 0 | 0 | 0 | 0 | 0% | 0 | 0 | 0% | Normal | 0% | 0 | 0 | 0 | [17 empty] | Commercial_School (WA)_Existing_Food Preparation_Conveyor Oven_
Commercial_School (WA)_Existing_Food Preparation_Natural Gas_Conveyor Oven_E7 | Commercial | School (WA) | Existing | Food Preparation | Natural Gas | Conveyor Oven | E7 |  | 0% | 0% | 0% | 0 | 0 | 0 | 0 | 0 | 0 | 0 | 0 | 0% | 0 | 0 | 0% | Normal | 0% | 0 | 0 | 0 | [17 empty] | Commercial_School (WA)_Existing_Food Preparation_Conveyor Oven_
Commercial_School (WA)_Existing_Food Preparation_Natural Gas_Conveyor Oven_E8 | Commercial | School (WA) | Existing | Food Preparation | Natural Gas | Conveyor Oven | E8 |  | 0% | 0% | 0% | 0 | 0 | 0 | 0 | 0 | 0 | 0 | 0 | 0% | 0 | 0 | 0% | Normal | 0% | 0 | 0 | 0 | [17 empty] | Commercial_School (WA)_Existing_Food Preparation_Conveyor Oven_
Commercial_School (WA)_Existing_Food Preparation_Natural Gas_Conveyor Oven_E9 | Commercial | School (WA) | Existing | Food Preparation | Natural Gas | Conveyor Oven | E9 |  | 0% | 0% | 0% | 0 | 0 | 0 | 0 | 0 | 0 | 0 | 0 | 0% | 0 | 0 | 0% | Normal | 0% | 0 | 0 | 0 | [17 empty] | Commercial_School (WA)_Existing_Food Preparation_Conveyor Oven_
Commercial_School (WA)_Existing_Food Preparation_Natural Gas_Conveyor Oven_E10 | Commercial | School (WA) | Existing | Food Preparation | Natural Gas | Conveyor Oven | E10 |  | 0% | 0% | 0% | 0 | 0 | 0 | 0 | 0 | 0 | 0 | 0 | 0% | 0 | 0 | 0% | Normal | 0% | 0 | 0 | 0 | [17 empty] | Commercial_School (WA)_Existing_Food Preparation_Conveyor Oven_
Commercial_School (WA)_Existing_Food Preparation_Natural Gas_Double Rack Oven_E1 | Commercial | School (WA) | Existing | Food Preparation | Natural Gas | Double Rack Oven | E1 | Standard | 100% | 0% | 0% | 0.0011607 | 0 | 0 | 0 | 8 | 16 | 2019 | 2045 | 100% | 0 | 0 | 0% | Normal | 0% | 0.056143 | 0 | 0 | 1 unit | 30000 | 0 | 4.3262e-07 | 5425 | 2529.904 | 0 | 0 | 0 | 2013 | 1.0605 | COOK_OVN-Food Preparation-ILTRM-v5.0-25 | COOK_OVN-Food Preparation-ILTRM-v5.0-25 | https://fishnick.com/saveenergy/tools/calculators/grackovencalc.php | 1 | unit | 4.3262e-07 | Commercial_School (WA)_Existing_Food Preparation_Double Rack Oven_Standard
Commercial_School (WA)_Existing_Food Preparation_Natural Gas_Double Rack Oven_E2 | Commercial | School (WA) | Existing | Food Preparation | Natural Gas | Double Rack Oven | E2 | FTSC Qualified (>50% Cooking Efficiency) | 61.95% | 0% | 0% | 0.0052657 | 0 | 0 | 0 | 8 | 16 | 2019 | 2045 | 100% | 0 | 0 | 0% | Normal | 0% | 0.034783 | 0 | 0 | 1 unit | 30000 | 0 | 4.3262e-07 | 3361 | 11090.6431 | 0 | 0 | 0 | 2011 | 1.0975 | COOK_OVN-Food Preparation-ILTRM-v5.0-25 | COOK_OVN-Food Preparation-ILTRM-v5.0-25 | COOK_OVN-Food Preparation-ILTRM-v5.0-25 | 1 | unit | 4.3262e-07 | Commercial_School (WA)_Existing_Food Preparation_Double Rack Oven_FTSC Qualified (>50% Cooking Efficiency)
Commercial_School (WA)_Existing_Food Preparation_Natural Gas_Double Rack Oven_E3 | Commercial | School (WA) | Existing | Food Preparation | Natural Gas | Double Rack Oven | E3 |  | 0% | 0% | 0% | 0 | 0 | 0 | 0 | 0 | 0 | 0 | 0 | 0% | 0 | 0 | 0% | Normal | 0% | 0 | 0 | 0 | [17 empty] | Commercial_School (WA)_Existing_Food Preparation_Double Rack Oven_
Commercial_School (WA)_Existing_Food Preparation_Natural Gas_Double Rack Oven_E4 | Commercial | School (WA) | Existing | Food Preparation | Natural Gas | Double Rack Oven | E4 |  | 0% | 0% | 0% | 0 | 0 | 0 | 0 | 0 | 0 | 0 | 0 | 0% | 0 | 0 | 0% | Normal | 0% | 0 | 0 | 0 | [17 empty] | Commercial_School (WA)_Existing_Food Preparation_Double Rack Oven_
Commercial_School (WA)_Existing_Food Preparation_Natural Gas_Double Rack Oven_E5 | Commercial | School (WA) | Existing | Food Preparation | Natural Gas | Double Rack Oven | E5 |  | 0% | 0% | 0% | 0 | 0 | 0 | 0 | 0 | 0 | 0 | 0 | 0% | 0 | 0 | 0% | Normal | 0% | 0 | 0 | 0 | [17 empty] | Commercial_School (WA)_Existing_Food Preparation_Double Rack Oven_
Commercial_School (WA)_Existing_Food Preparation_Natural Gas_Double Rack Oven_E6 | Commercial | School (WA) | Existing | Food Preparation | Natural Gas | Double Rack Oven | E6 |  | 0% | 0% | 0% | 0 | 0 | 0 | 0 | 0 | 0 | 0 | 0 | 0% | 0 | 0 | 0% | Normal | 0% | 0 | 0 | 0 | [17 empty] | Commercial_School (WA)_Existing_Food Preparation_Double Rack Oven_
Commercial_School (WA)_Existing_Food Preparation_Natural Gas_Double Rack Oven_E7 | Commercial | School (WA) | Existing | Food Preparation | Natural Gas | Double Rack Oven | E7 |  | 0% | 0% | 0% | 0 | 0 | 0 | 0 | 0 | 0 | 0 | 0 | 0% | 0 | 0 | 0% | Normal | 0% | 0 | 0 | 0 | [17 empty] | Commercial_School (WA)_Existing_Food Preparation_Double Rack Oven_
Commercial_School (WA)_Existing_Food Preparation_Natural Gas_Double Rack Oven_E8 | Commercial | School (WA) | Existing | Food Preparation | Natural Gas | Double Rack Oven | E8 |  | 0% | 0% | 0% | 0 | 0 | 0 | 0 | 0 | 0 | 0 | 0 | 0% | 0 | 0 | 0% | Normal | 0% | 0 | 0 | 0 | [17 empty] | Commercial_School (WA)_Existing_Food Preparation_Double Rack Oven_
Commercial_School (WA)_Existing_Food Preparation_Natural Gas_Double Rack Oven_E9 | Commercial | School (WA) | Existing | Food Preparation | Natural Gas | Double Rack Oven | E9 |  | 0% | 0% | 0% | 0 | 0 | 0 | 0 | 0 | 0 | 0 | 0 | 0% | 0 | 0 | 0% | Normal | 0% | 0 | 0 | 0 | [17 empty] | Commercial_School (WA)_Existing_Food Preparation_Double Rack Oven_
Commercial_School (WA)_Existing_Food Preparation_Natural Gas_Double Rack Oven_E10 | Commercial | School (WA) | Existing | Food Preparation | Natural Gas | Double Rack Oven | E10 |  | 0% | 0% | 0% | 0 | 0 | 0 | 0 | 0 | 0 | 0 | 0 | 0% | 0 | 0 | 0% | Normal | 0% | 0 | 0 | 0 | [17 empty] | Commercial_School (WA)_Existing_Food Preparation_Double Rack Oven_
Commercial_School (WA)_Existing_Food Preparation_Natural Gas_Fryer_E1 | Commercial | School (WA) | Existing | Food Preparation | Natural Gas | Fryer | E1 | Standard | 100% | 0% | 0% | 0.0052528 | 0 | 0 | 0 | 10 | 20 | 2019 | 2045 | 100% | 0 | 0 | 0% | Normal | 0% | 0.028228 | 0 | 0 | 1 unit | 30000 | 0 | 1.8758e-06 | 1628.2323 | 2500 | 0 | 0 | 0 | 2010 | 1.1201 | COOK_FRY-Food Preparation-ILTRM-v4.0-1 | Estimate | COOK_FRY-Food Preparation-ILTRM-v4.0-1 | 1 | unit | 1.8758e-06 | Commercial_School (WA)_Existing_Food Preparation_Fryer_Standard
Commercial_School (WA)_Existing_Food Preparation_Natural Gas_Fryer_E2 | Commercial | School (WA) | Existing | Food Preparation | Natural Gas | Fryer | E2 | ENERGY STAR | 68.97% | 0% | 0% | 0.0077742 | 0 | 0 | 0 | 10 | 20 | 2019 | 2045 | 100% | 0 | 0 | 0% | Normal | 0% | 0.019469 | 0 | 0 | 1 unit | 30000 | 0 | 1.8758e-06 | 1122.9977 | 3700 | 0 | 0 | 0 | 2010 | 1.1201 | COOK_FRY-Food Preparation-ILTRM-v4.0-1 | COOK_FRY-Food Preparation-ILTRM-v4.0-1 | COOK_FRY-Food Preparation-ILTRM-v4.0-1 | 1 | unit | 1.8758e-06 | Commercial_School (WA)_Existing_Food Preparation_Fryer_ENERGY STAR
Commercial_School (WA)_Existing_Food Preparation_Natural Gas_Fryer_E3 | Commercial | School (WA) | Existing | Food Preparation | Natural Gas | Fryer | E3 |  | 0% | 0% | 0% | 0 | 0 | 0 | 0 | 0 | 0 | 0 | 0 | 0% | 0 | 0 | 0% | Normal | 0% | 0 | 0 | 0 | [17 empty] | Commercial_School (WA)_Existing_Food Preparation_Fryer_
Commercial_School (WA)_Existing_Food Preparation_Natural Gas_Fryer_E4 | Commercial | School (WA) | Existing | Food Preparation | Natural Gas | Fryer | E4 |  | 0% | 0% | 0% | 0 | 0 | 0 | 0 | 0 | 0 | 0 | 0 | 0% | 0 | 0 | 0% | Normal | 0% | 0 | 0 | 0 | [17 empty] | Commercial_School (WA)_Existing_Food Preparation_Fryer_
Commercial_School (WA)_Existing_Food Preparation_Natural Gas_Fryer_E5 | Commercial | School (WA) | Existing | Food Preparation | Natural Gas | Fryer | E5 |  | 0% | 0% | 0% | 0 | 0 | 0 | 0 | 0 | 0 | 0 | 0 | 0% | 0 | 0 | 0% | Normal | 0% | 0 | 0 | 0 | [17 empty] | Commercial_School (WA)_Existing_Food Preparation_Fryer_
Commercial_School (WA)_Existing_Food Preparation_Natural Gas_Fryer_E6 | Commercial | School (WA) | Existing | Food Preparation | Natural Gas | Fryer | E6 |  | 0% | 0% | 0% | 0 | 0 | 0 | 0 | 0 | 0 | 0 | 0 | 0% | 0 | 0 | 0% | Normal | 0% | 0 | 0 | 0 | [17 empty] | Commercial_School (WA)_Existing_Food Preparation_Fryer_
Commercial_School (WA)_Existing_Food Preparation_Natural Gas_Fryer_E7 | Commercial | School (WA) | Existing | Food Preparation | Natural Gas | Fryer | E7 |  | 0% | 0% | 0% | 0 | 0 | 0 | 0 | 0 | 0 | 0 | 0 | 0% | 0 | 0 | 0% | Normal | 0% | 0 | 0 | 0 | [17 empty] | Commercial_School (WA)_Existing_Food Preparation_Fryer_
Commercial_School (WA)_Existing_Food Preparation_Natural Gas_Fryer_E8 | Commercial | School (WA) | Existing | Food Preparation | Natural Gas | Fryer | E8 |  | 0% | 0% | 0% | 0 | 0 | 0 | 0 | 0 | 0 | 0 | 0 | 0% | 0 | 0 | 0% | Normal | 0% | 0 | 0 | 0 | [17 empty] | Commercial_School (WA)_Existing_Food Preparation_Fryer_
Commercial_School (WA)_Existing_Food Preparation_Natural Gas_Fryer_E9 | Commercial | School (WA) | Existing | Food Preparation | Natural Gas | Fryer | E9 |  | 0% | 0% | 0% | 0 | 0 | 0 | 0 | 0 | 0 | 0 | 0 | 0% | 0 | 0 | 0% | Normal | 0% | 0 | 0 | 0 | [17 empty] | Commercial_School (WA)_Existing_Food Preparation_Fryer_
Commercial_School (WA)_Existing_Food Preparation_Natural Gas_Fryer_E10 | Commercial | School (WA) | Existing | Food Preparation | Natural Gas | Fryer | E10 |  | 0% | 0% | 0% | 0 | 0 | 0 | 0 | 0 | 0 | 0 | 0 | 0% | 0 | 0 | 0% | Normal | 0% | 0 | 0 | 0 | [17 empty] | Commercial_School (WA)_Existing_Food Preparation_Fryer_
Commercial_School (WA)_Existing_Food Preparation_Natural Gas_Broiler_E1 | Commercial | School (WA) | Existing | Food Preparation | Natural Gas | Broiler | E1 | Standard | 100% | 0% | 0% | 0.0081408 | 0 | 0 | 0 | 8 | 16 | 2019 | 2045 | 100% | 0 | 0 | 0% | Normal | 0% | 0.028835 | 0 | 0 | 1 unit | 30000 | 0 | 2.9671e-06 | 1625 | 2500 | 0 | 0 | 0 | 2011 | 1.0975 | COOK_BRL-Food Preparation-ILTRM-v4.0-2 | Estimate | COOK_BRL-Food Preparation-ILTRM-v4.0-2 | 1 | unit | 2.9671e-06 | Commercial_School (WA)_Existing_Food Preparation_Broiler_Standard
Commercial_School (WA)_Existing_Food Preparation_Natural Gas_Broiler_E2 | Commercial | School (WA) | Existing | Food Preparation | Natural Gas | Broiler | E2 | Infrared Burners | 85.29% | 0% | 0% | 0.011397 | 0 | 0 | 0 | 8 | 16 | 2019 | 2045 | 100% | 0 | 0 | 0% | Normal | 0% | 0.024594 | 0 | 0 | 1 unit | 30000 | 0 | 2.9671e-06 | 1386 | 3500 | 0 | 0 | 0 | 2011 | 1.0975 | COOK_BRL-Food Preparation-ILTRM-v4.0-2 | COOK_BRL-Food Preparation-ILTRM-v4.0-2 | COOK_BRL-Food Preparation-ILTRM-v4.0-2 | 1 | unit | 2.9671e-06 | Commercial_School (WA)_Existing_Food Preparation_Broiler_Infrared Burners
Commercial_School (WA)_Existing_Food Preparation_Natural Gas_Broiler_E3 | Commercial | School (WA) | Existing | Food Preparation | Natural Gas | Broiler | E3 |  | 0% | 0% | 0% | 0 | 0 | 0 | 0 | 0 | 0 | 0 | 0 | 0% | 0 | 0 | 0% | Normal | 0% | 0 | 0 | 0 | [17 empty] | Commercial_School (WA)_Existing_Food Preparation_Broiler_
Commercial_School (WA)_Existing_Food Preparation_Natural Gas_Broiler_E4 | Commercial | School (WA) | Existing | Food Preparation | Natural Gas | Broiler | E4 |  | 0% | 0% | 0% | 0 | 0 | 0 | 0 | 0 | 0 | 0 | 0 | 0% | 0 | 0 | 0% | Normal | 0% | 0 | 0 | 0 | [17 empty] | Commercial_School (WA)_Existing_Food Preparation_Broiler_
Commercial_School (WA)_Existing_Food Preparation_Natural Gas_Broiler_E5 | Commercial | School (WA) | Existing | Food Preparation | Natural Gas | Broiler | E5 |  | 0% | 0% | 0% | 0 | 0 | 0 | 0 | 0 | 0 | 0 | 0 | 0% | 0 | 0 | 0% | Normal | 0% | 0 | 0 | 0 | [17 empty] | Commercial_School (WA)_Existing_Food Preparation_Broiler_
Commercial_School (WA)_Existing_Food Preparation_Natural Gas_Broiler_E6 | Commercial | School (WA) | Existing | Food Preparation | Natural Gas | Broiler | E6 |  | 0% | 0% | 0% | 0 | 0 | 0 | 0 | 0 | 0 | 0 | 0 | 0% | 0 | 0 | 0% | Normal | 0% | 0 | 0 | 0 | [17 empty] | Commercial_School (WA)_Existing_Food Preparation_Broiler_
Commercial_School (WA)_Existing_Food Preparation_Natural Gas_Broiler_E7 | Commercial | School (WA) | Existing | Food Preparation | Natural Gas | Broiler | E7 |  | 0% | 0% | 0% | 0 | 0 | 0 | 0 | 0 | 0 | 0 | 0 | 0% | 0 | 0 | 0% | Normal | 0% | 0 | 0 | 0 | [17 empty] | Commercial_School (WA)_Existing_Food Preparation_Broiler_
Commercial_School (WA)_Existing_Food Preparation_Natural Gas_Broiler_E8 | Commercial | School (WA) | Existing | Food Preparation | Natural Gas | Broiler | E8 |  | 0% | 0% | 0% | 0 | 0 | 0 | 0 | 0 | 0 | 0 | 0 | 0% | 0 | 0 | 0% | Normal | 0% | 0 | 0 | 0 | [17 empty] | Commercial_School (WA)_Existing_Food Preparation_Broiler_
Commercial_School (WA)_Existing_Food Preparation_Natural Gas_Broiler_E9 | Commercial | School (WA) | Existing | Food Preparation | Natural Gas | Broiler | E9 |  | 0% | 0% | 0% | 0 | 0 | 0 | 0 | 0 | 0 | 0 | 0 | 0% | 0 | 0 | 0% | Normal | 0% | 0 | 0 | 0 | [17 empty] | Commercial_School (WA)_Existing_Food Preparation_Broiler_
Commercial_School (WA)_Existing_Food Preparation_Natural Gas_Broiler_E10 | Commercial | School (WA) | Existing | Food Preparation | Natural Gas | Broiler | E10 |  | 0% | 0% | 0% | 0 | 0 | 0 | 0 | 0 | 0 | 0 | 0 | 0% | 0 | 0 | 0% | Normal | 0% | 0 | 0 | 0 | [17 empty] | Commercial_School (WA)_Existing_Food Preparation_Broiler_
Commercial_School (WA)_Existing_Food Preparation_Natural Gas_Griddle_E1 | Commercial | School (WA) | Existing | Food Preparation | Natural Gas | Griddle | E1 | Standard | 100% | 0% | 0% | 0.021289 | 0 | 0 | 0 | 8 | 16 | 2019 | 2045 | 100% | 0 | 0 | 0% | Normal | 0% | 0.020039 | 0 | 0 | 1 unit | 30000 | 0 | 3.8981e-06 | 1213.5601 | 5150 | 0 | 0 | 0 | 2013 | 1.0605 | COOK_GRD-Food Preparation-ILTRM-v5.0-1 | COOK_GRD-Food Preparation-EIA14-2014 Ref. Case-5 | COOK_GRD-Food Preparation-ILTRM-v5.0-1 | 1 | unit | 3.8981e-06 | Commercial_School (WA)_Existing_Food Preparation_Griddle_Standard
Commercial_School (WA)_Existing_Food Preparation_Natural Gas_Griddle_E2 | Commercial | School (WA) | Existing | Food Preparation | Natural Gas | Griddle | E2 | ENERGY STAR | 87.77% | 0% | 0% | 0.022778 | 0 | 0 | 0 | 8 | 16 | 2019 | 2045 | 100% | 0 | 0 | 0% | Normal | 0% | 0.017589 | 0 | 0 | 1 unit | 30000 | 0 | 3.8981e-06 | 1065.1506 | 5510 | 0 | 0 | 0 | 2013 | 1.0605 | COOK_GRD-Food Preparation-ILTRM-v5.0-1 | COOK_GRD-Food Preparation-EIA14-2014 Ref. Case-5 | COOK_GRD-Food Preparation-ILTRM-v5.0-1 | 1 | unit | 3.8981e-06 | Commercial_School (WA)_Existing_Food Preparation_Griddle_ENERGY STAR
Commercial_School (WA)_Existing_Food Preparation_Natural Gas_Griddle_E3 | Commercial | School (WA) | Existing | Food Preparation | Natural Gas | Griddle | E3 |  | 0% | 0% | 0% | 0 | 0 | 0 | 0 | 0 | 0 | 0 | 0 | 0% | 0 | 0 | 0% | Normal | 0% | 0 | 0 | 0 | [17 empty] | Commercial_School (WA)_Existing_Food Preparation_Griddle_
Commercial_School (WA)_Existing_Food Preparation_Natural Gas_Griddle_E4 | Commercial | School (WA) | Existing | Food Preparation | Natural Gas | Griddle | E4 |  | 0% | 0% | 0% | 0 | 0 | 0 | 0 | 0 | 0 | 0 | 0 | 0% | 0 | 0 | 0% | Normal | 0% | 0 | 0 | 0 | [17 empty] | Commercial_School (WA)_Existing_Food Preparation_Griddle_
Commercial_School (WA)_Existing_Food Preparation_Natural Gas_Griddle_E5 | Commercial | School (WA) | Existing | Food Preparation | Natural Gas | Griddle | E5 |  | 0% | 0% | 0% | 0 | 0 | 0 | 0 | 0 | 0 | 0 | 0 | 0% | 0 | 0 | 0% | Normal | 0% | 0 | 0 | 0 | [17 empty] | Commercial_School (WA)_Existing_Food Preparation_Griddle_
Commercial_School (WA)_Existing_Food Preparation_Natural Gas_Griddle_E6 | Commercial | School (WA) | Existing | Food Preparation | Natural Gas | Griddle | E6 |  | 0% | 0% | 0% | 0 | 0 | 0 | 0 | 0 | 0 | 0 | 0 | 0% | 0 | 0 | 0% | Normal | 0% | 0 | 0 | 0 | [17 empty] | Commercial_School (WA)_Existing_Food Preparation_Griddle_
Commercial_School (WA)_Existing_Food Preparation_Natural Gas_Griddle_E7 | Commercial | School (WA) | Existing | Food Preparation | Natural Gas | Griddle | E7 |  | 0% | 0% | 0% | 0 | 0 | 0 | 0 | 0 | 0 | 0 | 0 | 0% | 0 | 0 | 0% | Normal | 0% | 0 | 0 | 0 | [17 empty] | Commercial_School (WA)_Existing_Food Preparation_Griddle_
Commercial_School (WA)_Existing_Food Preparation_Natural Gas_Griddle_E8 | Commercial | School (WA) | Existing | Food Preparation | Natural Gas | Griddle | E8 |  | 0% | 0% | 0% | 0 | 0 | 0 | 0 | 0 | 0 | 0 | 0 | 0% | 0 | 0 | 0% | Normal | 0% | 0 | 0 | 0 | [17 empty] | Commercial_School (WA)_Existing_Food Preparation_Griddle_
Commercial_School (WA)_Existing_Food Preparation_Natural Gas_Griddle_E9 | Commercial | School (WA) | Existing | Food Preparation | Natural Gas | Griddle | E9 |  | 0% | 0% | 0% | 0 | 0 | 0 | 0 | 0 | 0 | 0 | 0 | 0% | 0 | 0 | 0% | Normal | 0% | 0 | 0 | 0 | [17 empty] | Commercial_School (WA)_Existing_Food Preparation_Griddle_
Commercial_School (WA)_Existing_Food Preparation_Natural Gas_Griddle_E10 | Commercial | School (WA) | Existing | Food Preparation | Natural Gas | Griddle | E10 |  | 0% | 0% | 0% | 0 | 0 | 0 | 0 | 0 | 0 | 0 | 0 | 0% | 0 | 0 | 0% | Normal | 0% | 0 | 0 | 0 | [17 empty] | Commercial_School (WA)_Existing_Food Preparation_Griddle_
Commercial_School (WA)_Existing_Food Preparation_Natural Gas_Range_E1 | Commercial | School (WA) | Existing | Food Preparation | Natural Gas | Range | E1 | Standard | 100% | 0% | 0% | 0.027101 | 0 | 0 | 0 | 8 | 12 | 2019 | 2045 | 100% | 0 | 0 | 0% | Normal | 0% | 0.027085 | 0 | 0 | 1 unit | 30000 | 0 | 5.3766e-06 | 1470 | 4500 | 0 | 0 | 0 | 2010 | 1.1201 | COOK_OVN-Food Preparation-AEO17-1 | Estimate | DOE Commercial R&D 2016 - Table 2-12 | 1 | unit | 5.3766e-06 | Commercial_School (WA)_Existing_Food Preparation_Range_Standard
Commercial_School (WA)_Existing_Food Preparation_Natural Gas_Range_E2 | Commercial | School (WA) | Existing | Food Preparation | Natural Gas | Range | E2 | High Efficiency | 50% | 0% | 0% | 0.02951 | 0 | 0 | 0 | 8 | 12 | 2019 | 2045 | 100% | 0 | 0 | 0% | Normal | 0% | 0.013543 | 0 | 0 | 1 unit | 30000 | 0 | 5.3766e-06 | 735 | 4900 | 0 | 0 | 0 | 2010 | 1.1201 | COOK_OVN-Food Preparation-AEO17-1 | DOE Commercial R&D 2016 - Table 2-10 | DOE Commercial R&D 2016 - Table 2-18 | 1 | unit | 5.3766e-06 | Commercial_School (WA)_Existing_Food Preparation_Range_High Efficiency
Commercial_School (WA)_Existing_Food Preparation_Natural Gas_Range_E3 | Commercial | School (WA) | Existing | Food Preparation | Natural Gas | Range | E3 |  | 0% | 0% | 0% | 0 | 0 | 0 | 0 | 0 | 0 | 0 | 0 | 0% | 0 | 0 | 0% | Normal | 0% | 0 | 0 | 0 | [17 empty] | Commercial_School (WA)_Existing_Food Preparation_Range_
Commercial_School (WA)_Existing_Food Preparation_Natural Gas_Range_E4 | Commercial | School (WA) | Existing | Food Preparation | Natural Gas | Range | E4 |  | 0% | 0% | 0% | 0 | 0 | 0 | 0 | 0 | 0 | 0 | 0 | 0% | 0 | 0 | 0% | Normal | 0% | 0 | 0 | 0 | [17 empty] | Commercial_School (WA)_Existing_Food Preparation_Range_
Commercial_School (WA)_Existing_Food Preparation_Natural Gas_Range_E5 | Commercial | School (WA) | Existing | Food Preparation | Natural Gas | Range | E5 |  | 0% | 0% | 0% | 0 | 0 | 0 | 0 | 0 | 0 | 0 | 0 | 0% | 0 | 0 | 0% | Normal | 0% | 0 | 0 | 0 | [17 empty] | Commercial_School (WA)_Existing_Food Preparation_Range_
Commercial_School (WA)_Existing_Food Preparation_Natural Gas_Range_E6 | Commercial | School (WA) | Existing | Food Preparation | Natural Gas | Range | E6 |  | 0% | 0% | 0% | 0 | 0 | 0 | 0 | 0 | 0 | 0 | 0 | 0% | 0 | 0 | 0% | Normal | 0% | 0 | 0 | 0 | [17 empty] | Commercial_School (WA)_Existing_Food Preparation_Range_
Commercial_School (WA)_Existing_Food Preparation_Natural Gas_Range_E7 | Commercial | School (WA) | Existing | Food Preparation | Natural Gas | Range | E7 |  | 0% | 0% | 0% | 0 | 0 | 0 | 0 | 0 | 0 | 0 | 0 | 0% | 0 | 0 | 0% | Normal | 0% | 0 | 0 | 0 | [17 empty] | Commercial_School (WA)_Existing_Food Preparation_Range_
Commercial_School (WA)_Existing_Food Preparation_Natural Gas_Range_E8 | Commercial | School (WA) | Existing | Food Preparation | Natural Gas | Range | E8 |  | 0% | 0% | 0% | 0 | 0 | 0 | 0 | 0 | 0 | 0 | 0 | 0% | 0 | 0 | 0% | Normal | 0% | 0 | 0 | 0 | [17 empty] | Commercial_School (WA)_Existing_Food Preparation_Range_
Commercial_School (WA)_Existing_Food Preparation_Natural Gas_Range_E9 | Commercial | School (WA) | Existing | Food Preparation | Natural Gas | Range | E9 |  | 0% | 0% | 0% | 0 | 0 | 0 | 0 | 0 | 0 | 0 | 0 | 0% | 0 | 0 | 0% | Normal | 0% | 0 | 0 | 0 | [17 empty] | Commercial_School (WA)_Existing_Food Preparation_Range_
Commercial_School (WA)_Existing_Food Preparation_Natural Gas_Range_E10 | Commercial | School (WA) | Existing | Food Preparation | Natural Gas | Range | E10 |  | 0% | 0% | 0% | 0 | 0 | 0 | 0 | 0 | 0 | 0 | 0 | 0% | 0 | 0 | 0% | Normal | 0% | 0 | 0 | 0 | [17 empty] | Commercial_School (WA)_Existing_Food Preparation_Range_
Commercial_School (WA)_Existing_Food Preparation_Natural Gas_Steamer_E1 | Commercial | School (WA) | Existing | Food Preparation | Natural Gas | Steamer | E1 | Standard | 100% | 0% | 0% | 0.044292 | 0 | 0 | 0 | 8 | 16 | 2019 | 2045 | 100% | 0 | 0 | 0% | Normal | 0% | 0.037128 | 0 | 0 | 1 unit | 30000 | 0 | 3.1376e-06 | 1241.5036 | 13100 | 0 | 0 | 0 | 2012 | 1.0776 | COOK_STM-Food Preparation-ILTRM-v4.0-32 | DOE Commercial R&D 2016 - Table 2-10 | COOK_STM-Food Preparation-ILTRM-v4.0-32 | 1 | unit | 3.1376e-06 | Commercial_School (WA)_Existing_Food Preparation_Steamer_Standard
Commercial_School (WA)_Existing_Food Preparation_Natural Gas_Steamer_E2 | Commercial | School (WA) | Existing | Food Preparation | Natural Gas | Steamer | E2 | ENERGY STAR | 18.87% | 0% | 0% | 0.047666 | 0 | -8.8915e-06 | 0 | 8 | 16 | 2019 | 2045 | 100% | 0 | 0 | 0% | Normal | 0% | 0.007005 | 0 | 0 | 1 unit | 30000 | 0 | 3.1376e-06 | 234.2394 | 14098 | 0 | -2.6298 | 0 | 2012 | 1.0776 | COOK_STM-Food Preparation-ILTRM-v4.0-32 | COOK_STM-Food Preparation-ILTRM-v4.0-32 | COOK_STM-Food Preparation-ILTRM-v4.0-32 | 1 | unit | 3.1376e-06 | Commercial_School (WA)_Existing_Food Preparation_Steamer_ENERGY STAR
Commercial_School (WA)_Existing_Food Preparation_Natural Gas_Steamer_E3 | Commercial | School (WA) | Existing | Food Preparation | Natural Gas | Steamer | E3 |  | 0% | 0% | 0% | 0 | 0 | 0 | 0 | 0 | 0 | 0 | 0 | 0% | 0 | 0 | 0% | Normal | 0% | 0 | 0 | 0 | [17 empty] | Commercial_School (WA)_Existing_Food Preparation_Steamer_
Commercial_School (WA)_Existing_Food Preparation_Natural Gas_Steamer_E4 | Commercial | School (WA) | Existing | Food Preparation | Natural Gas | Steamer | E4 |  | 0% | 0% | 0% | 0 | 0 | 0 | 0 | 0 | 0 | 0 | 0 | 0% | 0 | 0 | 0% | Normal | 0% | 0 | 0 | 0 | [17 empty] | Commercial_School (WA)_Existing_Food Preparation_Steamer_
Commercial_School (WA)_Existing_Food Preparation_Natural Gas_Steamer_E5 | Commercial | School (WA) | Existing | Food Preparation | Natural Gas | Steamer | E5 |  | 0% | 0% | 0% | 0 | 0 | 0 | 0 | 0 | 0 | 0 | 0 | 0% | 0 | 0 | 0% | Normal | 0% | 0 | 0 | 0 | [17 empty] | Commercial_School (WA)_Existing_Food Preparation_Steamer_
Commercial_School (WA)_Existing_Food Preparation_Natural Gas_Steamer_E6 | Commercial | School (WA) | Existing | Food Preparation | Natural Gas | Steamer | E6 |  | 0% | 0% | 0% | 0 | 0 | 0 | 0 | 0 | 0 | 0 | 0 | 0% | 0 | 0 | 0% | Normal | 0% | 0 | 0 | 0 | [17 empty] | Commercial_School (WA)_Existing_Food Preparation_Steamer_
Commercial_School (WA)_Existing_Food Preparation_Natural Gas_Steamer_E7 | Commercial | School (WA) | Existing | Food Preparation | Natural Gas | Steamer | E7 |  | 0% | 0% | 0% | 0 | 0 | 0 | 0 | 0 | 0 | 0 | 0 | 0% | 0 | 0 | 0% | Normal | 0% | 0 | 0 | 0 | [17 empty] | Commercial_School (WA)_Existing_Food Preparation_Steamer_
Commercial_School (WA)_Existing_Food Preparation_Natural Gas_Steamer_E8 | Commercial | School (WA) | Existing | Food Preparation | Natural Gas | Steamer | E8 |  | 0% | 0% | 0% | 0 | 0 | 0 | 0 | 0 | 0 | 0 | 0 | 0% | 0 | 0 | 0% | Normal | 0% | 0 | 0 | 0 | [17 empty] | Commercial_School (WA)_Existing_Food Preparation_Steamer_
Commercial_School (WA)_Existing_Food Preparation_Natural Gas_Steamer_E9 | Commercial | School (WA) | Existing | Food Preparation | Natural Gas | Steamer | E9 |  | 0% | 0% | 0% | 0 | 0 | 0 | 0 | 0 | 0 | 0 | 0 | 0% | 0 | 0 | 0% | Normal | 0% | 0 | 0 | 0 | [17 empty] | Commercial_School (WA)_Existing_Food Preparation_Steamer_
Commercial_School (WA)_Existing_Food Preparation_Natural Gas_Steamer_E10 | Commercial | School (WA) | Existing | Food Preparation | Natural Gas | Steamer | E10 |  | 0% | 0% | 0% | 0 | 0 | 0 | 0 | 0 | 0 | 0 | 0 | 0% | 0 | 0 | 0% | Normal | 0% | 0 | 0 | 0 | [17 empty] | Commercial_School (WA)_Existing_Food Preparation_Steamer_
Commercial_School (WA)_Existing_Food Preparation_Natural Gas_Food Prep Other_E1 | Commercial | School (WA) | Existing | Food Preparation | Natural Gas | Food Prep Other | E1 | Standard | 100% | 0% | 0% | 8.8699e-05 | 0 | 0 | 0 | 8 | 12 | 2019 | 2045 | 100% | 0 | 0 | 0% | Normal | 0% | 0.0085932 | 0 | 0 | 1 unit | 30000 | 0 | 7.9187e-08 | 1423.18 | 1000 | 0 | 0 | 0 | 2010 | 1.1201 | Default | Default | Default | 1 | unit | 7.9187e-08 | Commercial_School (WA)_Existing_Food Preparation_Food Prep Other_Standard
Commercial_School (WA)_Existing_Food Preparation_Natural Gas_Food Prep Other_E2 | Commercial | School (WA) | Existing | Food Preparation | Natural Gas | Food Prep Other | E2 | ENERGY STAR | 72.07% | 0% | 0% | 0.0001626 | 0 | 0 | 0 | 8 | 12 | 2019 | 2045 | 100% | 0 | 0 | 0% | Normal | 0% | 0.0061929 | 0 | 0 | 1 unit | 30000 | 0 | 7.9187e-08 | 1025.646 | 1833.1988 | 0 | 0 | 0 | 2010 | 1.1201 | N/A | N/A | N/A | 1 | unit | 7.9187e-08 | Commercial_School (WA)_Existing_Food Preparation_Food Prep Other_ENERGY STAR
Commercial_School (WA)_Existing_Food Preparation_Natural Gas_Food Prep Other_E3 | Commercial | School (WA) | Existing | Food Preparation | Natural Gas | Food Prep Other | E3 |  | 0% | 0% | 0% | 0 | 0 | 0 | 0 | 0 | 0 | 0 | 0 | 0% | 0 | 0 | 0% | Normal | 0% | 0 | 0 | 0 | [17 empty] | Commercial_School (WA)_Existing_Food Preparation_Food Prep Other_
Commercial_School (WA)_Existing_Food Preparation_Natural Gas_Food Prep Other_E4 | Commercial | School (WA) | Existing | Food Preparation | Natural Gas | Food Prep Other | E4 |  | 0% | 0% | 0% | 0 | 0 | 0 | 0 | 0 | 0 | 0 | 0 | 0% | 0 | 0 | 0% | Normal | 0% | 0 | 0 | 0 | [17 empty] | Commercial_School (WA)_Existing_Food Preparation_Food Prep Other_
Commercial_School (WA)_Existing_Food Preparation_Natural Gas_Food Prep Other_E5 | Commercial | School (WA) | Existing | Food Preparation | Natural Gas | Food Prep Other | E5 |  | 0% | 0% | 0% | 0 | 0 | 0 | 0 | 0 | 0 | 0 | 0 | 0% | 0 | 0 | 0% | Normal | 0% | 0 | 0 | 0 | [17 empty] | Commercial_School (WA)_Existing_Food Preparation_Food Prep Other_
Commercial_School (WA)_Existing_Food Preparation_Natural Gas_Food Prep Other_E6 | Commercial | School (WA) | Existing | Food Preparation | Natural Gas | Food Prep Other | E6 |  | 0% | 0% | 0% | 0 | 0 | 0 | 0 | 0 | 0 | 0 | 0 | 0% | 0 | 0 | 0% | Normal | 0% | 0 | 0 | 0 | [17 empty] | Commercial_School (WA)_Existing_Food Preparation_Food Prep Other_
Commercial_School (WA)_Existing_Food Preparation_Natural Gas_Food Prep Other_E7 | Commercial | School (WA) | Existing | Food Preparation | Natural Gas | Food Prep Other | E7 |  | 0% | 0% | 0% | 0 | 0 | 0 | 0 | 0 | 0 | 0 | 0 | 0% | 0 | 0 | 0% | Normal | 0% | 0 | 0 | 0 | [17 empty] | Commercial_School (WA)_Existing_Food Preparation_Food Prep Other_
Commercial_School (WA)_Existing_Food Preparation_Natural Gas_Food Prep Other_E8 | Commercial | School (WA) | Existing | Food Preparation | Natural Gas | Food Prep Other | E8 |  | 0% | 0% | 0% | 0 | 0 | 0 | 0 | 0 | 0 | 0 | 0 | 0% | 0 | 0 | 0% | Normal | 0% | 0 | 0 | 0 | [17 empty] | Commercial_School (WA)_Existing_Food Preparation_Food Prep Other_
Commercial_School (WA)_Existing_Food Preparation_Natural Gas_Food Prep Other_E9 | Commercial | School (WA) | Existing | Food Preparation | Natural Gas | Food Prep Other | E9 |  | 0% | 0% | 0% | 0 | 0 | 0 | 0 | 0 | 0 | 0 | 0 | 0% | 0 | 0 | 0% | Normal | 0% | 0 | 0 | 0 | [17 empty] | Commercial_School (WA)_Existing_Food Preparation_Food Prep Other_
Commercial_School (WA)_Existing_Food Preparation_Natural Gas_Food Prep Other_E10 | Commercial | School (WA) | Existing | Food Preparation | Natural Gas | Food Prep Other | E10 |  | 0% | 0% | 0% | 0 | 0 | 0 | 0 | 0 | 0 | 0 | 0 | 0% | 0 | 0 | 0% | Normal | 0% | 0 | 0 | 0 | [17 empty] | Commercial_School (WA)_Existing_Food Preparation_Food Prep Other_
Commercial_School (WA)_Existing_Miscellaneous_Natural Gas_Pool Heater_E1 | Commercial | School (WA) | Existing | Miscellaneous | Natural Gas | Pool Heater | E1 | Standard (EF .82) | 100% | 0% | 0% | 2.1256e-06 | 0 | 0 | 0 | 4 | 8 | 2019 | 2045 | 100% | 0 | 0 | 0% | Normal | 0% | 0.00055408 | 0 | 0 | 1 unit | 30000 | 0 | 1.1302e-10 | 14890 | 18052 | 0 | 0 | 0 | 2014 | 1.0418 | DOE Commercial R&D 2016 - Table 7-6 | DOE Commercial R&D 2016 - Table 7-7 | DOE Commercial R&D 2016 - Table 7-8 | 1 | unit | 1.1302e-10 | Commercial_School (WA)_Existing_Miscellaneous_Pool Heater_Standard (EF .82)
Commercial_School (WA)_Existing_Miscellaneous_Natural Gas_Pool Heater_E2 | Commercial | School (WA) | Existing | Miscellaneous | Natural Gas | Pool Heater | E2 | Condensing (EF .90) | 85% | 0% | 0% | 3.4804e-06 | 0 | 0 | 0 | 4 | 8 | 2019 | 2045 | 100% | 0 | 0 | 0% | Normal | 0% | 0.00047097 | 0 | 0 | 1 unit | 30000 | 0 | 1.1302e-10 | 12656.5 | 29558 | 0 | 0 | 0 | 2014 | 1.0418 | DOE Commercial R&D 2016 - Table 7-6 | DOE Commercial R&D 2016 - Table 7-7 | DOE Commercial R&D 2016 - Table 7-9 | 1 | unit | 1.1302e-10 | Commercial_School (WA)_Existing_Miscellaneous_Pool Heater_Condensing (EF .90)
Commercial_School (WA)_Existing_Miscellaneous_Natural Gas_Pool Heater_E3 | Commercial | School (WA) | Existing | Miscellaneous | Natural Gas | Pool Heater | E3 |  | 0% | 0% | 0% | 0 | 0 | 0 | 0 | 0 | 0 | 0 | 0 | 0% | 0 | 0 | 0% | Normal | 0% | 0 | 0 | 0 | [17 empty] | Commercial_School (WA)_Existing_Miscellaneous_Pool Heater_
Commercial_School (WA)_Existing_Miscellaneous_Natural Gas_Pool Heater_E4 | Commercial | School (WA) | Existing | Miscellaneous | Natural Gas | Pool Heater | E4 |  | 0% | 0% | 0% | 0 | 0 | 0 | 0 | 0 | 0 | 0 | 0 | 0% | 0 | 0 | 0% | Normal | 0% | 0 | 0 | 0 | [17 empty] | Commercial_School (WA)_Existing_Miscellaneous_Pool Heater_
Commercial_School (WA)_Existing_Miscellaneous_Natural Gas_Pool Heater_E5 | Commercial | School (WA) | Existing | Miscellaneous | Natural Gas | Pool Heater | E5 |  | 0% | 0% | 0% | 0 | 0 | 0 | 0 | 0 | 0 | 0 | 0 | 0% | 0 | 0 | 0% | Normal | 0% | 0 | 0 | 0 | [17 empty] | Commercial_School (WA)_Existing_Miscellaneous_Pool Heater_
Commercial_School (WA)_Existing_Miscellaneous_Natural Gas_Pool Heater_E6 | Commercial | School (WA) | Existing | Miscellaneous | Natural Gas | Pool Heater | E6 |  | 0% | 0% | 0% | 0 | 0 | 0 | 0 | 0 | 0 | 0 | 0 | 0% | 0 | 0 | 0% | Normal | 0% | 0 | 0 | 0 | [17 empty] | Commercial_School (WA)_Existing_Miscellaneous_Pool Heater_
Commercial_School (WA)_Existing_Miscellaneous_Natural Gas_Pool Heater_E7 | Commercial | School (WA) | Existing | Miscellaneous | Natural Gas | Pool Heater | E7 |  | 0% | 0% | 0% | 0 | 0 | 0 | 0 | 0 | 0 | 0 | 0 | 0% | 0 | 0 | 0% | Normal | 0% | 0 | 0 | 0 | [17 empty] | Commercial_School (WA)_Existing_Miscellaneous_Pool Heater_
Commercial_School (WA)_Existing_Miscellaneous_Natural Gas_Pool Heater_E8 | Commercial | School (WA) | Existing | Miscellaneous | Natural Gas | Pool Heater | E8 |  | 0% | 0% | 0% | 0 | 0 | 0 | 0 | 0 | 0 | 0 | 0 | 0% | 0 | 0 | 0% | Normal | 0% | 0 | 0 | 0 | [17 empty] | Commercial_School (WA)_Existing_Miscellaneous_Pool Heater_
Commercial_School (WA)_Existing_Miscellaneous_Natural Gas_Pool Heater_E9 | Commercial | School (WA) | Existing | Miscellaneous | Natural Gas | Pool Heater | E9 |  | 0% | 0% | 0% | 0 | 0 | 0 | 0 | 0 | 0 | 0 | 0 | 0% | 0 | 0 | 0% | Normal | 0% | 0 | 0 | 0 | [17 empty] | Commercial_School (WA)_Existing_Miscellaneous_Pool Heater_
Commercial_School (WA)_Existing_Miscellaneous_Natural Gas_Pool Heater_E10 | Commercial | School (WA) | Existing | Miscellaneous | Natural Gas | Pool Heater | E10 |  | 0% | 0% | 0% | 0 | 0 | 0 | 0 | 0 | 0 | 0 | 0 | 0% | 0 | 0 | 0% | Normal | 0% | 0 | 0 | 0 | [17 empty] | Commercial_School (WA)_Existing_Miscellaneous_Pool Heater_
Commercial_School (WA)_Existing_Miscellaneous_Natural Gas_Miscellaneous_E1 | Commercial | School (WA) | Existing | Miscellaneous | Natural Gas | Miscellaneous | E1 | Standard | 100% | 0% | 0% | 0.0030317 | 0 | 0 | 0 | 2 | 8 | 2019 | 2045 | 100% | 0 | 0 | 0% | Normal | 0% | 0.00298 | 0 | 0 | 1 unit | 30000 | 0 | 0.00298 | 1 | 1 | 0 | 0 | 0 | 2016 | 1.0174 | N/A | N/A | N/A | 1 | unit | 0.00298 | Commercial_School (WA)_Existing_Miscellaneous_Miscellaneous_Standard
Commercial_School (WA)_Existing_Miscellaneous_Natural Gas_Miscellaneous_E2 | Commercial | School (WA) | Existing | Miscellaneous | Natural Gas | Miscellaneous | E2 |  | 0% | 0% | 0% | 0 | 0 | 0 | 0 | 0 | 0 | 0 | 0 | 0% | 0 | 0 | 0% | Normal | 0% | 0 | 0 | 0 | [17 empty] | Commercial_School (WA)_Existing_Miscellaneous_Miscellaneous_
Commercial_School (WA)_Existing_Miscellaneous_Natural Gas_Miscellaneous_E3 | Commercial | School (WA) | Existing | Miscellaneous | Natural Gas | Miscellaneous | E3 |  | 0% | 0% | 0% | 0 | 0 | 0 | 0 | 0 | 0 | 0 | 0 | 0% | 0 | 0 | 0% | Normal | 0% | 0 | 0 | 0 | [17 empty] | Commercial_School (WA)_Existing_Miscellaneous_Miscellaneous_
Commercial_School (WA)_Existing_Miscellaneous_Natural Gas_Miscellaneous_E4 | Commercial | School (WA) | Existing | Miscellaneous | Natural Gas | Miscellaneous | E4 |  | 0% | 0% | 0% | 0 | 0 | 0 | 0 | 0 | 0 | 0 | 0 | 0% | 0 | 0 | 0% | Normal | 0% | 0 | 0 | 0 | [17 empty] | Commercial_School (WA)_Existing_Miscellaneous_Miscellaneous_
Commercial_School (WA)_Existing_Miscellaneous_Natural Gas_Miscellaneous_E5 | Commercial | School (WA) | Existing | Miscellaneous | Natural Gas | Miscellaneous | E5 |  | 0% | 0% | 0% | 0 | 0 | 0 | 0 | 0 | 0 | 0 | 0 | 0% | 0 | 0 | 0% | Normal | 0% | 0 | 0 | 0 | [17 empty] | Commercial_School (WA)_Existing_Miscellaneous_Miscellaneous_
Commercial_School (WA)_Existing_Miscellaneous_Natural Gas_Miscellaneous_E6 | Commercial | School (WA) | Existing | Miscellaneous | Natural Gas | Miscellaneous | E6 |  | 0% | 0% | 0% | 0 | 0 | 0 | 0 | 0 | 0 | 0 | 0 | 0% | 0 | 0 | 0% | Normal | 0% | 0 | 0 | 0 | [17 empty] | Commercial_School (WA)_Existing_Miscellaneous_Miscellaneous_
Commercial_School (WA)_Existing_Miscellaneous_Natural Gas_Miscellaneous_E7 | Commercial | School (WA) | Existing | Miscellaneous | Natural Gas | Miscellaneous | E7 |  | 0% | 0% | 0% | 0 | 0 | 0 | 0 | 0 | 0 | 0 | 0 | 0% | 0 | 0 | 0% | Normal | 0% | 0 | 0 | 0 | [17 empty] | Commercial_School (WA)_Existing_Miscellaneous_Miscellaneous_
Commercial_School (WA)_Existing_Miscellaneous_Natural Gas_Miscellaneous_E8 | Commercial | School (WA) | Existing | Miscellaneous | Natural Gas | Miscellaneous | E8 |  | 0% | 0% | 0% | 0 | 0 | 0 | 0 | 0 | 0 | 0 | 0 | 0% | 0 | 0 | 0% | Normal | 0% | 0 | 0 | 0 | [17 empty] | Commercial_School (WA)_Existing_Miscellaneous_Miscellaneous_
Commercial_School (WA)_Existing_Miscellaneous_Natural Gas_Miscellaneous_E9 | Commercial | School (WA) | Existing | Miscellaneous | Natural Gas | Miscellaneous | E9 |  | 0% | 0% | 0% | 0 | 0 | 0 | 0 | 0 | 0 | 0 | 0 | 0% | 0 | 0 | 0% | Normal | 0% | 0 | 0 | 0 | [17 empty] | Commercial_School (WA)_Existing_Miscellaneous_Miscellaneous_
Commercial_School (WA)_Existing_Miscellaneous_Natural Gas_Miscellaneous_E10 | Commercial | School (WA) | Existing | Miscellaneous | Natural Gas | Miscellaneous | E10 |  | 0% | 0% | 0% | 0 | 0 | 0 | 0 | 0 | 0 | 0 | 0 | 0% | 0 | 0 | 0% | Normal | 0% | 0 | 0 | 0 | [17 empty] | Commercial_School (WA)_Existing_Miscellaneous_Miscellaneous_
Commercial_School (WA)_New_Space Heating_Natural Gas_Furnace_E1 | Commercial | School (WA) | New | Space Heating | Natural Gas | Furnace | E1 | AFUE 80% (Standard) | 100% | 0% | 0% | 0.43204 | 0 | 0.040722 | 0 | 10 | 20 | 2019 | 2045 | 100% | 0 | 0 | 0% | Normal | 0% | 0.092522 | 0 | 0 | 400 kBtu/hr | 30000 | 0 | 0.00012 | 1.9275 | 3395 | 0 | 320 | 0 | 2013 | 1.0605 | GFURN-Heating-EIA14-2014 Ref. Case-2 | GFURN-Heating-EIA14-2014 Ref. Case-2 | AEG BEST | 400 | kBtu/hr | 0.048 | Commercial_School (WA)_New_Space Heating_Furnace_AFUE 80% (Standard)
Commercial_School (WA)_New_Space Heating_Natural Gas_Furnace_E2 | Commercial | School (WA) | New | Space Heating | Natural Gas | Furnace | E2 | AFUE 90% | 88.89% | 0% | 0% | 0.52494 | 0 | 0.11835 | 0 | 10 | 20 | 2019 | 2045 | 100% | 0 | 0 | 0% | Normal | 0% | 0.082242 | 0 | 0 | 400 kBtu/hr | 30000 | 0 | 0.00012 | 1.7134 | 4125 | 0 | 930 | 0 | 2013 | 1.0605 | GFURN-Heating-EIA14-2014 Ref. Case-3 | GFURN-Heating-EIA14-2014 Ref. Case-3 | AEG BEST | 400 | kBtu/hr | 0.048 | Commercial_School (WA)_New_Space Heating_Furnace_AFUE 90%
Commercial_School (WA)_New_Space Heating_Natural Gas_Furnace_E3 | Commercial | School (WA) | New | Space Heating | Natural Gas | Furnace | E3 | AFUE 96% | 83.33% | 0% | 0% | 1.0145 | 0 | 0 | 0 | 10 | 20 | 2019 | 2045 | 100% | 0 | 0 | 0% | Normal | 0% | 0.077099 | 0 | 0 | 150 kBtu/hr | 30000 | 0 | 0.00032 | 1.6062 | 3042.9057 | 0 | 0 | 0 | 2014 | 1.0418 | GFURN-Heating-EIA14-2014 Ref. Case-3 | GFURN-Heating-ILTRM-v5.0-191 | AEG BEST | 150 | kBtu/hr | 0.048 | Commercial_School (WA)_New_Space Heating_Furnace_AFUE 96%
Commercial_School (WA)_New_Space Heating_Natural Gas_Furnace_E4 | Commercial | School (WA) | New | Space Heating | Natural Gas | Furnace | E4 |  | 0% | 0% | 0% | 0 | 0 | 0 | 0 | 0 | 0 | 0 | 0 | 0% | 0 | 0 | 0% | Normal | 0% | 0 | 0 | 0 | [17 empty] | Commercial_School (WA)_New_Space Heating_Furnace_
Commercial_School (WA)_New_Space Heating_Natural Gas_Furnace_E5 | Commercial | School (WA) | New | Space Heating | Natural Gas | Furnace | E5 |  | 0% | 0% | 0% | 0 | 0 | 0 | 0 | 0 | 0 | 0 | 0 | 0% | 0 | 0 | 0% | Normal | 0% | 0 | 0 | 0 | [17 empty] | Commercial_School (WA)_New_Space Heating_Furnace_
Commercial_School (WA)_New_Space Heating_Natural Gas_Furnace_E6 | Commercial | School (WA) | New | Space Heating | Natural Gas | Furnace | E6 |  | 0% | 0% | 0% | 0 | 0 | 0 | 0 | 0 | 0 | 0 | 0 | 0% | 0 | 0 | 0% | Normal | 0% | 0 | 0 | 0 | [17 empty] | Commercial_School (WA)_New_Space Heating_Furnace_
Commercial_School (WA)_New_Space Heating_Natural Gas_Furnace_E7 | Commercial | School (WA) | New | Space Heating | Natural Gas | Furnace | E7 |  | 0% | 0% | 0% | 0 | 0 | 0 | 0 | 0 | 0 | 0 | 0 | 0% | 0 | 0 | 0% | Normal | 0% | 0 | 0 | 0 | [17 empty] | Commercial_School (WA)_New_Space Heating_Furnace_
Commercial_School (WA)_New_Space Heating_Natural Gas_Furnace_E8 | Commercial | School (WA) | New | Space Heating | Natural Gas | Furnace | E8 |  | 0% | 0% | 0% | 0 | 0 | 0 | 0 | 0 | 0 | 0 | 0 | 0% | 0 | 0 | 0% | Normal | 0% | 0 | 0 | 0 | [17 empty] | Commercial_School (WA)_New_Space Heating_Furnace_
Commercial_School (WA)_New_Space Heating_Natural Gas_Furnace_E9 | Commercial | School (WA) | New | Space Heating | Natural Gas | Furnace | E9 |  | 0% | 0% | 0% | 0 | 0 | 0 | 0 | 0 | 0 | 0 | 0 | 0% | 0 | 0 | 0% | Normal | 0% | 0 | 0 | 0 | [17 empty] | Commercial_School (WA)_New_Space Heating_Furnace_
Commercial_School (WA)_New_Space Heating_Natural Gas_Furnace_E10 | Commercial | School (WA) | New | Space Heating | Natural Gas | Furnace | E10 |  | 0% | 0% | 0% | 0 | 0 | 0 | 0 | 0 | 0 | 0 | 0 | 0% | 0 | 0 | 0% | Normal | 0% | 0 | 0 | 0 | [17 empty] | Commercial_School (WA)_New_Space Heating_Furnace_
Commercial_School (WA)_New_Space Heating_Natural Gas_Boiler_E1 | Commercial | School (WA) | New | Space Heating | Natural Gas | Boiler | E1 | AFUE 80% (Standard) | 100% | 0% | 0% | 1.6106 | 0 | 0.038177 | 0 | 25 | 35 | 2019 | 2045 | 100% | 0 | 0 | 0% | Normal | 0% | 0.19494 | 0 | 0 | 1 kBtu/hr | 30000 | 0 | 0.048 | 4.0613 | 31.6406 | 0 | 0.75 | 0 | 2013 | 1.0605 | GBLR-Heating-AEO15-3 | GBLR-Heating-AEO15-3 | GBLR-Heating-AEO15-3 | 1 | kBtu/hr | 0.048 | Commercial_School (WA)_New_Space Heating_Boiler_AFUE 80% (Standard)
Commercial_School (WA)_New_Space Heating_Natural Gas_Boiler_E2 | Commercial | School (WA) | New | Space Heating | Natural Gas | Boiler | E2 | AFUE 85% | 94.12% | 0% | 0% | 1.7292 | 0 | 0.035931 | 0 | 25 | 35 | 2019 | 2045 | 100% | 0 | 0 | 0% | Normal | 0% | 0.18348 | 0 | 0 | 1 kBtu/hr | 30000 | 0 | 0.048 | 3.8225 | 33.9706 | 0 | 0.70588 | 0 | 2013 | 1.0605 | GBLR-Heating-AEO15-6 | GBLR-Heating-AEO15-6 | GBLR-Heating-AEO15-6 | 1 | kBtu/hr | 0.048 | Commercial_School (WA)_New_Space Heating_Boiler_AFUE 85%
Commercial_School (WA)_New_Space Heating_Natural Gas_Boiler_E3 | Commercial | School (WA) | New | Space Heating | Natural Gas | Boiler | E3 | AFUE 97% | 82.47% | 0% | 0% | 1.6459 | 0 | 0.031165 | 0 | 25 | 35 | 2019 | 2045 | 100% | 0 | 0 | 0% | Normal | 0% | 0.16078 | 0 | 0 | 1 kBtu/hr | 30000 | 0 | 0.048 | 3.3495 | 32.3342 | 0 | 0.61224 | 0 | 2013 | 1.0605 | GBLR-Heating-AEO15-7 | GBLR-Heating-AEO15-7 | GBLR-Heating-AEO15-7 | 1 | kBtu/hr | 0.048 | Commercial_School (WA)_New_Space Heating_Boiler_AFUE 97%
Commercial_School (WA)_New_Space Heating_Natural Gas_Boiler_E4 | Commercial | School (WA) | New | Space Heating | Natural Gas | Boiler | E4 | Convert to NG Air Source Heat Pump | 57.14% | 0% | 0% | 11.1138 | 0 | 0.13574 | 0 | 10 | 20 | 2019 | 2045 | 100% | 0 | 0 | 0% | Normal | 0% | 0.1114 | 0 | 0 | 1 kBtu/hr | 30000 | 0 | 0.048 | 2.3208 | 218.3333 | 0 | 2.6667 | 0 | 2013 | 1.0605 | HP_GAS-Heating-AEO17-1 | HP_GAS-Heating-AEO17-1 | HP_GAS-Heating-AEO17-1 | 1 | kBtu/hr | 0.048 | Commercial_School (WA)_New_Space Heating_Boiler_Convert to NG Air Source Heat Pump
Commercial_School (WA)_New_Space Heating_Natural Gas_Boiler_E5 | Commercial | School (WA) | New | Space Heating | Natural Gas | Boiler | E5 |  | 0% | 0% | 0% | 0 | 0 | 0 | 0 | 0 | 0 | 0 | 0 | 0% | 0 | 0 | 0% | Normal | 0% | 0 | 0 | 0 | [17 empty] | Commercial_School (WA)_New_Space Heating_Boiler_
Commercial_School (WA)_New_Space Heating_Natural Gas_Boiler_E6 | Commercial | School (WA) | New | Space Heating | Natural Gas | Boiler | E6 |  | 0% | 0% | 0% | 0 | 0 | 0 | 0 | 0 | 0 | 0 | 0 | 0% | 0 | 0 | 0% | Normal | 0% | 0 | 0 | 0 | [17 empty] | Commercial_School (WA)_New_Space Heating_Boiler_
Commercial_School (WA)_New_Space Heating_Natural Gas_Boiler_E7 | Commercial | School (WA) | New | Space Heating | Natural Gas | Boiler | E7 |  | 0% | 0% | 0% | 0 | 0 | 0 | 0 | 0 | 0 | 0 | 0 | 0% | 0 | 0 | 0% | Normal | 0% | 0 | 0 | 0 | [17 empty] | Commercial_School (WA)_New_Space Heating_Boiler_
Commercial_School (WA)_New_Space Heating_Natural Gas_Boiler_E8 | Commercial | School (WA) | New | Space Heating | Natural Gas | Boiler | E8 |  | 0% | 0% | 0% | 0 | 0 | 0 | 0 | 0 | 0 | 0 | 0 | 0% | 0 | 0 | 0% | Normal | 0% | 0 | 0 | 0 | [17 empty] | Commercial_School (WA)_New_Space Heating_Boiler_
Commercial_School (WA)_New_Space Heating_Natural Gas_Boiler_E9 | Commercial | School (WA) | New | Space Heating | Natural Gas | Boiler | E9 |  | 0% | 0% | 0% | 0 | 0 | 0 | 0 | 0 | 0 | 0 | 0 | 0% | 0 | 0 | 0% | Normal | 0% | 0 | 0 | 0 | [17 empty] | Commercial_School (WA)_New_Space Heating_Boiler_
Commercial_School (WA)_New_Space Heating_Natural Gas_Boiler_E10 | Commercial | School (WA) | New | Space Heating | Natural Gas | Boiler | E10 |  | 0% | 0% | 0% | 0 | 0 | 0 | 0 | 0 | 0 | 0 | 0 | 0% | 0 | 0 | 0% | Normal | 0% | 0 | 0 | 0 | [17 empty] | Commercial_School (WA)_New_Space Heating_Boiler_
Commercial_School (WA)_New_Space Heating_Natural Gas_Unit Heater_E1 | Commercial | School (WA) | New | Space Heating | Natural Gas | Unit Heater | E1 | Standard | 100% | 0% | 0% | 0.0010148 | 0 | 0 | 0 | 15 | 25 | 2019 | 2045 | 100% | 0 | 0 | 0% | Normal | 0% | 0.04626 | 0 | 0 | 1 kBtu/Hr | 30000 | 0 | 9.4906e-07 | 2080 | 1051 | 0 | 0 | 0 | 2016 | 1.0174 | UNITHT-Heating-XCELCO-2017-18-3 | UNITHT-Heating-XCELCO-2017-18-3 | UNITHT-Heating-XCELCO-2017-18-3 | 1 | kBtu/Hr | 9.4906e-07 | Commercial_School (WA)_New_Space Heating_Unit Heater_Standard
Commercial_School (WA)_New_Space Heating_Natural Gas_Unit Heater_E2 | Commercial | School (WA) | New | Space Heating | Natural Gas | Unit Heater | E2 | Condensing | 88.94% | 0% | 0% | 0.0022256 | 0 | 0 | 0 | 15 | 25 | 2019 | 2045 | 100% | 0 | 0 | 0% | Normal | 0% | 0.041145 | 0 | 0 | 1 kBtu/Hr | 30000 | 0 | 9.4906e-07 | 1850 | 2305 | 0 | 0 | 0 | 2016 | 1.0174 | UNITHT-Heating-XCELCO-2017-18-3 | UNITHT-Heating-XCELCO-2017-18-3 | UNITHT-Heating-XCELCO-2017-18-3 | 1 | kBtu/Hr | 9.4906e-07 | Commercial_School (WA)_New_Space Heating_Unit Heater_Condensing
Commercial_School (WA)_New_Space Heating_Natural Gas_Unit Heater_E3 | Commercial | School (WA) | New | Space Heating | Natural Gas | Unit Heater | E3 | Infrared Radiant | 88.46% | 0% | 0% | 0.0012118 | 0 | 0 | 0 | 10 | 20 | 2019 | 2045 | 100% | 0 | 0 | 0% | Normal | 0% | 0.040922 | 0 | 0 | 1 kBtu/Hr | 30000 | 0 | 9.4906e-07 | 1840 | 1255 | 0 | 0 | 0 | 2016 | 1.0174 | UNITHT-Heating-XCELCO-2017-18-4 | UNITHT-Heating-XCELCO-2017-18-4 | UNITHT-Heating-XCELCO-2017-18-4 | 1 | kBtu/Hr | 9.4906e-07 | Commercial_School (WA)_New_Space Heating_Unit Heater_Infrared Radiant
Commercial_School (WA)_New_Space Heating_Natural Gas_Unit Heater_E4 | Commercial | School (WA) | New | Space Heating | Natural Gas | Unit Heater | E4 |  | 0% | 0% | 0% | 0 | 0 | 0 | 0 | 0 | 0 | 0 | 0 | 0% | 0 | 0 | 0% | Normal | 0% | 0 | 0 | 0 | [17 empty] | Commercial_School (WA)_New_Space Heating_Unit Heater_
Commercial_School (WA)_New_Space Heating_Natural Gas_Unit Heater_E5 | Commercial | School (WA) | New | Space Heating | Natural Gas | Unit Heater | E5 |  | 0% | 0% | 0% | 0 | 0 | 0 | 0 | 0 | 0 | 0 | 0 | 0% | 0 | 0 | 0% | Normal | 0% | 0 | 0 | 0 | [17 empty] | Commercial_School (WA)_New_Space Heating_Unit Heater_
Commercial_School (WA)_New_Space Heating_Natural Gas_Unit Heater_E6 | Commercial | School (WA) | New | Space Heating | Natural Gas | Unit Heater | E6 |  | 0% | 0% | 0% | 0 | 0 | 0 | 0 | 0 | 0 | 0 | 0 | 0% | 0 | 0 | 0% | Normal | 0% | 0 | 0 | 0 | [17 empty] | Commercial_School (WA)_New_Space Heating_Unit Heater_
Commercial_School (WA)_New_Space Heating_Natural Gas_Unit Heater_E7 | Commercial | School (WA) | New | Space Heating | Natural Gas | Unit Heater | E7 |  | 0% | 0% | 0% | 0 | 0 | 0 | 0 | 0 | 0 | 0 | 0 | 0% | 0 | 0 | 0% | Normal | 0% | 0 | 0 | 0 | [17 empty] | Commercial_School (WA)_New_Space Heating_Unit Heater_
Commercial_School (WA)_New_Space Heating_Natural Gas_Unit Heater_E8 | Commercial | School (WA) | New | Space Heating | Natural Gas | Unit Heater | E8 |  | 0% | 0% | 0% | 0 | 0 | 0 | 0 | 0 | 0 | 0 | 0 | 0% | 0 | 0 | 0% | Normal | 0% | 0 | 0 | 0 | [17 empty] | Commercial_School (WA)_New_Space Heating_Unit Heater_
Commercial_School (WA)_New_Space Heating_Natural Gas_Unit Heater_E9 | Commercial | School (WA) | New | Space Heating | Natural Gas | Unit Heater | E9 |  | 0% | 0% | 0% | 0 | 0 | 0 | 0 | 0 | 0 | 0 | 0 | 0% | 0 | 0 | 0% | Normal | 0% | 0 | 0 | 0 | [17 empty] | Commercial_School (WA)_New_Space Heating_Unit Heater_
Commercial_School (WA)_New_Space Heating_Natural Gas_Unit Heater_E10 | Commercial | School (WA) | New | Space Heating | Natural Gas | Unit Heater | E10 |  | 0% | 0% | 0% | 0 | 0 | 0 | 0 | 0 | 0 | 0 | 0 | 0% | 0 | 0 | 0% | Normal | 0% | 0 | 0 | 0 | [17 empty] | Commercial_School (WA)_New_Space Heating_Unit Heater_
Commercial_School (WA)_New_Water Heating_Natural Gas_Water Heater_E1 | Commercial | School (WA) | New | Water Heating | Natural Gas | Water Heater | E1 | TE 0.80 | 100% | 0% | 0% | 0.13543 | 0 | 0 | 0 | 10 | 20 | 2019 | 2045 | 100% | 0 | 0 | 0% | Normal | 0% | 0.15351 | 0 | 0 | 1 kBtu/hr | 30000 | 0 | 0.0061064 | 23.155 | 21.8 | 0 | 0 | 0 | 2017 | 1.0174 | DHW_WH-Water Heating-PG&E-R7-14 | DHW_WH-Water Heating-PG&E-R7-14 | DHW_WH-Water Heating-PG&E-R7-14 | 1 | kBtu/hr | 0.0061064 | Commercial_School (WA)_New_Water Heating_Water Heater_TE 0.80
Commercial_School (WA)_New_Water Heating_Natural Gas_Water Heater_E2 | Commercial | School (WA) | New | Water Heating | Natural Gas | Water Heater | E2 | TE 0.90 | 88.89% | 0% | 0% | 0.16252 | 0 | 0 | 0 | 10 | 20 | 2019 | 2045 | 100% | 0 | 0 | 0% | Normal | 0% | 0.13646 | 0 | 0 | 1 kBtu/hr | 30000 | 0 | 0.0061064 | 20.5822 | 26.16 | 0 | 0 | 0 | 2017 | 1.0174 | DHW_WH-Water Heating-PG&E-R7-14 | DHW_WH-Water Heating-PG&E-R7-14 | DHW_WH-Water Heating-PG&E-R7-14 | 1 | kBtu/hr | 0.0061064 | Commercial_School (WA)_New_Water Heating_Water Heater_TE 0.90
Commercial_School (WA)_New_Water Heating_Natural Gas_Water Heater_E3 | Commercial | School (WA) | New | Water Heating | Natural Gas | Water Heater | E3 | TE 0.94 | 85.11% | 0% | 0% | 0.19978 | 0 | 0 | 0 | 10 | 20 | 2019 | 2045 | 100% | 0 | 0 | 0% | Normal | 0% | 0.13065 | 0 | 0 | 1 kBtu/hr | 30000 | 0 | 0.0061064 | 19.7063 | 30.3604 | 0 | 0 | 0 | 2012 | 1.0776 | DHW_WH-Water Heating-NMTRM-2016-7 | DHW_WH-Water Heating-NMTRM-2016-7 | DHW_WH-Water Heating-NMTRM-2016-7 | 1 | kBtu/hr | 0.0061064 | Commercial_School (WA)_New_Water Heating_Water Heater_TE 0.94
Commercial_School (WA)_New_Water Heating_Natural Gas_Water Heater_E4 | Commercial | School (WA) | New | Water Heating | Natural Gas | Water Heater | E4 | Instantaneous TE 0.94 | 85.02% | 0% | 0% | 0.23452 | 0 | 0 | 0 | 15 | 25 | 2019 | 2045 | 100% | 0 | 0 | 0% | Normal | 0% | 0.13051 | 0 | 0 | 1 kBtu/hr | 30000 | 0 | 0.0061064 | 19.6854 | 35.6404 | 0 | 0 | 0 | 2012 | 1.0776 | DHW_WH-Water Heating-NMTRM-2016-9 | DHW_WH-Water Heating-NMTRM-2016-9 | DHW_WH-Water Heating-NMTRM-2016-9 | 1 | kBtu/hr | 0.0061064 | Commercial_School (WA)_New_Water Heating_Water Heater_Instantaneous TE 0.94
Commercial_School (WA)_New_Water Heating_Natural Gas_Water Heater_E5 | Commercial | School (WA) | New | Water Heating | Natural Gas | Water Heater | E5 | Gas-Fired Absorption HPWH | 53.33% | 0% | 0% | 0.39862 | 0 | 0 | 0 | 10 | 16 | 2019 | 2045 | 100% | 0 | 0 | 0% | Normal | 0% | 0.081873 | 0 | 0 | 1 kBtu/hr | 30000 | 0 | 0.0061064 | 12.3493 | 62.6566 | 0 | 0 | 0 | 2014 | 1.0418 | DHW_WH-Water Heating-DOE-2014-1 | DHW_WH-Water Heating-DOE-2014-1 | DHW_WH-Water Heating-DOE-2014-1 | 1 | kBtu/hr | 0.0061064 | Commercial_School (WA)_New_Water Heating_Water Heater_Gas-Fired Absorption HPWH
Commercial_School (WA)_New_Water Heating_Natural Gas_Water Heater_E6 | Commercial | School (WA) | New | Water Heating | Natural Gas | Water Heater | E6 |  | 0% | 0% | 0% | 0 | 0 | 0 | 0 | 0 | 0 | 0 | 0 | 0% | 0 | 0 | 0% | Normal | 0% | 0 | 0 | 0 | [17 empty] | Commercial_School (WA)_New_Water Heating_Water Heater_
Commercial_School (WA)_New_Water Heating_Natural Gas_Water Heater_E7 | Commercial | School (WA) | New | Water Heating | Natural Gas | Water Heater | E7 |  | 0% | 0% | 0% | 0 | 0 | 0 | 0 | 0 | 0 | 0 | 0 | 0% | 0 | 0 | 0% | Normal | 0% | 0 | 0 | 0 | [17 empty] | Commercial_School (WA)_New_Water Heating_Water Heater_
Commercial_School (WA)_New_Water Heating_Natural Gas_Water Heater_E8 | Commercial | School (WA) | New | Water Heating | Natural Gas | Water Heater | E8 |  | 0% | 0% | 0% | 0 | 0 | 0 | 0 | 0 | 0 | 0 | 0 | 0% | 0 | 0 | 0% | Normal | 0% | 0 | 0 | 0 | [17 empty] | Commercial_School (WA)_New_Water Heating_Water Heater_
Commercial_School (WA)_New_Water Heating_Natural Gas_Water Heater_E9 | Commercial | School (WA) | New | Water Heating | Natural Gas | Water Heater | E9 |  | 0% | 0% | 0% | 0 | 0 | 0 | 0 | 0 | 0 | 0 | 0 | 0% | 0 | 0 | 0% | Normal | 0% | 0 | 0 | 0 | [17 empty] | Commercial_School (WA)_New_Water Heating_Water Heater_
Commercial_School (WA)_New_Water Heating_Natural Gas_Water Heater_E10 | Commercial | School (WA) | New | Water Heating | Natural Gas | Water Heater | E10 |  | 0% | 0% | 0% | 0 | 0 | 0 | 0 | 0 | 0 | 0 | 0 | 0% | 0 | 0 | 0% | Normal | 0% | 0 | 0 | 0 | [17 empty] | Commercial_School (WA)_New_Water Heating_Water Heater_
Commercial_School (WA)_New_Food Preparation_Natural Gas_Oven_E1 | Commercial | School (WA) | New | Food Preparation | Natural Gas | Oven | E1 | Standard | 100% | 0% | 0% | 0.00083548 | 0 | 0 | 0 | 8 | 12 | 2019 | 2045 | 100% | 0 | 0 | 0% | Normal | 0% | 0.020206 | 0 | 0 | 1 unit | 30000 | 0 | 1.6075e-06 | 1050.946 | 490.1 | 0 | 0 | 0 | 2013 | 1.0605 | COOK_OVN-Food Preparation-AEO17-3 | COOK_OVN-Food Preparation-AEO17-3 | COOK_OVN-Food Preparation-ILTRM-v5.0-23 | 1 | unit | 1.6075e-06 | Commercial_School (WA)_New_Food Preparation_Oven_Standard
Commercial_School (WA)_New_Food Preparation_Natural Gas_Oven_E2 | Commercial | School (WA) | New | Food Preparation | Natural Gas | Oven | E2 | ENERGY STAR (>42% Baking Efficiency) | 71.01% | 0% | 0% | 0.0011384 | 0 | 0 | 0 | 8 | 12 | 2019 | 2045 | 100% | 0 | 0 | 0% | Normal | 0% | 0.014348 | 0 | 0 | 1 unit | 30000 | 0 | 1.6075e-06 | 746.2722 | 667.81 | 0 | 0 | 0 | 2013 | 1.0605 | COOK_OVN-Food Preparation-AEO17-3 | COOK_OVN-Food Preparation-AEO17-3 | COOK_OVN-Food Preparation-ILTRM-v5.0-23 | 1 | unit | 1.6075e-06 | Commercial_School (WA)_New_Food Preparation_Oven_ENERGY STAR (>42% Baking Efficiency)
Commercial_School (WA)_New_Food Preparation_Natural Gas_Oven_E3 | Commercial | School (WA) | New | Food Preparation | Natural Gas | Oven | E3 |  | 0% | 0% | 0% | 0 | 0 | 0 | 0 | 0 | 0 | 0 | 0 | 0% | 0 | 0 | 0% | Normal | 0% | 0 | 0 | 0 | [17 empty] | Commercial_School (WA)_New_Food Preparation_Oven_
Commercial_School (WA)_New_Food Preparation_Natural Gas_Oven_E4 | Commercial | School (WA) | New | Food Preparation | Natural Gas | Oven | E4 |  | 0% | 0% | 0% | 0 | 0 | 0 | 0 | 0 | 0 | 0 | 0 | 0% | 0 | 0 | 0% | Normal | 0% | 0 | 0 | 0 | [17 empty] | Commercial_School (WA)_New_Food Preparation_Oven_
Commercial_School (WA)_New_Food Preparation_Natural Gas_Oven_E5 | Commercial | School (WA) | New | Food Preparation | Natural Gas | Oven | E5 |  | 0% | 0% | 0% | 0 | 0 | 0 | 0 | 0 | 0 | 0 | 0 | 0% | 0 | 0 | 0% | Normal | 0% | 0 | 0 | 0 | [17 empty] | Commercial_School (WA)_New_Food Preparation_Oven_
Commercial_School (WA)_New_Food Preparation_Natural Gas_Oven_E6 | Commercial | School (WA) | New | Food Preparation | Natural Gas | Oven | E6 |  | 0% | 0% | 0% | 0 | 0 | 0 | 0 | 0 | 0 | 0 | 0 | 0% | 0 | 0 | 0% | Normal | 0% | 0 | 0 | 0 | [17 empty] | Commercial_School (WA)_New_Food Preparation_Oven_
Commercial_School (WA)_New_Food Preparation_Natural Gas_Oven_E7 | Commercial | School (WA) | New | Food Preparation | Natural Gas | Oven | E7 |  | 0% | 0% | 0% | 0 | 0 | 0 | 0 | 0 | 0 | 0 | 0 | 0% | 0 | 0 | 0% | Normal | 0% | 0 | 0 | 0 | [17 empty] | Commercial_School (WA)_New_Food Preparation_Oven_
Commercial_School (WA)_New_Food Preparation_Natural Gas_Oven_E8 | Commercial | School (WA) | New | Food Preparation | Natural Gas | Oven | E8 |  | 0% | 0% | 0% | 0 | 0 | 0 | 0 | 0 | 0 | 0 | 0 | 0% | 0 | 0 | 0% | Normal | 0% | 0 | 0 | 0 | [17 empty] | Commercial_School (WA)_New_Food Preparation_Oven_
Commercial_School (WA)_New_Food Preparation_Natural Gas_Oven_E9 | Commercial | School (WA) | New | Food Preparation | Natural Gas | Oven | E9 |  | 0% | 0% | 0% | 0 | 0 | 0 | 0 | 0 | 0 | 0 | 0 | 0% | 0 | 0 | 0% | Normal | 0% | 0 | 0 | 0 | [17 empty] | Commercial_School (WA)_New_Food Preparation_Oven_
Commercial_School (WA)_New_Food Preparation_Natural Gas_Oven_E10 | Commercial | School (WA) | New | Food Preparation | Natural Gas | Oven | E10 |  | 0% | 0% | 0% | 0 | 0 | 0 | 0 | 0 | 0 | 0 | 0 | 0% | 0 | 0 | 0% | Normal | 0% | 0 | 0 | 0 | [17 empty] | Commercial_School (WA)_New_Food Preparation_Oven_
Commercial_School (WA)_New_Food Preparation_Natural Gas_Conveyor Oven_E1 | Commercial | School (WA) | New | Food Preparation | Natural Gas | Conveyor Oven | E1 | Standard | 100% | 0% | 0% | 0.00067417 | 0 | 0 | 0 | 15 | 19 | 2019 | 2045 | 100% | 0 | 0 | 0% | Normal | 0% | 0.03261 | 0 | 0 | 1 unit | 30000 | 0 | 3.8174e-07 | 3571 | 1665.3064 | 0 | 0 | 0 | 2013 | 1.0605 | COOK_OVN-Food Preparation-ILTRM-v5.0-24 | COOK_OVN-Food Preparation-AEO17-3 | https://fishnick.com/saveenergy/tools/calculators/gconvovencalc.php | 1 | unit | 3.8174e-07 | Commercial_School (WA)_New_Food Preparation_Conveyor Oven_Standard
Commercial_School (WA)_New_Food Preparation_Natural Gas_Conveyor Oven_E2 | Commercial | School (WA) | New | Food Preparation | Natural Gas | Conveyor Oven | E2 | ENERGY STAR (>42% Baking Efficiency) | 79.47% | 0% | 0% | 0.0014283 | 0 | 0 | 0 | 15 | 19 | 2019 | 2045 | 100% | 0 | 0 | 0% | Normal | 0% | 0.025916 | 0 | 0 | 1 unit | 30000 | 0 | 3.8174e-07 | 2838 | 3409.1835 | 0 | 0 | 0 | 2011 | 1.0975 | COOK_OVN-Food Preparation-ILTRM-v5.0-24 | COOK_OVN-Food Preparation-ILTRM-v5.0-24 | COOK_OVN-Food Preparation-ILTRM-v5.0-24 | 1 | unit | 3.8174e-07 | Commercial_School (WA)_New_Food Preparation_Conveyor Oven_ENERGY STAR (>42% Baking Efficiency)
Commercial_School (WA)_New_Food Preparation_Natural Gas_Conveyor Oven_E3 | Commercial | School (WA) | New | Food Preparation | Natural Gas | Conveyor Oven | E3 |  | 0% | 0% | 0% | 0 | 0 | 0 | 0 | 0 | 0 | 0 | 0 | 0% | 0 | 0 | 0% | Normal | 0% | 0 | 0 | 0 | [17 empty] | Commercial_School (WA)_New_Food Preparation_Conveyor Oven_
Commercial_School (WA)_New_Food Preparation_Natural Gas_Conveyor Oven_E4 | Commercial | School (WA) | New | Food Preparation | Natural Gas | Conveyor Oven | E4 |  | 0% | 0% | 0% | 0 | 0 | 0 | 0 | 0 | 0 | 0 | 0 | 0% | 0 | 0 | 0% | Normal | 0% | 0 | 0 | 0 | [17 empty] | Commercial_School (WA)_New_Food Preparation_Conveyor Oven_
Commercial_School (WA)_New_Food Preparation_Natural Gas_Conveyor Oven_E5 | Commercial | School (WA) | New | Food Preparation | Natural Gas | Conveyor Oven | E5 |  | 0% | 0% | 0% | 0 | 0 | 0 | 0 | 0 | 0 | 0 | 0 | 0% | 0 | 0 | 0% | Normal | 0% | 0 | 0 | 0 | [17 empty] | Commercial_School (WA)_New_Food Preparation_Conveyor Oven_
Commercial_School (WA)_New_Food Preparation_Natural Gas_Conveyor Oven_E6 | Commercial | School (WA) | New | Food Preparation | Natural Gas | Conveyor Oven | E6 |  | 0% | 0% | 0% | 0 | 0 | 0 | 0 | 0 | 0 | 0 | 0 | 0% | 0 | 0 | 0% | Normal | 0% | 0 | 0 | 0 | [17 empty] | Commercial_School (WA)_New_Food Preparation_Conveyor Oven_
Commercial_School (WA)_New_Food Preparation_Natural Gas_Conveyor Oven_E7 | Commercial | School (WA) | New | Food Preparation | Natural Gas | Conveyor Oven | E7 |  | 0% | 0% | 0% | 0 | 0 | 0 | 0 | 0 | 0 | 0 | 0 | 0% | 0 | 0 | 0% | Normal | 0% | 0 | 0 | 0 | [17 empty] | Commercial_School (WA)_New_Food Preparation_Conveyor Oven_
Commercial_School (WA)_New_Food Preparation_Natural Gas_Conveyor Oven_E8 | Commercial | School (WA) | New | Food Preparation | Natural Gas | Conveyor Oven | E8 |  | 0% | 0% | 0% | 0 | 0 | 0 | 0 | 0 | 0 | 0 | 0 | 0% | 0 | 0 | 0% | Normal | 0% | 0 | 0 | 0 | [17 empty] | Commercial_School (WA)_New_Food Preparation_Conveyor Oven_
Commercial_School (WA)_New_Food Preparation_Natural Gas_Conveyor Oven_E9 | Commercial | School (WA) | New | Food Preparation | Natural Gas | Conveyor Oven | E9 |  | 0% | 0% | 0% | 0 | 0 | 0 | 0 | 0 | 0 | 0 | 0 | 0% | 0 | 0 | 0% | Normal | 0% | 0 | 0 | 0 | [17 empty] | Commercial_School (WA)_New_Food Preparation_Conveyor Oven_
Commercial_School (WA)_New_Food Preparation_Natural Gas_Conveyor Oven_E10 | Commercial | School (WA) | New | Food Preparation | Natural Gas | Conveyor Oven | E10 |  | 0% | 0% | 0% | 0 | 0 | 0 | 0 | 0 | 0 | 0 | 0 | 0% | 0 | 0 | 0% | Normal | 0% | 0 | 0 | 0 | [17 empty] | Commercial_School (WA)_New_Food Preparation_Conveyor Oven_
Commercial_School (WA)_New_Food Preparation_Natural Gas_Double Rack Oven_E1 | Commercial | School (WA) | New | Food Preparation | Natural Gas | Double Rack Oven | E1 | Standard | 100% | 0% | 0% | 0.0011607 | 0 | 0 | 0 | 8 | 16 | 2019 | 2045 | 100% | 0 | 0 | 0% | Normal | 0% | 0.056143 | 0 | 0 | 1 unit | 30000 | 0 | 4.3262e-07 | 5425 | 2529.904 | 0 | 0 | 0 | 2013 | 1.0605 | COOK_OVN-Food Preparation-ILTRM-v5.0-25 | COOK_OVN-Food Preparation-ILTRM-v5.0-25 | https://fishnick.com/saveenergy/tools/calculators/grackovencalc.php | 1 | unit | 4.3262e-07 | Commercial_School (WA)_New_Food Preparation_Double Rack Oven_Standard
Commercial_School (WA)_New_Food Preparation_Natural Gas_Double Rack Oven_E2 | Commercial | School (WA) | New | Food Preparation | Natural Gas | Double Rack Oven | E2 | FTSC Qualified (>50% Cooking Efficiency) | 61.95% | 0% | 0% | 0.0052657 | 0 | 0 | 0 | 8 | 16 | 2019 | 2045 | 100% | 0 | 0 | 0% | Normal | 0% | 0.034783 | 0 | 0 | 1 unit | 30000 | 0 | 4.3262e-07 | 3361 | 11090.6431 | 0 | 0 | 0 | 2011 | 1.0975 | COOK_OVN-Food Preparation-ILTRM-v5.0-25 | COOK_OVN-Food Preparation-ILTRM-v5.0-25 | COOK_OVN-Food Preparation-ILTRM-v5.0-25 | 1 | unit | 4.3262e-07 | Commercial_School (WA)_New_Food Preparation_Double Rack Oven_FTSC Qualified (>50% Cooking Efficiency)
Commercial_School (WA)_New_Food Preparation_Natural Gas_Double Rack Oven_E3 | Commercial | School (WA) | New | Food Preparation | Natural Gas | Double Rack Oven | E3 |  | 0% | 0% | 0% | 0 | 0 | 0 | 0 | 0 | 0 | 0 | 0 | 0% | 0 | 0 | 0% | Normal | 0% | 0 | 0 | 0 | [17 empty] | Commercial_School (WA)_New_Food Preparation_Double Rack Oven_
Commercial_School (WA)_New_Food Preparation_Natural Gas_Double Rack Oven_E4 | Commercial | School (WA) | New | Food Preparation | Natural Gas | Double Rack Oven | E4 |  | 0% | 0% | 0% | 0 | 0 | 0 | 0 | 0 | 0 | 0 | 0 | 0% | 0 | 0 | 0% | Normal | 0% | 0 | 0 | 0 | [17 empty] | Commercial_School (WA)_New_Food Preparation_Double Rack Oven_
Commercial_School (WA)_New_Food Preparation_Natural Gas_Double Rack Oven_E5 | Commercial | School (WA) | New | Food Preparation | Natural Gas | Double Rack Oven | E5 |  | 0% | 0% | 0% | 0 | 0 | 0 | 0 | 0 | 0 | 0 | 0 | 0% | 0 | 0 | 0% | Normal | 0% | 0 | 0 | 0 | [17 empty] | Commercial_School (WA)_New_Food Preparation_Double Rack Oven_
Commercial_School (WA)_New_Food Preparation_Natural Gas_Double Rack Oven_E6 | Commercial | School (WA) | New | Food Preparation | Natural Gas | Double Rack Oven | E6 |  | 0% | 0% | 0% | 0 | 0 | 0 | 0 | 0 | 0 | 0 | 0 | 0% | 0 | 0 | 0% | Normal | 0% | 0 | 0 | 0 | [17 empty] | Commercial_School (WA)_New_Food Preparation_Double Rack Oven_
Commercial_School (WA)_New_Food Preparation_Natural Gas_Double Rack Oven_E7 | Commercial | School (WA) | New | Food Preparation | Natural Gas | Double Rack Oven | E7 |  | 0% | 0% | 0% | 0 | 0 | 0 | 0 | 0 | 0 | 0 | 0 | 0% | 0 | 0 | 0% | Normal | 0% | 0 | 0 | 0 | [17 empty] | Commercial_School (WA)_New_Food Preparation_Double Rack Oven_
Commercial_School (WA)_New_Food Preparation_Natural Gas_Double Rack Oven_E8 | Commercial | School (WA) | New | Food Preparation | Natural Gas | Double Rack Oven | E8 |  | 0% | 0% | 0% | 0 | 0 | 0 | 0 | 0 | 0 | 0 | 0 | 0% | 0 | 0 | 0% | Normal | 0% | 0 | 0 | 0 | [17 empty] | Commercial_School (WA)_New_Food Preparation_Double Rack Oven_
Commercial_School (WA)_New_Food Preparation_Natural Gas_Double Rack Oven_E9 | Commercial | School (WA) | New | Food Preparation | Natural Gas | Double Rack Oven | E9 |  | 0% | 0% | 0% | 0 | 0 | 0 | 0 | 0 | 0 | 0 | 0 | 0% | 0 | 0 | 0% | Normal | 0% | 0 | 0 | 0 | [17 empty] | Commercial_School (WA)_New_Food Preparation_Double Rack Oven_
Commercial_School (WA)_New_Food Preparation_Natural Gas_Double Rack Oven_E10 | Commercial | School (WA) | New | Food Preparation | Natural Gas | Double Rack Oven | E10 |  | 0% | 0% | 0% | 0 | 0 | 0 | 0 | 0 | 0 | 0 | 0 | 0% | 0 | 0 | 0% | Normal | 0% | 0 | 0 | 0 | [17 empty] | Commercial_School (WA)_New_Food Preparation_Double Rack Oven_
Commercial_School (WA)_New_Food Preparation_Natural Gas_Fryer_E1 | Commercial | School (WA) | New | Food Preparation | Natural Gas | Fryer | E1 | Standard | 100% | 0% | 0% | 0.0052528 | 0 | 0 | 0 | 10 | 20 | 2019 | 2045 | 100% | 0 | 0 | 0% | Normal | 0% | 0.028228 | 0 | 0 | 1 unit | 30000 | 0 | 1.8758e-06 | 1628.2323 | 2500 | 0 | 0 | 0 | 2010 | 1.1201 | COOK_FRY-Food Preparation-ILTRM-v4.0-1 | Estimate | COOK_FRY-Food Preparation-ILTRM-v4.0-1 | 1 | unit | 1.8758e-06 | Commercial_School (WA)_New_Food Preparation_Fryer_Standard
Commercial_School (WA)_New_Food Preparation_Natural Gas_Fryer_E2 | Commercial | School (WA) | New | Food Preparation | Natural Gas | Fryer | E2 | ENERGY STAR | 68.97% | 0% | 0% | 0.0077742 | 0 | 0 | 0 | 10 | 20 | 2019 | 2045 | 100% | 0 | 0 | 0% | Normal | 0% | 0.019469 | 0 | 0 | 1 unit | 30000 | 0 | 1.8758e-06 | 1122.9977 | 3700 | 0 | 0 | 0 | 2010 | 1.1201 | COOK_FRY-Food Preparation-ILTRM-v4.0-1 | COOK_FRY-Food Preparation-ILTRM-v4.0-1 | COOK_FRY-Food Preparation-ILTRM-v4.0-1 | 1 | unit | 1.8758e-06 | Commercial_School (WA)_New_Food Preparation_Fryer_ENERGY STAR
Commercial_School (WA)_New_Food Preparation_Natural Gas_Fryer_E3 | Commercial | School (WA) | New | Food Preparation | Natural Gas | Fryer | E3 |  | 0% | 0% | 0% | 0 | 0 | 0 | 0 | 0 | 0 | 0 | 0 | 0% | 0 | 0 | 0% | Normal | 0% | 0 | 0 | 0 | [17 empty] | Commercial_School (WA)_New_Food Preparation_Fryer_
Commercial_School (WA)_New_Food Preparation_Natural Gas_Fryer_E4 | Commercial | School (WA) | New | Food Preparation | Natural Gas | Fryer | E4 |  | 0% | 0% | 0% | 0 | 0 | 0 | 0 | 0 | 0 | 0 | 0 | 0% | 0 | 0 | 0% | Normal | 0% | 0 | 0 | 0 | [17 empty] | Commercial_School (WA)_New_Food Preparation_Fryer_
Commercial_School (WA)_New_Food Preparation_Natural Gas_Fryer_E5 | Commercial | School (WA) | New | Food Preparation | Natural Gas | Fryer | E5 |  | 0% | 0% | 0% | 0 | 0 | 0 | 0 | 0 | 0 | 0 | 0 | 0% | 0 | 0 | 0% | Normal | 0% | 0 | 0 | 0 | [17 empty] | Commercial_School (WA)_New_Food Preparation_Fryer_
Commercial_School (WA)_New_Food Preparation_Natural Gas_Fryer_E6 | Commercial | School (WA) | New | Food Preparation | Natural Gas | Fryer | E6 |  | 0% | 0% | 0% | 0 | 0 | 0 | 0 | 0 | 0 | 0 | 0 | 0% | 0 | 0 | 0% | Normal | 0% | 0 | 0 | 0 | [17 empty] | Commercial_School (WA)_New_Food Preparation_Fryer_
Commercial_School (WA)_New_Food Preparation_Natural Gas_Fryer_E7 | Commercial | School (WA) | New | Food Preparation | Natural Gas | Fryer | E7 |  | 0% | 0% | 0% | 0 | 0 | 0 | 0 | 0 | 0 | 0 | 0 | 0% | 0 | 0 | 0% | Normal | 0% | 0 | 0 | 0 | [17 empty] | Commercial_School (WA)_New_Food Preparation_Fryer_
Commercial_School (WA)_New_Food Preparation_Natural Gas_Fryer_E8 | Commercial | School (WA) | New | Food Preparation | Natural Gas | Fryer | E8 |  | 0% | 0% | 0% | 0 | 0 | 0 | 0 | 0 | 0 | 0 | 0 | 0% | 0 | 0 | 0% | Normal | 0% | 0 | 0 | 0 | [17 empty] | Commercial_School (WA)_New_Food Preparation_Fryer_
Commercial_School (WA)_New_Food Preparation_Natural Gas_Fryer_E9 | Commercial | School (WA) | New | Food Preparation | Natural Gas | Fryer | E9 |  | 0% | 0% | 0% | 0 | 0 | 0 | 0 | 0 | 0 | 0 | 0 | 0% | 0 | 0 | 0% | Normal | 0% | 0 | 0 | 0 | [17 empty] | Commercial_School (WA)_New_Food Preparation_Fryer_
Commercial_School (WA)_New_Food Preparation_Natural Gas_Fryer_E10 | Commercial | School (WA) | New | Food Preparation | Natural Gas | Fryer | E10 |  | 0% | 0% | 0% | 0 | 0 | 0 | 0 | 0 | 0 | 0 | 0 | 0% | 0 | 0 | 0% | Normal | 0% | 0 | 0 | 0 | [17 empty] | Commercial_School (WA)_New_Food Preparation_Fryer_
Commercial_School (WA)_New_Food Preparation_Natural Gas_Broiler_E1 | Commercial | School (WA) | New | Food Preparation | Natural Gas | Broiler | E1 | Standard | 100% | 0% | 0% | 0.0081408 | 0 | 0 | 0 | 8 | 16 | 2019 | 2045 | 100% | 0 | 0 | 0% | Normal | 0% | 0.028835 | 0 | 0 | 1 unit | 30000 | 0 | 2.9671e-06 | 1625 | 2500 | 0 | 0 | 0 | 2011 | 1.0975 | COOK_BRL-Food Preparation-ILTRM-v4.0-2 | Estimate | COOK_BRL-Food Preparation-ILTRM-v4.0-2 | 1 | unit | 2.9671e-06 | Commercial_School (WA)_New_Food Preparation_Broiler_Standard
Commercial_School (WA)_New_Food Preparation_Natural Gas_Broiler_E2 | Commercial | School (WA) | New | Food Preparation | Natural Gas | Broiler | E2 | Infrared Burners | 85.29% | 0% | 0% | 0.011397 | 0 | 0 | 0 | 8 | 16 | 2019 | 2045 | 100% | 0 | 0 | 0% | Normal | 0% | 0.024594 | 0 | 0 | 1 unit | 30000 | 0 | 2.9671e-06 | 1386 | 3500 | 0 | 0 | 0 | 2011 | 1.0975 | COOK_BRL-Food Preparation-ILTRM-v4.0-2 | COOK_BRL-Food Preparation-ILTRM-v4.0-2 | COOK_BRL-Food Preparation-ILTRM-v4.0-2 | 1 | unit | 2.9671e-06 | Commercial_School (WA)_New_Food Preparation_Broiler_Infrared Burners
Commercial_School (WA)_New_Food Preparation_Natural Gas_Broiler_E3 | Commercial | School (WA) | New | Food Preparation | Natural Gas | Broiler | E3 |  | 0% | 0% | 0% | 0 | 0 | 0 | 0 | 0 | 0 | 0 | 0 | 0% | 0 | 0 | 0% | Normal | 0% | 0 | 0 | 0 | [17 empty] | Commercial_School (WA)_New_Food Preparation_Broiler_
Commercial_School (WA)_New_Food Preparation_Natural Gas_Broiler_E4 | Commercial | School (WA) | New | Food Preparation | Natural Gas | Broiler | E4 |  | 0% | 0% | 0% | 0 | 0 | 0 | 0 | 0 | 0 | 0 | 0 | 0% | 0 | 0 | 0% | Normal | 0% | 0 | 0 | 0 | [17 empty] | Commercial_School (WA)_New_Food Preparation_Broiler_
Commercial_School (WA)_New_Food Preparation_Natural Gas_Broiler_E5 | Commercial | School (WA) | New | Food Preparation | Natural Gas | Broiler | E5 |  | 0% | 0% | 0% | 0 | 0 | 0 | 0 | 0 | 0 | 0 | 0 | 0% | 0 | 0 | 0% | Normal | 0% | 0 | 0 | 0 | [17 empty] | Commercial_School (WA)_New_Food Preparation_Broiler_
Commercial_School (WA)_New_Food Preparation_Natural Gas_Broiler_E6 | Commercial | School (WA) | New | Food Preparation | Natural Gas | Broiler | E6 |  | 0% | 0% | 0% | 0 | 0 | 0 | 0 | 0 | 0 | 0 | 0 | 0% | 0 | 0 | 0% | Normal | 0% | 0 | 0 | 0 | [17 empty] | Commercial_School (WA)_New_Food Preparation_Broiler_
Commercial_School (WA)_New_Food Preparation_Natural Gas_Broiler_E7 | Commercial | School (WA) | New | Food Preparation | Natural Gas | Broiler | E7 |  | 0% | 0% | 0% | 0 | 0 | 0 | 0 | 0 | 0 | 0 | 0 | 0% | 0 | 0 | 0% | Normal | 0% | 0 | 0 | 0 | [17 empty] | Commercial_School (WA)_New_Food Preparation_Broiler_
Commercial_School (WA)_New_Food Preparation_Natural Gas_Broiler_E8 | Commercial | School (WA) | New | Food Preparation | Natural Gas | Broiler | E8 |  | 0% | 0% | 0% | 0 | 0 | 0 | 0 | 0 | 0 | 0 | 0 | 0% | 0 | 0 | 0% | Normal | 0% | 0 | 0 | 0 | [17 empty] | Commercial_School (WA)_New_Food Preparation_Broiler_
Commercial_School (WA)_New_Food Preparation_Natural Gas_Broiler_E9 | Commercial | School (WA) | New | Food Preparation | Natural Gas | Broiler | E9 |  | 0% | 0% | 0% | 0 | 0 | 0 | 0 | 0 | 0 | 0 | 0 | 0% | 0 | 0 | 0% | Normal | 0% | 0 | 0 | 0 | [17 empty] | Commercial_School (WA)_New_Food Preparation_Broiler_
Commercial_School (WA)_New_Food Preparation_Natural Gas_Broiler_E10 | Commercial | School (WA) | New | Food Preparation | Natural Gas | Broiler | E10 |  | 0% | 0% | 0% | 0 | 0 | 0 | 0 | 0 | 0 | 0 | 0 | 0% | 0 | 0 | 0% | Normal | 0% | 0 | 0 | 0 | [17 empty] | Commercial_School (WA)_New_Food Preparation_Broiler_
Commercial_School (WA)_New_Food Preparation_Natural Gas_Griddle_E1 | Commercial | School (WA) | New | Food Preparation | Natural Gas | Griddle | E1 | Standard | 100% | 0% | 0% | 0.021289 | 0 | 0 | 0 | 8 | 16 | 2019 | 2045 | 100% | 0 | 0 | 0% | Normal | 0% | 0.020039 | 0 | 0 | 1 unit | 30000 | 0 | 3.8981e-06 | 1213.5601 | 5150 | 0 | 0 | 0 | 2013 | 1.0605 | COOK_GRD-Food Preparation-ILTRM-v5.0-1 | COOK_GRD-Food Preparation-EIA14-2014 Ref. Case-5 | COOK_GRD-Food Preparation-ILTRM-v5.0-1 | 1 | unit | 3.8981e-06 | Commercial_School (WA)_New_Food Preparation_Griddle_Standard
Commercial_School (WA)_New_Food Preparation_Natural Gas_Griddle_E2 | Commercial | School (WA) | New | Food Preparation | Natural Gas | Griddle | E2 | ENERGY STAR | 87.77% | 0% | 0% | 0.022778 | 0 | 0 | 0 | 8 | 16 | 2019 | 2045 | 100% | 0 | 0 | 0% | Normal | 0% | 0.017589 | 0 | 0 | 1 unit | 30000 | 0 | 3.8981e-06 | 1065.1506 | 5510 | 0 | 0 | 0 | 2013 | 1.0605 | COOK_GRD-Food Preparation-ILTRM-v5.0-1 | COOK_GRD-Food Preparation-EIA14-2014 Ref. Case-5 | COOK_GRD-Food Preparation-ILTRM-v5.0-1 | 1 | unit | 3.8981e-06 | Commercial_School (WA)_New_Food Preparation_Griddle_ENERGY STAR
Commercial_School (WA)_New_Food Preparation_Natural Gas_Griddle_E3 | Commercial | School (WA) | New | Food Preparation | Natural Gas | Griddle | E3 |  | 0% | 0% | 0% | 0 | 0 | 0 | 0 | 0 | 0 | 0 | 0 | 0% | 0 | 0 | 0% | Normal | 0% | 0 | 0 | 0 | [17 empty] | Commercial_School (WA)_New_Food Preparation_Griddle_
Commercial_School (WA)_New_Food Preparation_Natural Gas_Griddle_E4 | Commercial | School (WA) | New | Food Preparation | Natural Gas | Griddle | E4 |  | 0% | 0% | 0% | 0 | 0 | 0 | 0 | 0 | 0 | 0 | 0 | 0% | 0 | 0 | 0% | Normal | 0% | 0 | 0 | 0 | [17 empty] | Commercial_School (WA)_New_Food Preparation_Griddle_
Commercial_School (WA)_New_Food Preparation_Natural Gas_Griddle_E5 | Commercial | School (WA) | New | Food Preparation | Natural Gas | Griddle | E5 |  | 0% | 0% | 0% | 0 | 0 | 0 | 0 | 0 | 0 | 0 | 0 | 0% | 0 | 0 | 0% | Normal | 0% | 0 | 0 | 0 | [17 empty] | Commercial_School (WA)_New_Food Preparation_Griddle_
Commercial_School (WA)_New_Food Preparation_Natural Gas_Griddle_E6 | Commercial | School (WA) | New | Food Preparation | Natural Gas | Griddle | E6 |  | 0% | 0% | 0% | 0 | 0 | 0 | 0 | 0 | 0 | 0 | 0 | 0% | 0 | 0 | 0% | Normal | 0% | 0 | 0 | 0 | [17 empty] | Commercial_School (WA)_New_Food Preparation_Griddle_
Commercial_School (WA)_New_Food Preparation_Natural Gas_Griddle_E7 | Commercial | School (WA) | New | Food Preparation | Natural Gas | Griddle | E7 |  | 0% | 0% | 0% | 0 | 0 | 0 | 0 | 0 | 0 | 0 | 0 | 0% | 0 | 0 | 0% | Normal | 0% | 0 | 0 | 0 | [17 empty] | Commercial_School (WA)_New_Food Preparation_Griddle_
Commercial_School (WA)_New_Food Preparation_Natural Gas_Griddle_E8 | Commercial | School (WA) | New | Food Preparation | Natural Gas | Griddle | E8 |  | 0% | 0% | 0% | 0 | 0 | 0 | 0 | 0 | 0 | 0 | 0 | 0% | 0 | 0 | 0% | Normal | 0% | 0 | 0 | 0 | [17 empty] | Commercial_School (WA)_New_Food Preparation_Griddle_
Commercial_School (WA)_New_Food Preparation_Natural Gas_Griddle_E9 | Commercial | School (WA) | New | Food Preparation | Natural Gas | Griddle | E9 |  | 0% | 0% | 0% | 0 | 0 | 0 | 0 | 0 | 0 | 0 | 0 | 0% | 0 | 0 | 0% | Normal | 0% | 0 | 0 | 0 | [17 empty] | Commercial_School (WA)_New_Food Preparation_Griddle_
Commercial_School (WA)_New_Food Preparation_Natural Gas_Griddle_E10 | Commercial | School (WA) | New | Food Preparation | Natural Gas | Griddle | E10 |  | 0% | 0% | 0% | 0 | 0 | 0 | 0 | 0 | 0 | 0 | 0 | 0% | 0 | 0 | 0% | Normal | 0% | 0 | 0 | 0 | [17 empty] | Commercial_School (WA)_New_Food Preparation_Griddle_
Commercial_School (WA)_New_Food Preparation_Natural Gas_Range_E1 | Commercial | School (WA) | New | Food Preparation | Natural Gas | Range | E1 | Standard | 100% | 0% | 0% | 0.027101 | 0 | 0 | 0 | 8 | 12 | 2019 | 2045 | 100% | 0 | 0 | 0% | Normal | 0% | 0.027085 | 0 | 0 | 1 unit | 30000 | 0 | 5.3766e-06 | 1470 | 4500 | 0 | 0 | 0 | 2010 | 1.1201 | COOK_OVN-Food Preparation-AEO17-1 | Estimate | DOE Commercial R&D 2016 - Table 2-12 | 1 | unit | 5.3766e-06 | Commercial_School (WA)_New_Food Preparation_Range_Standard
Commercial_School (WA)_New_Food Preparation_Natural Gas_Range_E2 | Commercial | School (WA) | New | Food Preparation | Natural Gas | Range | E2 | High Efficiency | 50% | 0% | 0% | 0.02951 | 0 | 0 | 0 | 8 | 12 | 2019 | 2045 | 100% | 0 | 0 | 0% | Normal | 0% | 0.013543 | 0 | 0 | 1 unit | 30000 | 0 | 5.3766e-06 | 735 | 4900 | 0 | 0 | 0 | 2010 | 1.1201 | COOK_OVN-Food Preparation-AEO17-1 | DOE Commercial R&D 2016 - Table 2-10 | DOE Commercial R&D 2016 - Table 2-18 | 1 | unit | 5.3766e-06 | Commercial_School (WA)_New_Food Preparation_Range_High Efficiency
Commercial_School (WA)_New_Food Preparation_Natural Gas_Range_E3 | Commercial | School (WA) | New | Food Preparation | Natural Gas | Range | E3 |  | 0% | 0% | 0% | 0 | 0 | 0 | 0 | 0 | 0 | 0 | 0 | 0% | 0 | 0 | 0% | Normal | 0% | 0 | 0 | 0 | [17 empty] | Commercial_School (WA)_New_Food Preparation_Range_
Commercial_School (WA)_New_Food Preparation_Natural Gas_Range_E4 | Commercial | School (WA) | New | Food Preparation | Natural Gas | Range | E4 |  | 0% | 0% | 0% | 0 | 0 | 0 | 0 | 0 | 0 | 0 | 0 | 0% | 0 | 0 | 0% | Normal | 0% | 0 | 0 | 0 | [17 empty] | Commercial_School (WA)_New_Food Preparation_Range_
Commercial_School (WA)_New_Food Preparation_Natural Gas_Range_E5 | Commercial | School (WA) | New | Food Preparation | Natural Gas | Range | E5 |  | 0% | 0% | 0% | 0 | 0 | 0 | 0 | 0 | 0 | 0 | 0 | 0% | 0 | 0 | 0% | Normal | 0% | 0 | 0 | 0 | [17 empty] | Commercial_School (WA)_New_Food Preparation_Range_
Commercial_School (WA)_New_Food Preparation_Natural Gas_Range_E6 | Commercial | School (WA) | New | Food Preparation | Natural Gas | Range | E6 |  | 0% | 0% | 0% | 0 | 0 | 0 | 0 | 0 | 0 | 0 | 0 | 0% | 0 | 0 | 0% | Normal | 0% | 0 | 0 | 0 | [17 empty] | Commercial_School (WA)_New_Food Preparation_Range_
Commercial_School (WA)_New_Food Preparation_Natural Gas_Range_E7 | Commercial | School (WA) | New | Food Preparation | Natural Gas | Range | E7 |  | 0% | 0% | 0% | 0 | 0 | 0 | 0 | 0 | 0 | 0 | 0 | 0% | 0 | 0 | 0% | Normal | 0% | 0 | 0 | 0 | [17 empty] | Commercial_School (WA)_New_Food Preparation_Range_
Commercial_School (WA)_New_Food Preparation_Natural Gas_Range_E8 | Commercial | School (WA) | New | Food Preparation | Natural Gas | Range | E8 |  | 0% | 0% | 0% | 0 | 0 | 0 | 0 | 0 | 0 | 0 | 0 | 0% | 0 | 0 | 0% | Normal | 0% | 0 | 0 | 0 | [17 empty] | Commercial_School (WA)_New_Food Preparation_Range_
Commercial_School (WA)_New_Food Preparation_Natural Gas_Range_E9 | Commercial | School (WA) | New | Food Preparation | Natural Gas | Range | E9 |  | 0% | 0% | 0% | 0 | 0 | 0 | 0 | 0 | 0 | 0 | 0 | 0% | 0 | 0 | 0% | Normal | 0% | 0 | 0 | 0 | [17 empty] | Commercial_School (WA)_New_Food Preparation_Range_
Commercial_School (WA)_New_Food Preparation_Natural Gas_Range_E10 | Commercial | School (WA) | New | Food Preparation | Natural Gas | Range | E10 |  | 0% | 0% | 0% | 0 | 0 | 0 | 0 | 0 | 0 | 0 | 0 | 0% | 0 | 0 | 0% | Normal | 0% | 0 | 0 | 0 | [17 empty] | Commercial_School (WA)_New_Food Preparation_Range_
Commercial_School (WA)_New_Food Preparation_Natural Gas_Steamer_E1 | Commercial | School (WA) | New | Food Preparation | Natural Gas | Steamer | E1 | Standard | 100% | 0% | 0% | 0.044292 | 0 | 0 | 0 | 8 | 16 | 2019 | 2045 | 100% | 0 | 0 | 0% | Normal | 0% | 0.037128 | 0 | 0 | 1 unit | 30000 | 0 | 3.1376e-06 | 1241.5036 | 13100 | 0 | 0 | 0 | 2012 | 1.0776 | COOK_STM-Food Preparation-ILTRM-v4.0-32 | DOE Commercial R&D 2016 - Table 2-10 | COOK_STM-Food Preparation-ILTRM-v4.0-32 | 1 | unit | 3.1376e-06 | Commercial_School (WA)_New_Food Preparation_Steamer_Standard
Commercial_School (WA)_New_Food Preparation_Natural Gas_Steamer_E2 | Commercial | School (WA) | New | Food Preparation | Natural Gas | Steamer | E2 | ENERGY STAR | 18.87% | 0% | 0% | 0.047666 | 0 | -8.8915e-06 | 0 | 8 | 16 | 2019 | 2045 | 100% | 0 | 0 | 0% | Normal | 0% | 0.007005 | 0 | 0 | 1 unit | 30000 | 0 | 3.1376e-06 | 234.2394 | 14098 | 0 | -2.6298 | 0 | 2012 | 1.0776 | COOK_STM-Food Preparation-ILTRM-v4.0-32 | COOK_STM-Food Preparation-ILTRM-v4.0-32 | COOK_STM-Food Preparation-ILTRM-v4.0-32 | 1 | unit | 3.1376e-06 | Commercial_School (WA)_New_Food Preparation_Steamer_ENERGY STAR
Commercial_School (WA)_New_Food Preparation_Natural Gas_Steamer_E3 | Commercial | School (WA) | New | Food Preparation | Natural Gas | Steamer | E3 |  | 0% | 0% | 0% | 0 | 0 | 0 | 0 | 0 | 0 | 0 | 0 | 0% | 0 | 0 | 0% | Normal | 0% | 0 | 0 | 0 | [17 empty] | Commercial_School (WA)_New_Food Preparation_Steamer_
Commercial_School (WA)_New_Food Preparation_Natural Gas_Steamer_E4 | Commercial | School (WA) | New | Food Preparation | Natural Gas | Steamer | E4 |  | 0% | 0% | 0% | 0 | 0 | 0 | 0 | 0 | 0 | 0 | 0 | 0% | 0 | 0 | 0% | Normal | 0% | 0 | 0 | 0 | [17 empty] | Commercial_School (WA)_New_Food Preparation_Steamer_
Commercial_School (WA)_New_Food Preparation_Natural Gas_Steamer_E5 | Commercial | School (WA) | New | Food Preparation | Natural Gas | Steamer | E5 |  | 0% | 0% | 0% | 0 | 0 | 0 | 0 | 0 | 0 | 0 | 0 | 0% | 0 | 0 | 0% | Normal | 0% | 0 | 0 | 0 | [17 empty] | Commercial_School (WA)_New_Food Preparation_Steamer_
Commercial_School (WA)_New_Food Preparation_Natural Gas_Steamer_E6 | Commercial | School (WA) | New | Food Preparation | Natural Gas | Steamer | E6 |  | 0% | 0% | 0% | 0 | 0 | 0 | 0 | 0 | 0 | 0 | 0 | 0% | 0 | 0 | 0% | Normal | 0% | 0 | 0 | 0 | [17 empty] | Commercial_School (WA)_New_Food Preparation_Steamer_
Commercial_School (WA)_New_Food Preparation_Natural Gas_Steamer_E7 | Commercial | School (WA) | New | Food Preparation | Natural Gas | Steamer | E7 |  | 0% | 0% | 0% | 0 | 0 | 0 | 0 | 0 | 0 | 0 | 0 | 0% | 0 | 0 | 0% | Normal | 0% | 0 | 0 | 0 | [17 empty] | Commercial_School (WA)_New_Food Preparation_Steamer_
Commercial_School (WA)_New_Food Preparation_Natural Gas_Steamer_E8 | Commercial | School (WA) | New | Food Preparation | Natural Gas | Steamer | E8 |  | 0% | 0% | 0% | 0 | 0 | 0 | 0 | 0 | 0 | 0 | 0 | 0% | 0 | 0 | 0% | Normal | 0% | 0 | 0 | 0 | [17 empty] | Commercial_School (WA)_New_Food Preparation_Steamer_
Commercial_School (WA)_New_Food Preparation_Natural Gas_Steamer_E9 | Commercial | School (WA) | New | Food Preparation | Natural Gas | Steamer | E9 |  | 0% | 0% | 0% | 0 | 0 | 0 | 0 | 0 | 0 | 0 | 0 | 0% | 0 | 0 | 0% | Normal | 0% | 0 | 0 | 0 | [17 empty] | Commercial_School (WA)_New_Food Preparation_Steamer_
Commercial_School (WA)_New_Food Preparation_Natural Gas_Steamer_E10 | Commercial | School (WA) | New | Food Preparation | Natural Gas | Steamer | E10 |  | 0% | 0% | 0% | 0 | 0 | 0 | 0 | 0 | 0 | 0 | 0 | 0% | 0 | 0 | 0% | Normal | 0% | 0 | 0 | 0 | [17 empty] | Commercial_School (WA)_New_Food Preparation_Steamer_
Commercial_School (WA)_New_Food Preparation_Natural Gas_Food Prep Other_E1 | Commercial | School (WA) | New | Food Preparation | Natural Gas | Food Prep Other | E1 | Standard | 100% | 0% | 0% | 8.8699e-05 | 0 | 0 | 0 | 8 | 12 | 2019 | 2045 | 100% | 0 | 0 | 0% | Normal | 0% | 0.0085932 | 0 | 0 | 1 unit | 30000 | 0 | 7.9187e-08 | 1423.18 | 1000 | 0 | 0 | 0 | 2010 | 1.1201 | Default | Default | Default | 1 | unit | 7.9187e-08 | Commercial_School (WA)_New_Food Preparation_Food Prep Other_Standard
Commercial_School (WA)_New_Food Preparation_Natural Gas_Food Prep Other_E2 | Commercial | School (WA) | New | Food Preparation | Natural Gas | Food Prep Other | E2 | ENERGY STAR | 72.07% | 0% | 0% | 0.0001626 | 0 | 0 | 0 | 8 | 12 | 2019 | 2045 | 100% | 0 | 0 | 0% | Normal | 0% | 0.0061929 | 0 | 0 | 1 unit | 30000 | 0 | 7.9187e-08 | 1025.646 | 1833.1988 | 0 | 0 | 0 | 2010 | 1.1201 | N/A | N/A | N/A | 1 | unit | 7.9187e-08 | Commercial_School (WA)_New_Food Preparation_Food Prep Other_ENERGY STAR
Commercial_School (WA)_New_Food Preparation_Natural Gas_Food Prep Other_E3 | Commercial | School (WA) | New | Food Preparation | Natural Gas | Food Prep Other | E3 |  | 0% | 0% | 0% | 0 | 0 | 0 | 0 | 0 | 0 | 0 | 0 | 0% | 0 | 0 | 0% | Normal | 0% | 0 | 0 | 0 | [17 empty] | Commercial_School (WA)_New_Food Preparation_Food Prep Other_
Commercial_School (WA)_New_Food Preparation_Natural Gas_Food Prep Other_E4 | Commercial | School (WA) | New | Food Preparation | Natural Gas | Food Prep Other | E4 |  | 0% | 0% | 0% | 0 | 0 | 0 | 0 | 0 | 0 | 0 | 0 | 0% | 0 | 0 | 0% | Normal | 0% | 0 | 0 | 0 | [17 empty] | Commercial_School (WA)_New_Food Preparation_Food Prep Other_
Commercial_School (WA)_New_Food Preparation_Natural Gas_Food Prep Other_E5 | Commercial | School (WA) | New | Food Preparation | Natural Gas | Food Prep Other | E5 |  | 0% | 0% | 0% | 0 | 0 | 0 | 0 | 0 | 0 | 0 | 0 | 0% | 0 | 0 | 0% | Normal | 0% | 0 | 0 | 0 | [17 empty] | Commercial_School (WA)_New_Food Preparation_Food Prep Other_
Commercial_School (WA)_New_Food Preparation_Natural Gas_Food Prep Other_E6 | Commercial | School (WA) | New | Food Preparation | Natural Gas | Food Prep Other | E6 |  | 0% | 0% | 0% | 0 | 0 | 0 | 0 | 0 | 0 | 0 | 0 | 0% | 0 | 0 | 0% | Normal | 0% | 0 | 0 | 0 | [17 empty] | Commercial_School (WA)_New_Food Preparation_Food Prep Other_
Commercial_School (WA)_New_Food Preparation_Natural Gas_Food Prep Other_E7 | Commercial | School (WA) | New | Food Preparation | Natural Gas | Food Prep Other | E7 |  | 0% | 0% | 0% | 0 | 0 | 0 | 0 | 0 | 0 | 0 | 0 | 0% | 0 | 0 | 0% | Normal | 0% | 0 | 0 | 0 | [17 empty] | Commercial_School (WA)_New_Food Preparation_Food Prep Other_
Commercial_School (WA)_New_Food Preparation_Natural Gas_Food Prep Other_E8 | Commercial | School (WA) | New | Food Preparation | Natural Gas | Food Prep Other | E8 |  | 0% | 0% | 0% | 0 | 0 | 0 | 0 | 0 | 0 | 0 | 0 | 0% | 0 | 0 | 0% | Normal | 0% | 0 | 0 | 0 | [17 empty] | Commercial_School (WA)_New_Food Preparation_Food Prep Other_
Commercial_School (WA)_New_Food Preparation_Natural Gas_Food Prep Other_E9 | Commercial | School (WA) | New | Food Preparation | Natural Gas | Food Prep Other | E9 |  | 0% | 0% | 0% | 0 | 0 | 0 | 0 | 0 | 0 | 0 | 0 | 0% | 0 | 0 | 0% | Normal | 0% | 0 | 0 | 0 | [17 empty] | Commercial_School (WA)_New_Food Preparation_Food Prep Other_
Commercial_School (WA)_New_Food Preparation_Natural Gas_Food Prep Other_E10 | Commercial | School (WA) | New | Food Preparation | Natural Gas | Food Prep Other | E10 |  | 0% | 0% | 0% | 0 | 0 | 0 | 0 | 0 | 0 | 0 | 0 | 0% | 0 | 0 | 0% | Normal | 0% | 0 | 0 | 0 | [17 empty] | Commercial_School (WA)_New_Food Preparation_Food Prep Other_
Commercial_School (WA)_New_Miscellaneous_Natural Gas_Pool Heater_E1 | Commercial | School (WA) | New | Miscellaneous | Natural Gas | Pool Heater | E1 | Standard (EF .82) | 100% | 0% | 0% | 2.1256e-06 | 0 | 0 | 0 | 4 | 8 | 2019 | 2045 | 100% | 0 | 0 | 0% | Normal | 0% | 0.00055408 | 0 | 0 | 1 unit | 30000 | 0 | 1.1302e-10 | 14890 | 18052 | 0 | 0 | 0 | 2014 | 1.0418 | DOE Commercial R&D 2016 - Table 7-6 | DOE Commercial R&D 2016 - Table 7-7 | DOE Commercial R&D 2016 - Table 7-8 | 1 | unit | 1.1302e-10 | Commercial_School (WA)_New_Miscellaneous_Pool Heater_Standard (EF .82)
Commercial_School (WA)_New_Miscellaneous_Natural Gas_Pool Heater_E2 | Commercial | School (WA) | New | Miscellaneous | Natural Gas | Pool Heater | E2 | Condensing (EF .90) | 85% | 0% | 0% | 3.4804e-06 | 0 | 0 | 0 | 4 | 8 | 2019 | 2045 | 100% | 0 | 0 | 0% | Normal | 0% | 0.00047097 | 0 | 0 | 1 unit | 30000 | 0 | 1.1302e-10 | 12656.5 | 29558 | 0 | 0 | 0 | 2014 | 1.0418 | DOE Commercial R&D 2016 - Table 7-6 | DOE Commercial R&D 2016 - Table 7-7 | DOE Commercial R&D 2016 - Table 7-9 | 1 | unit | 1.1302e-10 | Commercial_School (WA)_New_Miscellaneous_Pool Heater_Condensing (EF .90)
Commercial_School (WA)_New_Miscellaneous_Natural Gas_Pool Heater_E3 | Commercial | School (WA) | New | Miscellaneous | Natural Gas | Pool Heater | E3 |  | 0% | 0% | 0% | 0 | 0 | 0 | 0 | 0 | 0 | 0 | 0 | 0% | 0 | 0 | 0% | Normal | 0% | 0 | 0 | 0 | [17 empty] | Commercial_School (WA)_New_Miscellaneous_Pool Heater_
Commercial_School (WA)_New_Miscellaneous_Natural Gas_Pool Heater_E4 | Commercial | School (WA) | New | Miscellaneous | Natural Gas | Pool Heater | E4 |  | 0% | 0% | 0% | 0 | 0 | 0 | 0 | 0 | 0 | 0 | 0 | 0% | 0 | 0 | 0% | Normal | 0% | 0 | 0 | 0 | [17 empty] | Commercial_School (WA)_New_Miscellaneous_Pool Heater_
Commercial_School (WA)_New_Miscellaneous_Natural Gas_Pool Heater_E5 | Commercial | School (WA) | New | Miscellaneous | Natural Gas | Pool Heater | E5 |  | 0% | 0% | 0% | 0 | 0 | 0 | 0 | 0 | 0 | 0 | 0 | 0% | 0 | 0 | 0% | Normal | 0% | 0 | 0 | 0 | [17 empty] | Commercial_School (WA)_New_Miscellaneous_Pool Heater_
Commercial_School (WA)_New_Miscellaneous_Natural Gas_Pool Heater_E6 | Commercial | School (WA) | New | Miscellaneous | Natural Gas | Pool Heater | E6 |  | 0% | 0% | 0% | 0 | 0 | 0 | 0 | 0 | 0 | 0 | 0 | 0% | 0 | 0 | 0% | Normal | 0% | 0 | 0 | 0 | [17 empty] | Commercial_School (WA)_New_Miscellaneous_Pool Heater_
Commercial_School (WA)_New_Miscellaneous_Natural Gas_Pool Heater_E7 | Commercial | School (WA) | New | Miscellaneous | Natural Gas | Pool Heater | E7 |  | 0% | 0% | 0% | 0 | 0 | 0 | 0 | 0 | 0 | 0 | 0 | 0% | 0 | 0 | 0% | Normal | 0% | 0 | 0 | 0 | [17 empty] | Commercial_School (WA)_New_Miscellaneous_Pool Heater_
Commercial_School (WA)_New_Miscellaneous_Natural Gas_Pool Heater_E8 | Commercial | School (WA) | New | Miscellaneous | Natural Gas | Pool Heater | E8 |  | 0% | 0% | 0% | 0 | 0 | 0 | 0 | 0 | 0 | 0 | 0 | 0% | 0 | 0 | 0% | Normal | 0% | 0 | 0 | 0 | [17 empty] | Commercial_School (WA)_New_Miscellaneous_Pool Heater_
Commercial_School (WA)_New_Miscellaneous_Natural Gas_Pool Heater_E9 | Commercial | School (WA) | New | Miscellaneous | Natural Gas | Pool Heater | E9 |  | 0% | 0% | 0% | 0 | 0 | 0 | 0 | 0 | 0 | 0 | 0 | 0% | 0 | 0 | 0% | Normal | 0% | 0 | 0 | 0 | [17 empty] | Commercial_School (WA)_New_Miscellaneous_Pool Heater_
Commercial_School (WA)_New_Miscellaneous_Natural Gas_Pool Heater_E10 | Commercial | School (WA) | New | Miscellaneous | Natural Gas | Pool Heater | E10 |  | 0% | 0% | 0% | 0 | 0 | 0 | 0 | 0 | 0 | 0 | 0 | 0% | 0 | 0 | 0% | Normal | 0% | 0 | 0 | 0 | [17 empty] | Commercial_School (WA)_New_Miscellaneous_Pool Heater_
Commercial_School (WA)_New_Miscellaneous_Natural Gas_Miscellaneous_E1 | Commercial | School (WA) | New | Miscellaneous | Natural Gas | Miscellaneous | E1 | Standard | 100% | 0% | 0% | 1.0174 | 0 | 0 | 0 | 2 | 8 | 2019 | 2045 | 100% | 0 | 0 | 0% | Normal | 0% | 0.00298 | 0 | 0 | 1 unit | 30000 | 0 | 1 | 1 | 1 | 0 | 0 | 0 | 2016 | 1.0174 | N/A | N/A | N/A | 1 | unit | 1 | Commercial_School (WA)_New_Miscellaneous_Miscellaneous_Standard
Commercial_School (WA)_New_Miscellaneous_Natural Gas_Miscellaneous_E2 | Commercial | School (WA) | New | Miscellaneous | Natural Gas | Miscellaneous | E2 |  | 0% | 0% | 0% | 0 | 0 | 0 | 0 | 0 | 0 | 0 | 0 | 0% | 0 | 0 | 0% | Normal | 0% | 0 | 0 | 0 | [17 empty] | Commercial_School (WA)_New_Miscellaneous_Miscellaneous_
Commercial_School (WA)_New_Miscellaneous_Natural Gas_Miscellaneous_E3 | Commercial | School (WA) | New | Miscellaneous | Natural Gas | Miscellaneous | E3 |  | 0% | 0% | 0% | 0 | 0 | 0 | 0 | 0 | 0 | 0 | 0 | 0% | 0 | 0 | 0% | Normal | 0% | 0 | 0 | 0 | [17 empty] | Commercial_School (WA)_New_Miscellaneous_Miscellaneous_
Commercial_School (WA)_New_Miscellaneous_Natural Gas_Miscellaneous_E4 | Commercial | School (WA) | New | Miscellaneous | Natural Gas | Miscellaneous | E4 |  | 0% | 0% | 0% | 0 | 0 | 0 | 0 | 0 | 0 | 0 | 0 | 0% | 0 | 0 | 0% | Normal | 0% | 0 | 0 | 0 | [17 empty] | Commercial_School (WA)_New_Miscellaneous_Miscellaneous_
Commercial_School (WA)_New_Miscellaneous_Natural Gas_Miscellaneous_E5 | Commercial | School (WA) | New | Miscellaneous | Natural Gas | Miscellaneous | E5 |  | 0% | 0% | 0% | 0 | 0 | 0 | 0 | 0 | 0 | 0 | 0 | 0% | 0 | 0 | 0% | Normal | 0% | 0 | 0 | 0 | [17 empty] | Commercial_School (WA)_New_Miscellaneous_Miscellaneous_
Commercial_School (WA)_New_Miscellaneous_Natural Gas_Miscellaneous_E6 | Commercial | School (WA) | New | Miscellaneous | Natural Gas | Miscellaneous | E6 |  | 0% | 0% | 0% | 0 | 0 | 0 | 0 | 0 | 0 | 0 | 0 | 0% | 0 | 0 | 0% | Normal | 0% | 0 | 0 | 0 | [17 empty] | Commercial_School (WA)_New_Miscellaneous_Miscellaneous_
Commercial_School (WA)_New_Miscellaneous_Natural Gas_Miscellaneous_E7 | Commercial | School (WA) | New | Miscellaneous | Natural Gas | Miscellaneous | E7 |  | 0% | 0% | 0% | 0 | 0 | 0 | 0 | 0 | 0 | 0 | 0 | 0% | 0 | 0 | 0% | Normal | 0% | 0 | 0 | 0 | [17 empty] | Commercial_School (WA)_New_Miscellaneous_Miscellaneous_
Commercial_School (WA)_New_Miscellaneous_Natural Gas_Miscellaneous_E8 | Commercial | School (WA) | New | Miscellaneous | Natural Gas | Miscellaneous | E8 |  | 0% | 0% | 0% | 0 | 0 | 0 | 0 | 0 | 0 | 0 | 0 | 0% | 0 | 0 | 0% | Normal | 0% | 0 | 0 | 0 | [17 empty] | Commercial_School (WA)_New_Miscellaneous_Miscellaneous_
Commercial_School (WA)_New_Miscellaneous_Natural Gas_Miscellaneous_E9 | Commercial | School (WA) | New | Miscellaneous | Natural Gas | Miscellaneous | E9 |  | 0% | 0% | 0% | 0 | 0 | 0 | 0 | 0 | 0 | 0 | 0 | 0% | 0 | 0 | 0% | Normal | 0% | 0 | 0 | 0 | [17 empty] | Commercial_School (WA)_New_Miscellaneous_Miscellaneous_
Commercial_School (WA)_New_Miscellaneous_Natural Gas_Miscellaneous_E10 | Commercial | School (WA) | New | Miscellaneous | Natural Gas | Miscellaneous | E10 |  | 0% | 0% | 0% | 0 | 0 | 0 | 0 | 0 | 0 | 0 | 0 | 0% | 0 | 0 | 0% | Normal | 0% | 0 | 0 | 0 | [17 empty] | Commercial_School (WA)_New_Miscellaneous_Miscellaneous_
Commercial_College (WA)_Existing_Space Heating_Natural Gas_Furnace_E1 | Commercial | College (WA) | Existing | Space Heating | Natural Gas | Furnace | E1 | AFUE 80% (Standard) | 100% | 0% | 0% | 0.43204 | 0 | 0.040722 | 0 | 10 | 20 | 2019 | 2045 | 100% | 0 | 0 | 0% | Normal | 0% | 0.23044 | 0 | 0 | 400 kBtu/hr | 30000 | 0 | 0.00012 | 4.8008 | 3395 | 0 | 320 | 0 | 2013 | 1.0605 | GFURN-Heating-EIA14-2014 Ref. Case-2 | GFURN-Heating-EIA14-2014 Ref. Case-2 | AEG BEST | 400 | kBtu/hr | 0.048 | Commercial_College (WA)_Existing_Space Heating_Furnace_AFUE 80% (Standard)
Commercial_College (WA)_Existing_Space Heating_Natural Gas_Furnace_E2 | Commercial | College (WA) | Existing | Space Heating | Natural Gas | Furnace | E2 | AFUE 90% | 88.89% | 0% | 0% | 0.52494 | 0 | 0.11835 | 0 | 10 | 20 | 2019 | 2045 | 100% | 0 | 0 | 0% | Normal | 0% | 0.20483 | 0 | 0 | 400 kBtu/hr | 30000 | 0 | 0.00012 | 4.2674 | 4125 | 0 | 930 | 0 | 2013 | 1.0605 | GFURN-Heating-EIA14-2014 Ref. Case-3 | GFURN-Heating-EIA14-2014 Ref. Case-3 | AEG BEST | 400 | kBtu/hr | 0.048 | Commercial_College (WA)_Existing_Space Heating_Furnace_AFUE 90%
Commercial_College (WA)_Existing_Space Heating_Natural Gas_Furnace_E3 | Commercial | College (WA) | Existing | Space Heating | Natural Gas | Furnace | E3 | AFUE 96% | 83.33% | 0% | 0% | 1.0145 | 0 | 0 | 0 | 10 | 20 | 2019 | 2045 | 100% | 0 | 0 | 0% | Normal | 0% | 0.19203 | 0 | 0 | 150 kBtu/hr | 30000 | 0 | 0.00032 | 4.0005 | 3042.9057 | 0 | 0 | 0 | 2014 | 1.0418 | GFURN-Heating-EIA14-2014 Ref. Case-3 | GFURN-Heating-ILTRM-v5.0-191 | AEG BEST | 150 | kBtu/hr | 0.048 | Commercial_College (WA)_Existing_Space Heating_Furnace_AFUE 96%
Commercial_College (WA)_Existing_Space Heating_Natural Gas_Furnace_E4 | Commercial | College (WA) | Existing | Space Heating | Natural Gas | Furnace | E4 |  | 0% | 0% | 0% | 0 | 0 | 0 | 0 | 0 | 0 | 0 | 0 | 0% | 0 | 0 | 0% | Normal | 0% | 0 | 0 | 0 | [17 empty] | Commercial_College (WA)_Existing_Space Heating_Furnace_
Commercial_College (WA)_Existing_Space Heating_Natural Gas_Furnace_E5 | Commercial | College (WA) | Existing | Space Heating | Natural Gas | Furnace | E5 |  | 0% | 0% | 0% | 0 | 0 | 0 | 0 | 0 | 0 | 0 | 0 | 0% | 0 | 0 | 0% | Normal | 0% | 0 | 0 | 0 | [17 empty] | Commercial_College (WA)_Existing_Space Heating_Furnace_
Commercial_College (WA)_Existing_Space Heating_Natural Gas_Furnace_E6 | Commercial | College (WA) | Existing | Space Heating | Natural Gas | Furnace | E6 |  | 0% | 0% | 0% | 0 | 0 | 0 | 0 | 0 | 0 | 0 | 0 | 0% | 0 | 0 | 0% | Normal | 0% | 0 | 0 | 0 | [17 empty] | Commercial_College (WA)_Existing_Space Heating_Furnace_
Commercial_College (WA)_Existing_Space Heating_Natural Gas_Furnace_E7 | Commercial | College (WA) | Existing | Space Heating | Natural Gas | Furnace | E7 |  | 0% | 0% | 0% | 0 | 0 | 0 | 0 | 0 | 0 | 0 | 0 | 0% | 0 | 0 | 0% | Normal | 0% | 0 | 0 | 0 | [17 empty] | Commercial_College (WA)_Existing_Space Heating_Furnace_
Commercial_College (WA)_Existing_Space Heating_Natural Gas_Furnace_E8 | Commercial | College (WA) | Existing | Space Heating | Natural Gas | Furnace | E8 |  | 0% | 0% | 0% | 0 | 0 | 0 | 0 | 0 | 0 | 0 | 0 | 0% | 0 | 0 | 0% | Normal | 0% | 0 | 0 | 0 | [17 empty] | Commercial_College (WA)_Existing_Space Heating_Furnace_
Commercial_College (WA)_Existing_Space Heating_Natural Gas_Furnace_E9 | Commercial | College (WA) | Existing | Space Heating | Natural Gas | Furnace | E9 |  | 0% | 0% | 0% | 0 | 0 | 0 | 0 | 0 | 0 | 0 | 0 | 0% | 0 | 0 | 0% | Normal | 0% | 0 | 0 | 0 | [17 empty] | Commercial_College (WA)_Existing_Space Heating_Furnace_
Commercial_College (WA)_Existing_Space Heating_Natural Gas_Furnace_E10 | Commercial | College (WA) | Existing | Space Heating | Natural Gas | Furnace | E10 |  | 0% | 0% | 0% | 0 | 0 | 0 | 0 | 0 | 0 | 0 | 0 | 0% | 0 | 0 | 0% | Normal | 0% | 0 | 0 | 0 | [17 empty] | Commercial_College (WA)_Existing_Space Heating_Furnace_
Commercial_College (WA)_Existing_Space Heating_Natural Gas_Boiler_E1 | Commercial | College (WA) | Existing | Space Heating | Natural Gas | Boiler | E1 | AFUE 80% (Standard) | 100% | 0% | 0% | 1.6106 | 0 | 0.038177 | 0 | 25 | 35 | 2019 | 2045 | 100% | 0 | 0 | 0% | Normal | 0% | 0.47308 | 0 | 0 | 1 kBtu/hr | 30000 | 0 | 0.048 | 9.2513 | 31.6406 | 0 | 0.75 | 0 | 2013 | 1.0605 | GBLR-Heating-AEO15-3 | GBLR-Heating-AEO15-3 | GBLR-Heating-AEO15-3 | 1 | kBtu/hr | 0.048 | Commercial_College (WA)_Existing_Space Heating_Boiler_AFUE 80% (Standard)
Commercial_College (WA)_Existing_Space Heating_Natural Gas_Boiler_E2 | Commercial | College (WA) | Existing | Space Heating | Natural Gas | Boiler | E2 | AFUE 85% | 94.12% | 0% | 0% | 1.7292 | 0 | 0.035931 | 0 | 25 | 35 | 2019 | 2045 | 100% | 0 | 0 | 0% | Normal | 0% | 0.44525 | 0 | 0 | 1 kBtu/hr | 30000 | 0 | 0.048 | 8.707 | 33.9706 | 0 | 0.70588 | 0 | 2013 | 1.0605 | GBLR-Heating-AEO15-6 | GBLR-Heating-AEO15-6 | GBLR-Heating-AEO15-6 | 1 | kBtu/hr | 0.048 | Commercial_College (WA)_Existing_Space Heating_Boiler_AFUE 85%
Commercial_College (WA)_Existing_Space Heating_Natural Gas_Boiler_E3 | Commercial | College (WA) | Existing | Space Heating | Natural Gas | Boiler | E3 | AFUE 97% | 82.47% | 0% | 0% | 1.6459 | 0 | 0.031165 | 0 | 25 | 35 | 2019 | 2045 | 100% | 0 | 0 | 0% | Normal | 0% | 0.39017 | 0 | 0 | 1 kBtu/hr | 30000 | 0 | 0.048 | 7.63 | 32.3342 | 0 | 0.61224 | 0 | 2013 | 1.0605 | GBLR-Heating-AEO15-7 | GBLR-Heating-AEO15-7 | GBLR-Heating-AEO15-7 | 1 | kBtu/hr | 0.048 | Commercial_College (WA)_Existing_Space Heating_Boiler_AFUE 97%
Commercial_College (WA)_Existing_Space Heating_Natural Gas_Boiler_E4 | Commercial | College (WA) | Existing | Space Heating | Natural Gas | Boiler | E4 | Convert to NG Air Source Heat Pump | 57.14% | 0% | 0% | 11.1138 | 0 | 0.13574 | 0 | 10 | 20 | 2019 | 2045 | 100% | 0 | 0 | 0% | Normal | 0% | 0.27033 | 0 | 0 | 1 kBtu/hr | 30000 | 0 | 0.048 | 5.2865 | 218.3333 | 0 | 2.6667 | 0 | 2013 | 1.0605 | HP_GAS-Heating-AEO17-1 | HP_GAS-Heating-AEO17-1 | HP_GAS-Heating-AEO17-1 | 1 | kBtu/hr | 0.048 | Commercial_College (WA)_Existing_Space Heating_Boiler_Convert to NG Air Source Heat Pump
Commercial_College (WA)_Existing_Space Heating_Natural Gas_Boiler_E5 | Commercial | College (WA) | Existing | Space Heating | Natural Gas | Boiler | E5 |  | 0% | 0% | 0% | 0 | 0 | 0 | 0 | 0 | 0 | 0 | 0 | 0% | 0 | 0 | 0% | Normal | 0% | 0 | 0 | 0 | [17 empty] | Commercial_College (WA)_Existing_Space Heating_Boiler_
Commercial_College (WA)_Existing_Space Heating_Natural Gas_Boiler_E6 | Commercial | College (WA) | Existing | Space Heating | Natural Gas | Boiler | E6 |  | 0% | 0% | 0% | 0 | 0 | 0 | 0 | 0 | 0 | 0 | 0 | 0% | 0 | 0 | 0% | Normal | 0% | 0 | 0 | 0 | [17 empty] | Commercial_College (WA)_Existing_Space Heating_Boiler_
Commercial_College (WA)_Existing_Space Heating_Natural Gas_Boiler_E7 | Commercial | College (WA) | Existing | Space Heating | Natural Gas | Boiler | E7 |  | 0% | 0% | 0% | 0 | 0 | 0 | 0 | 0 | 0 | 0 | 0 | 0% | 0 | 0 | 0% | Normal | 0% | 0 | 0 | 0 | [17 empty] | Commercial_College (WA)_Existing_Space Heating_Boiler_
Commercial_College (WA)_Existing_Space Heating_Natural Gas_Boiler_E8 | Commercial | College (WA) | Existing | Space Heating | Natural Gas | Boiler | E8 |  | 0% | 0% | 0% | 0 | 0 | 0 | 0 | 0 | 0 | 0 | 0 | 0% | 0 | 0 | 0% | Normal | 0% | 0 | 0 | 0 | [17 empty] | Commercial_College (WA)_Existing_Space Heating_Boiler_
Commercial_College (WA)_Existing_Space Heating_Natural Gas_Boiler_E9 | Commercial | College (WA) | Existing | Space Heating | Natural Gas | Boiler | E9 |  | 0% | 0% | 0% | 0 | 0 | 0 | 0 | 0 | 0 | 0 | 0 | 0% | 0 | 0 | 0% | Normal | 0% | 0 | 0 | 0 | [17 empty] | Commercial_College (WA)_Existing_Space Heating_Boiler_
Commercial_College (WA)_Existing_Space Heating_Natural Gas_Boiler_E10 | Commercial | College (WA) | Existing | Space Heating | Natural Gas | Boiler | E10 |  | 0% | 0% | 0% | 0 | 0 | 0 | 0 | 0 | 0 | 0 | 0 | 0% | 0 | 0 | 0% | Normal | 0% | 0 | 0 | 0 | [17 empty] | Commercial_College (WA)_Existing_Space Heating_Boiler_
Commercial_College (WA)_Existing_Space Heating_Natural Gas_Unit Heater_E1 | Commercial | College (WA) | Existing | Space Heating | Natural Gas | Unit Heater | E1 | Standard | 100% | 0% | 0% | 0.0010148 | 0 | 0 | 0 | 15 | 25 | 2019 | 2045 | 100% | 0 | 0 | 0% | Normal | 0% | 0.11817 | 0 | 0 | 1 kBtu/Hr | 30000 | 0 | 9.4906e-07 | 2080 | 1051 | 0 | 0 | 0 | 2016 | 1.0174 | UNITHT-Heating-XCELCO-2017-18-3 | UNITHT-Heating-XCELCO-2017-18-3 | UNITHT-Heating-XCELCO-2017-18-3 | 1 | kBtu/Hr | 9.4906e-07 | Commercial_College (WA)_Existing_Space Heating_Unit Heater_Standard
Commercial_College (WA)_Existing_Space Heating_Natural Gas_Unit Heater_E2 | Commercial | College (WA) | Existing | Space Heating | Natural Gas | Unit Heater | E2 | Condensing | 88.94% | 0% | 0% | 0.0022256 | 0 | 0 | 0 | 15 | 25 | 2019 | 2045 | 100% | 0 | 0 | 0% | Normal | 0% | 0.1051 | 0 | 0 | 1 kBtu/Hr | 30000 | 0 | 9.4906e-07 | 1850 | 2305 | 0 | 0 | 0 | 2016 | 1.0174 | UNITHT-Heating-XCELCO-2017-18-3 | UNITHT-Heating-XCELCO-2017-18-3 | UNITHT-Heating-XCELCO-2017-18-3 | 1 | kBtu/Hr | 9.4906e-07 | Commercial_College (WA)_Existing_Space Heating_Unit Heater_Condensing
Commercial_College (WA)_Existing_Space Heating_Natural Gas_Unit Heater_E3 | Commercial | College (WA) | Existing | Space Heating | Natural Gas | Unit Heater | E3 | Infrared Radiant | 88.46% | 0% | 0% | 0.0012118 | 0 | 0 | 0 | 10 | 20 | 2019 | 2045 | 100% | 0 | 0 | 0% | Normal | 0% | 0.10453 | 0 | 0 | 1 kBtu/Hr | 30000 | 0 | 9.4906e-07 | 1840 | 1255 | 0 | 0 | 0 | 2016 | 1.0174 | UNITHT-Heating-XCELCO-2017-18-4 | UNITHT-Heating-XCELCO-2017-18-4 | UNITHT-Heating-XCELCO-2017-18-4 | 1 | kBtu/Hr | 9.4906e-07 | Commercial_College (WA)_Existing_Space Heating_Unit Heater_Infrared Radiant
Commercial_College (WA)_Existing_Space Heating_Natural Gas_Unit Heater_E4 | Commercial | College (WA) | Existing | Space Heating | Natural Gas | Unit Heater | E4 |  | 0% | 0% | 0% | 0 | 0 | 0 | 0 | 0 | 0 | 0 | 0 | 0% | 0 | 0 | 0% | Normal | 0% | 0 | 0 | 0 | [17 empty] | Commercial_College (WA)_Existing_Space Heating_Unit Heater_
Commercial_College (WA)_Existing_Space Heating_Natural Gas_Unit Heater_E5 | Commercial | College (WA) | Existing | Space Heating | Natural Gas | Unit Heater | E5 |  | 0% | 0% | 0% | 0 | 0 | 0 | 0 | 0 | 0 | 0 | 0 | 0% | 0 | 0 | 0% | Normal | 0% | 0 | 0 | 0 | [17 empty] | Commercial_College (WA)_Existing_Space Heating_Unit Heater_
Commercial_College (WA)_Existing_Space Heating_Natural Gas_Unit Heater_E6 | Commercial | College (WA) | Existing | Space Heating | Natural Gas | Unit Heater | E6 |  | 0% | 0% | 0% | 0 | 0 | 0 | 0 | 0 | 0 | 0 | 0 | 0% | 0 | 0 | 0% | Normal | 0% | 0 | 0 | 0 | [17 empty] | Commercial_College (WA)_Existing_Space Heating_Unit Heater_
Commercial_College (WA)_Existing_Space Heating_Natural Gas_Unit Heater_E7 | Commercial | College (WA) | Existing | Space Heating | Natural Gas | Unit Heater | E7 |  | 0% | 0% | 0% | 0 | 0 | 0 | 0 | 0 | 0 | 0 | 0 | 0% | 0 | 0 | 0% | Normal | 0% | 0 | 0 | 0 | [17 empty] | Commercial_College (WA)_Existing_Space Heating_Unit Heater_
Commercial_College (WA)_Existing_Space Heating_Natural Gas_Unit Heater_E8 | Commercial | College (WA) | Existing | Space Heating | Natural Gas | Unit Heater | E8 |  | 0% | 0% | 0% | 0 | 0 | 0 | 0 | 0 | 0 | 0 | 0 | 0% | 0 | 0 | 0% | Normal | 0% | 0 | 0 | 0 | [17 empty] | Commercial_College (WA)_Existing_Space Heating_Unit Heater_
Commercial_College (WA)_Existing_Space Heating_Natural Gas_Unit Heater_E9 | Commercial | College (WA) | Existing | Space Heating | Natural Gas | Unit Heater | E9 |  | 0% | 0% | 0% | 0 | 0 | 0 | 0 | 0 | 0 | 0 | 0 | 0% | 0 | 0 | 0% | Normal | 0% | 0 | 0 | 0 | [17 empty] | Commercial_College (WA)_Existing_Space Heating_Unit Heater_
Commercial_College (WA)_Existing_Space Heating_Natural Gas_Unit Heater_E10 | Commercial | College (WA) | Existing | Space Heating | Natural Gas | Unit Heater | E10 |  | 0% | 0% | 0% | 0 | 0 | 0 | 0 | 0 | 0 | 0 | 0 | 0% | 0 | 0 | 0% | Normal | 0% | 0 | 0 | 0 | [17 empty] | Commercial_College (WA)_Existing_Space Heating_Unit Heater_
Commercial_College (WA)_Existing_Water Heating_Natural Gas_Water Heater_E1 | Commercial | College (WA) | Existing | Water Heating | Natural Gas | Water Heater | E1 | TE 0.80 | 100% | 0% | 0% | 0.18589 | 0 | 0 | 0 | 10 | 20 | 2019 | 2045 | 100% | 0 | 0 | 0% | Normal | 0% | 0.19407 | 0 | 0 | 1 kBtu/hr | 30000 | 0 | 0.0083814 | 21.3272 | 21.8 | 0 | 0 | 0 | 2017 | 1.0174 | DHW_WH-Water Heating-PG&E-R7-14 | DHW_WH-Water Heating-PG&E-R7-14 | DHW_WH-Water Heating-PG&E-R7-14 | 1 | kBtu/hr | 0.0083814 | Commercial_College (WA)_Existing_Water Heating_Water Heater_TE 0.80
Commercial_College (WA)_Existing_Water Heating_Natural Gas_Water Heater_E2 | Commercial | College (WA) | Existing | Water Heating | Natural Gas | Water Heater | E2 | TE 0.90 | 88.89% | 0% | 0% | 0.22306 | 0 | 0 | 0 | 10 | 20 | 2019 | 2045 | 100% | 0 | 0 | 0% | Normal | 0% | 0.17251 | 0 | 0 | 1 kBtu/hr | 30000 | 0 | 0.0083814 | 18.9575 | 26.16 | 0 | 0 | 0 | 2017 | 1.0174 | DHW_WH-Water Heating-PG&E-R7-14 | DHW_WH-Water Heating-PG&E-R7-14 | DHW_WH-Water Heating-PG&E-R7-14 | 1 | kBtu/hr | 0.0083814 | Commercial_College (WA)_Existing_Water Heating_Water Heater_TE 0.90
Commercial_College (WA)_Existing_Water Heating_Natural Gas_Water Heater_E3 | Commercial | College (WA) | Existing | Water Heating | Natural Gas | Water Heater | E3 | TE 0.94 | 85.11% | 0% | 0% | 0.27421 | 0 | 0 | 0 | 10 | 20 | 2019 | 2045 | 100% | 0 | 0 | 0% | Normal | 0% | 0.16517 | 0 | 0 | 1 kBtu/hr | 30000 | 0 | 0.0083814 | 18.1508 | 30.3604 | 0 | 0 | 0 | 2012 | 1.0776 | DHW_WH-Water Heating-NMTRM-2016-7 | DHW_WH-Water Heating-NMTRM-2016-7 | DHW_WH-Water Heating-NMTRM-2016-7 | 1 | kBtu/hr | 0.0083814 | Commercial_College (WA)_Existing_Water Heating_Water Heater_TE 0.94
Commercial_College (WA)_Existing_Water Heating_Natural Gas_Water Heater_E4 | Commercial | College (WA) | Existing | Water Heating | Natural Gas | Water Heater | E4 | Instantaneous TE 0.94 | 85.02% | 0% | 0% | 0.32189 | 0 | 0 | 0 | 15 | 25 | 2019 | 2045 | 100% | 0 | 0 | 0% | Normal | 0% | 0.16499 | 0 | 0 | 1 kBtu/hr | 30000 | 0 | 0.0083814 | 18.1315 | 35.6404 | 0 | 0 | 0 | 2012 | 1.0776 | DHW_WH-Water Heating-NMTRM-2016-9 | DHW_WH-Water Heating-NMTRM-2016-9 | DHW_WH-Water Heating-NMTRM-2016-9 | 1 | kBtu/hr | 0.0083814 | Commercial_College (WA)_Existing_Water Heating_Water Heater_Instantaneous TE 0.94
Commercial_College (WA)_Existing_Water Heating_Natural Gas_Water Heater_E5 | Commercial | College (WA) | Existing | Water Heating | Natural Gas | Water Heater | E5 | Gas-Fired Absorption HPWH | 53.33% | 0% | 0% | 0.54712 | 0 | 0 | 0 | 10 | 16 | 2019 | 2045 | 100% | 0 | 0 | 0% | Normal | 0% | 0.1035 | 0 | 0 | 1 kBtu/hr | 30000 | 0 | 0.0083814 | 11.3745 | 62.6566 | 0 | 0 | 0 | 2014 | 1.0418 | DHW_WH-Water Heating-DOE-2014-1 | DHW_WH-Water Heating-DOE-2014-1 | DHW_WH-Water Heating-DOE-2014-1 | 1 | kBtu/hr | 0.0083814 | Commercial_College (WA)_Existing_Water Heating_Water Heater_Gas-Fired Absorption HPWH
Commercial_College (WA)_Existing_Water Heating_Natural Gas_Water Heater_E6 | Commercial | College (WA) | Existing | Water Heating | Natural Gas | Water Heater | E6 |  | 0% | 0% | 0% | 0 | 0 | 0 | 0 | 0 | 0 | 0 | 0 | 0% | 0 | 0 | 0% | Normal | 0% | 0 | 0 | 0 | [17 empty] | Commercial_College (WA)_Existing_Water Heating_Water Heater_
Commercial_College (WA)_Existing_Water Heating_Natural Gas_Water Heater_E7 | Commercial | College (WA) | Existing | Water Heating | Natural Gas | Water Heater | E7 |  | 0% | 0% | 0% | 0 | 0 | 0 | 0 | 0 | 0 | 0 | 0 | 0% | 0 | 0 | 0% | Normal | 0% | 0 | 0 | 0 | [17 empty] | Commercial_College (WA)_Existing_Water Heating_Water Heater_
Commercial_College (WA)_Existing_Water Heating_Natural Gas_Water Heater_E8 | Commercial | College (WA) | Existing | Water Heating | Natural Gas | Water Heater | E8 |  | 0% | 0% | 0% | 0 | 0 | 0 | 0 | 0 | 0 | 0 | 0 | 0% | 0 | 0 | 0% | Normal | 0% | 0 | 0 | 0 | [17 empty] | Commercial_College (WA)_Existing_Water Heating_Water Heater_
Commercial_College (WA)_Existing_Water Heating_Natural Gas_Water Heater_E9 | Commercial | College (WA) | Existing | Water Heating | Natural Gas | Water Heater | E9 |  | 0% | 0% | 0% | 0 | 0 | 0 | 0 | 0 | 0 | 0 | 0 | 0% | 0 | 0 | 0% | Normal | 0% | 0 | 0 | 0 | [17 empty] | Commercial_College (WA)_Existing_Water Heating_Water Heater_
Commercial_College (WA)_Existing_Water Heating_Natural Gas_Water Heater_E10 | Commercial | College (WA) | Existing | Water Heating | Natural Gas | Water Heater | E10 |  | 0% | 0% | 0% | 0 | 0 | 0 | 0 | 0 | 0 | 0 | 0 | 0% | 0 | 0 | 0% | Normal | 0% | 0 | 0 | 0 | [17 empty] | Commercial_College (WA)_Existing_Water Heating_Water Heater_
Commercial_College (WA)_Existing_Food Preparation_Natural Gas_Oven_E1 | Commercial | College (WA) | Existing | Food Preparation | Natural Gas | Oven | E1 | Standard | 100% | 0% | 0% | 0.0006106 | 0 | 0 | 0 | 8 | 12 | 2019 | 2045 | 100% | 0 | 0 | 0% | Normal | 0% | 0.014768 | 0 | 0 | 1 unit | 30000 | 0 | 1.1748e-06 | 1050.946 | 490.1 | 0 | 0 | 0 | 2013 | 1.0605 | COOK_OVN-Food Preparation-AEO17-3 | COOK_OVN-Food Preparation-AEO17-3 | COOK_OVN-Food Preparation-ILTRM-v5.0-23 | 1 | unit | 1.1748e-06 | Commercial_College (WA)_Existing_Food Preparation_Oven_Standard
Commercial_College (WA)_Existing_Food Preparation_Natural Gas_Oven_E2 | Commercial | College (WA) | Existing | Food Preparation | Natural Gas | Oven | E2 | ENERGY STAR (>42% Baking Efficiency) | 71.01% | 0% | 0% | 0.000832 | 0 | 0 | 0 | 8 | 12 | 2019 | 2045 | 100% | 0 | 0 | 0% | Normal | 0% | 0.010486 | 0 | 0 | 1 unit | 30000 | 0 | 1.1748e-06 | 746.2722 | 667.81 | 0 | 0 | 0 | 2013 | 1.0605 | COOK_OVN-Food Preparation-AEO17-3 | COOK_OVN-Food Preparation-AEO17-3 | COOK_OVN-Food Preparation-ILTRM-v5.0-23 | 1 | unit | 1.1748e-06 | Commercial_College (WA)_Existing_Food Preparation_Oven_ENERGY STAR (>42% Baking Efficiency)
Commercial_College (WA)_Existing_Food Preparation_Natural Gas_Oven_E3 | Commercial | College (WA) | Existing | Food Preparation | Natural Gas | Oven | E3 |  | 0% | 0% | 0% | 0 | 0 | 0 | 0 | 0 | 0 | 0 | 0 | 0% | 0 | 0 | 0% | Normal | 0% | 0 | 0 | 0 | [17 empty] | Commercial_College (WA)_Existing_Food Preparation_Oven_
Commercial_College (WA)_Existing_Food Preparation_Natural Gas_Oven_E4 | Commercial | College (WA) | Existing | Food Preparation | Natural Gas | Oven | E4 |  | 0% | 0% | 0% | 0 | 0 | 0 | 0 | 0 | 0 | 0 | 0 | 0% | 0 | 0 | 0% | Normal | 0% | 0 | 0 | 0 | [17 empty] | Commercial_College (WA)_Existing_Food Preparation_Oven_
Commercial_College (WA)_Existing_Food Preparation_Natural Gas_Oven_E5 | Commercial | College (WA) | Existing | Food Preparation | Natural Gas | Oven | E5 |  | 0% | 0% | 0% | 0 | 0 | 0 | 0 | 0 | 0 | 0 | 0 | 0% | 0 | 0 | 0% | Normal | 0% | 0 | 0 | 0 | [17 empty] | Commercial_College (WA)_Existing_Food Preparation_Oven_
Commercial_College (WA)_Existing_Food Preparation_Natural Gas_Oven_E6 | Commercial | College (WA) | Existing | Food Preparation | Natural Gas | Oven | E6 |  | 0% | 0% | 0% | 0 | 0 | 0 | 0 | 0 | 0 | 0 | 0 | 0% | 0 | 0 | 0% | Normal | 0% | 0 | 0 | 0 | [17 empty] | Commercial_College (WA)_Existing_Food Preparation_Oven_
Commercial_College (WA)_Existing_Food Preparation_Natural Gas_Oven_E7 | Commercial | College (WA) | Existing | Food Preparation | Natural Gas | Oven | E7 |  | 0% | 0% | 0% | 0 | 0 | 0 | 0 | 0 | 0 | 0 | 0 | 0% | 0 | 0 | 0% | Normal | 0% | 0 | 0 | 0 | [17 empty] | Commercial_College (WA)_Existing_Food Preparation_Oven_
Commercial_College (WA)_Existing_Food Preparation_Natural Gas_Oven_E8 | Commercial | College (WA) | Existing | Food Preparation | Natural Gas | Oven | E8 |  | 0% | 0% | 0% | 0 | 0 | 0 | 0 | 0 | 0 | 0 | 0 | 0% | 0 | 0 | 0% | Normal | 0% | 0 | 0 | 0 | [17 empty] | Commercial_College (WA)_Existing_Food Preparation_Oven_
Commercial_College (WA)_Existing_Food Preparation_Natural Gas_Oven_E9 | Commercial | College (WA) | Existing | Food Preparation | Natural Gas | Oven | E9 |  | 0% | 0% | 0% | 0 | 0 | 0 | 0 | 0 | 0 | 0 | 0 | 0% | 0 | 0 | 0% | Normal | 0% | 0 | 0 | 0 | [17 empty] | Commercial_College (WA)_Existing_Food Preparation_Oven_
Commercial_College (WA)_Existing_Food Preparation_Natural Gas_Oven_E10 | Commercial | College (WA) | Existing | Food Preparation | Natural Gas | Oven | E10 |  | 0% | 0% | 0% | 0 | 0 | 0 | 0 | 0 | 0 | 0 | 0 | 0% | 0 | 0 | 0% | Normal | 0% | 0 | 0 | 0 | [17 empty] | Commercial_College (WA)_Existing_Food Preparation_Oven_
Commercial_College (WA)_Existing_Food Preparation_Natural Gas_Conveyor Oven_E1 | Commercial | College (WA) | Existing | Food Preparation | Natural Gas | Conveyor Oven | E1 | Standard | 100% | 0% | 0% | 0.00049271 | 0 | 0 | 0 | 15 | 19 | 2019 | 2045 | 100% | 0 | 0 | 0% | Normal | 0% | 0.023833 | 0 | 0 | 1 unit | 30000 | 0 | 2.7899e-07 | 3571 | 1665.3064 | 0 | 0 | 0 | 2013 | 1.0605 | COOK_OVN-Food Preparation-ILTRM-v5.0-24 | COOK_OVN-Food Preparation-AEO17-3 | https://fishnick.com/saveenergy/tools/calculators/gconvovencalc.php | 1 | unit | 2.7899e-07 | Commercial_College (WA)_Existing_Food Preparation_Conveyor Oven_Standard
Commercial_College (WA)_Existing_Food Preparation_Natural Gas_Conveyor Oven_E2 | Commercial | College (WA) | Existing | Food Preparation | Natural Gas | Conveyor Oven | E2 | ENERGY STAR (>42% Baking Efficiency) | 79.47% | 0% | 0% | 0.0010438 | 0 | 0 | 0 | 15 | 19 | 2019 | 2045 | 100% | 0 | 0 | 0% | Normal | 0% | 0.018941 | 0 | 0 | 1 unit | 30000 | 0 | 2.7899e-07 | 2838 | 3409.1835 | 0 | 0 | 0 | 2011 | 1.0975 | COOK_OVN-Food Preparation-ILTRM-v5.0-24 | COOK_OVN-Food Preparation-ILTRM-v5.0-24 | COOK_OVN-Food Preparation-ILTRM-v5.0-24 | 1 | unit | 2.7899e-07 | Commercial_College (WA)_Existing_Food Preparation_Conveyor Oven_ENERGY STAR (>42% Baking Efficiency)
Commercial_College (WA)_Existing_Food Preparation_Natural Gas_Conveyor Oven_E3 | Commercial | College (WA) | Existing | Food Preparation | Natural Gas | Conveyor Oven | E3 |  | 0% | 0% | 0% | 0 | 0 | 0 | 0 | 0 | 0 | 0 | 0 | 0% | 0 | 0 | 0% | Normal | 0% | 0 | 0 | 0 | [17 empty] | Commercial_College (WA)_Existing_Food Preparation_Conveyor Oven_
Commercial_College (WA)_Existing_Food Preparation_Natural Gas_Conveyor Oven_E4 | Commercial | College (WA) | Existing | Food Preparation | Natural Gas | Conveyor Oven | E4 |  | 0% | 0% | 0% | 0 | 0 | 0 | 0 | 0 | 0 | 0 | 0 | 0% | 0 | 0 | 0% | Normal | 0% | 0 | 0 | 0 | [17 empty] | Commercial_College (WA)_Existing_Food Preparation_Conveyor Oven_
Commercial_College (WA)_Existing_Food Preparation_Natural Gas_Conveyor Oven_E5 | Commercial | College (WA) | Existing | Food Preparation | Natural Gas | Conveyor Oven | E5 |  | 0% | 0% | 0% | 0 | 0 | 0 | 0 | 0 | 0 | 0 | 0 | 0% | 0 | 0 | 0% | Normal | 0% | 0 | 0 | 0 | [17 empty] | Commercial_College (WA)_Existing_Food Preparation_Conveyor Oven_
Commercial_College (WA)_Existing_Food Preparation_Natural Gas_Conveyor Oven_E6 | Commercial | College (WA) | Existing | Food Preparation | Natural Gas | Conveyor Oven | E6 |  | 0% | 0% | 0% | 0 | 0 | 0 | 0 | 0 | 0 | 0 | 0 | 0% | 0 | 0 | 0% | Normal | 0% | 0 | 0 | 0 | [17 empty] | Commercial_College (WA)_Existing_Food Preparation_Conveyor Oven_
Commercial_College (WA)_Existing_Food Preparation_Natural Gas_Conveyor Oven_E7 | Commercial | College (WA) | Existing | Food Preparation | Natural Gas | Conveyor Oven | E7 |  | 0% | 0% | 0% | 0 | 0 | 0 | 0 | 0 | 0 | 0 | 0 | 0% | 0 | 0 | 0% | Normal | 0% | 0 | 0 | 0 | [17 empty] | Commercial_College (WA)_Existing_Food Preparation_Conveyor Oven_
Commercial_College (WA)_Existing_Food Preparation_Natural Gas_Conveyor Oven_E8 | Commercial | College (WA) | Existing | Food Preparation | Natural Gas | Conveyor Oven | E8 |  | 0% | 0% | 0% | 0 | 0 | 0 | 0 | 0 | 0 | 0 | 0 | 0% | 0 | 0 | 0% | Normal | 0% | 0 | 0 | 0 | [17 empty] | Commercial_College (WA)_Existing_Food Preparation_Conveyor Oven_
Commercial_College (WA)_Existing_Food Preparation_Natural Gas_Conveyor Oven_E9 | Commercial | College (WA) | Existing | Food Preparation | Natural Gas | Conveyor Oven | E9 |  | 0% | 0% | 0% | 0 | 0 | 0 | 0 | 0 | 0 | 0 | 0 | 0% | 0 | 0 | 0% | Normal | 0% | 0 | 0 | 0 | [17 empty] | Commercial_College (WA)_Existing_Food Preparation_Conveyor Oven_
Commercial_College (WA)_Existing_Food Preparation_Natural Gas_Conveyor Oven_E10 | Commercial | College (WA) | Existing | Food Preparation | Natural Gas | Conveyor Oven | E10 |  | 0% | 0% | 0% | 0 | 0 | 0 | 0 | 0 | 0 | 0 | 0 | 0% | 0 | 0 | 0% | Normal | 0% | 0 | 0 | 0 | [17 empty] | Commercial_College (WA)_Existing_Food Preparation_Conveyor Oven_
Commercial_College (WA)_Existing_Food Preparation_Natural Gas_Double Rack Oven_E1 | Commercial | College (WA) | Existing | Food Preparation | Natural Gas | Double Rack Oven | E1 | Standard | 100% | 0% | 0% | 0.00084828 | 0 | 0 | 0 | 8 | 16 | 2019 | 2045 | 100% | 0 | 0 | 0% | Normal | 0% | 0.041032 | 0 | 0 | 1 unit | 30000 | 0 | 3.1618e-07 | 5425 | 2529.904 | 0 | 0 | 0 | 2013 | 1.0605 | COOK_OVN-Food Preparation-ILTRM-v5.0-25 | COOK_OVN-Food Preparation-ILTRM-v5.0-25 | https://fishnick.com/saveenergy/tools/calculators/grackovencalc.php | 1 | unit | 3.1618e-07 | Commercial_College (WA)_Existing_Food Preparation_Double Rack Oven_Standard
Commercial_College (WA)_Existing_Food Preparation_Natural Gas_Double Rack Oven_E2 | Commercial | College (WA) | Existing | Food Preparation | Natural Gas | Double Rack Oven | E2 | FTSC Qualified (>50% Cooking Efficiency) | 61.95% | 0% | 0% | 0.0038484 | 0 | 0 | 0 | 8 | 16 | 2019 | 2045 | 100% | 0 | 0 | 0% | Normal | 0% | 0.025421 | 0 | 0 | 1 unit | 30000 | 0 | 3.1618e-07 | 3361 | 11090.6431 | 0 | 0 | 0 | 2011 | 1.0975 | COOK_OVN-Food Preparation-ILTRM-v5.0-25 | COOK_OVN-Food Preparation-ILTRM-v5.0-25 | COOK_OVN-Food Preparation-ILTRM-v5.0-25 | 1 | unit | 3.1618e-07 | Commercial_College (WA)_Existing_Food Preparation_Double Rack Oven_FTSC Qualified (>50% Cooking Efficiency)
Commercial_College (WA)_Existing_Food Preparation_Natural Gas_Double Rack Oven_E3 | Commercial | College (WA) | Existing | Food Preparation | Natural Gas | Double Rack Oven | E3 |  | 0% | 0% | 0% | 0 | 0 | 0 | 0 | 0 | 0 | 0 | 0 | 0% | 0 | 0 | 0% | Normal | 0% | 0 | 0 | 0 | [17 empty] | Commercial_College (WA)_Existing_Food Preparation_Double Rack Oven_
Commercial_College (WA)_Existing_Food Preparation_Natural Gas_Double Rack Oven_E4 | Commercial | College (WA) | Existing | Food Preparation | Natural Gas | Double Rack Oven | E4 |  | 0% | 0% | 0% | 0 | 0 | 0 | 0 | 0 | 0 | 0 | 0 | 0% | 0 | 0 | 0% | Normal | 0% | 0 | 0 | 0 | [17 empty] | Commercial_College (WA)_Existing_Food Preparation_Double Rack Oven_
Commercial_College (WA)_Existing_Food Preparation_Natural Gas_Double Rack Oven_E5 | Commercial | College (WA) | Existing | Food Preparation | Natural Gas | Double Rack Oven | E5 |  | 0% | 0% | 0% | 0 | 0 | 0 | 0 | 0 | 0 | 0 | 0 | 0% | 0 | 0 | 0% | Normal | 0% | 0 | 0 | 0 | [17 empty] | Commercial_College (WA)_Existing_Food Preparation_Double Rack Oven_
Commercial_College (WA)_Existing_Food Preparation_Natural Gas_Double Rack Oven_E6 | Commercial | College (WA) | Existing | Food Preparation | Natural Gas | Double Rack Oven | E6 |  | 0% | 0% | 0% | 0 | 0 | 0 | 0 | 0 | 0 | 0 | 0 | 0% | 0 | 0 | 0% | Normal | 0% | 0 | 0 | 0 | [17 empty] | Commercial_College (WA)_Existing_Food Preparation_Double Rack Oven_
Commercial_College (WA)_Existing_Food Preparation_Natural Gas_Double Rack Oven_E7 | Commercial | College (WA) | Existing | Food Preparation | Natural Gas | Double Rack Oven | E7 |  | 0% | 0% | 0% | 0 | 0 | 0 | 0 | 0 | 0 | 0 | 0 | 0% | 0 | 0 | 0% | Normal | 0% | 0 | 0 | 0 | [17 empty] | Commercial_College (WA)_Existing_Food Preparation_Double Rack Oven_
Commercial_College (WA)_Existing_Food Preparation_Natural Gas_Double Rack Oven_E8 | Commercial | College (WA) | Existing | Food Preparation | Natural Gas | Double Rack Oven | E8 |  | 0% | 0% | 0% | 0 | 0 | 0 | 0 | 0 | 0 | 0 | 0 | 0% | 0 | 0 | 0% | Normal | 0% | 0 | 0 | 0 | [17 empty] | Commercial_College (WA)_Existing_Food Preparation_Double Rack Oven_
Commercial_College (WA)_Existing_Food Preparation_Natural Gas_Double Rack Oven_E9 | Commercial | College (WA) | Existing | Food Preparation | Natural Gas | Double Rack Oven | E9 |  | 0% | 0% | 0% | 0 | 0 | 0 | 0 | 0 | 0 | 0 | 0 | 0% | 0 | 0 | 0% | Normal | 0% | 0 | 0 | 0 | [17 empty] | Commercial_College (WA)_Existing_Food Preparation_Double Rack Oven_
Commercial_College (WA)_Existing_Food Preparation_Natural Gas_Double Rack Oven_E10 | Commercial | College (WA) | Existing | Food Preparation | Natural Gas | Double Rack Oven | E10 |  | 0% | 0% | 0% | 0 | 0 | 0 | 0 | 0 | 0 | 0 | 0 | 0% | 0 | 0 | 0% | Normal | 0% | 0 | 0 | 0 | [17 empty] | Commercial_College (WA)_Existing_Food Preparation_Double Rack Oven_
Commercial_College (WA)_Existing_Food Preparation_Natural Gas_Fryer_E1 | Commercial | College (WA) | Existing | Food Preparation | Natural Gas | Fryer | E1 | Standard | 100% | 0% | 0% | 0.003839 | 0 | 0 | 0 | 10 | 20 | 2019 | 2045 | 100% | 0 | 0 | 0% | Normal | 0% | 0.02063 | 0 | 0 | 1 unit | 30000 | 0 | 1.3709e-06 | 1628.2323 | 2500 | 0 | 0 | 0 | 2010 | 1.1201 | COOK_FRY-Food Preparation-ILTRM-v4.0-1 | Estimate | COOK_FRY-Food Preparation-ILTRM-v4.0-1 | 1 | unit | 1.3709e-06 | Commercial_College (WA)_Existing_Food Preparation_Fryer_Standard
Commercial_College (WA)_Existing_Food Preparation_Natural Gas_Fryer_E2 | Commercial | College (WA) | Existing | Food Preparation | Natural Gas | Fryer | E2 | ENERGY STAR | 68.97% | 0% | 0% | 0.0056817 | 0 | 0 | 0 | 10 | 20 | 2019 | 2045 | 100% | 0 | 0 | 0% | Normal | 0% | 0.014229 | 0 | 0 | 1 unit | 30000 | 0 | 1.3709e-06 | 1122.9977 | 3700 | 0 | 0 | 0 | 2010 | 1.1201 | COOK_FRY-Food Preparation-ILTRM-v4.0-1 | COOK_FRY-Food Preparation-ILTRM-v4.0-1 | COOK_FRY-Food Preparation-ILTRM-v4.0-1 | 1 | unit | 1.3709e-06 | Commercial_College (WA)_Existing_Food Preparation_Fryer_ENERGY STAR
Commercial_College (WA)_Existing_Food Preparation_Natural Gas_Fryer_E3 | Commercial | College (WA) | Existing | Food Preparation | Natural Gas | Fryer | E3 |  | 0% | 0% | 0% | 0 | 0 | 0 | 0 | 0 | 0 | 0 | 0 | 0% | 0 | 0 | 0% | Normal | 0% | 0 | 0 | 0 | [17 empty] | Commercial_College (WA)_Existing_Food Preparation_Fryer_
Commercial_College (WA)_Existing_Food Preparation_Natural Gas_Fryer_E4 | Commercial | College (WA) | Existing | Food Preparation | Natural Gas | Fryer | E4 |  | 0% | 0% | 0% | 0 | 0 | 0 | 0 | 0 | 0 | 0 | 0 | 0% | 0 | 0 | 0% | Normal | 0% | 0 | 0 | 0 | [17 empty] | Commercial_College (WA)_Existing_Food Preparation_Fryer_
Commercial_College (WA)_Existing_Food Preparation_Natural Gas_Fryer_E5 | Commercial | College (WA) | Existing | Food Preparation | Natural Gas | Fryer | E5 |  | 0% | 0% | 0% | 0 | 0 | 0 | 0 | 0 | 0 | 0 | 0 | 0% | 0 | 0 | 0% | Normal | 0% | 0 | 0 | 0 | [17 empty] | Commercial_College (WA)_Existing_Food Preparation_Fryer_
Commercial_College (WA)_Existing_Food Preparation_Natural Gas_Fryer_E6 | Commercial | College (WA) | Existing | Food Preparation | Natural Gas | Fryer | E6 |  | 0% | 0% | 0% | 0 | 0 | 0 | 0 | 0 | 0 | 0 | 0 | 0% | 0 | 0 | 0% | Normal | 0% | 0 | 0 | 0 | [17 empty] | Commercial_College (WA)_Existing_Food Preparation_Fryer_
Commercial_College (WA)_Existing_Food Preparation_Natural Gas_Fryer_E7 | Commercial | College (WA) | Existing | Food Preparation | Natural Gas | Fryer | E7 |  | 0% | 0% | 0% | 0 | 0 | 0 | 0 | 0 | 0 | 0 | 0 | 0% | 0 | 0 | 0% | Normal | 0% | 0 | 0 | 0 | [17 empty] | Commercial_College (WA)_Existing_Food Preparation_Fryer_
Commercial_College (WA)_Existing_Food Preparation_Natural Gas_Fryer_E8 | Commercial | College (WA) | Existing | Food Preparation | Natural Gas | Fryer | E8 |  | 0% | 0% | 0% | 0 | 0 | 0 | 0 | 0 | 0 | 0 | 0 | 0% | 0 | 0 | 0% | Normal | 0% | 0 | 0 | 0 | [17 empty] | Commercial_College (WA)_Existing_Food Preparation_Fryer_
Commercial_College (WA)_Existing_Food Preparation_Natural Gas_Fryer_E9 | Commercial | College (WA) | Existing | Food Preparation | Natural Gas | Fryer | E9 |  | 0% | 0% | 0% | 0 | 0 | 0 | 0 | 0 | 0 | 0 | 0 | 0% | 0 | 0 | 0% | Normal | 0% | 0 | 0 | 0 | [17 empty] | Commercial_College (WA)_Existing_Food Preparation_Fryer_
Commercial_College (WA)_Existing_Food Preparation_Natural Gas_Fryer_E10 | Commercial | College (WA) | Existing | Food Preparation | Natural Gas | Fryer | E10 |  | 0% | 0% | 0% | 0 | 0 | 0 | 0 | 0 | 0 | 0 | 0 | 0% | 0 | 0 | 0% | Normal | 0% | 0 | 0 | 0 | [17 empty] | Commercial_College (WA)_Existing_Food Preparation_Fryer_
Commercial_College (WA)_Existing_Food Preparation_Natural Gas_Broiler_E1 | Commercial | College (WA) | Existing | Food Preparation | Natural Gas | Broiler | E1 | Standard | 100% | 0% | 0% | 0.0059496 | 0 | 0 | 0 | 8 | 16 | 2019 | 2045 | 100% | 0 | 0 | 0% | Normal | 0% | 0.021074 | 0 | 0 | 1 unit | 30000 | 0 | 2.1685e-06 | 1625 | 2500 | 0 | 0 | 0 | 2011 | 1.0975 | COOK_BRL-Food Preparation-ILTRM-v4.0-2 | Estimate | COOK_BRL-Food Preparation-ILTRM-v4.0-2 | 1 | unit | 2.1685e-06 | Commercial_College (WA)_Existing_Food Preparation_Broiler_Standard
Commercial_College (WA)_Existing_Food Preparation_Natural Gas_Broiler_E2 | Commercial | College (WA) | Existing | Food Preparation | Natural Gas | Broiler | E2 | Infrared Burners | 85.29% | 0% | 0% | 0.0083295 | 0 | 0 | 0 | 8 | 16 | 2019 | 2045 | 100% | 0 | 0 | 0% | Normal | 0% | 0.017974 | 0 | 0 | 1 unit | 30000 | 0 | 2.1685e-06 | 1386 | 3500 | 0 | 0 | 0 | 2011 | 1.0975 | COOK_BRL-Food Preparation-ILTRM-v4.0-2 | COOK_BRL-Food Preparation-ILTRM-v4.0-2 | COOK_BRL-Food Preparation-ILTRM-v4.0-2 | 1 | unit | 2.1685e-06 | Commercial_College (WA)_Existing_Food Preparation_Broiler_Infrared Burners
Commercial_College (WA)_Existing_Food Preparation_Natural Gas_Broiler_E3 | Commercial | College (WA) | Existing | Food Preparation | Natural Gas | Broiler | E3 |  | 0% | 0% | 0% | 0 | 0 | 0 | 0 | 0 | 0 | 0 | 0 | 0% | 0 | 0 | 0% | Normal | 0% | 0 | 0 | 0 | [17 empty] | Commercial_College (WA)_Existing_Food Preparation_Broiler_
Commercial_College (WA)_Existing_Food Preparation_Natural Gas_Broiler_E4 | Commercial | College (WA) | Existing | Food Preparation | Natural Gas | Broiler | E4 |  | 0% | 0% | 0% | 0 | 0 | 0 | 0 | 0 | 0 | 0 | 0 | 0% | 0 | 0 | 0% | Normal | 0% | 0 | 0 | 0 | [17 empty] | Commercial_College (WA)_Existing_Food Preparation_Broiler_
Commercial_College (WA)_Existing_Food Preparation_Natural Gas_Broiler_E5 | Commercial | College (WA) | Existing | Food Preparation | Natural Gas | Broiler | E5 |  | 0% | 0% | 0% | 0 | 0 | 0 | 0 | 0 | 0 | 0 | 0 | 0% | 0 | 0 | 0% | Normal | 0% | 0 | 0 | 0 | [17 empty] | Commercial_College (WA)_Existing_Food Preparation_Broiler_
Commercial_College (WA)_Existing_Food Preparation_Natural Gas_Broiler_E6 | Commercial | College (WA) | Existing | Food Preparation | Natural Gas | Broiler | E6 |  | 0% | 0% | 0% | 0 | 0 | 0 | 0 | 0 | 0 | 0 | 0 | 0% | 0 | 0 | 0% | Normal | 0% | 0 | 0 | 0 | [17 empty] | Commercial_College (WA)_Existing_Food Preparation_Broiler_
Commercial_College (WA)_Existing_Food Preparation_Natural Gas_Broiler_E7 | Commercial | College (WA) | Existing | Food Preparation | Natural Gas | Broiler | E7 |  | 0% | 0% | 0% | 0 | 0 | 0 | 0 | 0 | 0 | 0 | 0 | 0% | 0 | 0 | 0% | Normal | 0% | 0 | 0 | 0 | [17 empty] | Commercial_College (WA)_Existing_Food Preparation_Broiler_
Commercial_College (WA)_Existing_Food Preparation_Natural Gas_Broiler_E8 | Commercial | College (WA) | Existing | Food Preparation | Natural Gas | Broiler | E8 |  | 0% | 0% | 0% | 0 | 0 | 0 | 0 | 0 | 0 | 0 | 0 | 0% | 0 | 0 | 0% | Normal | 0% | 0 | 0 | 0 | [17 empty] | Commercial_College (WA)_Existing_Food Preparation_Broiler_
Commercial_College (WA)_Existing_Food Preparation_Natural Gas_Broiler_E9 | Commercial | College (WA) | Existing | Food Preparation | Natural Gas | Broiler | E9 |  | 0% | 0% | 0% | 0 | 0 | 0 | 0 | 0 | 0 | 0 | 0 | 0% | 0 | 0 | 0% | Normal | 0% | 0 | 0 | 0 | [17 empty] | Commercial_College (WA)_Existing_Food Preparation_Broiler_
Commercial_College (WA)_Existing_Food Preparation_Natural Gas_Broiler_E10 | Commercial | College (WA) | Existing | Food Preparation | Natural Gas | Broiler | E10 |  | 0% | 0% | 0% | 0 | 0 | 0 | 0 | 0 | 0 | 0 | 0 | 0% | 0 | 0 | 0% | Normal | 0% | 0 | 0 | 0 | [17 empty] | Commercial_College (WA)_Existing_Food Preparation_Broiler_
Commercial_College (WA)_Existing_Food Preparation_Natural Gas_Griddle_E1 | Commercial | College (WA) | Existing | Food Preparation | Natural Gas | Griddle | E1 | Standard | 100% | 0% | 0% | 0.015559 | 0 | 0 | 0 | 8 | 16 | 2019 | 2045 | 100% | 0 | 0 | 0% | Normal | 0% | 0.014646 | 0 | 0 | 1 unit | 30000 | 0 | 2.8489e-06 | 1213.5601 | 5150 | 0 | 0 | 0 | 2013 | 1.0605 | COOK_GRD-Food Preparation-ILTRM-v5.0-1 | COOK_GRD-Food Preparation-EIA14-2014 Ref. Case-5 | COOK_GRD-Food Preparation-ILTRM-v5.0-1 | 1 | unit | 2.8489e-06 | Commercial_College (WA)_Existing_Food Preparation_Griddle_Standard
Commercial_College (WA)_Existing_Food Preparation_Natural Gas_Griddle_E2 | Commercial | College (WA) | Existing | Food Preparation | Natural Gas | Griddle | E2 | ENERGY STAR | 87.77% | 0% | 0% | 0.016647 | 0 | 0 | 0 | 8 | 16 | 2019 | 2045 | 100% | 0 | 0 | 0% | Normal | 0% | 0.012855 | 0 | 0 | 1 unit | 30000 | 0 | 2.8489e-06 | 1065.1506 | 5510 | 0 | 0 | 0 | 2013 | 1.0605 | COOK_GRD-Food Preparation-ILTRM-v5.0-1 | COOK_GRD-Food Preparation-EIA14-2014 Ref. Case-5 | COOK_GRD-Food Preparation-ILTRM-v5.0-1 | 1 | unit | 2.8489e-06 | Commercial_College (WA)_Existing_Food Preparation_Griddle_ENERGY STAR
Commercial_College (WA)_Existing_Food Preparation_Natural Gas_Griddle_E3 | Commercial | College (WA) | Existing | Food Preparation | Natural Gas | Griddle | E3 |  | 0% | 0% | 0% | 0 | 0 | 0 | 0 | 0 | 0 | 0 | 0 | 0% | 0 | 0 | 0% | Normal | 0% | 0 | 0 | 0 | [17 empty] | Commercial_College (WA)_Existing_Food Preparation_Griddle_
Commercial_College (WA)_Existing_Food Preparation_Natural Gas_Griddle_E4 | Commercial | College (WA) | Existing | Food Preparation | Natural Gas | Griddle | E4 |  | 0% | 0% | 0% | 0 | 0 | 0 | 0 | 0 | 0 | 0 | 0 | 0% | 0 | 0 | 0% | Normal | 0% | 0 | 0 | 0 | [17 empty] | Commercial_College (WA)_Existing_Food Preparation_Griddle_
Commercial_College (WA)_Existing_Food Preparation_Natural Gas_Griddle_E5 | Commercial | College (WA) | Existing | Food Preparation | Natural Gas | Griddle | E5 |  | 0% | 0% | 0% | 0 | 0 | 0 | 0 | 0 | 0 | 0 | 0 | 0% | 0 | 0 | 0% | Normal | 0% | 0 | 0 | 0 | [17 empty] | Commercial_College (WA)_Existing_Food Preparation_Griddle_
Commercial_College (WA)_Existing_Food Preparation_Natural Gas_Griddle_E6 | Commercial | College (WA) | Existing | Food Preparation | Natural Gas | Griddle | E6 |  | 0% | 0% | 0% | 0 | 0 | 0 | 0 | 0 | 0 | 0 | 0 | 0% | 0 | 0 | 0% | Normal | 0% | 0 | 0 | 0 | [17 empty] | Commercial_College (WA)_Existing_Food Preparation_Griddle_
Commercial_College (WA)_Existing_Food Preparation_Natural Gas_Griddle_E7 | Commercial | College (WA) | Existing | Food Preparation | Natural Gas | Griddle | E7 |  | 0% | 0% | 0% | 0 | 0 | 0 | 0 | 0 | 0 | 0 | 0 | 0% | 0 | 0 | 0% | Normal | 0% | 0 | 0 | 0 | [17 empty] | Commercial_College (WA)_Existing_Food Preparation_Griddle_
Commercial_College (WA)_Existing_Food Preparation_Natural Gas_Griddle_E8 | Commercial | College (WA) | Existing | Food Preparation | Natural Gas | Griddle | E8 |  | 0% | 0% | 0% | 0 | 0 | 0 | 0 | 0 | 0 | 0 | 0 | 0% | 0 | 0 | 0% | Normal | 0% | 0 | 0 | 0 | [17 empty] | Commercial_College (WA)_Existing_Food Preparation_Griddle_
Commercial_College (WA)_Existing_Food Preparation_Natural Gas_Griddle_E9 | Commercial | College (WA) | Existing | Food Preparation | Natural Gas | Griddle | E9 |  | 0% | 0% | 0% | 0 | 0 | 0 | 0 | 0 | 0 | 0 | 0 | 0% | 0 | 0 | 0% | Normal | 0% | 0 | 0 | 0 | [17 empty] | Commercial_College (WA)_Existing_Food Preparation_Griddle_
Commercial_College (WA)_Existing_Food Preparation_Natural Gas_Griddle_E10 | Commercial | College (WA) | Existing | Food Preparation | Natural Gas | Griddle | E10 |  | 0% | 0% | 0% | 0 | 0 | 0 | 0 | 0 | 0 | 0 | 0 | 0% | 0 | 0 | 0% | Normal | 0% | 0 | 0 | 0 | [17 empty] | Commercial_College (WA)_Existing_Food Preparation_Griddle_
Commercial_College (WA)_Existing_Food Preparation_Natural Gas_Range_E1 | Commercial | College (WA) | Existing | Food Preparation | Natural Gas | Range | E1 | Standard | 100% | 0% | 0% | 0.019807 | 0 | 0 | 0 | 8 | 12 | 2019 | 2045 | 100% | 0 | 0 | 0% | Normal | 0% | 0.019795 | 0 | 0 | 1 unit | 30000 | 0 | 3.9294e-06 | 1470 | 4500 | 0 | 0 | 0 | 2010 | 1.1201 | COOK_OVN-Food Preparation-AEO17-1 | Estimate | DOE Commercial R&D 2016 - Table 2-12 | 1 | unit | 3.9294e-06 | Commercial_College (WA)_Existing_Food Preparation_Range_Standard
Commercial_College (WA)_Existing_Food Preparation_Natural Gas_Range_E2 | Commercial | College (WA) | Existing | Food Preparation | Natural Gas | Range | E2 | High Efficiency | 50% | 0% | 0% | 0.021567 | 0 | 0 | 0 | 8 | 12 | 2019 | 2045 | 100% | 0 | 0 | 0% | Normal | 0% | 0.0098975 | 0 | 0 | 1 unit | 30000 | 0 | 3.9294e-06 | 735 | 4900 | 0 | 0 | 0 | 2010 | 1.1201 | COOK_OVN-Food Preparation-AEO17-1 | DOE Commercial R&D 2016 - Table 2-10 | DOE Commercial R&D 2016 - Table 2-18 | 1 | unit | 3.9294e-06 | Commercial_College (WA)_Existing_Food Preparation_Range_High Efficiency
Commercial_College (WA)_Existing_Food Preparation_Natural Gas_Range_E3 | Commercial | College (WA) | Existing | Food Preparation | Natural Gas | Range | E3 |  | 0% | 0% | 0% | 0 | 0 | 0 | 0 | 0 | 0 | 0 | 0 | 0% | 0 | 0 | 0% | Normal | 0% | 0 | 0 | 0 | [17 empty] | Commercial_College (WA)_Existing_Food Preparation_Range_
Commercial_College (WA)_Existing_Food Preparation_Natural Gas_Range_E4 | Commercial | College (WA) | Existing | Food Preparation | Natural Gas | Range | E4 |  | 0% | 0% | 0% | 0 | 0 | 0 | 0 | 0 | 0 | 0 | 0 | 0% | 0 | 0 | 0% | Normal | 0% | 0 | 0 | 0 | [17 empty] | Commercial_College (WA)_Existing_Food Preparation_Range_
Commercial_College (WA)_Existing_Food Preparation_Natural Gas_Range_E5 | Commercial | College (WA) | Existing | Food Preparation | Natural Gas | Range | E5 |  | 0% | 0% | 0% | 0 | 0 | 0 | 0 | 0 | 0 | 0 | 0 | 0% | 0 | 0 | 0% | Normal | 0% | 0 | 0 | 0 | [17 empty] | Commercial_College (WA)_Existing_Food Preparation_Range_
Commercial_College (WA)_Existing_Food Preparation_Natural Gas_Range_E6 | Commercial | College (WA) | Existing | Food Preparation | Natural Gas | Range | E6 |  | 0% | 0% | 0% | 0 | 0 | 0 | 0 | 0 | 0 | 0 | 0 | 0% | 0 | 0 | 0% | Normal | 0% | 0 | 0 | 0 | [17 empty] | Commercial_College (WA)_Existing_Food Preparation_Range_
Commercial_College (WA)_Existing_Food Preparation_Natural Gas_Range_E7 | Commercial | College (WA) | Existing | Food Preparation | Natural Gas | Range | E7 |  | 0% | 0% | 0% | 0 | 0 | 0 | 0 | 0 | 0 | 0 | 0 | 0% | 0 | 0 | 0% | Normal | 0% | 0 | 0 | 0 | [17 empty] | Commercial_College (WA)_Existing_Food Preparation_Range_
Commercial_College (WA)_Existing_Food Preparation_Natural Gas_Range_E8 | Commercial | College (WA) | Existing | Food Preparation | Natural Gas | Range | E8 |  | 0% | 0% | 0% | 0 | 0 | 0 | 0 | 0 | 0 | 0 | 0 | 0% | 0 | 0 | 0% | Normal | 0% | 0 | 0 | 0 | [17 empty] | Commercial_College (WA)_Existing_Food Preparation_Range_
Commercial_College (WA)_Existing_Food Preparation_Natural Gas_Range_E9 | Commercial | College (WA) | Existing | Food Preparation | Natural Gas | Range | E9 |  | 0% | 0% | 0% | 0 | 0 | 0 | 0 | 0 | 0 | 0 | 0 | 0% | 0 | 0 | 0% | Normal | 0% | 0 | 0 | 0 | [17 empty] | Commercial_College (WA)_Existing_Food Preparation_Range_
Commercial_College (WA)_Existing_Food Preparation_Natural Gas_Range_E10 | Commercial | College (WA) | Existing | Food Preparation | Natural Gas | Range | E10 |  | 0% | 0% | 0% | 0 | 0 | 0 | 0 | 0 | 0 | 0 | 0 | 0% | 0 | 0 | 0% | Normal | 0% | 0 | 0 | 0 | [17 empty] | Commercial_College (WA)_Existing_Food Preparation_Range_
Commercial_College (WA)_Existing_Food Preparation_Natural Gas_Steamer_E1 | Commercial | College (WA) | Existing | Food Preparation | Natural Gas | Steamer | E1 | Standard | 100% | 0% | 0% | 0.03237 | 0 | 0 | 0 | 8 | 16 | 2019 | 2045 | 100% | 0 | 0 | 0% | Normal | 0% | 0.027134 | 0 | 0 | 1 unit | 30000 | 0 | 2.2931e-06 | 1241.5036 | 13100 | 0 | 0 | 0 | 2012 | 1.0776 | COOK_STM-Food Preparation-ILTRM-v4.0-32 | DOE Commercial R&D 2016 - Table 2-10 | COOK_STM-Food Preparation-ILTRM-v4.0-32 | 1 | unit | 2.2931e-06 | Commercial_College (WA)_Existing_Food Preparation_Steamer_Standard
Commercial_College (WA)_Existing_Food Preparation_Natural Gas_Steamer_E2 | Commercial | College (WA) | Existing | Food Preparation | Natural Gas | Steamer | E2 | ENERGY STAR | 18.87% | 0% | 0% | 0.034836 | 0 | -6.4982e-06 | 0 | 8 | 16 | 2019 | 2045 | 100% | 0 | 0 | 0% | Normal | 0% | 0.0051196 | 0 | 0 | 1 unit | 30000 | 0 | 2.2931e-06 | 234.2394 | 14098 | 0 | -2.6298 | 0 | 2012 | 1.0776 | COOK_STM-Food Preparation-ILTRM-v4.0-32 | COOK_STM-Food Preparation-ILTRM-v4.0-32 | COOK_STM-Food Preparation-ILTRM-v4.0-32 | 1 | unit | 2.2931e-06 | Commercial_College (WA)_Existing_Food Preparation_Steamer_ENERGY STAR
Commercial_College (WA)_Existing_Food Preparation_Natural Gas_Steamer_E3 | Commercial | College (WA) | Existing | Food Preparation | Natural Gas | Steamer | E3 |  | 0% | 0% | 0% | 0 | 0 | 0 | 0 | 0 | 0 | 0 | 0 | 0% | 0 | 0 | 0% | Normal | 0% | 0 | 0 | 0 | [17 empty] | Commercial_College (WA)_Existing_Food Preparation_Steamer_
Commercial_College (WA)_Existing_Food Preparation_Natural Gas_Steamer_E4 | Commercial | College (WA) | Existing | Food Preparation | Natural Gas | Steamer | E4 |  | 0% | 0% | 0% | 0 | 0 | 0 | 0 | 0 | 0 | 0 | 0 | 0% | 0 | 0 | 0% | Normal | 0% | 0 | 0 | 0 | [17 empty] | Commercial_College (WA)_Existing_Food Preparation_Steamer_
Commercial_College (WA)_Existing_Food Preparation_Natural Gas_Steamer_E5 | Commercial | College (WA) | Existing | Food Preparation | Natural Gas | Steamer | E5 |  | 0% | 0% | 0% | 0 | 0 | 0 | 0 | 0 | 0 | 0 | 0 | 0% | 0 | 0 | 0% | Normal | 0% | 0 | 0 | 0 | [17 empty] | Commercial_College (WA)_Existing_Food Preparation_Steamer_
Commercial_College (WA)_Existing_Food Preparation_Natural Gas_Steamer_E6 | Commercial | College (WA) | Existing | Food Preparation | Natural Gas | Steamer | E6 |  | 0% | 0% | 0% | 0 | 0 | 0 | 0 | 0 | 0 | 0 | 0 | 0% | 0 | 0 | 0% | Normal | 0% | 0 | 0 | 0 | [17 empty] | Commercial_College (WA)_Existing_Food Preparation_Steamer_
Commercial_College (WA)_Existing_Food Preparation_Natural Gas_Steamer_E7 | Commercial | College (WA) | Existing | Food Preparation | Natural Gas | Steamer | E7 |  | 0% | 0% | 0% | 0 | 0 | 0 | 0 | 0 | 0 | 0 | 0 | 0% | 0 | 0 | 0% | Normal | 0% | 0 | 0 | 0 | [17 empty] | Commercial_College (WA)_Existing_Food Preparation_Steamer_
Commercial_College (WA)_Existing_Food Preparation_Natural Gas_Steamer_E8 | Commercial | College (WA) | Existing | Food Preparation | Natural Gas | Steamer | E8 |  | 0% | 0% | 0% | 0 | 0 | 0 | 0 | 0 | 0 | 0 | 0 | 0% | 0 | 0 | 0% | Normal | 0% | 0 | 0 | 0 | [17 empty] | Commercial_College (WA)_Existing_Food Preparation_Steamer_
Commercial_College (WA)_Existing_Food Preparation_Natural Gas_Steamer_E9 | Commercial | College (WA) | Existing | Food Preparation | Natural Gas | Steamer | E9 |  | 0% | 0% | 0% | 0 | 0 | 0 | 0 | 0 | 0 | 0 | 0 | 0% | 0 | 0 | 0% | Normal | 0% | 0 | 0 | 0 | [17 empty] | Commercial_College (WA)_Existing_Food Preparation_Steamer_
Commercial_College (WA)_Existing_Food Preparation_Natural Gas_Steamer_E10 | Commercial | College (WA) | Existing | Food Preparation | Natural Gas | Steamer | E10 |  | 0% | 0% | 0% | 0 | 0 | 0 | 0 | 0 | 0 | 0 | 0 | 0% | 0 | 0 | 0% | Normal | 0% | 0 | 0 | 0 | [17 empty] | Commercial_College (WA)_Existing_Food Preparation_Steamer_
Commercial_College (WA)_Existing_Food Preparation_Natural Gas_Food Prep Other_E1 | Commercial | College (WA) | Existing | Food Preparation | Natural Gas | Food Prep Other | E1 | Standard | 100% | 0% | 0% | 6.4825e-05 | 0 | 0 | 0 | 8 | 12 | 2019 | 2045 | 100% | 0 | 0 | 0% | Normal | 0% | 0.0062802 | 0 | 0 | 1 unit | 30000 | 0 | 5.7873e-08 | 1423.18 | 1000 | 0 | 0 | 0 | 2010 | 1.1201 | Default | Default | Default | 1 | unit | 5.7873e-08 | Commercial_College (WA)_Existing_Food Preparation_Food Prep Other_Standard
Commercial_College (WA)_Existing_Food Preparation_Natural Gas_Food Prep Other_E2 | Commercial | College (WA) | Existing | Food Preparation | Natural Gas | Food Prep Other | E2 | ENERGY STAR | 72.07% | 0% | 0% | 0.00011884 | 0 | 0 | 0 | 8 | 12 | 2019 | 2045 | 100% | 0 | 0 | 0% | Normal | 0% | 0.004526 | 0 | 0 | 1 unit | 30000 | 0 | 5.7873e-08 | 1025.646 | 1833.1988 | 0 | 0 | 0 | 2010 | 1.1201 | N/A | N/A | N/A | 1 | unit | 5.7873e-08 | Commercial_College (WA)_Existing_Food Preparation_Food Prep Other_ENERGY STAR
Commercial_College (WA)_Existing_Food Preparation_Natural Gas_Food Prep Other_E3 | Commercial | College (WA) | Existing | Food Preparation | Natural Gas | Food Prep Other | E3 |  | 0% | 0% | 0% | 0 | 0 | 0 | 0 | 0 | 0 | 0 | 0 | 0% | 0 | 0 | 0% | Normal | 0% | 0 | 0 | 0 | [17 empty] | Commercial_College (WA)_Existing_Food Preparation_Food Prep Other_
Commercial_College (WA)_Existing_Food Preparation_Natural Gas_Food Prep Other_E4 | Commercial | College (WA) | Existing | Food Preparation | Natural Gas | Food Prep Other | E4 |  | 0% | 0% | 0% | 0 | 0 | 0 | 0 | 0 | 0 | 0 | 0 | 0% | 0 | 0 | 0% | Normal | 0% | 0 | 0 | 0 | [17 empty] | Commercial_College (WA)_Existing_Food Preparation_Food Prep Other_
Commercial_College (WA)_Existing_Food Preparation_Natural Gas_Food Prep Other_E5 | Commercial | College (WA) | Existing | Food Preparation | Natural Gas | Food Prep Other | E5 |  | 0% | 0% | 0% | 0 | 0 | 0 | 0 | 0 | 0 | 0 | 0 | 0% | 0 | 0 | 0% | Normal | 0% | 0 | 0 | 0 | [17 empty] | Commercial_College (WA)_Existing_Food Preparation_Food Prep Other_
Commercial_College (WA)_Existing_Food Preparation_Natural Gas_Food Prep Other_E6 | Commercial | College (WA) | Existing | Food Preparation | Natural Gas | Food Prep Other | E6 |  | 0% | 0% | 0% | 0 | 0 | 0 | 0 | 0 | 0 | 0 | 0 | 0% | 0 | 0 | 0% | Normal | 0% | 0 | 0 | 0 | [17 empty] | Commercial_College (WA)_Existing_Food Preparation_Food Prep Other_
Commercial_College (WA)_Existing_Food Preparation_Natural Gas_Food Prep Other_E7 | Commercial | College (WA) | Existing | Food Preparation | Natural Gas | Food Prep Other | E7 |  | 0% | 0% | 0% | 0 | 0 | 0 | 0 | 0 | 0 | 0 | 0 | 0% | 0 | 0 | 0% | Normal | 0% | 0 | 0 | 0 | [17 empty] | Commercial_College (WA)_Existing_Food Preparation_Food Prep Other_
Commercial_College (WA)_Existing_Food Preparation_Natural Gas_Food Prep Other_E8 | Commercial | College (WA) | Existing | Food Preparation | Natural Gas | Food Prep Other | E8 |  | 0% | 0% | 0% | 0 | 0 | 0 | 0 | 0 | 0 | 0 | 0 | 0% | 0 | 0 | 0% | Normal | 0% | 0 | 0 | 0 | [17 empty] | Commercial_College (WA)_Existing_Food Preparation_Food Prep Other_
Commercial_College (WA)_Existing_Food Preparation_Natural Gas_Food Prep Other_E9 | Commercial | College (WA) | Existing | Food Preparation | Natural Gas | Food Prep Other | E9 |  | 0% | 0% | 0% | 0 | 0 | 0 | 0 | 0 | 0 | 0 | 0 | 0% | 0 | 0 | 0% | Normal | 0% | 0 | 0 | 0 | [17 empty] | Commercial_College (WA)_Existing_Food Preparation_Food Prep Other_
Commercial_College (WA)_Existing_Food Preparation_Natural Gas_Food Prep Other_E10 | Commercial | College (WA) | Existing | Food Preparation | Natural Gas | Food Prep Other | E10 |  | 0% | 0% | 0% | 0 | 0 | 0 | 0 | 0 | 0 | 0 | 0 | 0% | 0 | 0 | 0% | Normal | 0% | 0 | 0 | 0 | [17 empty] | Commercial_College (WA)_Existing_Food Preparation_Food Prep Other_
Commercial_College (WA)_Existing_Miscellaneous_Natural Gas_Pool Heater_E1 | Commercial | College (WA) | Existing | Miscellaneous | Natural Gas | Pool Heater | E1 | Standard (EF .82) | 100% | 0% | 0% | 0.00010965 | 0 | 0 | 0 | 4 | 8 | 2019 | 2045 | 100% | 0 | 0 | 0% | Normal | 0% | 0.0071458 | 0 | 0 | 1 unit | 30000 | 0 | 5.8303e-09 | 14890 | 18052 | 0 | 0 | 0 | 2014 | 1.0418 | DOE Commercial R&D 2016 - Table 7-6 | DOE Commercial R&D 2016 - Table 7-7 | DOE Commercial R&D 2016 - Table 7-8 | 1 | unit | 5.8303e-09 | Commercial_College (WA)_Existing_Miscellaneous_Pool Heater_Standard (EF .82)
Commercial_College (WA)_Existing_Miscellaneous_Natural Gas_Pool Heater_E2 | Commercial | College (WA) | Existing | Miscellaneous | Natural Gas | Pool Heater | E2 | Condensing (EF .90) | 85% | 0% | 0% | 0.00017954 | 0 | 0 | 0 | 4 | 8 | 2019 | 2045 | 100% | 0 | 0 | 0% | Normal | 0% | 0.006074 | 0 | 0 | 1 unit | 30000 | 0 | 5.8303e-09 | 12656.5 | 29558 | 0 | 0 | 0 | 2014 | 1.0418 | DOE Commercial R&D 2016 - Table 7-6 | DOE Commercial R&D 2016 - Table 7-7 | DOE Commercial R&D 2016 - Table 7-9 | 1 | unit | 5.8303e-09 | Commercial_College (WA)_Existing_Miscellaneous_Pool Heater_Condensing (EF .90)
Commercial_College (WA)_Existing_Miscellaneous_Natural Gas_Pool Heater_E3 | Commercial | College (WA) | Existing | Miscellaneous | Natural Gas | Pool Heater | E3 |  | 0% | 0% | 0% | 0 | 0 | 0 | 0 | 0 | 0 | 0 | 0 | 0% | 0 | 0 | 0% | Normal | 0% | 0 | 0 | 0 | [17 empty] | Commercial_College (WA)_Existing_Miscellaneous_Pool Heater_
Commercial_College (WA)_Existing_Miscellaneous_Natural Gas_Pool Heater_E4 | Commercial | College (WA) | Existing | Miscellaneous | Natural Gas | Pool Heater | E4 |  | 0% | 0% | 0% | 0 | 0 | 0 | 0 | 0 | 0 | 0 | 0 | 0% | 0 | 0 | 0% | Normal | 0% | 0 | 0 | 0 | [17 empty] | Commercial_College (WA)_Existing_Miscellaneous_Pool Heater_
Commercial_College (WA)_Existing_Miscellaneous_Natural Gas_Pool Heater_E5 | Commercial | College (WA) | Existing | Miscellaneous | Natural Gas | Pool Heater | E5 |  | 0% | 0% | 0% | 0 | 0 | 0 | 0 | 0 | 0 | 0 | 0 | 0% | 0 | 0 | 0% | Normal | 0% | 0 | 0 | 0 | [17 empty] | Commercial_College (WA)_Existing_Miscellaneous_Pool Heater_
Commercial_College (WA)_Existing_Miscellaneous_Natural Gas_Pool Heater_E6 | Commercial | College (WA) | Existing | Miscellaneous | Natural Gas | Pool Heater | E6 |  | 0% | 0% | 0% | 0 | 0 | 0 | 0 | 0 | 0 | 0 | 0 | 0% | 0 | 0 | 0% | Normal | 0% | 0 | 0 | 0 | [17 empty] | Commercial_College (WA)_Existing_Miscellaneous_Pool Heater_
Commercial_College (WA)_Existing_Miscellaneous_Natural Gas_Pool Heater_E7 | Commercial | College (WA) | Existing | Miscellaneous | Natural Gas | Pool Heater | E7 |  | 0% | 0% | 0% | 0 | 0 | 0 | 0 | 0 | 0 | 0 | 0 | 0% | 0 | 0 | 0% | Normal | 0% | 0 | 0 | 0 | [17 empty] | Commercial_College (WA)_Existing_Miscellaneous_Pool Heater_
Commercial_College (WA)_Existing_Miscellaneous_Natural Gas_Pool Heater_E8 | Commercial | College (WA) | Existing | Miscellaneous | Natural Gas | Pool Heater | E8 |  | 0% | 0% | 0% | 0 | 0 | 0 | 0 | 0 | 0 | 0 | 0 | 0% | 0 | 0 | 0% | Normal | 0% | 0 | 0 | 0 | [17 empty] | Commercial_College (WA)_Existing_Miscellaneous_Pool Heater_
Commercial_College (WA)_Existing_Miscellaneous_Natural Gas_Pool Heater_E9 | Commercial | College (WA) | Existing | Miscellaneous | Natural Gas | Pool Heater | E9 |  | 0% | 0% | 0% | 0 | 0 | 0 | 0 | 0 | 0 | 0 | 0 | 0% | 0 | 0 | 0% | Normal | 0% | 0 | 0 | 0 | [17 empty] | Commercial_College (WA)_Existing_Miscellaneous_Pool Heater_
Commercial_College (WA)_Existing_Miscellaneous_Natural Gas_Pool Heater_E10 | Commercial | College (WA) | Existing | Miscellaneous | Natural Gas | Pool Heater | E10 |  | 0% | 0% | 0% | 0 | 0 | 0 | 0 | 0 | 0 | 0 | 0 | 0% | 0 | 0 | 0% | Normal | 0% | 0 | 0 | 0 | [17 empty] | Commercial_College (WA)_Existing_Miscellaneous_Pool Heater_
Commercial_College (WA)_Existing_Miscellaneous_Natural Gas_Miscellaneous_E1 | Commercial | College (WA) | Existing | Miscellaneous | Natural Gas | Miscellaneous | E1 | Standard | 100% | 0% | 0% | 0.028121 | 0 | 0 | 0 | 2 | 8 | 2019 | 2045 | 100% | 0 | 0 | 0% | Normal | 0% | 0.027641 | 0 | 0 | 1 unit | 30000 | 0 | 0.027641 | 1 | 1 | 0 | 0 | 0 | 2016 | 1.0174 | N/A | N/A | N/A | 1 | unit | 0.027641 | Commercial_College (WA)_Existing_Miscellaneous_Miscellaneous_Standard
Commercial_College (WA)_Existing_Miscellaneous_Natural Gas_Miscellaneous_E2 | Commercial | College (WA) | Existing | Miscellaneous | Natural Gas | Miscellaneous | E2 |  | 0% | 0% | 0% | 0 | 0 | 0 | 0 | 0 | 0 | 0 | 0 | 0% | 0 | 0 | 0% | Normal | 0% | 0 | 0 | 0 | [17 empty] | Commercial_College (WA)_Existing_Miscellaneous_Miscellaneous_
Commercial_College (WA)_Existing_Miscellaneous_Natural Gas_Miscellaneous_E3 | Commercial | College (WA) | Existing | Miscellaneous | Natural Gas | Miscellaneous | E3 |  | 0% | 0% | 0% | 0 | 0 | 0 | 0 | 0 | 0 | 0 | 0 | 0% | 0 | 0 | 0% | Normal | 0% | 0 | 0 | 0 | [17 empty] | Commercial_College (WA)_Existing_Miscellaneous_Miscellaneous_
Commercial_College (WA)_Existing_Miscellaneous_Natural Gas_Miscellaneous_E4 | Commercial | College (WA) | Existing | Miscellaneous | Natural Gas | Miscellaneous | E4 |  | 0% | 0% | 0% | 0 | 0 | 0 | 0 | 0 | 0 | 0 | 0 | 0% | 0 | 0 | 0% | Normal | 0% | 0 | 0 | 0 | [17 empty] | Commercial_College (WA)_Existing_Miscellaneous_Miscellaneous_
Commercial_College (WA)_Existing_Miscellaneous_Natural Gas_Miscellaneous_E5 | Commercial | College (WA) | Existing | Miscellaneous | Natural Gas | Miscellaneous | E5 |  | 0% | 0% | 0% | 0 | 0 | 0 | 0 | 0 | 0 | 0 | 0 | 0% | 0 | 0 | 0% | Normal | 0% | 0 | 0 | 0 | [17 empty] | Commercial_College (WA)_Existing_Miscellaneous_Miscellaneous_
Commercial_College (WA)_Existing_Miscellaneous_Natural Gas_Miscellaneous_E6 | Commercial | College (WA) | Existing | Miscellaneous | Natural Gas | Miscellaneous | E6 |  | 0% | 0% | 0% | 0 | 0 | 0 | 0 | 0 | 0 | 0 | 0 | 0% | 0 | 0 | 0% | Normal | 0% | 0 | 0 | 0 | [17 empty] | Commercial_College (WA)_Existing_Miscellaneous_Miscellaneous_
Commercial_College (WA)_Existing_Miscellaneous_Natural Gas_Miscellaneous_E7 | Commercial | College (WA) | Existing | Miscellaneous | Natural Gas | Miscellaneous | E7 |  | 0% | 0% | 0% | 0 | 0 | 0 | 0 | 0 | 0 | 0 | 0 | 0% | 0 | 0 | 0% | Normal | 0% | 0 | 0 | 0 | [17 empty] | Commercial_College (WA)_Existing_Miscellaneous_Miscellaneous_
Commercial_College (WA)_Existing_Miscellaneous_Natural Gas_Miscellaneous_E8 | Commercial | College (WA) | Existing | Miscellaneous | Natural Gas | Miscellaneous | E8 |  | 0% | 0% | 0% | 0 | 0 | 0 | 0 | 0 | 0 | 0 | 0 | 0% | 0 | 0 | 0% | Normal | 0% | 0 | 0 | 0 | [17 empty] | Commercial_College (WA)_Existing_Miscellaneous_Miscellaneous_
Commercial_College (WA)_Existing_Miscellaneous_Natural Gas_Miscellaneous_E9 | Commercial | College (WA) | Existing | Miscellaneous | Natural Gas | Miscellaneous | E9 |  | 0% | 0% | 0% | 0 | 0 | 0 | 0 | 0 | 0 | 0 | 0 | 0% | 0 | 0 | 0% | Normal | 0% | 0 | 0 | 0 | [17 empty] | Commercial_College (WA)_Existing_Miscellaneous_Miscellaneous_
Commercial_College (WA)_Existing_Miscellaneous_Natural Gas_Miscellaneous_E10 | Commercial | College (WA) | Existing | Miscellaneous | Natural Gas | Miscellaneous | E10 |  | 0% | 0% | 0% | 0 | 0 | 0 | 0 | 0 | 0 | 0 | 0 | 0% | 0 | 0 | 0% | Normal | 0% | 0 | 0 | 0 | [17 empty] | Commercial_College (WA)_Existing_Miscellaneous_Miscellaneous_
Commercial_College (WA)_New_Space Heating_Natural Gas_Furnace_E1 | Commercial | College (WA) | New | Space Heating | Natural Gas | Furnace | E1 | AFUE 80% (Standard) | 100% | 0% | 0% | 0.43204 | 0 | 0.040722 | 0 | 10 | 20 | 2019 | 2045 | 100% | 0 | 0 | 0% | Normal | 0% | 0.23634 | 0 | 0 | 400 kBtu/hr | 30000 | 0 | 0.00012 | 4.9238 | 3395 | 0 | 320 | 0 | 2013 | 1.0605 | GFURN-Heating-EIA14-2014 Ref. Case-2 | GFURN-Heating-EIA14-2014 Ref. Case-2 | AEG BEST | 400 | kBtu/hr | 0.048 | Commercial_College (WA)_New_Space Heating_Furnace_AFUE 80% (Standard)
Commercial_College (WA)_New_Space Heating_Natural Gas_Furnace_E2 | Commercial | College (WA) | New | Space Heating | Natural Gas | Furnace | E2 | AFUE 90% | 88.89% | 0% | 0% | 0.52494 | 0 | 0.11835 | 0 | 10 | 20 | 2019 | 2045 | 100% | 0 | 0 | 0% | Normal | 0% | 0.21008 | 0 | 0 | 400 kBtu/hr | 30000 | 0 | 0.00012 | 4.3767 | 4125 | 0 | 930 | 0 | 2013 | 1.0605 | GFURN-Heating-EIA14-2014 Ref. Case-3 | GFURN-Heating-EIA14-2014 Ref. Case-3 | AEG BEST | 400 | kBtu/hr | 0.048 | Commercial_College (WA)_New_Space Heating_Furnace_AFUE 90%
Commercial_College (WA)_New_Space Heating_Natural Gas_Furnace_E3 | Commercial | College (WA) | New | Space Heating | Natural Gas | Furnace | E3 | AFUE 96% | 83.33% | 0% | 0% | 1.0145 | 0 | 0 | 0 | 10 | 20 | 2019 | 2045 | 100% | 0 | 0 | 0% | Normal | 0% | 0.19694 | 0 | 0 | 150 kBtu/hr | 30000 | 0 | 0.00032 | 4.103 | 3042.9057 | 0 | 0 | 0 | 2014 | 1.0418 | GFURN-Heating-EIA14-2014 Ref. Case-3 | GFURN-Heating-ILTRM-v5.0-191 | AEG BEST | 150 | kBtu/hr | 0.048 | Commercial_College (WA)_New_Space Heating_Furnace_AFUE 96%
Commercial_College (WA)_New_Space Heating_Natural Gas_Furnace_E4 | Commercial | College (WA) | New | Space Heating | Natural Gas | Furnace | E4 |  | 0% | 0% | 0% | 0 | 0 | 0 | 0 | 0 | 0 | 0 | 0 | 0% | 0 | 0 | 0% | Normal | 0% | 0 | 0 | 0 | [17 empty] | Commercial_College (WA)_New_Space Heating_Furnace_
Commercial_College (WA)_New_Space Heating_Natural Gas_Furnace_E5 | Commercial | College (WA) | New | Space Heating | Natural Gas | Furnace | E5 |  | 0% | 0% | 0% | 0 | 0 | 0 | 0 | 0 | 0 | 0 | 0 | 0% | 0 | 0 | 0% | Normal | 0% | 0 | 0 | 0 | [17 empty] | Commercial_College (WA)_New_Space Heating_Furnace_
Commercial_College (WA)_New_Space Heating_Natural Gas_Furnace_E6 | Commercial | College (WA) | New | Space Heating | Natural Gas | Furnace | E6 |  | 0% | 0% | 0% | 0 | 0 | 0 | 0 | 0 | 0 | 0 | 0 | 0% | 0 | 0 | 0% | Normal | 0% | 0 | 0 | 0 | [17 empty] | Commercial_College (WA)_New_Space Heating_Furnace_
Commercial_College (WA)_New_Space Heating_Natural Gas_Furnace_E7 | Commercial | College (WA) | New | Space Heating | Natural Gas | Furnace | E7 |  | 0% | 0% | 0% | 0 | 0 | 0 | 0 | 0 | 0 | 0 | 0 | 0% | 0 | 0 | 0% | Normal | 0% | 0 | 0 | 0 | [17 empty] | Commercial_College (WA)_New_Space Heating_Furnace_
Commercial_College (WA)_New_Space Heating_Natural Gas_Furnace_E8 | Commercial | College (WA) | New | Space Heating | Natural Gas | Furnace | E8 |  | 0% | 0% | 0% | 0 | 0 | 0 | 0 | 0 | 0 | 0 | 0 | 0% | 0 | 0 | 0% | Normal | 0% | 0 | 0 | 0 | [17 empty] | Commercial_College (WA)_New_Space Heating_Furnace_
Commercial_College (WA)_New_Space Heating_Natural Gas_Furnace_E9 | Commercial | College (WA) | New | Space Heating | Natural Gas | Furnace | E9 |  | 0% | 0% | 0% | 0 | 0 | 0 | 0 | 0 | 0 | 0 | 0 | 0% | 0 | 0 | 0% | Normal | 0% | 0 | 0 | 0 | [17 empty] | Commercial_College (WA)_New_Space Heating_Furnace_
Commercial_College (WA)_New_Space Heating_Natural Gas_Furnace_E10 | Commercial | College (WA) | New | Space Heating | Natural Gas | Furnace | E10 |  | 0% | 0% | 0% | 0 | 0 | 0 | 0 | 0 | 0 | 0 | 0 | 0% | 0 | 0 | 0% | Normal | 0% | 0 | 0 | 0 | [17 empty] | Commercial_College (WA)_New_Space Heating_Furnace_
Commercial_College (WA)_New_Space Heating_Natural Gas_Boiler_E1 | Commercial | College (WA) | New | Space Heating | Natural Gas | Boiler | E1 | AFUE 80% (Standard) | 100% | 0% | 0% | 1.6106 | 0 | 0.038177 | 0 | 25 | 35 | 2019 | 2045 | 100% | 0 | 0 | 0% | Normal | 0% | 0.49798 | 0 | 0 | 1 kBtu/hr | 30000 | 0 | 0.048 | 10.3745 | 31.6406 | 0 | 0.75 | 0 | 2013 | 1.0605 | GBLR-Heating-AEO15-3 | GBLR-Heating-AEO15-3 | GBLR-Heating-AEO15-3 | 1 | kBtu/hr | 0.048 | Commercial_College (WA)_New_Space Heating_Boiler_AFUE 80% (Standard)
Commercial_College (WA)_New_Space Heating_Natural Gas_Boiler_E2 | Commercial | College (WA) | New | Space Heating | Natural Gas | Boiler | E2 | AFUE 85% | 94.12% | 0% | 0% | 1.7292 | 0 | 0.035931 | 0 | 25 | 35 | 2019 | 2045 | 100% | 0 | 0 | 0% | Normal | 0% | 0.46869 | 0 | 0 | 1 kBtu/hr | 30000 | 0 | 0.048 | 9.7644 | 33.9706 | 0 | 0.70588 | 0 | 2013 | 1.0605 | GBLR-Heating-AEO15-6 | GBLR-Heating-AEO15-6 | GBLR-Heating-AEO15-6 | 1 | kBtu/hr | 0.048 | Commercial_College (WA)_New_Space Heating_Boiler_AFUE 85%
Commercial_College (WA)_New_Space Heating_Natural Gas_Boiler_E3 | Commercial | College (WA) | New | Space Heating | Natural Gas | Boiler | E3 | AFUE 97% | 82.47% | 0% | 0% | 1.6459 | 0 | 0.031165 | 0 | 25 | 35 | 2019 | 2045 | 100% | 0 | 0 | 0% | Normal | 0% | 0.4107 | 0 | 0 | 1 kBtu/hr | 30000 | 0 | 0.048 | 8.5563 | 32.3342 | 0 | 0.61224 | 0 | 2013 | 1.0605 | GBLR-Heating-AEO15-7 | GBLR-Heating-AEO15-7 | GBLR-Heating-AEO15-7 | 1 | kBtu/hr | 0.048 | Commercial_College (WA)_New_Space Heating_Boiler_AFUE 97%
Commercial_College (WA)_New_Space Heating_Natural Gas_Boiler_E4 | Commercial | College (WA) | New | Space Heating | Natural Gas | Boiler | E4 | Convert to NG Air Source Heat Pump | 57.14% | 0% | 0% | 11.1138 | 0 | 0.13574 | 0 | 10 | 20 | 2019 | 2045 | 100% | 0 | 0 | 0% | Normal | 0% | 0.28456 | 0 | 0 | 1 kBtu/hr | 30000 | 0 | 0.048 | 5.9283 | 218.3333 | 0 | 2.6667 | 0 | 2013 | 1.0605 | HP_GAS-Heating-AEO17-1 | HP_GAS-Heating-AEO17-1 | HP_GAS-Heating-AEO17-1 | 1 | kBtu/hr | 0.048 | Commercial_College (WA)_New_Space Heating_Boiler_Convert to NG Air Source Heat Pump
Commercial_College (WA)_New_Space Heating_Natural Gas_Boiler_E5 | Commercial | College (WA) | New | Space Heating | Natural Gas | Boiler | E5 |  | 0% | 0% | 0% | 0 | 0 | 0 | 0 | 0 | 0 | 0 | 0 | 0% | 0 | 0 | 0% | Normal | 0% | 0 | 0 | 0 | [17 empty] | Commercial_College (WA)_New_Space Heating_Boiler_
Commercial_College (WA)_New_Space Heating_Natural Gas_Boiler_E6 | Commercial | College (WA) | New | Space Heating | Natural Gas | Boiler | E6 |  | 0% | 0% | 0% | 0 | 0 | 0 | 0 | 0 | 0 | 0 | 0 | 0% | 0 | 0 | 0% | Normal | 0% | 0 | 0 | 0 | [17 empty] | Commercial_College (WA)_New_Space Heating_Boiler_
Commercial_College (WA)_New_Space Heating_Natural Gas_Boiler_E7 | Commercial | College (WA) | New | Space Heating | Natural Gas | Boiler | E7 |  | 0% | 0% | 0% | 0 | 0 | 0 | 0 | 0 | 0 | 0 | 0 | 0% | 0 | 0 | 0% | Normal | 0% | 0 | 0 | 0 | [17 empty] | Commercial_College (WA)_New_Space Heating_Boiler_
Commercial_College (WA)_New_Space Heating_Natural Gas_Boiler_E8 | Commercial | College (WA) | New | Space Heating | Natural Gas | Boiler | E8 |  | 0% | 0% | 0% | 0 | 0 | 0 | 0 | 0 | 0 | 0 | 0 | 0% | 0 | 0 | 0% | Normal | 0% | 0 | 0 | 0 | [17 empty] | Commercial_College (WA)_New_Space Heating_Boiler_
Commercial_College (WA)_New_Space Heating_Natural Gas_Boiler_E9 | Commercial | College (WA) | New | Space Heating | Natural Gas | Boiler | E9 |  | 0% | 0% | 0% | 0 | 0 | 0 | 0 | 0 | 0 | 0 | 0 | 0% | 0 | 0 | 0% | Normal | 0% | 0 | 0 | 0 | [17 empty] | Commercial_College (WA)_New_Space Heating_Boiler_
Commercial_College (WA)_New_Space Heating_Natural Gas_Boiler_E10 | Commercial | College (WA) | New | Space Heating | Natural Gas | Boiler | E10 |  | 0% | 0% | 0% | 0 | 0 | 0 | 0 | 0 | 0 | 0 | 0 | 0% | 0 | 0 | 0% | Normal | 0% | 0 | 0 | 0 | [17 empty] | Commercial_College (WA)_New_Space Heating_Boiler_
Commercial_College (WA)_New_Space Heating_Natural Gas_Unit Heater_E1 | Commercial | College (WA) | New | Space Heating | Natural Gas | Unit Heater | E1 | Standard | 100% | 0% | 0% | 0.0010148 | 0 | 0 | 0 | 15 | 25 | 2019 | 2045 | 100% | 0 | 0 | 0% | Normal | 0% | 0.11817 | 0 | 0 | 1 kBtu/Hr | 30000 | 0 | 9.4906e-07 | 2080 | 1051 | 0 | 0 | 0 | 2016 | 1.0174 | UNITHT-Heating-XCELCO-2017-18-3 | UNITHT-Heating-XCELCO-2017-18-3 | UNITHT-Heating-XCELCO-2017-18-3 | 1 | kBtu/Hr | 9.4906e-07 | Commercial_College (WA)_New_Space Heating_Unit Heater_Standard
Commercial_College (WA)_New_Space Heating_Natural Gas_Unit Heater_E2 | Commercial | College (WA) | New | Space Heating | Natural Gas | Unit Heater | E2 | Condensing | 88.94% | 0% | 0% | 0.0022256 | 0 | 0 | 0 | 15 | 25 | 2019 | 2045 | 100% | 0 | 0 | 0% | Normal | 0% | 0.1051 | 0 | 0 | 1 kBtu/Hr | 30000 | 0 | 9.4906e-07 | 1850 | 2305 | 0 | 0 | 0 | 2016 | 1.0174 | UNITHT-Heating-XCELCO-2017-18-3 | UNITHT-Heating-XCELCO-2017-18-3 | UNITHT-Heating-XCELCO-2017-18-3 | 1 | kBtu/Hr | 9.4906e-07 | Commercial_College (WA)_New_Space Heating_Unit Heater_Condensing
Commercial_College (WA)_New_Space Heating_Natural Gas_Unit Heater_E3 | Commercial | College (WA) | New | Space Heating | Natural Gas | Unit Heater | E3 | Infrared Radiant | 88.46% | 0% | 0% | 0.0012118 | 0 | 0 | 0 | 10 | 20 | 2019 | 2045 | 100% | 0 | 0 | 0% | Normal | 0% | 0.10453 | 0 | 0 | 1 kBtu/Hr | 30000 | 0 | 9.4906e-07 | 1840 | 1255 | 0 | 0 | 0 | 2016 | 1.0174 | UNITHT-Heating-XCELCO-2017-18-4 | UNITHT-Heating-XCELCO-2017-18-4 | UNITHT-Heating-XCELCO-2017-18-4 | 1 | kBtu/Hr | 9.4906e-07 | Commercial_College (WA)_New_Space Heating_Unit Heater_Infrared Radiant
Commercial_College (WA)_New_Space Heating_Natural Gas_Unit Heater_E4 | Commercial | College (WA) | New | Space Heating | Natural Gas | Unit Heater | E4 |  | 0% | 0% | 0% | 0 | 0 | 0 | 0 | 0 | 0 | 0 | 0 | 0% | 0 | 0 | 0% | Normal | 0% | 0 | 0 | 0 | [17 empty] | Commercial_College (WA)_New_Space Heating_Unit Heater_
Commercial_College (WA)_New_Space Heating_Natural Gas_Unit Heater_E5 | Commercial | College (WA) | New | Space Heating | Natural Gas | Unit Heater | E5 |  | 0% | 0% | 0% | 0 | 0 | 0 | 0 | 0 | 0 | 0 | 0 | 0% | 0 | 0 | 0% | Normal | 0% | 0 | 0 | 0 | [17 empty] | Commercial_College (WA)_New_Space Heating_Unit Heater_
Commercial_College (WA)_New_Space Heating_Natural Gas_Unit Heater_E6 | Commercial | College (WA) | New | Space Heating | Natural Gas | Unit Heater | E6 |  | 0% | 0% | 0% | 0 | 0 | 0 | 0 | 0 | 0 | 0 | 0 | 0% | 0 | 0 | 0% | Normal | 0% | 0 | 0 | 0 | [17 empty] | Commercial_College (WA)_New_Space Heating_Unit Heater_
Commercial_College (WA)_New_Space Heating_Natural Gas_Unit Heater_E7 | Commercial | College (WA) | New | Space Heating | Natural Gas | Unit Heater | E7 |  | 0% | 0% | 0% | 0 | 0 | 0 | 0 | 0 | 0 | 0 | 0 | 0% | 0 | 0 | 0% | Normal | 0% | 0 | 0 | 0 | [17 empty] | Commercial_College (WA)_New_Space Heating_Unit Heater_
Commercial_College (WA)_New_Space Heating_Natural Gas_Unit Heater_E8 | Commercial | College (WA) | New | Space Heating | Natural Gas | Unit Heater | E8 |  | 0% | 0% | 0% | 0 | 0 | 0 | 0 | 0 | 0 | 0 | 0 | 0% | 0 | 0 | 0% | Normal | 0% | 0 | 0 | 0 | [17 empty] | Commercial_College (WA)_New_Space Heating_Unit Heater_
Commercial_College (WA)_New_Space Heating_Natural Gas_Unit Heater_E9 | Commercial | College (WA) | New | Space Heating | Natural Gas | Unit Heater | E9 |  | 0% | 0% | 0% | 0 | 0 | 0 | 0 | 0 | 0 | 0 | 0 | 0% | 0 | 0 | 0% | Normal | 0% | 0 | 0 | 0 | [17 empty] | Commercial_College (WA)_New_Space Heating_Unit Heater_
Commercial_College (WA)_New_Space Heating_Natural Gas_Unit Heater_E10 | Commercial | College (WA) | New | Space Heating | Natural Gas | Unit Heater | E10 |  | 0% | 0% | 0% | 0 | 0 | 0 | 0 | 0 | 0 | 0 | 0 | 0% | 0 | 0 | 0% | Normal | 0% | 0 | 0 | 0 | [17 empty] | Commercial_College (WA)_New_Space Heating_Unit Heater_
Commercial_College (WA)_New_Water Heating_Natural Gas_Water Heater_E1 | Commercial | College (WA) | New | Water Heating | Natural Gas | Water Heater | E1 | TE 0.80 | 100% | 0% | 0% | 0.17558 | 0 | 0 | 0 | 10 | 20 | 2019 | 2045 | 100% | 0 | 0 | 0% | Normal | 0% | 0.19902 | 0 | 0 | 1 kBtu/hr | 30000 | 0 | 0.0079168 | 23.155 | 21.8 | 0 | 0 | 0 | 2017 | 1.0174 | DHW_WH-Water Heating-PG&E-R7-14 | DHW_WH-Water Heating-PG&E-R7-14 | DHW_WH-Water Heating-PG&E-R7-14 | 1 | kBtu/hr | 0.0079168 | Commercial_College (WA)_New_Water Heating_Water Heater_TE 0.80
Commercial_College (WA)_New_Water Heating_Natural Gas_Water Heater_E2 | Commercial | College (WA) | New | Water Heating | Natural Gas | Water Heater | E2 | TE 0.90 | 88.89% | 0% | 0% | 0.2107 | 0 | 0 | 0 | 10 | 20 | 2019 | 2045 | 100% | 0 | 0 | 0% | Normal | 0% | 0.17691 | 0 | 0 | 1 kBtu/hr | 30000 | 0 | 0.0079168 | 20.5822 | 26.16 | 0 | 0 | 0 | 2017 | 1.0174 | DHW_WH-Water Heating-PG&E-R7-14 | DHW_WH-Water Heating-PG&E-R7-14 | DHW_WH-Water Heating-PG&E-R7-14 | 1 | kBtu/hr | 0.0079168 | Commercial_College (WA)_New_Water Heating_Water Heater_TE 0.90
Commercial_College (WA)_New_Water Heating_Natural Gas_Water Heater_E3 | Commercial | College (WA) | New | Water Heating | Natural Gas | Water Heater | E3 | TE 0.94 | 85.11% | 0% | 0% | 0.25901 | 0 | 0 | 0 | 10 | 20 | 2019 | 2045 | 100% | 0 | 0 | 0% | Normal | 0% | 0.16938 | 0 | 0 | 1 kBtu/hr | 30000 | 0 | 0.0079168 | 19.7063 | 30.3604 | 0 | 0 | 0 | 2012 | 1.0776 | DHW_WH-Water Heating-NMTRM-2016-7 | DHW_WH-Water Heating-NMTRM-2016-7 | DHW_WH-Water Heating-NMTRM-2016-7 | 1 | kBtu/hr | 0.0079168 | Commercial_College (WA)_New_Water Heating_Water Heater_TE 0.94
Commercial_College (WA)_New_Water Heating_Natural Gas_Water Heater_E4 | Commercial | College (WA) | New | Water Heating | Natural Gas | Water Heater | E4 | Instantaneous TE 0.94 | 85.02% | 0% | 0% | 0.30405 | 0 | 0 | 0 | 15 | 25 | 2019 | 2045 | 100% | 0 | 0 | 0% | Normal | 0% | 0.1692 | 0 | 0 | 1 kBtu/hr | 30000 | 0 | 0.0079168 | 19.6854 | 35.6404 | 0 | 0 | 0 | 2012 | 1.0776 | DHW_WH-Water Heating-NMTRM-2016-9 | DHW_WH-Water Heating-NMTRM-2016-9 | DHW_WH-Water Heating-NMTRM-2016-9 | 1 | kBtu/hr | 0.0079168 | Commercial_College (WA)_New_Water Heating_Water Heater_Instantaneous TE 0.94
Commercial_College (WA)_New_Water Heating_Natural Gas_Water Heater_E5 | Commercial | College (WA) | New | Water Heating | Natural Gas | Water Heater | E5 | Gas-Fired Absorption HPWH | 53.33% | 0% | 0% | 0.51679 | 0 | 0 | 0 | 10 | 16 | 2019 | 2045 | 100% | 0 | 0 | 0% | Normal | 0% | 0.10615 | 0 | 0 | 1 kBtu/hr | 30000 | 0 | 0.0079168 | 12.3493 | 62.6566 | 0 | 0 | 0 | 2014 | 1.0418 | DHW_WH-Water Heating-DOE-2014-1 | DHW_WH-Water Heating-DOE-2014-1 | DHW_WH-Water Heating-DOE-2014-1 | 1 | kBtu/hr | 0.0079168 | Commercial_College (WA)_New_Water Heating_Water Heater_Gas-Fired Absorption HPWH
Commercial_College (WA)_New_Water Heating_Natural Gas_Water Heater_E6 | Commercial | College (WA) | New | Water Heating | Natural Gas | Water Heater | E6 |  | 0% | 0% | 0% | 0 | 0 | 0 | 0 | 0 | 0 | 0 | 0 | 0% | 0 | 0 | 0% | Normal | 0% | 0 | 0 | 0 | [17 empty] | Commercial_College (WA)_New_Water Heating_Water Heater_
Commercial_College (WA)_New_Water Heating_Natural Gas_Water Heater_E7 | Commercial | College (WA) | New | Water Heating | Natural Gas | Water Heater | E7 |  | 0% | 0% | 0% | 0 | 0 | 0 | 0 | 0 | 0 | 0 | 0 | 0% | 0 | 0 | 0% | Normal | 0% | 0 | 0 | 0 | [17 empty] | Commercial_College (WA)_New_Water Heating_Water Heater_
Commercial_College (WA)_New_Water Heating_Natural Gas_Water Heater_E8 | Commercial | College (WA) | New | Water Heating | Natural Gas | Water Heater | E8 |  | 0% | 0% | 0% | 0 | 0 | 0 | 0 | 0 | 0 | 0 | 0 | 0% | 0 | 0 | 0% | Normal | 0% | 0 | 0 | 0 | [17 empty] | Commercial_College (WA)_New_Water Heating_Water Heater_
Commercial_College (WA)_New_Water Heating_Natural Gas_Water Heater_E9 | Commercial | College (WA) | New | Water Heating | Natural Gas | Water Heater | E9 |  | 0% | 0% | 0% | 0 | 0 | 0 | 0 | 0 | 0 | 0 | 0 | 0% | 0 | 0 | 0% | Normal | 0% | 0 | 0 | 0 | [17 empty] | Commercial_College (WA)_New_Water Heating_Water Heater_
Commercial_College (WA)_New_Water Heating_Natural Gas_Water Heater_E10 | Commercial | College (WA) | New | Water Heating | Natural Gas | Water Heater | E10 |  | 0% | 0% | 0% | 0 | 0 | 0 | 0 | 0 | 0 | 0 | 0 | 0% | 0 | 0 | 0% | Normal | 0% | 0 | 0 | 0 | [17 empty] | Commercial_College (WA)_New_Water Heating_Water Heater_
Commercial_College (WA)_New_Food Preparation_Natural Gas_Oven_E1 | Commercial | College (WA) | New | Food Preparation | Natural Gas | Oven | E1 | Standard | 100% | 0% | 0% | 0.0006106 | 0 | 0 | 0 | 8 | 12 | 2019 | 2045 | 100% | 0 | 0 | 0% | Normal | 0% | 0.014768 | 0 | 0 | 1 unit | 30000 | 0 | 1.1748e-06 | 1050.946 | 490.1 | 0 | 0 | 0 | 2013 | 1.0605 | COOK_OVN-Food Preparation-AEO17-3 | COOK_OVN-Food Preparation-AEO17-3 | COOK_OVN-Food Preparation-ILTRM-v5.0-23 | 1 | unit | 1.1748e-06 | Commercial_College (WA)_New_Food Preparation_Oven_Standard
Commercial_College (WA)_New_Food Preparation_Natural Gas_Oven_E2 | Commercial | College (WA) | New | Food Preparation | Natural Gas | Oven | E2 | ENERGY STAR (>42% Baking Efficiency) | 71.01% | 0% | 0% | 0.000832 | 0 | 0 | 0 | 8 | 12 | 2019 | 2045 | 100% | 0 | 0 | 0% | Normal | 0% | 0.010486 | 0 | 0 | 1 unit | 30000 | 0 | 1.1748e-06 | 746.2722 | 667.81 | 0 | 0 | 0 | 2013 | 1.0605 | COOK_OVN-Food Preparation-AEO17-3 | COOK_OVN-Food Preparation-AEO17-3 | COOK_OVN-Food Preparation-ILTRM-v5.0-23 | 1 | unit | 1.1748e-06 | Commercial_College (WA)_New_Food Preparation_Oven_ENERGY STAR (>42% Baking Efficiency)
Commercial_College (WA)_New_Food Preparation_Natural Gas_Oven_E3 | Commercial | College (WA) | New | Food Preparation | Natural Gas | Oven | E3 |  | 0% | 0% | 0% | 0 | 0 | 0 | 0 | 0 | 0 | 0 | 0 | 0% | 0 | 0 | 0% | Normal | 0% | 0 | 0 | 0 | [17 empty] | Commercial_College (WA)_New_Food Preparation_Oven_
Commercial_College (WA)_New_Food Preparation_Natural Gas_Oven_E4 | Commercial | College (WA) | New | Food Preparation | Natural Gas | Oven | E4 |  | 0% | 0% | 0% | 0 | 0 | 0 | 0 | 0 | 0 | 0 | 0 | 0% | 0 | 0 | 0% | Normal | 0% | 0 | 0 | 0 | [17 empty] | Commercial_College (WA)_New_Food Preparation_Oven_
Commercial_College (WA)_New_Food Preparation_Natural Gas_Oven_E5 | Commercial | College (WA) | New | Food Preparation | Natural Gas | Oven | E5 |  | 0% | 0% | 0% | 0 | 0 | 0 | 0 | 0 | 0 | 0 | 0 | 0% | 0 | 0 | 0% | Normal | 0% | 0 | 0 | 0 | [17 empty] | Commercial_College (WA)_New_Food Preparation_Oven_
Commercial_College (WA)_New_Food Preparation_Natural Gas_Oven_E6 | Commercial | College (WA) | New | Food Preparation | Natural Gas | Oven | E6 |  | 0% | 0% | 0% | 0 | 0 | 0 | 0 | 0 | 0 | 0 | 0 | 0% | 0 | 0 | 0% | Normal | 0% | 0 | 0 | 0 | [17 empty] | Commercial_College (WA)_New_Food Preparation_Oven_
Commercial_College (WA)_New_Food Preparation_Natural Gas_Oven_E7 | Commercial | College (WA) | New | Food Preparation | Natural Gas | Oven | E7 |  | 0% | 0% | 0% | 0 | 0 | 0 | 0 | 0 | 0 | 0 | 0 | 0% | 0 | 0 | 0% | Normal | 0% | 0 | 0 | 0 | [17 empty] | Commercial_College (WA)_New_Food Preparation_Oven_
Commercial_College (WA)_New_Food Preparation_Natural Gas_Oven_E8 | Commercial | College (WA) | New | Food Preparation | Natural Gas | Oven | E8 |  | 0% | 0% | 0% | 0 | 0 | 0 | 0 | 0 | 0 | 0 | 0 | 0% | 0 | 0 | 0% | Normal | 0% | 0 | 0 | 0 | [17 empty] | Commercial_College (WA)_New_Food Preparation_Oven_
Commercial_College (WA)_New_Food Preparation_Natural Gas_Oven_E9 | Commercial | College (WA) | New | Food Preparation | Natural Gas | Oven | E9 |  | 0% | 0% | 0% | 0 | 0 | 0 | 0 | 0 | 0 | 0 | 0 | 0% | 0 | 0 | 0% | Normal | 0% | 0 | 0 | 0 | [17 empty] | Commercial_College (WA)_New_Food Preparation_Oven_
Commercial_College (WA)_New_Food Preparation_Natural Gas_Oven_E10 | Commercial | College (WA) | New | Food Preparation | Natural Gas | Oven | E10 |  | 0% | 0% | 0% | 0 | 0 | 0 | 0 | 0 | 0 | 0 | 0 | 0% | 0 | 0 | 0% | Normal | 0% | 0 | 0 | 0 | [17 empty] | Commercial_College (WA)_New_Food Preparation_Oven_
Commercial_College (WA)_New_Food Preparation_Natural Gas_Conveyor Oven_E1 | Commercial | College (WA) | New | Food Preparation | Natural Gas | Conveyor Oven | E1 | Standard | 100% | 0% | 0% | 0.00049271 | 0 | 0 | 0 | 15 | 19 | 2019 | 2045 | 100% | 0 | 0 | 0% | Normal | 0% | 0.023833 | 0 | 0 | 1 unit | 30000 | 0 | 2.7899e-07 | 3571 | 1665.3064 | 0 | 0 | 0 | 2013 | 1.0605 | COOK_OVN-Food Preparation-ILTRM-v5.0-24 | COOK_OVN-Food Preparation-AEO17-3 | https://fishnick.com/saveenergy/tools/calculators/gconvovencalc.php | 1 | unit | 2.7899e-07 | Commercial_College (WA)_New_Food Preparation_Conveyor Oven_Standard
Commercial_College (WA)_New_Food Preparation_Natural Gas_Conveyor Oven_E2 | Commercial | College (WA) | New | Food Preparation | Natural Gas | Conveyor Oven | E2 | ENERGY STAR (>42% Baking Efficiency) | 79.47% | 0% | 0% | 0.0010438 | 0 | 0 | 0 | 15 | 19 | 2019 | 2045 | 100% | 0 | 0 | 0% | Normal | 0% | 0.018941 | 0 | 0 | 1 unit | 30000 | 0 | 2.7899e-07 | 2838 | 3409.1835 | 0 | 0 | 0 | 2011 | 1.0975 | COOK_OVN-Food Preparation-ILTRM-v5.0-24 | COOK_OVN-Food Preparation-ILTRM-v5.0-24 | COOK_OVN-Food Preparation-ILTRM-v5.0-24 | 1 | unit | 2.7899e-07 | Commercial_College (WA)_New_Food Preparation_Conveyor Oven_ENERGY STAR (>42% Baking Efficiency)
Commercial_College (WA)_New_Food Preparation_Natural Gas_Conveyor Oven_E3 | Commercial | College (WA) | New | Food Preparation | Natural Gas | Conveyor Oven | E3 |  | 0% | 0% | 0% | 0 | 0 | 0 | 0 | 0 | 0 | 0 | 0 | 0% | 0 | 0 | 0% | Normal | 0% | 0 | 0 | 0 | [17 empty] | Commercial_College (WA)_New_Food Preparation_Conveyor Oven_
Commercial_College (WA)_New_Food Preparation_Natural Gas_Conveyor Oven_E4 | Commercial | College (WA) | New | Food Preparation | Natural Gas | Conveyor Oven | E4 |  | 0% | 0% | 0% | 0 | 0 | 0 | 0 | 0 | 0 | 0 | 0 | 0% | 0 | 0 | 0% | Normal | 0% | 0 | 0 | 0 | [17 empty] | Commercial_College (WA)_New_Food Preparation_Conveyor Oven_
Commercial_College (WA)_New_Food Preparation_Natural Gas_Conveyor Oven_E5 | Commercial | College (WA) | New | Food Preparation | Natural Gas | Conveyor Oven | E5 |  | 0% | 0% | 0% | 0 | 0 | 0 | 0 | 0 | 0 | 0 | 0 | 0% | 0 | 0 | 0% | Normal | 0% | 0 | 0 | 0 | [17 empty] | Commercial_College (WA)_New_Food Preparation_Conveyor Oven_
Commercial_College (WA)_New_Food Preparation_Natural Gas_Conveyor Oven_E6 | Commercial | College (WA) | New | Food Preparation | Natural Gas | Conveyor Oven | E6 |  | 0% | 0% | 0% | 0 | 0 | 0 | 0 | 0 | 0 | 0 | 0 | 0% | 0 | 0 | 0% | Normal | 0% | 0 | 0 | 0 | [17 empty] | Commercial_College (WA)_New_Food Preparation_Conveyor Oven_
Commercial_College (WA)_New_Food Preparation_Natural Gas_Conveyor Oven_E7 | Commercial | College (WA) | New | Food Preparation | Natural Gas | Conveyor Oven | E7 |  | 0% | 0% | 0% | 0 | 0 | 0 | 0 | 0 | 0 | 0 | 0 | 0% | 0 | 0 | 0% | Normal | 0% | 0 | 0 | 0 | [17 empty] | Commercial_College (WA)_New_Food Preparation_Conveyor Oven_
Commercial_College (WA)_New_Food Preparation_Natural Gas_Conveyor Oven_E8 | Commercial | College (WA) | New | Food Preparation | Natural Gas | Conveyor Oven | E8 |  | 0% | 0% | 0% | 0 | 0 | 0 | 0 | 0 | 0 | 0 | 0 | 0% | 0 | 0 | 0% | Normal | 0% | 0 | 0 | 0 | [17 empty] | Commercial_College (WA)_New_Food Preparation_Conveyor Oven_
Commercial_College (WA)_New_Food Preparation_Natural Gas_Conveyor Oven_E9 | Commercial | College (WA) | New | Food Preparation | Natural Gas | Conveyor Oven | E9 |  | 0% | 0% | 0% | 0 | 0 | 0 | 0 | 0 | 0 | 0 | 0 | 0% | 0 | 0 | 0% | Normal | 0% | 0 | 0 | 0 | [17 empty] | Commercial_College (WA)_New_Food Preparation_Conveyor Oven_
Commercial_College (WA)_New_Food Preparation_Natural Gas_Conveyor Oven_E10 | Commercial | College (WA) | New | Food Preparation | Natural Gas | Conveyor Oven | E10 |  | 0% | 0% | 0% | 0 | 0 | 0 | 0 | 0 | 0 | 0 | 0 | 0% | 0 | 0 | 0% | Normal | 0% | 0 | 0 | 0 | [17 empty] | Commercial_College (WA)_New_Food Preparation_Conveyor Oven_
Commercial_College (WA)_New_Food Preparation_Natural Gas_Double Rack Oven_E1 | Commercial | College (WA) | New | Food Preparation | Natural Gas | Double Rack Oven | E1 | Standard | 100% | 0% | 0% | 0.00084828 | 0 | 0 | 0 | 8 | 16 | 2019 | 2045 | 100% | 0 | 0 | 0% | Normal | 0% | 0.041032 | 0 | 0 | 1 unit | 30000 | 0 | 3.1618e-07 | 5425 | 2529.904 | 0 | 0 | 0 | 2013 | 1.0605 | COOK_OVN-Food Preparation-ILTRM-v5.0-25 | COOK_OVN-Food Preparation-ILTRM-v5.0-25 | https://fishnick.com/saveenergy/tools/calculators/grackovencalc.php | 1 | unit | 3.1618e-07 | Commercial_College (WA)_New_Food Preparation_Double Rack Oven_Standard
Commercial_College (WA)_New_Food Preparation_Natural Gas_Double Rack Oven_E2 | Commercial | College (WA) | New | Food Preparation | Natural Gas | Double Rack Oven | E2 | FTSC Qualified (>50% Cooking Efficiency) | 61.95% | 0% | 0% | 0.0038484 | 0 | 0 | 0 | 8 | 16 | 2019 | 2045 | 100% | 0 | 0 | 0% | Normal | 0% | 0.025421 | 0 | 0 | 1 unit | 30000 | 0 | 3.1618e-07 | 3361 | 11090.6431 | 0 | 0 | 0 | 2011 | 1.0975 | COOK_OVN-Food Preparation-ILTRM-v5.0-25 | COOK_OVN-Food Preparation-ILTRM-v5.0-25 | COOK_OVN-Food Preparation-ILTRM-v5.0-25 | 1 | unit | 3.1618e-07 | Commercial_College (WA)_New_Food Preparation_Double Rack Oven_FTSC Qualified (>50% Cooking Efficiency)
Commercial_College (WA)_New_Food Preparation_Natural Gas_Double Rack Oven_E3 | Commercial | College (WA) | New | Food Preparation | Natural Gas | Double Rack Oven | E3 |  | 0% | 0% | 0% | 0 | 0 | 0 | 0 | 0 | 0 | 0 | 0 | 0% | 0 | 0 | 0% | Normal | 0% | 0 | 0 | 0 | [17 empty] | Commercial_College (WA)_New_Food Preparation_Double Rack Oven_
Commercial_College (WA)_New_Food Preparation_Natural Gas_Double Rack Oven_E4 | Commercial | College (WA) | New | Food Preparation | Natural Gas | Double Rack Oven | E4 |  | 0% | 0% | 0% | 0 | 0 | 0 | 0 | 0 | 0 | 0 | 0 | 0% | 0 | 0 | 0% | Normal | 0% | 0 | 0 | 0 | [17 empty] | Commercial_College (WA)_New_Food Preparation_Double Rack Oven_
Commercial_College (WA)_New_Food Preparation_Natural Gas_Double Rack Oven_E5 | Commercial | College (WA) | New | Food Preparation | Natural Gas | Double Rack Oven | E5 |  | 0% | 0% | 0% | 0 | 0 | 0 | 0 | 0 | 0 | 0 | 0 | 0% | 0 | 0 | 0% | Normal | 0% | 0 | 0 | 0 | [17 empty] | Commercial_College (WA)_New_Food Preparation_Double Rack Oven_
Commercial_College (WA)_New_Food Preparation_Natural Gas_Double Rack Oven_E6 | Commercial | College (WA) | New | Food Preparation | Natural Gas | Double Rack Oven | E6 |  | 0% | 0% | 0% | 0 | 0 | 0 | 0 | 0 | 0 | 0 | 0 | 0% | 0 | 0 | 0% | Normal | 0% | 0 | 0 | 0 | [17 empty] | Commercial_College (WA)_New_Food Preparation_Double Rack Oven_
Commercial_College (WA)_New_Food Preparation_Natural Gas_Double Rack Oven_E7 | Commercial | College (WA) | New | Food Preparation | Natural Gas | Double Rack Oven | E7 |  | 0% | 0% | 0% | 0 | 0 | 0 | 0 | 0 | 0 | 0 | 0 | 0% | 0 | 0 | 0% | Normal | 0% | 0 | 0 | 0 | [17 empty] | Commercial_College (WA)_New_Food Preparation_Double Rack Oven_
Commercial_College (WA)_New_Food Preparation_Natural Gas_Double Rack Oven_E8 | Commercial | College (WA) | New | Food Preparation | Natural Gas | Double Rack Oven | E8 |  | 0% | 0% | 0% | 0 | 0 | 0 | 0 | 0 | 0 | 0 | 0 | 0% | 0 | 0 | 0% | Normal | 0% | 0 | 0 | 0 | [17 empty] | Commercial_College (WA)_New_Food Preparation_Double Rack Oven_
Commercial_College (WA)_New_Food Preparation_Natural Gas_Double Rack Oven_E9 | Commercial | College (WA) | New | Food Preparation | Natural Gas | Double Rack Oven | E9 |  | 0% | 0% | 0% | 0 | 0 | 0 | 0 | 0 | 0 | 0 | 0 | 0% | 0 | 0 | 0% | Normal | 0% | 0 | 0 | 0 | [17 empty] | Commercial_College (WA)_New_Food Preparation_Double Rack Oven_
Commercial_College (WA)_New_Food Preparation_Natural Gas_Double Rack Oven_E10 | Commercial | College (WA) | New | Food Preparation | Natural Gas | Double Rack Oven | E10 |  | 0% | 0% | 0% | 0 | 0 | 0 | 0 | 0 | 0 | 0 | 0 | 0% | 0 | 0 | 0% | Normal | 0% | 0 | 0 | 0 | [17 empty] | Commercial_College (WA)_New_Food Preparation_Double Rack Oven_
Commercial_College (WA)_New_Food Preparation_Natural Gas_Fryer_E1 | Commercial | College (WA) | New | Food Preparation | Natural Gas | Fryer | E1 | Standard | 100% | 0% | 0% | 0.003839 | 0 | 0 | 0 | 10 | 20 | 2019 | 2045 | 100% | 0 | 0 | 0% | Normal | 0% | 0.02063 | 0 | 0 | 1 unit | 30000 | 0 | 1.3709e-06 | 1628.2323 | 2500 | 0 | 0 | 0 | 2010 | 1.1201 | COOK_FRY-Food Preparation-ILTRM-v4.0-1 | Estimate | COOK_FRY-Food Preparation-ILTRM-v4.0-1 | 1 | unit | 1.3709e-06 | Commercial_College (WA)_New_Food Preparation_Fryer_Standard
Commercial_College (WA)_New_Food Preparation_Natural Gas_Fryer_E2 | Commercial | College (WA) | New | Food Preparation | Natural Gas | Fryer | E2 | ENERGY STAR | 68.97% | 0% | 0% | 0.0056817 | 0 | 0 | 0 | 10 | 20 | 2019 | 2045 | 100% | 0 | 0 | 0% | Normal | 0% | 0.014229 | 0 | 0 | 1 unit | 30000 | 0 | 1.3709e-06 | 1122.9977 | 3700 | 0 | 0 | 0 | 2010 | 1.1201 | COOK_FRY-Food Preparation-ILTRM-v4.0-1 | COOK_FRY-Food Preparation-ILTRM-v4.0-1 | COOK_FRY-Food Preparation-ILTRM-v4.0-1 | 1 | unit | 1.3709e-06 | Commercial_College (WA)_New_Food Preparation_Fryer_ENERGY STAR
Commercial_College (WA)_New_Food Preparation_Natural Gas_Fryer_E3 | Commercial | College (WA) | New | Food Preparation | Natural Gas | Fryer | E3 |  | 0% | 0% | 0% | 0 | 0 | 0 | 0 | 0 | 0 | 0 | 0 | 0% | 0 | 0 | 0% | Normal | 0% | 0 | 0 | 0 | [17 empty] | Commercial_College (WA)_New_Food Preparation_Fryer_
Commercial_College (WA)_New_Food Preparation_Natural Gas_Fryer_E4 | Commercial | College (WA) | New | Food Preparation | Natural Gas | Fryer | E4 |  | 0% | 0% | 0% | 0 | 0 | 0 | 0 | 0 | 0 | 0 | 0 | 0% | 0 | 0 | 0% | Normal | 0% | 0 | 0 | 0 | [17 empty] | Commercial_College (WA)_New_Food Preparation_Fryer_
Commercial_College (WA)_New_Food Preparation_Natural Gas_Fryer_E5 | Commercial | College (WA) | New | Food Preparation | Natural Gas | Fryer | E5 |  | 0% | 0% | 0% | 0 | 0 | 0 | 0 | 0 | 0 | 0 | 0 | 0% | 0 | 0 | 0% | Normal | 0% | 0 | 0 | 0 | [17 empty] | Commercial_College (WA)_New_Food Preparation_Fryer_
Commercial_College (WA)_New_Food Preparation_Natural Gas_Fryer_E6 | Commercial | College (WA) | New | Food Preparation | Natural Gas | Fryer | E6 |  | 0% | 0% | 0% | 0 | 0 | 0 | 0 | 0 | 0 | 0 | 0 | 0% | 0 | 0 | 0% | Normal | 0% | 0 | 0 | 0 | [17 empty] | Commercial_College (WA)_New_Food Preparation_Fryer_
Commercial_College (WA)_New_Food Preparation_Natural Gas_Fryer_E7 | Commercial | College (WA) | New | Food Preparation | Natural Gas | Fryer | E7 |  | 0% | 0% | 0% | 0 | 0 | 0 | 0 | 0 | 0 | 0 | 0 | 0% | 0 | 0 | 0% | Normal | 0% | 0 | 0 | 0 | [17 empty] | Commercial_College (WA)_New_Food Preparation_Fryer_
Commercial_College (WA)_New_Food Preparation_Natural Gas_Fryer_E8 | Commercial | College (WA) | New | Food Preparation | Natural Gas | Fryer | E8 |  | 0% | 0% | 0% | 0 | 0 | 0 | 0 | 0 | 0 | 0 | 0 | 0% | 0 | 0 | 0% | Normal | 0% | 0 | 0 | 0 | [17 empty] | Commercial_College (WA)_New_Food Preparation_Fryer_
Commercial_College (WA)_New_Food Preparation_Natural Gas_Fryer_E9 | Commercial | College (WA) | New | Food Preparation | Natural Gas | Fryer | E9 |  | 0% | 0% | 0% | 0 | 0 | 0 | 0 | 0 | 0 | 0 | 0 | 0% | 0 | 0 | 0% | Normal | 0% | 0 | 0 | 0 | [17 empty] | Commercial_College (WA)_New_Food Preparation_Fryer_
Commercial_College (WA)_New_Food Preparation_Natural Gas_Fryer_E10 | Commercial | College (WA) | New | Food Preparation | Natural Gas | Fryer | E10 |  | 0% | 0% | 0% | 0 | 0 | 0 | 0 | 0 | 0 | 0 | 0 | 0% | 0 | 0 | 0% | Normal | 0% | 0 | 0 | 0 | [17 empty] | Commercial_College (WA)_New_Food Preparation_Fryer_
Commercial_College (WA)_New_Food Preparation_Natural Gas_Broiler_E1 | Commercial | College (WA) | New | Food Preparation | Natural Gas | Broiler | E1 | Standard | 100% | 0% | 0% | 0.0059496 | 0 | 0 | 0 | 8 | 16 | 2019 | 2045 | 100% | 0 | 0 | 0% | Normal | 0% | 0.021074 | 0 | 0 | 1 unit | 30000 | 0 | 2.1685e-06 | 1625 | 2500 | 0 | 0 | 0 | 2011 | 1.0975 | COOK_BRL-Food Preparation-ILTRM-v4.0-2 | Estimate | COOK_BRL-Food Preparation-ILTRM-v4.0-2 | 1 | unit | 2.1685e-06 | Commercial_College (WA)_New_Food Preparation_Broiler_Standard
Commercial_College (WA)_New_Food Preparation_Natural Gas_Broiler_E2 | Commercial | College (WA) | New | Food Preparation | Natural Gas | Broiler | E2 | Infrared Burners | 85.29% | 0% | 0% | 0.0083295 | 0 | 0 | 0 | 8 | 16 | 2019 | 2045 | 100% | 0 | 0 | 0% | Normal | 0% | 0.017974 | 0 | 0 | 1 unit | 30000 | 0 | 2.1685e-06 | 1386 | 3500 | 0 | 0 | 0 | 2011 | 1.0975 | COOK_BRL-Food Preparation-ILTRM-v4.0-2 | COOK_BRL-Food Preparation-ILTRM-v4.0-2 | COOK_BRL-Food Preparation-ILTRM-v4.0-2 | 1 | unit | 2.1685e-06 | Commercial_College (WA)_New_Food Preparation_Broiler_Infrared Burners
Commercial_College (WA)_New_Food Preparation_Natural Gas_Broiler_E3 | Commercial | College (WA) | New | Food Preparation | Natural Gas | Broiler | E3 |  | 0% | 0% | 0% | 0 | 0 | 0 | 0 | 0 | 0 | 0 | 0 | 0% | 0 | 0 | 0% | Normal | 0% | 0 | 0 | 0 | [17 empty] | Commercial_College (WA)_New_Food Preparation_Broiler_
Commercial_College (WA)_New_Food Preparation_Natural Gas_Broiler_E4 | Commercial | College (WA) | New | Food Preparation | Natural Gas | Broiler | E4 |  | 0% | 0% | 0% | 0 | 0 | 0 | 0 | 0 | 0 | 0 | 0 | 0% | 0 | 0 | 0% | Normal | 0% | 0 | 0 | 0 | [17 empty] | Commercial_College (WA)_New_Food Preparation_Broiler_
Commercial_College (WA)_New_Food Preparation_Natural Gas_Broiler_E5 | Commercial | College (WA) | New | Food Preparation | Natural Gas | Broiler | E5 |  | 0% | 0% | 0% | 0 | 0 | 0 | 0 | 0 | 0 | 0 | 0 | 0% | 0 | 0 | 0% | Normal | 0% | 0 | 0 | 0 | [17 empty] | Commercial_College (WA)_New_Food Preparation_Broiler_
Commercial_College (WA)_New_Food Preparation_Natural Gas_Broiler_E6 | Commercial | College (WA) | New | Food Preparation | Natural Gas | Broiler | E6 |  | 0% | 0% | 0% | 0 | 0 | 0 | 0 | 0 | 0 | 0 | 0 | 0% | 0 | 0 | 0% | Normal | 0% | 0 | 0 | 0 | [17 empty] | Commercial_College (WA)_New_Food Preparation_Broiler_
Commercial_College (WA)_New_Food Preparation_Natural Gas_Broiler_E7 | Commercial | College (WA) | New | Food Preparation | Natural Gas | Broiler | E7 |  | 0% | 0% | 0% | 0 | 0 | 0 | 0 | 0 | 0 | 0 | 0 | 0% | 0 | 0 | 0% | Normal | 0% | 0 | 0 | 0 | [17 empty] | Commercial_College (WA)_New_Food Preparation_Broiler_
Commercial_College (WA)_New_Food Preparation_Natural Gas_Broiler_E8 | Commercial | College (WA) | New | Food Preparation | Natural Gas | Broiler | E8 |  | 0% | 0% | 0% | 0 | 0 | 0 | 0 | 0 | 0 | 0 | 0 | 0% | 0 | 0 | 0% | Normal | 0% | 0 | 0 | 0 | [17 empty] | Commercial_College (WA)_New_Food Preparation_Broiler_
Commercial_College (WA)_New_Food Preparation_Natural Gas_Broiler_E9 | Commercial | College (WA) | New | Food Preparation | Natural Gas | Broiler | E9 |  | 0% | 0% | 0% | 0 | 0 | 0 | 0 | 0 | 0 | 0 | 0 | 0% | 0 | 0 | 0% | Normal | 0% | 0 | 0 | 0 | [17 empty] | Commercial_College (WA)_New_Food Preparation_Broiler_
Commercial_College (WA)_New_Food Preparation_Natural Gas_Broiler_E10 | Commercial | College (WA) | New | Food Preparation | Natural Gas | Broiler | E10 |  | 0% | 0% | 0% | 0 | 0 | 0 | 0 | 0 | 0 | 0 | 0 | 0% | 0 | 0 | 0% | Normal | 0% | 0 | 0 | 0 | [17 empty] | Commercial_College (WA)_New_Food Preparation_Broiler_
Commercial_College (WA)_New_Food Preparation_Natural Gas_Griddle_E1 | Commercial | College (WA) | New | Food Preparation | Natural Gas | Griddle | E1 | Standard | 100% | 0% | 0% | 0.015559 | 0 | 0 | 0 | 8 | 16 | 2019 | 2045 | 100% | 0 | 0 | 0% | Normal | 0% | 0.014646 | 0 | 0 | 1 unit | 30000 | 0 | 2.8489e-06 | 1213.5601 | 5150 | 0 | 0 | 0 | 2013 | 1.0605 | COOK_GRD-Food Preparation-ILTRM-v5.0-1 | COOK_GRD-Food Preparation-EIA14-2014 Ref. Case-5 | COOK_GRD-Food Preparation-ILTRM-v5.0-1 | 1 | unit | 2.8489e-06 | Commercial_College (WA)_New_Food Preparation_Griddle_Standard
Commercial_College (WA)_New_Food Preparation_Natural Gas_Griddle_E2 | Commercial | College (WA) | New | Food Preparation | Natural Gas | Griddle | E2 | ENERGY STAR | 87.77% | 0% | 0% | 0.016647 | 0 | 0 | 0 | 8 | 16 | 2019 | 2045 | 100% | 0 | 0 | 0% | Normal | 0% | 0.012855 | 0 | 0 | 1 unit | 30000 | 0 | 2.8489e-06 | 1065.1506 | 5510 | 0 | 0 | 0 | 2013 | 1.0605 | COOK_GRD-Food Preparation-ILTRM-v5.0-1 | COOK_GRD-Food Preparation-EIA14-2014 Ref. Case-5 | COOK_GRD-Food Preparation-ILTRM-v5.0-1 | 1 | unit | 2.8489e-06 | Commercial_College (WA)_New_Food Preparation_Griddle_ENERGY STAR
Commercial_College (WA)_New_Food Preparation_Natural Gas_Griddle_E3 | Commercial | College (WA) | New | Food Preparation | Natural Gas | Griddle | E3 |  | 0% | 0% | 0% | 0 | 0 | 0 | 0 | 0 | 0 | 0 | 0 | 0% | 0 | 0 | 0% | Normal | 0% | 0 | 0 | 0 | [17 empty] | Commercial_College (WA)_New_Food Preparation_Griddle_
Commercial_College (WA)_New_Food Preparation_Natural Gas_Griddle_E4 | Commercial | College (WA) | New | Food Preparation | Natural Gas | Griddle | E4 |  | 0% | 0% | 0% | 0 | 0 | 0 | 0 | 0 | 0 | 0 | 0 | 0% | 0 | 0 | 0% | Normal | 0% | 0 | 0 | 0 | [17 empty] | Commercial_College (WA)_New_Food Preparation_Griddle_
Commercial_College (WA)_New_Food Preparation_Natural Gas_Griddle_E5 | Commercial | College (WA) | New | Food Preparation | Natural Gas | Griddle | E5 |  | 0% | 0% | 0% | 0 | 0 | 0 | 0 | 0 | 0 | 0 | 0 | 0% | 0 | 0 | 0% | Normal | 0% | 0 | 0 | 0 | [17 empty] | Commercial_College (WA)_New_Food Preparation_Griddle_
Commercial_College (WA)_New_Food Preparation_Natural Gas_Griddle_E6 | Commercial | College (WA) | New | Food Preparation | Natural Gas | Griddle | E6 |  | 0% | 0% | 0% | 0 | 0 | 0 | 0 | 0 | 0 | 0 | 0 | 0% | 0 | 0 | 0% | Normal | 0% | 0 | 0 | 0 | [17 empty] | Commercial_College (WA)_New_Food Preparation_Griddle_
Commercial_College (WA)_New_Food Preparation_Natural Gas_Griddle_E7 | Commercial | College (WA) | New | Food Preparation | Natural Gas | Griddle | E7 |  | 0% | 0% | 0% | 0 | 0 | 0 | 0 | 0 | 0 | 0 | 0 | 0% | 0 | 0 | 0% | Normal | 0% | 0 | 0 | 0 | [17 empty] | Commercial_College (WA)_New_Food Preparation_Griddle_
Commercial_College (WA)_New_Food Preparation_Natural Gas_Griddle_E8 | Commercial | College (WA) | New | Food Preparation | Natural Gas | Griddle | E8 |  | 0% | 0% | 0% | 0 | 0 | 0 | 0 | 0 | 0 | 0 | 0 | 0% | 0 | 0 | 0% | Normal | 0% | 0 | 0 | 0 | [17 empty] | Commercial_College (WA)_New_Food Preparation_Griddle_
Commercial_College (WA)_New_Food Preparation_Natural Gas_Griddle_E9 | Commercial | College (WA) | New | Food Preparation | Natural Gas | Griddle | E9 |  | 0% | 0% | 0% | 0 | 0 | 0 | 0 | 0 | 0 | 0 | 0 | 0% | 0 | 0 | 0% | Normal | 0% | 0 | 0 | 0 | [17 empty] | Commercial_College (WA)_New_Food Preparation_Griddle_
Commercial_College (WA)_New_Food Preparation_Natural Gas_Griddle_E10 | Commercial | College (WA) | New | Food Preparation | Natural Gas | Griddle | E10 |  | 0% | 0% | 0% | 0 | 0 | 0 | 0 | 0 | 0 | 0 | 0 | 0% | 0 | 0 | 0% | Normal | 0% | 0 | 0 | 0 | [17 empty] | Commercial_College (WA)_New_Food Preparation_Griddle_
Commercial_College (WA)_New_Food Preparation_Natural Gas_Range_E1 | Commercial | College (WA) | New | Food Preparation | Natural Gas | Range | E1 | Standard | 100% | 0% | 0% | 0.019807 | 0 | 0 | 0 | 8 | 12 | 2019 | 2045 | 100% | 0 | 0 | 0% | Normal | 0% | 0.019795 | 0 | 0 | 1 unit | 30000 | 0 | 3.9294e-06 | 1470 | 4500 | 0 | 0 | 0 | 2010 | 1.1201 | COOK_OVN-Food Preparation-AEO17-1 | Estimate | DOE Commercial R&D 2016 - Table 2-12 | 1 | unit | 3.9294e-06 | Commercial_College (WA)_New_Food Preparation_Range_Standard
Commercial_College (WA)_New_Food Preparation_Natural Gas_Range_E2 | Commercial | College (WA) | New | Food Preparation | Natural Gas | Range | E2 | High Efficiency | 50% | 0% | 0% | 0.021567 | 0 | 0 | 0 | 8 | 12 | 2019 | 2045 | 100% | 0 | 0 | 0% | Normal | 0% | 0.0098975 | 0 | 0 | 1 unit | 30000 | 0 | 3.9294e-06 | 735 | 4900 | 0 | 0 | 0 | 2010 | 1.1201 | COOK_OVN-Food Preparation-AEO17-1 | DOE Commercial R&D 2016 - Table 2-10 | DOE Commercial R&D 2016 - Table 2-18 | 1 | unit | 3.9294e-06 | Commercial_College (WA)_New_Food Preparation_Range_High Efficiency
Commercial_College (WA)_New_Food Preparation_Natural Gas_Range_E3 | Commercial | College (WA) | New | Food Preparation | Natural Gas | Range | E3 |  | 0% | 0% | 0% | 0 | 0 | 0 | 0 | 0 | 0 | 0 | 0 | 0% | 0 | 0 | 0% | Normal | 0% | 0 | 0 | 0 | [17 empty] | Commercial_College (WA)_New_Food Preparation_Range_
Commercial_College (WA)_New_Food Preparation_Natural Gas_Range_E4 | Commercial | College (WA) | New | Food Preparation | Natural Gas | Range | E4 |  | 0% | 0% | 0% | 0 | 0 | 0 | 0 | 0 | 0 | 0 | 0 | 0% | 0 | 0 | 0% | Normal | 0% | 0 | 0 | 0 | [17 empty] | Commercial_College (WA)_New_Food Preparation_Range_
Commercial_College (WA)_New_Food Preparation_Natural Gas_Range_E5 | Commercial | College (WA) | New | Food Preparation | Natural Gas | Range | E5 |  | 0% | 0% | 0% | 0 | 0 | 0 | 0 | 0 | 0 | 0 | 0 | 0% | 0 | 0 | 0% | Normal | 0% | 0 | 0 | 0 | [17 empty] | Commercial_College (WA)_New_Food Preparation_Range_
Commercial_College (WA)_New_Food Preparation_Natural Gas_Range_E6 | Commercial | College (WA) | New | Food Preparation | Natural Gas | Range | E6 |  | 0% | 0% | 0% | 0 | 0 | 0 | 0 | 0 | 0 | 0 | 0 | 0% | 0 | 0 | 0% | Normal | 0% | 0 | 0 | 0 | [17 empty] | Commercial_College (WA)_New_Food Preparation_Range_
Commercial_College (WA)_New_Food Preparation_Natural Gas_Range_E7 | Commercial | College (WA) | New | Food Preparation | Natural Gas | Range | E7 |  | 0% | 0% | 0% | 0 | 0 | 0 | 0 | 0 | 0 | 0 | 0 | 0% | 0 | 0 | 0% | Normal | 0% | 0 | 0 | 0 | [17 empty] | Commercial_College (WA)_New_Food Preparation_Range_
Commercial_College (WA)_New_Food Preparation_Natural Gas_Range_E8 | Commercial | College (WA) | New | Food Preparation | Natural Gas | Range | E8 |  | 0% | 0% | 0% | 0 | 0 | 0 | 0 | 0 | 0 | 0 | 0 | 0% | 0 | 0 | 0% | Normal | 0% | 0 | 0 | 0 | [17 empty] | Commercial_College (WA)_New_Food Preparation_Range_
Commercial_College (WA)_New_Food Preparation_Natural Gas_Range_E9 | Commercial | College (WA) | New | Food Preparation | Natural Gas | Range | E9 |  | 0% | 0% | 0% | 0 | 0 | 0 | 0 | 0 | 0 | 0 | 0 | 0% | 0 | 0 | 0% | Normal | 0% | 0 | 0 | 0 | [17 empty] | Commercial_College (WA)_New_Food Preparation_Range_
Commercial_College (WA)_New_Food Preparation_Natural Gas_Range_E10 | Commercial | College (WA) | New | Food Preparation | Natural Gas | Range | E10 |  | 0% | 0% | 0% | 0 | 0 | 0 | 0 | 0 | 0 | 0 | 0 | 0% | 0 | 0 | 0% | Normal | 0% | 0 | 0 | 0 | [17 empty] | Commercial_College (WA)_New_Food Preparation_Range_
Commercial_College (WA)_New_Food Preparation_Natural Gas_Steamer_E1 | Commercial | College (WA) | New | Food Preparation | Natural Gas | Steamer | E1 | Standard | 100% | 0% | 0% | 0.03237 | 0 | 0 | 0 | 8 | 16 | 2019 | 2045 | 100% | 0 | 0 | 0% | Normal | 0% | 0.027134 | 0 | 0 | 1 unit | 30000 | 0 | 2.2931e-06 | 1241.5036 | 13100 | 0 | 0 | 0 | 2012 | 1.0776 | COOK_STM-Food Preparation-ILTRM-v4.0-32 | DOE Commercial R&D 2016 - Table 2-10 | COOK_STM-Food Preparation-ILTRM-v4.0-32 | 1 | unit | 2.2931e-06 | Commercial_College (WA)_New_Food Preparation_Steamer_Standard
Commercial_College (WA)_New_Food Preparation_Natural Gas_Steamer_E2 | Commercial | College (WA) | New | Food Preparation | Natural Gas | Steamer | E2 | ENERGY STAR | 18.87% | 0% | 0% | 0.034836 | 0 | -6.4982e-06 | 0 | 8 | 16 | 2019 | 2045 | 100% | 0 | 0 | 0% | Normal | 0% | 0.0051196 | 0 | 0 | 1 unit | 30000 | 0 | 2.2931e-06 | 234.2394 | 14098 | 0 | -2.6298 | 0 | 2012 | 1.0776 | COOK_STM-Food Preparation-ILTRM-v4.0-32 | COOK_STM-Food Preparation-ILTRM-v4.0-32 | COOK_STM-Food Preparation-ILTRM-v4.0-32 | 1 | unit | 2.2931e-06 | Commercial_College (WA)_New_Food Preparation_Steamer_ENERGY STAR
Commercial_College (WA)_New_Food Preparation_Natural Gas_Steamer_E3 | Commercial | College (WA) | New | Food Preparation | Natural Gas | Steamer | E3 |  | 0% | 0% | 0% | 0 | 0 | 0 | 0 | 0 | 0 | 0 | 0 | 0% | 0 | 0 | 0% | Normal | 0% | 0 | 0 | 0 | [17 empty] | Commercial_College (WA)_New_Food Preparation_Steamer_
Commercial_College (WA)_New_Food Preparation_Natural Gas_Steamer_E4 | Commercial | College (WA) | New | Food Preparation | Natural Gas | Steamer | E4 |  | 0% | 0% | 0% | 0 | 0 | 0 | 0 | 0 | 0 | 0 | 0 | 0% | 0 | 0 | 0% | Normal | 0% | 0 | 0 | 0 | [17 empty] | Commercial_College (WA)_New_Food Preparation_Steamer_
Commercial_College (WA)_New_Food Preparation_Natural Gas_Steamer_E5 | Commercial | College (WA) | New | Food Preparation | Natural Gas | Steamer | E5 |  | 0% | 0% | 0% | 0 | 0 | 0 | 0 | 0 | 0 | 0 | 0 | 0% | 0 | 0 | 0% | Normal | 0% | 0 | 0 | 0 | [17 empty] | Commercial_College (WA)_New_Food Preparation_Steamer_
Commercial_College (WA)_New_Food Preparation_Natural Gas_Steamer_E6 | Commercial | College (WA) | New | Food Preparation | Natural Gas | Steamer | E6 |  | 0% | 0% | 0% | 0 | 0 | 0 | 0 | 0 | 0 | 0 | 0 | 0% | 0 | 0 | 0% | Normal | 0% | 0 | 0 | 0 | [17 empty] | Commercial_College (WA)_New_Food Preparation_Steamer_
Commercial_College (WA)_New_Food Preparation_Natural Gas_Steamer_E7 | Commercial | College (WA) | New | Food Preparation | Natural Gas | Steamer | E7 |  | 0% | 0% | 0% | 0 | 0 | 0 | 0 | 0 | 0 | 0 | 0 | 0% | 0 | 0 | 0% | Normal | 0% | 0 | 0 | 0 | [17 empty] | Commercial_College (WA)_New_Food Preparation_Steamer_
Commercial_College (WA)_New_Food Preparation_Natural Gas_Steamer_E8 | Commercial | College (WA) | New | Food Preparation | Natural Gas | Steamer | E8 |  | 0% | 0% | 0% | 0 | 0 | 0 | 0 | 0 | 0 | 0 | 0 | 0% | 0 | 0 | 0% | Normal | 0% | 0 | 0 | 0 | [17 empty] | Commercial_College (WA)_New_Food Preparation_Steamer_
Commercial_College (WA)_New_Food Preparation_Natural Gas_Steamer_E9 | Commercial | College (WA) | New | Food Preparation | Natural Gas | Steamer | E9 |  | 0% | 0% | 0% | 0 | 0 | 0 | 0 | 0 | 0 | 0 | 0 | 0% | 0 | 0 | 0% | Normal | 0% | 0 | 0 | 0 | [17 empty] | Commercial_College (WA)_New_Food Preparation_Steamer_
Commercial_College (WA)_New_Food Preparation_Natural Gas_Steamer_E10 | Commercial | College (WA) | New | Food Preparation | Natural Gas | Steamer | E10 |  | 0% | 0% | 0% | 0 | 0 | 0 | 0 | 0 | 0 | 0 | 0 | 0% | 0 | 0 | 0% | Normal | 0% | 0 | 0 | 0 | [17 empty] | Commercial_College (WA)_New_Food Preparation_Steamer_
Commercial_College (WA)_New_Food Preparation_Natural Gas_Food Prep Other_E1 | Commercial | College (WA) | New | Food Preparation | Natural Gas | Food Prep Other | E1 | Standard | 100% | 0% | 0% | 6.4825e-05 | 0 | 0 | 0 | 8 | 12 | 2019 | 2045 | 100% | 0 | 0 | 0% | Normal | 0% | 0.0062802 | 0 | 0 | 1 unit | 30000 | 0 | 5.7873e-08 | 1423.18 | 1000 | 0 | 0 | 0 | 2010 | 1.1201 | Default | Default | Default | 1 | unit | 5.7873e-08 | Commercial_College (WA)_New_Food Preparation_Food Prep Other_Standard
Commercial_College (WA)_New_Food Preparation_Natural Gas_Food Prep Other_E2 | Commercial | College (WA) | New | Food Preparation | Natural Gas | Food Prep Other | E2 | ENERGY STAR | 72.07% | 0% | 0% | 0.00011884 | 0 | 0 | 0 | 8 | 12 | 2019 | 2045 | 100% | 0 | 0 | 0% | Normal | 0% | 0.004526 | 0 | 0 | 1 unit | 30000 | 0 | 5.7873e-08 | 1025.646 | 1833.1988 | 0 | 0 | 0 | 2010 | 1.1201 | N/A | N/A | N/A | 1 | unit | 5.7873e-08 | Commercial_College (WA)_New_Food Preparation_Food Prep Other_ENERGY STAR
Commercial_College (WA)_New_Food Preparation_Natural Gas_Food Prep Other_E3 | Commercial | College (WA) | New | Food Preparation | Natural Gas | Food Prep Other | E3 |  | 0% | 0% | 0% | 0 | 0 | 0 | 0 | 0 | 0 | 0 | 0 | 0% | 0 | 0 | 0% | Normal | 0% | 0 | 0 | 0 | [17 empty] | Commercial_College (WA)_New_Food Preparation_Food Prep Other_
Commercial_College (WA)_New_Food Preparation_Natural Gas_Food Prep Other_E4 | Commercial | College (WA) | New | Food Preparation | Natural Gas | Food Prep Other | E4 |  | 0% | 0% | 0% | 0 | 0 | 0 | 0 | 0 | 0 | 0 | 0 | 0% | 0 | 0 | 0% | Normal | 0% | 0 | 0 | 0 | [17 empty] | Commercial_College (WA)_New_Food Preparation_Food Prep Other_
Commercial_College (WA)_New_Food Preparation_Natural Gas_Food Prep Other_E5 | Commercial | College (WA) | New | Food Preparation | Natural Gas | Food Prep Other | E5 |  | 0% | 0% | 0% | 0 | 0 | 0 | 0 | 0 | 0 | 0 | 0 | 0% | 0 | 0 | 0% | Normal | 0% | 0 | 0 | 0 | [17 empty] | Commercial_College (WA)_New_Food Preparation_Food Prep Other_
Commercial_College (WA)_New_Food Preparation_Natural Gas_Food Prep Other_E6 | Commercial | College (WA) | New | Food Preparation | Natural Gas | Food Prep Other | E6 |  | 0% | 0% | 0% | 0 | 0 | 0 | 0 | 0 | 0 | 0 | 0 | 0% | 0 | 0 | 0% | Normal | 0% | 0 | 0 | 0 | [17 empty] | Commercial_College (WA)_New_Food Preparation_Food Prep Other_
Commercial_College (WA)_New_Food Preparation_Natural Gas_Food Prep Other_E7 | Commercial | College (WA) | New | Food Preparation | Natural Gas | Food Prep Other | E7 |  | 0% | 0% | 0% | 0 | 0 | 0 | 0 | 0 | 0 | 0 | 0 | 0% | 0 | 0 | 0% | Normal | 0% | 0 | 0 | 0 | [17 empty] | Commercial_College (WA)_New_Food Preparation_Food Prep Other_
Commercial_College (WA)_New_Food Preparation_Natural Gas_Food Prep Other_E8 | Commercial | College (WA) | New | Food Preparation | Natural Gas | Food Prep Other | E8 |  | 0% | 0% | 0% | 0 | 0 | 0 | 0 | 0 | 0 | 0 | 0 | 0% | 0 | 0 | 0% | Normal | 0% | 0 | 0 | 0 | [17 empty] | Commercial_College (WA)_New_Food Preparation_Food Prep Other_
Commercial_College (WA)_New_Food Preparation_Natural Gas_Food Prep Other_E9 | Commercial | College (WA) | New | Food Preparation | Natural Gas | Food Prep Other | E9 |  | 0% | 0% | 0% | 0 | 0 | 0 | 0 | 0 | 0 | 0 | 0 | 0% | 0 | 0 | 0% | Normal | 0% | 0 | 0 | 0 | [17 empty] | Commercial_College (WA)_New_Food Preparation_Food Prep Other_
Commercial_College (WA)_New_Food Preparation_Natural Gas_Food Prep Other_E10 | Commercial | College (WA) | New | Food Preparation | Natural Gas | Food Prep Other | E10 |  | 0% | 0% | 0% | 0 | 0 | 0 | 0 | 0 | 0 | 0 | 0 | 0% | 0 | 0 | 0% | Normal | 0% | 0 | 0 | 0 | [17 empty] | Commercial_College (WA)_New_Food Preparation_Food Prep Other_
Commercial_College (WA)_New_Miscellaneous_Natural Gas_Pool Heater_E1 | Commercial | College (WA) | New | Miscellaneous | Natural Gas | Pool Heater | E1 | Standard (EF .82) | 100% | 0% | 0% | 0.00010965 | 0 | 0 | 0 | 4 | 8 | 2019 | 2045 | 100% | 0 | 0 | 0% | Normal | 0% | 0.0071458 | 0 | 0 | 1 unit | 30000 | 0 | 5.8303e-09 | 14890 | 18052 | 0 | 0 | 0 | 2014 | 1.0418 | DOE Commercial R&D 2016 - Table 7-6 | DOE Commercial R&D 2016 - Table 7-7 | DOE Commercial R&D 2016 - Table 7-8 | 1 | unit | 5.8303e-09 | Commercial_College (WA)_New_Miscellaneous_Pool Heater_Standard (EF .82)
Commercial_College (WA)_New_Miscellaneous_Natural Gas_Pool Heater_E2 | Commercial | College (WA) | New | Miscellaneous | Natural Gas | Pool Heater | E2 | Condensing (EF .90) | 85% | 0% | 0% | 0.00017954 | 0 | 0 | 0 | 4 | 8 | 2019 | 2045 | 100% | 0 | 0 | 0% | Normal | 0% | 0.006074 | 0 | 0 | 1 unit | 30000 | 0 | 5.8303e-09 | 12656.5 | 29558 | 0 | 0 | 0 | 2014 | 1.0418 | DOE Commercial R&D 2016 - Table 7-6 | DOE Commercial R&D 2016 - Table 7-7 | DOE Commercial R&D 2016 - Table 7-9 | 1 | unit | 5.8303e-09 | Commercial_College (WA)_New_Miscellaneous_Pool Heater_Condensing (EF .90)
Commercial_College (WA)_New_Miscellaneous_Natural Gas_Pool Heater_E3 | Commercial | College (WA) | New | Miscellaneous | Natural Gas | Pool Heater | E3 |  | 0% | 0% | 0% | 0 | 0 | 0 | 0 | 0 | 0 | 0 | 0 | 0% | 0 | 0 | 0% | Normal | 0% | 0 | 0 | 0 | [17 empty] | Commercial_College (WA)_New_Miscellaneous_Pool Heater_
Commercial_College (WA)_New_Miscellaneous_Natural Gas_Pool Heater_E4 | Commercial | College (WA) | New | Miscellaneous | Natural Gas | Pool Heater | E4 |  | 0% | 0% | 0% | 0 | 0 | 0 | 0 | 0 | 0 | 0 | 0 | 0% | 0 | 0 | 0% | Normal | 0% | 0 | 0 | 0 | [17 empty] | Commercial_College (WA)_New_Miscellaneous_Pool Heater_
Commercial_College (WA)_New_Miscellaneous_Natural Gas_Pool Heater_E5 | Commercial | College (WA) | New | Miscellaneous | Natural Gas | Pool Heater | E5 |  | 0% | 0% | 0% | 0 | 0 | 0 | 0 | 0 | 0 | 0 | 0 | 0% | 0 | 0 | 0% | Normal | 0% | 0 | 0 | 0 | [17 empty] | Commercial_College (WA)_New_Miscellaneous_Pool Heater_
Commercial_College (WA)_New_Miscellaneous_Natural Gas_Pool Heater_E6 | Commercial | College (WA) | New | Miscellaneous | Natural Gas | Pool Heater | E6 |  | 0% | 0% | 0% | 0 | 0 | 0 | 0 | 0 | 0 | 0 | 0 | 0% | 0 | 0 | 0% | Normal | 0% | 0 | 0 | 0 | [17 empty] | Commercial_College (WA)_New_Miscellaneous_Pool Heater_
Commercial_College (WA)_New_Miscellaneous_Natural Gas_Pool Heater_E7 | Commercial | College (WA) | New | Miscellaneous | Natural Gas | Pool Heater | E7 |  | 0% | 0% | 0% | 0 | 0 | 0 | 0 | 0 | 0 | 0 | 0 | 0% | 0 | 0 | 0% | Normal | 0% | 0 | 0 | 0 | [17 empty] | Commercial_College (WA)_New_Miscellaneous_Pool Heater_
Commercial_College (WA)_New_Miscellaneous_Natural Gas_Pool Heater_E8 | Commercial | College (WA) | New | Miscellaneous | Natural Gas | Pool Heater | E8 |  | 0% | 0% | 0% | 0 | 0 | 0 | 0 | 0 | 0 | 0 | 0 | 0% | 0 | 0 | 0% | Normal | 0% | 0 | 0 | 0 | [17 empty] | Commercial_College (WA)_New_Miscellaneous_Pool Heater_
Commercial_College (WA)_New_Miscellaneous_Natural Gas_Pool Heater_E9 | Commercial | College (WA) | New | Miscellaneous | Natural Gas | Pool Heater | E9 |  | 0% | 0% | 0% | 0 | 0 | 0 | 0 | 0 | 0 | 0 | 0 | 0% | 0 | 0 | 0% | Normal | 0% | 0 | 0 | 0 | [17 empty] | Commercial_College (WA)_New_Miscellaneous_Pool Heater_
Commercial_College (WA)_New_Miscellaneous_Natural Gas_Pool Heater_E10 | Commercial | College (WA) | New | Miscellaneous | Natural Gas | Pool Heater | E10 |  | 0% | 0% | 0% | 0 | 0 | 0 | 0 | 0 | 0 | 0 | 0 | 0% | 0 | 0 | 0% | Normal | 0% | 0 | 0 | 0 | [17 empty] | Commercial_College (WA)_New_Miscellaneous_Pool Heater_
Commercial_College (WA)_New_Miscellaneous_Natural Gas_Miscellaneous_E1 | Commercial | College (WA) | New | Miscellaneous | Natural Gas | Miscellaneous | E1 | Standard | 100% | 0% | 0% | 1.0174 | 0 | 0 | 0 | 2 | 8 | 2019 | 2045 | 100% | 0 | 0 | 0% | Normal | 0% | 0.027641 | 0 | 0 | 1 unit | 30000 | 0 | 1 | 1 | 1 | 0 | 0 | 0 | 2016 | 1.0174 | N/A | N/A | N/A | 1 | unit | 1 | Commercial_College (WA)_New_Miscellaneous_Miscellaneous_Standard
Commercial_College (WA)_New_Miscellaneous_Natural Gas_Miscellaneous_E2 | Commercial | College (WA) | New | Miscellaneous | Natural Gas | Miscellaneous | E2 |  | 0% | 0% | 0% | 0 | 0 | 0 | 0 | 0 | 0 | 0 | 0 | 0% | 0 | 0 | 0% | Normal | 0% | 0 | 0 | 0 | [17 empty] | Commercial_College (WA)_New_Miscellaneous_Miscellaneous_
Commercial_College (WA)_New_Miscellaneous_Natural Gas_Miscellaneous_E3 | Commercial | College (WA) | New | Miscellaneous | Natural Gas | Miscellaneous | E3 |  | 0% | 0% | 0% | 0 | 0 | 0 | 0 | 0 | 0 | 0 | 0 | 0% | 0 | 0 | 0% | Normal | 0% | 0 | 0 | 0 | [17 empty] | Commercial_College (WA)_New_Miscellaneous_Miscellaneous_
Commercial_College (WA)_New_Miscellaneous_Natural Gas_Miscellaneous_E4 | Commercial | College (WA) | New | Miscellaneous | Natural Gas | Miscellaneous | E4 |  | 0% | 0% | 0% | 0 | 0 | 0 | 0 | 0 | 0 | 0 | 0 | 0% | 0 | 0 | 0% | Normal | 0% | 0 | 0 | 0 | [17 empty] | Commercial_College (WA)_New_Miscellaneous_Miscellaneous_
Commercial_College (WA)_New_Miscellaneous_Natural Gas_Miscellaneous_E5 | Commercial | College (WA) | New | Miscellaneous | Natural Gas | Miscellaneous | E5 |  | 0% | 0% | 0% | 0 | 0 | 0 | 0 | 0 | 0 | 0 | 0 | 0% | 0 | 0 | 0% | Normal | 0% | 0 | 0 | 0 | [17 empty] | Commercial_College (WA)_New_Miscellaneous_Miscellaneous_
Commercial_College (WA)_New_Miscellaneous_Natural Gas_Miscellaneous_E6 | Commercial | College (WA) | New | Miscellaneous | Natural Gas | Miscellaneous | E6 |  | 0% | 0% | 0% | 0 | 0 | 0 | 0 | 0 | 0 | 0 | 0 | 0% | 0 | 0 | 0% | Normal | 0% | 0 | 0 | 0 | [17 empty] | Commercial_College (WA)_New_Miscellaneous_Miscellaneous_
Commercial_College (WA)_New_Miscellaneous_Natural Gas_Miscellaneous_E7 | Commercial | College (WA) | New | Miscellaneous | Natural Gas | Miscellaneous | E7 |  | 0% | 0% | 0% | 0 | 0 | 0 | 0 | 0 | 0 | 0 | 0 | 0% | 0 | 0 | 0% | Normal | 0% | 0 | 0 | 0 | [17 empty] | Commercial_College (WA)_New_Miscellaneous_Miscellaneous_
Commercial_College (WA)_New_Miscellaneous_Natural Gas_Miscellaneous_E8 | Commercial | College (WA) | New | Miscellaneous | Natural Gas | Miscellaneous | E8 |  | 0% | 0% | 0% | 0 | 0 | 0 | 0 | 0 | 0 | 0 | 0 | 0% | 0 | 0 | 0% | Normal | 0% | 0 | 0 | 0 | [17 empty] | Commercial_College (WA)_New_Miscellaneous_Miscellaneous_
Commercial_College (WA)_New_Miscellaneous_Natural Gas_Miscellaneous_E9 | Commercial | College (WA) | New | Miscellaneous | Natural Gas | Miscellaneous | E9 |  | 0% | 0% | 0% | 0 | 0 | 0 | 0 | 0 | 0 | 0 | 0 | 0% | 0 | 0 | 0% | Normal | 0% | 0 | 0 | 0 | [17 empty] | Commercial_College (WA)_New_Miscellaneous_Miscellaneous_
Commercial_College (WA)_New_Miscellaneous_Natural Gas_Miscellaneous_E10 | Commercial | College (WA) | New | Miscellaneous | Natural Gas | Miscellaneous | E10 |  | 0% | 0% | 0% | 0 | 0 | 0 | 0 | 0 | 0 | 0 | 0 | 0% | 0 | 0 | 0% | Normal | 0% | 0 | 0 | 0 | [17 empty] | Commercial_College (WA)_New_Miscellaneous_Miscellaneous_
Commercial_Health (WA)_Existing_Space Heating_Natural Gas_Furnace_E1 | Commercial | Health (WA) | Existing | Space Heating | Natural Gas | Furnace | E1 | AFUE 80% (Standard) | 100% | 0% | 0% | 0.39276 | 0 | 0.03702 | 0 | 10 | 20 | 2019 | 2045 | 100% | 0 | 0 | 0% | Normal | 0% | 0.24264 | 0 | 0 | 400 kBtu/hr | 30000 | 0 | 0.00010909 | 5.5605 | 3395 | 0 | 320 | 0 | 2013 | 1.0605 | GFURN-Heating-EIA14-2014 Ref. Case-2 | GFURN-Heating-EIA14-2014 Ref. Case-2 | AEG BEST | 400 | kBtu/hr | 0.043636 | Commercial_Health (WA)_Existing_Space Heating_Furnace_AFUE 80% (Standard)
Commercial_Health (WA)_Existing_Space Heating_Natural Gas_Furnace_E2 | Commercial | Health (WA) | Existing | Space Heating | Natural Gas | Furnace | E2 | AFUE 90% | 88.89% | 0% | 0% | 0.47721 | 0 | 0.10759 | 0 | 10 | 20 | 2019 | 2045 | 100% | 0 | 0 | 0% | Normal | 0% | 0.21567 | 0 | 0 | 400 kBtu/hr | 30000 | 0 | 0.00010909 | 4.9425 | 4125 | 0 | 930 | 0 | 2013 | 1.0605 | GFURN-Heating-EIA14-2014 Ref. Case-3 | GFURN-Heating-EIA14-2014 Ref. Case-3 | AEG BEST | 400 | kBtu/hr | 0.043636 | Commercial_Health (WA)_Existing_Space Heating_Furnace_AFUE 90%
Commercial_Health (WA)_Existing_Space Heating_Natural Gas_Furnace_E3 | Commercial | Health (WA) | Existing | Space Heating | Natural Gas | Furnace | E3 | AFUE 96% | 83.33% | 0% | 0% | 0.92224 | 0 | 0 | 0 | 10 | 20 | 2019 | 2045 | 100% | 0 | 0 | 0% | Normal | 0% | 0.2022 | 0 | 0 | 150 kBtu/hr | 30000 | 0 | 0.00029091 | 4.6337 | 3042.9057 | 0 | 0 | 0 | 2014 | 1.0418 | GFURN-Heating-EIA14-2014 Ref. Case-3 | GFURN-Heating-ILTRM-v5.0-191 | AEG BEST | 150 | kBtu/hr | 0.043636 | Commercial_Health (WA)_Existing_Space Heating_Furnace_AFUE 96%
Commercial_Health (WA)_Existing_Space Heating_Natural Gas_Furnace_E4 | Commercial | Health (WA) | Existing | Space Heating | Natural Gas | Furnace | E4 |  | 0% | 0% | 0% | 0 | 0 | 0 | 0 | 0 | 0 | 0 | 0 | 0% | 0 | 0 | 0% | Normal | 0% | 0 | 0 | 0 | [17 empty] | Commercial_Health (WA)_Existing_Space Heating_Furnace_
Commercial_Health (WA)_Existing_Space Heating_Natural Gas_Furnace_E5 | Commercial | Health (WA) | Existing | Space Heating | Natural Gas | Furnace | E5 |  | 0% | 0% | 0% | 0 | 0 | 0 | 0 | 0 | 0 | 0 | 0 | 0% | 0 | 0 | 0% | Normal | 0% | 0 | 0 | 0 | [17 empty] | Commercial_Health (WA)_Existing_Space Heating_Furnace_
Commercial_Health (WA)_Existing_Space Heating_Natural Gas_Furnace_E6 | Commercial | Health (WA) | Existing | Space Heating | Natural Gas | Furnace | E6 |  | 0% | 0% | 0% | 0 | 0 | 0 | 0 | 0 | 0 | 0 | 0 | 0% | 0 | 0 | 0% | Normal | 0% | 0 | 0 | 0 | [17 empty] | Commercial_Health (WA)_Existing_Space Heating_Furnace_
Commercial_Health (WA)_Existing_Space Heating_Natural Gas_Furnace_E7 | Commercial | Health (WA) | Existing | Space Heating | Natural Gas | Furnace | E7 |  | 0% | 0% | 0% | 0 | 0 | 0 | 0 | 0 | 0 | 0 | 0 | 0% | 0 | 0 | 0% | Normal | 0% | 0 | 0 | 0 | [17 empty] | Commercial_Health (WA)_Existing_Space Heating_Furnace_
Commercial_Health (WA)_Existing_Space Heating_Natural Gas_Furnace_E8 | Commercial | Health (WA) | Existing | Space Heating | Natural Gas | Furnace | E8 |  | 0% | 0% | 0% | 0 | 0 | 0 | 0 | 0 | 0 | 0 | 0 | 0% | 0 | 0 | 0% | Normal | 0% | 0 | 0 | 0 | [17 empty] | Commercial_Health (WA)_Existing_Space Heating_Furnace_
Commercial_Health (WA)_Existing_Space Heating_Natural Gas_Furnace_E9 | Commercial | Health (WA) | Existing | Space Heating | Natural Gas | Furnace | E9 |  | 0% | 0% | 0% | 0 | 0 | 0 | 0 | 0 | 0 | 0 | 0 | 0% | 0 | 0 | 0% | Normal | 0% | 0 | 0 | 0 | [17 empty] | Commercial_Health (WA)_Existing_Space Heating_Furnace_
Commercial_Health (WA)_Existing_Space Heating_Natural Gas_Furnace_E10 | Commercial | Health (WA) | Existing | Space Heating | Natural Gas | Furnace | E10 |  | 0% | 0% | 0% | 0 | 0 | 0 | 0 | 0 | 0 | 0 | 0 | 0% | 0 | 0 | 0% | Normal | 0% | 0 | 0 | 0 | [17 empty] | Commercial_Health (WA)_Existing_Space Heating_Furnace_
Commercial_Health (WA)_Existing_Space Heating_Natural Gas_Boiler_E1 | Commercial | Health (WA) | Existing | Space Heating | Natural Gas | Boiler | E1 | AFUE 80% (Standard) | 100% | 0% | 0% | 1.4642 | 0 | 0.034707 | 0 | 25 | 35 | 2019 | 2045 | 100% | 0 | 0 | 0% | Normal | 0% | 0.47922 | 0 | 0 | 1 kBtu/hr | 30000 | 0 | 0.043636 | 9.9818 | 31.6406 | 0 | 0.75 | 0 | 2013 | 1.0605 | GBLR-Heating-AEO15-3 | GBLR-Heating-AEO15-3 | GBLR-Heating-AEO15-3 | 1 | kBtu/hr | 0.043636 | Commercial_Health (WA)_Existing_Space Heating_Boiler_AFUE 80% (Standard)
Commercial_Health (WA)_Existing_Space Heating_Natural Gas_Boiler_E2 | Commercial | Health (WA) | Existing | Space Heating | Natural Gas | Boiler | E2 | AFUE 85% | 94.12% | 0% | 0% | 1.572 | 0 | 0.032665 | 0 | 25 | 35 | 2019 | 2045 | 100% | 0 | 0 | 0% | Normal | 0% | 0.45102 | 0 | 0 | 1 kBtu/hr | 30000 | 0 | 0.043636 | 9.3945 | 33.9706 | 0 | 0.70588 | 0 | 2013 | 1.0605 | GBLR-Heating-AEO15-6 | GBLR-Heating-AEO15-6 | GBLR-Heating-AEO15-6 | 1 | kBtu/hr | 0.043636 | Commercial_Health (WA)_Existing_Space Heating_Boiler_AFUE 85%
Commercial_Health (WA)_Existing_Space Heating_Natural Gas_Boiler_E3 | Commercial | Health (WA) | Existing | Space Heating | Natural Gas | Boiler | E3 | AFUE 97% | 82.47% | 0% | 0% | 1.4963 | 0 | 0.028332 | 0 | 25 | 35 | 2019 | 2045 | 100% | 0 | 0 | 0% | Normal | 0% | 0.39523 | 0 | 0 | 1 kBtu/hr | 30000 | 0 | 0.043636 | 8.2323 | 32.3342 | 0 | 0.61224 | 0 | 2013 | 1.0605 | GBLR-Heating-AEO15-7 | GBLR-Heating-AEO15-7 | GBLR-Heating-AEO15-7 | 1 | kBtu/hr | 0.043636 | Commercial_Health (WA)_Existing_Space Heating_Boiler_AFUE 97%
Commercial_Health (WA)_Existing_Space Heating_Natural Gas_Boiler_E4 | Commercial | Health (WA) | Existing | Space Heating | Natural Gas | Boiler | E4 | Convert to NG Air Source Heat Pump | 57.14% | 0% | 0% | 10.1035 | 0 | 0.1234 | 0 | 10 | 20 | 2019 | 2045 | 100% | 0 | 0 | 0% | Normal | 0% | 0.27384 | 0 | 0 | 1 kBtu/hr | 30000 | 0 | 0.043636 | 5.7039 | 218.3333 | 0 | 2.6667 | 0 | 2013 | 1.0605 | HP_GAS-Heating-AEO17-1 | HP_GAS-Heating-AEO17-1 | HP_GAS-Heating-AEO17-1 | 1 | kBtu/hr | 0.043636 | Commercial_Health (WA)_Existing_Space Heating_Boiler_Convert to NG Air Source Heat Pump
Commercial_Health (WA)_Existing_Space Heating_Natural Gas_Boiler_E5 | Commercial | Health (WA) | Existing | Space Heating | Natural Gas | Boiler | E5 |  | 0% | 0% | 0% | 0 | 0 | 0 | 0 | 0 | 0 | 0 | 0 | 0% | 0 | 0 | 0% | Normal | 0% | 0 | 0 | 0 | [17 empty] | Commercial_Health (WA)_Existing_Space Heating_Boiler_
Commercial_Health (WA)_Existing_Space Heating_Natural Gas_Boiler_E6 | Commercial | Health (WA) | Existing | Space Heating | Natural Gas | Boiler | E6 |  | 0% | 0% | 0% | 0 | 0 | 0 | 0 | 0 | 0 | 0 | 0 | 0% | 0 | 0 | 0% | Normal | 0% | 0 | 0 | 0 | [17 empty] | Commercial_Health (WA)_Existing_Space Heating_Boiler_
Commercial_Health (WA)_Existing_Space Heating_Natural Gas_Boiler_E7 | Commercial | Health (WA) | Existing | Space Heating | Natural Gas | Boiler | E7 |  | 0% | 0% | 0% | 0 | 0 | 0 | 0 | 0 | 0 | 0 | 0 | 0% | 0 | 0 | 0% | Normal | 0% | 0 | 0 | 0 | [17 empty] | Commercial_Health (WA)_Existing_Space Heating_Boiler_
Commercial_Health (WA)_Existing_Space Heating_Natural Gas_Boiler_E8 | Commercial | Health (WA) | Existing | Space Heating | Natural Gas | Boiler | E8 |  | 0% | 0% | 0% | 0 | 0 | 0 | 0 | 0 | 0 | 0 | 0 | 0% | 0 | 0 | 0% | Normal | 0% | 0 | 0 | 0 | [17 empty] | Commercial_Health (WA)_Existing_Space Heating_Boiler_
Commercial_Health (WA)_Existing_Space Heating_Natural Gas_Boiler_E9 | Commercial | Health (WA) | Existing | Space Heating | Natural Gas | Boiler | E9 |  | 0% | 0% | 0% | 0 | 0 | 0 | 0 | 0 | 0 | 0 | 0 | 0% | 0 | 0 | 0% | Normal | 0% | 0 | 0 | 0 | [17 empty] | Commercial_Health (WA)_Existing_Space Heating_Boiler_
Commercial_Health (WA)_Existing_Space Heating_Natural Gas_Boiler_E10 | Commercial | Health (WA) | Existing | Space Heating | Natural Gas | Boiler | E10 |  | 0% | 0% | 0% | 0 | 0 | 0 | 0 | 0 | 0 | 0 | 0 | 0% | 0 | 0 | 0% | Normal | 0% | 0 | 0 | 0 | [17 empty] | Commercial_Health (WA)_Existing_Space Heating_Boiler_
Commercial_Health (WA)_Existing_Space Heating_Natural Gas_Unit Heater_E1 | Commercial | Health (WA) | Existing | Space Heating | Natural Gas | Unit Heater | E1 | Standard | 100% | 0% | 0% | 0.0014198 | 0 | 0 | 0 | 15 | 25 | 2019 | 2045 | 100% | 0 | 0 | 0% | Normal | 0% | 0.12443 | 0 | 0 | 1 kBtu/Hr | 30000 | 0 | 1.3279e-06 | 2080 | 1051 | 0 | 0 | 0 | 2016 | 1.0174 | UNITHT-Heating-XCELCO-2017-18-3 | UNITHT-Heating-XCELCO-2017-18-3 | UNITHT-Heating-XCELCO-2017-18-3 | 1 | kBtu/Hr | 1.3279e-06 | Commercial_Health (WA)_Existing_Space Heating_Unit Heater_Standard
Commercial_Health (WA)_Existing_Space Heating_Natural Gas_Unit Heater_E2 | Commercial | Health (WA) | Existing | Space Heating | Natural Gas | Unit Heater | E2 | Condensing | 88.94% | 0% | 0% | 0.0031138 | 0 | 0 | 0 | 15 | 25 | 2019 | 2045 | 100% | 0 | 0 | 0% | Normal | 0% | 0.11067 | 0 | 0 | 1 kBtu/Hr | 30000 | 0 | 1.3279e-06 | 1850 | 2305 | 0 | 0 | 0 | 2016 | 1.0174 | UNITHT-Heating-XCELCO-2017-18-3 | UNITHT-Heating-XCELCO-2017-18-3 | UNITHT-Heating-XCELCO-2017-18-3 | 1 | kBtu/Hr | 1.3279e-06 | Commercial_Health (WA)_Existing_Space Heating_Unit Heater_Condensing
Commercial_Health (WA)_Existing_Space Heating_Natural Gas_Unit Heater_E3 | Commercial | Health (WA) | Existing | Space Heating | Natural Gas | Unit Heater | E3 | Infrared Radiant | 88.46% | 0% | 0% | 0.0016954 | 0 | 0 | 0 | 10 | 20 | 2019 | 2045 | 100% | 0 | 0 | 0% | Normal | 0% | 0.11007 | 0 | 0 | 1 kBtu/Hr | 30000 | 0 | 1.3279e-06 | 1840 | 1255 | 0 | 0 | 0 | 2016 | 1.0174 | UNITHT-Heating-XCELCO-2017-18-4 | UNITHT-Heating-XCELCO-2017-18-4 | UNITHT-Heating-XCELCO-2017-18-4 | 1 | kBtu/Hr | 1.3279e-06 | Commercial_Health (WA)_Existing_Space Heating_Unit Heater_Infrared Radiant
Commercial_Health (WA)_Existing_Space Heating_Natural Gas_Unit Heater_E4 | Commercial | Health (WA) | Existing | Space Heating | Natural Gas | Unit Heater | E4 |  | 0% | 0% | 0% | 0 | 0 | 0 | 0 | 0 | 0 | 0 | 0 | 0% | 0 | 0 | 0% | Normal | 0% | 0 | 0 | 0 | [17 empty] | Commercial_Health (WA)_Existing_Space Heating_Unit Heater_
Commercial_Health (WA)_Existing_Space Heating_Natural Gas_Unit Heater_E5 | Commercial | Health (WA) | Existing | Space Heating | Natural Gas | Unit Heater | E5 |  | 0% | 0% | 0% | 0 | 0 | 0 | 0 | 0 | 0 | 0 | 0 | 0% | 0 | 0 | 0% | Normal | 0% | 0 | 0 | 0 | [17 empty] | Commercial_Health (WA)_Existing_Space Heating_Unit Heater_
Commercial_Health (WA)_Existing_Space Heating_Natural Gas_Unit Heater_E6 | Commercial | Health (WA) | Existing | Space Heating | Natural Gas | Unit Heater | E6 |  | 0% | 0% | 0% | 0 | 0 | 0 | 0 | 0 | 0 | 0 | 0 | 0% | 0 | 0 | 0% | Normal | 0% | 0 | 0 | 0 | [17 empty] | Commercial_Health (WA)_Existing_Space Heating_Unit Heater_
Commercial_Health (WA)_Existing_Space Heating_Natural Gas_Unit Heater_E7 | Commercial | Health (WA) | Existing | Space Heating | Natural Gas | Unit Heater | E7 |  | 0% | 0% | 0% | 0 | 0 | 0 | 0 | 0 | 0 | 0 | 0 | 0% | 0 | 0 | 0% | Normal | 0% | 0 | 0 | 0 | [17 empty] | Commercial_Health (WA)_Existing_Space Heating_Unit Heater_
Commercial_Health (WA)_Existing_Space Heating_Natural Gas_Unit Heater_E8 | Commercial | Health (WA) | Existing | Space Heating | Natural Gas | Unit Heater | E8 |  | 0% | 0% | 0% | 0 | 0 | 0 | 0 | 0 | 0 | 0 | 0 | 0% | 0 | 0 | 0% | Normal | 0% | 0 | 0 | 0 | [17 empty] | Commercial_Health (WA)_Existing_Space Heating_Unit Heater_
Commercial_Health (WA)_Existing_Space Heating_Natural Gas_Unit Heater_E9 | Commercial | Health (WA) | Existing | Space Heating | Natural Gas | Unit Heater | E9 |  | 0% | 0% | 0% | 0 | 0 | 0 | 0 | 0 | 0 | 0 | 0 | 0% | 0 | 0 | 0% | Normal | 0% | 0 | 0 | 0 | [17 empty] | Commercial_Health (WA)_Existing_Space Heating_Unit Heater_
Commercial_Health (WA)_Existing_Space Heating_Natural Gas_Unit Heater_E10 | Commercial | Health (WA) | Existing | Space Heating | Natural Gas | Unit Heater | E10 |  | 0% | 0% | 0% | 0 | 0 | 0 | 0 | 0 | 0 | 0 | 0 | 0% | 0 | 0 | 0% | Normal | 0% | 0 | 0 | 0 | [17 empty] | Commercial_Health (WA)_Existing_Space Heating_Unit Heater_
Commercial_Health (WA)_Existing_Water Heating_Natural Gas_Water Heater_E1 | Commercial | Health (WA) | Existing | Water Heating | Natural Gas | Water Heater | E1 | TE 0.80 | 100% | 0% | 0% | 0.16552 | 0 | 0 | 0 | 10 | 20 | 2019 | 2045 | 100% | 0 | 0 | 0% | Normal | 0% | 0.49547 | 0 | 0 | 1 kBtu/hr | 30000 | 0 | 0.007463 | 61.1496 | 21.8 | 0 | 0 | 0 | 2017 | 1.0174 | DHW_WH-Water Heating-PG&E-R7-14 | DHW_WH-Water Heating-PG&E-R7-14 | DHW_WH-Water Heating-PG&E-R7-14 | 1 | kBtu/hr | 0.007463 | Commercial_Health (WA)_Existing_Water Heating_Water Heater_TE 0.80
Commercial_Health (WA)_Existing_Water Heating_Natural Gas_Water Heater_E2 | Commercial | Health (WA) | Existing | Water Heating | Natural Gas | Water Heater | E2 | TE 0.90 | 88.89% | 0% | 0% | 0.19862 | 0 | 0 | 0 | 10 | 20 | 2019 | 2045 | 100% | 0 | 0 | 0% | Normal | 0% | 0.44042 | 0 | 0 | 1 kBtu/hr | 30000 | 0 | 0.007463 | 54.3552 | 26.16 | 0 | 0 | 0 | 2017 | 1.0174 | DHW_WH-Water Heating-PG&E-R7-14 | DHW_WH-Water Heating-PG&E-R7-14 | DHW_WH-Water Heating-PG&E-R7-14 | 1 | kBtu/hr | 0.007463 | Commercial_Health (WA)_Existing_Water Heating_Water Heater_TE 0.90
Commercial_Health (WA)_Existing_Water Heating_Natural Gas_Water Heater_E3 | Commercial | Health (WA) | Existing | Water Heating | Natural Gas | Water Heater | E3 | TE 0.94 | 85.11% | 0% | 0% | 0.24416 | 0 | 0 | 0 | 10 | 20 | 2019 | 2045 | 100% | 0 | 0 | 0% | Normal | 0% | 0.42168 | 0 | 0 | 1 kBtu/hr | 30000 | 0 | 0.007463 | 52.0422 | 30.3604 | 0 | 0 | 0 | 2012 | 1.0776 | DHW_WH-Water Heating-NMTRM-2016-7 | DHW_WH-Water Heating-NMTRM-2016-7 | DHW_WH-Water Heating-NMTRM-2016-7 | 1 | kBtu/hr | 0.007463 | Commercial_Health (WA)_Existing_Water Heating_Water Heater_TE 0.94
Commercial_Health (WA)_Existing_Water Heating_Natural Gas_Water Heater_E4 | Commercial | Health (WA) | Existing | Water Heating | Natural Gas | Water Heater | E4 | Instantaneous TE 0.94 | 85.02% | 0% | 0% | 0.28662 | 0 | 0 | 0 | 15 | 25 | 2019 | 2045 | 100% | 0 | 0 | 0% | Normal | 0% | 0.42123 | 0 | 0 | 1 kBtu/hr | 30000 | 0 | 0.007463 | 51.9869 | 35.6404 | 0 | 0 | 0 | 2012 | 1.0776 | DHW_WH-Water Heating-NMTRM-2016-9 | DHW_WH-Water Heating-NMTRM-2016-9 | DHW_WH-Water Heating-NMTRM-2016-9 | 1 | kBtu/hr | 0.007463 | Commercial_Health (WA)_Existing_Water Heating_Water Heater_Instantaneous TE 0.94
Commercial_Health (WA)_Existing_Water Heating_Natural Gas_Water Heater_E5 | Commercial | Health (WA) | Existing | Water Heating | Natural Gas | Water Heater | E5 | Gas-Fired Absorption HPWH | 53.33% | 0% | 0% | 0.48717 | 0 | 0 | 0 | 10 | 16 | 2019 | 2045 | 100% | 0 | 0 | 0% | Normal | 0% | 0.26425 | 0 | 0 | 1 kBtu/hr | 30000 | 0 | 0.007463 | 32.6131 | 62.6566 | 0 | 0 | 0 | 2014 | 1.0418 | DHW_WH-Water Heating-DOE-2014-1 | DHW_WH-Water Heating-DOE-2014-1 | DHW_WH-Water Heating-DOE-2014-1 | 1 | kBtu/hr | 0.007463 | Commercial_Health (WA)_Existing_Water Heating_Water Heater_Gas-Fired Absorption HPWH
Commercial_Health (WA)_Existing_Water Heating_Natural Gas_Water Heater_E6 | Commercial | Health (WA) | Existing | Water Heating | Natural Gas | Water Heater | E6 |  | 0% | 0% | 0% | 0 | 0 | 0 | 0 | 0 | 0 | 0 | 0 | 0% | 0 | 0 | 0% | Normal | 0% | 0 | 0 | 0 | [17 empty] | Commercial_Health (WA)_Existing_Water Heating_Water Heater_
Commercial_Health (WA)_Existing_Water Heating_Natural Gas_Water Heater_E7 | Commercial | Health (WA) | Existing | Water Heating | Natural Gas | Water Heater | E7 |  | 0% | 0% | 0% | 0 | 0 | 0 | 0 | 0 | 0 | 0 | 0 | 0% | 0 | 0 | 0% | Normal | 0% | 0 | 0 | 0 | [17 empty] | Commercial_Health (WA)_Existing_Water Heating_Water Heater_
Commercial_Health (WA)_Existing_Water Heating_Natural Gas_Water Heater_E8 | Commercial | Health (WA) | Existing | Water Heating | Natural Gas | Water Heater | E8 |  | 0% | 0% | 0% | 0 | 0 | 0 | 0 | 0 | 0 | 0 | 0 | 0% | 0 | 0 | 0% | Normal | 0% | 0 | 0 | 0 | [17 empty] | Commercial_Health (WA)_Existing_Water Heating_Water Heater_
Commercial_Health (WA)_Existing_Water Heating_Natural Gas_Water Heater_E9 | Commercial | Health (WA) | Existing | Water Heating | Natural Gas | Water Heater | E9 |  | 0% | 0% | 0% | 0 | 0 | 0 | 0 | 0 | 0 | 0 | 0 | 0% | 0 | 0 | 0% | Normal | 0% | 0 | 0 | 0 | [17 empty] | Commercial_Health (WA)_Existing_Water Heating_Water Heater_
Commercial_Health (WA)_Existing_Water Heating_Natural Gas_Water Heater_E10 | Commercial | Health (WA) | Existing | Water Heating | Natural Gas | Water Heater | E10 |  | 0% | 0% | 0% | 0 | 0 | 0 | 0 | 0 | 0 | 0 | 0 | 0% | 0 | 0 | 0% | Normal | 0% | 0 | 0 | 0 | [17 empty] | Commercial_Health (WA)_Existing_Water Heating_Water Heater_
Commercial_Health (WA)_Existing_Food Preparation_Natural Gas_Oven_E1 | Commercial | Health (WA) | Existing | Food Preparation | Natural Gas | Oven | E1 | Standard | 100% | 0% | 0% | 0.002369 | 0 | 0 | 0 | 8 | 12 | 2019 | 2045 | 100% | 0 | 0 | 0% | Normal | 0% | 0.24242 | 0 | 0 | 1 unit | 30000 | 0 | 4.558e-06 | 1050.946 | 490.1 | 0 | 0 | 0 | 2013 | 1.0605 | COOK_OVN-Food Preparation-AEO17-3 | COOK_OVN-Food Preparation-AEO17-3 | COOK_OVN-Food Preparation-ILTRM-v5.0-23 | 1 | unit | 4.558e-06 | Commercial_Health (WA)_Existing_Food Preparation_Oven_Standard
Commercial_Health (WA)_Existing_Food Preparation_Natural Gas_Oven_E2 | Commercial | Health (WA) | Existing | Food Preparation | Natural Gas | Oven | E2 | ENERGY STAR (>42% Baking Efficiency) | 71.01% | 0% | 0% | 0.003228 | 0 | 0 | 0 | 8 | 12 | 2019 | 2045 | 100% | 0 | 0 | 0% | Normal | 0% | 0.17214 | 0 | 0 | 1 unit | 30000 | 0 | 4.558e-06 | 746.2722 | 667.81 | 0 | 0 | 0 | 2013 | 1.0605 | COOK_OVN-Food Preparation-AEO17-3 | COOK_OVN-Food Preparation-AEO17-3 | COOK_OVN-Food Preparation-ILTRM-v5.0-23 | 1 | unit | 4.558e-06 | Commercial_Health (WA)_Existing_Food Preparation_Oven_ENERGY STAR (>42% Baking Efficiency)
Commercial_Health (WA)_Existing_Food Preparation_Natural Gas_Oven_E3 | Commercial | Health (WA) | Existing | Food Preparation | Natural Gas | Oven | E3 |  | 0% | 0% | 0% | 0 | 0 | 0 | 0 | 0 | 0 | 0 | 0 | 0% | 0 | 0 | 0% | Normal | 0% | 0 | 0 | 0 | [17 empty] | Commercial_Health (WA)_Existing_Food Preparation_Oven_
Commercial_Health (WA)_Existing_Food Preparation_Natural Gas_Oven_E4 | Commercial | Health (WA) | Existing | Food Preparation | Natural Gas | Oven | E4 |  | 0% | 0% | 0% | 0 | 0 | 0 | 0 | 0 | 0 | 0 | 0 | 0% | 0 | 0 | 0% | Normal | 0% | 0 | 0 | 0 | [17 empty] | Commercial_Health (WA)_Existing_Food Preparation_Oven_
Commercial_Health (WA)_Existing_Food Preparation_Natural Gas_Oven_E5 | Commercial | Health (WA) | Existing | Food Preparation | Natural Gas | Oven | E5 |  | 0% | 0% | 0% | 0 | 0 | 0 | 0 | 0 | 0 | 0 | 0 | 0% | 0 | 0 | 0% | Normal | 0% | 0 | 0 | 0 | [17 empty] | Commercial_Health (WA)_Existing_Food Preparation_Oven_
Commercial_Health (WA)_Existing_Food Preparation_Natural Gas_Oven_E6 | Commercial | Health (WA) | Existing | Food Preparation | Natural Gas | Oven | E6 |  | 0% | 0% | 0% | 0 | 0 | 0 | 0 | 0 | 0 | 0 | 0 | 0% | 0 | 0 | 0% | Normal | 0% | 0 | 0 | 0 | [17 empty] | Commercial_Health (WA)_Existing_Food Preparation_Oven_
Commercial_Health (WA)_Existing_Food Preparation_Natural Gas_Oven_E7 | Commercial | Health (WA) | Existing | Food Preparation | Natural Gas | Oven | E7 |  | 0% | 0% | 0% | 0 | 0 | 0 | 0 | 0 | 0 | 0 | 0 | 0% | 0 | 0 | 0% | Normal | 0% | 0 | 0 | 0 | [17 empty] | Commercial_Health (WA)_Existing_Food Preparation_Oven_
Commercial_Health (WA)_Existing_Food Preparation_Natural Gas_Oven_E8 | Commercial | Health (WA) | Existing | Food Preparation | Natural Gas | Oven | E8 |  | 0% | 0% | 0% | 0 | 0 | 0 | 0 | 0 | 0 | 0 | 0 | 0% | 0 | 0 | 0% | Normal | 0% | 0 | 0 | 0 | [17 empty] | Commercial_Health (WA)_Existing_Food Preparation_Oven_
Commercial_Health (WA)_Existing_Food Preparation_Natural Gas_Oven_E9 | Commercial | Health (WA) | Existing | Food Preparation | Natural Gas | Oven | E9 |  | 0% | 0% | 0% | 0 | 0 | 0 | 0 | 0 | 0 | 0 | 0 | 0% | 0 | 0 | 0% | Normal | 0% | 0 | 0 | 0 | [17 empty] | Commercial_Health (WA)_Existing_Food Preparation_Oven_
Commercial_Health (WA)_Existing_Food Preparation_Natural Gas_Oven_E10 | Commercial | Health (WA) | Existing | Food Preparation | Natural Gas | Oven | E10 |  | 0% | 0% | 0% | 0 | 0 | 0 | 0 | 0 | 0 | 0 | 0 | 0% | 0 | 0 | 0% | Normal | 0% | 0 | 0 | 0 | [17 empty] | Commercial_Health (WA)_Existing_Food Preparation_Oven_
Commercial_Health (WA)_Existing_Food Preparation_Natural Gas_Conveyor Oven_E1 | Commercial | Health (WA) | Existing | Food Preparation | Natural Gas | Conveyor Oven | E1 | Standard | 100% | 0% | 0% | 0.0019116 | 0 | 0 | 0 | 15 | 19 | 2019 | 2045 | 100% | 0 | 0 | 0% | Normal | 0% | 0.39122 | 0 | 0 | 1 unit | 30000 | 0 | 1.0824e-06 | 3571 | 1665.3064 | 0 | 0 | 0 | 2013 | 1.0605 | COOK_OVN-Food Preparation-ILTRM-v5.0-24 | COOK_OVN-Food Preparation-AEO17-3 | https://fishnick.com/saveenergy/tools/calculators/gconvovencalc.php | 1 | unit | 1.0824e-06 | Commercial_Health (WA)_Existing_Food Preparation_Conveyor Oven_Standard
Commercial_Health (WA)_Existing_Food Preparation_Natural Gas_Conveyor Oven_E2 | Commercial | Health (WA) | Existing | Food Preparation | Natural Gas | Conveyor Oven | E2 | ENERGY STAR (>42% Baking Efficiency) | 79.47% | 0% | 0% | 0.0040499 | 0 | 0 | 0 | 15 | 19 | 2019 | 2045 | 100% | 0 | 0 | 0% | Normal | 0% | 0.31092 | 0 | 0 | 1 unit | 30000 | 0 | 1.0824e-06 | 2838 | 3409.1835 | 0 | 0 | 0 | 2011 | 1.0975 | COOK_OVN-Food Preparation-ILTRM-v5.0-24 | COOK_OVN-Food Preparation-ILTRM-v5.0-24 | COOK_OVN-Food Preparation-ILTRM-v5.0-24 | 1 | unit | 1.0824e-06 | Commercial_Health (WA)_Existing_Food Preparation_Conveyor Oven_ENERGY STAR (>42% Baking Efficiency)
Commercial_Health (WA)_Existing_Food Preparation_Natural Gas_Conveyor Oven_E3 | Commercial | Health (WA) | Existing | Food Preparation | Natural Gas | Conveyor Oven | E3 |  | 0% | 0% | 0% | 0 | 0 | 0 | 0 | 0 | 0 | 0 | 0 | 0% | 0 | 0 | 0% | Normal | 0% | 0 | 0 | 0 | [17 empty] | Commercial_Health (WA)_Existing_Food Preparation_Conveyor Oven_
Commercial_Health (WA)_Existing_Food Preparation_Natural Gas_Conveyor Oven_E4 | Commercial | Health (WA) | Existing | Food Preparation | Natural Gas | Conveyor Oven | E4 |  | 0% | 0% | 0% | 0 | 0 | 0 | 0 | 0 | 0 | 0 | 0 | 0% | 0 | 0 | 0% | Normal | 0% | 0 | 0 | 0 | [17 empty] | Commercial_Health (WA)_Existing_Food Preparation_Conveyor Oven_
Commercial_Health (WA)_Existing_Food Preparation_Natural Gas_Conveyor Oven_E5 | Commercial | Health (WA) | Existing | Food Preparation | Natural Gas | Conveyor Oven | E5 |  | 0% | 0% | 0% | 0 | 0 | 0 | 0 | 0 | 0 | 0 | 0 | 0% | 0 | 0 | 0% | Normal | 0% | 0 | 0 | 0 | [17 empty] | Commercial_Health (WA)_Existing_Food Preparation_Conveyor Oven_
Commercial_Health (WA)_Existing_Food Preparation_Natural Gas_Conveyor Oven_E6 | Commercial | Health (WA) | Existing | Food Preparation | Natural Gas | Conveyor Oven | E6 |  | 0% | 0% | 0% | 0 | 0 | 0 | 0 | 0 | 0 | 0 | 0 | 0% | 0 | 0 | 0% | Normal | 0% | 0 | 0 | 0 | [17 empty] | Commercial_Health (WA)_Existing_Food Preparation_Conveyor Oven_
Commercial_Health (WA)_Existing_Food Preparation_Natural Gas_Conveyor Oven_E7 | Commercial | Health (WA) | Existing | Food Preparation | Natural Gas | Conveyor Oven | E7 |  | 0% | 0% | 0% | 0 | 0 | 0 | 0 | 0 | 0 | 0 | 0 | 0% | 0 | 0 | 0% | Normal | 0% | 0 | 0 | 0 | [17 empty] | Commercial_Health (WA)_Existing_Food Preparation_Conveyor Oven_
Commercial_Health (WA)_Existing_Food Preparation_Natural Gas_Conveyor Oven_E8 | Commercial | Health (WA) | Existing | Food Preparation | Natural Gas | Conveyor Oven | E8 |  | 0% | 0% | 0% | 0 | 0 | 0 | 0 | 0 | 0 | 0 | 0 | 0% | 0 | 0 | 0% | Normal | 0% | 0 | 0 | 0 | [17 empty] | Commercial_Health (WA)_Existing_Food Preparation_Conveyor Oven_
Commercial_Health (WA)_Existing_Food Preparation_Natural Gas_Conveyor Oven_E9 | Commercial | Health (WA) | Existing | Food Preparation | Natural Gas | Conveyor Oven | E9 |  | 0% | 0% | 0% | 0 | 0 | 0 | 0 | 0 | 0 | 0 | 0 | 0% | 0 | 0 | 0% | Normal | 0% | 0 | 0 | 0 | [17 empty] | Commercial_Health (WA)_Existing_Food Preparation_Conveyor Oven_
Commercial_Health (WA)_Existing_Food Preparation_Natural Gas_Conveyor Oven_E10 | Commercial | Health (WA) | Existing | Food Preparation | Natural Gas | Conveyor Oven | E10 |  | 0% | 0% | 0% | 0 | 0 | 0 | 0 | 0 | 0 | 0 | 0 | 0% | 0 | 0 | 0% | Normal | 0% | 0 | 0 | 0 | [17 empty] | Commercial_Health (WA)_Existing_Food Preparation_Conveyor Oven_
Commercial_Health (WA)_Existing_Food Preparation_Natural Gas_Double Rack Oven_E1 | Commercial | Health (WA) | Existing | Food Preparation | Natural Gas | Double Rack Oven | E1 | Standard | 100% | 0% | 0% | 0.0032911 | 0 | 0 | 0 | 8 | 16 | 2019 | 2045 | 100% | 0 | 0 | 0% | Normal | 0% | 0.67355 | 0 | 0 | 1 unit | 30000 | 0 | 1.2267e-06 | 5425 | 2529.904 | 0 | 0 | 0 | 2013 | 1.0605 | COOK_OVN-Food Preparation-ILTRM-v5.0-25 | COOK_OVN-Food Preparation-ILTRM-v5.0-25 | https://fishnick.com/saveenergy/tools/calculators/grackovencalc.php | 1 | unit | 1.2267e-06 | Commercial_Health (WA)_Existing_Food Preparation_Double Rack Oven_Standard
Commercial_Health (WA)_Existing_Food Preparation_Natural Gas_Double Rack Oven_E2 | Commercial | Health (WA) | Existing | Food Preparation | Natural Gas | Double Rack Oven | E2 | FTSC Qualified (>50% Cooking Efficiency) | 61.95% | 0% | 0% | 0.014931 | 0 | 0 | 0 | 8 | 16 | 2019 | 2045 | 100% | 0 | 0 | 0% | Normal | 0% | 0.41729 | 0 | 0 | 1 unit | 30000 | 0 | 1.2267e-06 | 3361 | 11090.6431 | 0 | 0 | 0 | 2011 | 1.0975 | COOK_OVN-Food Preparation-ILTRM-v5.0-25 | COOK_OVN-Food Preparation-ILTRM-v5.0-25 | COOK_OVN-Food Preparation-ILTRM-v5.0-25 | 1 | unit | 1.2267e-06 | Commercial_Health (WA)_Existing_Food Preparation_Double Rack Oven_FTSC Qualified (>50% Cooking Efficiency)
Commercial_Health (WA)_Existing_Food Preparation_Natural Gas_Double Rack Oven_E3 | Commercial | Health (WA) | Existing | Food Preparation | Natural Gas | Double Rack Oven | E3 |  | 0% | 0% | 0% | 0 | 0 | 0 | 0 | 0 | 0 | 0 | 0 | 0% | 0 | 0 | 0% | Normal | 0% | 0 | 0 | 0 | [17 empty] | Commercial_Health (WA)_Existing_Food Preparation_Double Rack Oven_
Commercial_Health (WA)_Existing_Food Preparation_Natural Gas_Double Rack Oven_E4 | Commercial | Health (WA) | Existing | Food Preparation | Natural Gas | Double Rack Oven | E4 |  | 0% | 0% | 0% | 0 | 0 | 0 | 0 | 0 | 0 | 0 | 0 | 0% | 0 | 0 | 0% | Normal | 0% | 0 | 0 | 0 | [17 empty] | Commercial_Health (WA)_Existing_Food Preparation_Double Rack Oven_
Commercial_Health (WA)_Existing_Food Preparation_Natural Gas_Double Rack Oven_E5 | Commercial | Health (WA) | Existing | Food Preparation | Natural Gas | Double Rack Oven | E5 |  | 0% | 0% | 0% | 0 | 0 | 0 | 0 | 0 | 0 | 0 | 0 | 0% | 0 | 0 | 0% | Normal | 0% | 0 | 0 | 0 | [17 empty] | Commercial_Health (WA)_Existing_Food Preparation_Double Rack Oven_
Commercial_Health (WA)_Existing_Food Preparation_Natural Gas_Double Rack Oven_E6 | Commercial | Health (WA) | Existing | Food Preparation | Natural Gas | Double Rack Oven | E6 |  | 0% | 0% | 0% | 0 | 0 | 0 | 0 | 0 | 0 | 0 | 0 | 0% | 0 | 0 | 0% | Normal | 0% | 0 | 0 | 0 | [17 empty] | Commercial_Health (WA)_Existing_Food Preparation_Double Rack Oven_
Commercial_Health (WA)_Existing_Food Preparation_Natural Gas_Double Rack Oven_E7 | Commercial | Health (WA) | Existing | Food Preparation | Natural Gas | Double Rack Oven | E7 |  | 0% | 0% | 0% | 0 | 0 | 0 | 0 | 0 | 0 | 0 | 0 | 0% | 0 | 0 | 0% | Normal | 0% | 0 | 0 | 0 | [17 empty] | Commercial_Health (WA)_Existing_Food Preparation_Double Rack Oven_
Commercial_Health (WA)_Existing_Food Preparation_Natural Gas_Double Rack Oven_E8 | Commercial | Health (WA) | Existing | Food Preparation | Natural Gas | Double Rack Oven | E8 |  | 0% | 0% | 0% | 0 | 0 | 0 | 0 | 0 | 0 | 0 | 0 | 0% | 0 | 0 | 0% | Normal | 0% | 0 | 0 | 0 | [17 empty] | Commercial_Health (WA)_Existing_Food Preparation_Double Rack Oven_
Commercial_Health (WA)_Existing_Food Preparation_Natural Gas_Double Rack Oven_E9 | Commercial | Health (WA) | Existing | Food Preparation | Natural Gas | Double Rack Oven | E9 |  | 0% | 0% | 0% | 0 | 0 | 0 | 0 | 0 | 0 | 0 | 0 | 0% | 0 | 0 | 0% | Normal | 0% | 0 | 0 | 0 | [17 empty] | Commercial_Health (WA)_Existing_Food Preparation_Double Rack Oven_
Commercial_Health (WA)_Existing_Food Preparation_Natural Gas_Double Rack Oven_E10 | Commercial | Health (WA) | Existing | Food Preparation | Natural Gas | Double Rack Oven | E10 |  | 0% | 0% | 0% | 0 | 0 | 0 | 0 | 0 | 0 | 0 | 0 | 0% | 0 | 0 | 0% | Normal | 0% | 0 | 0 | 0 | [17 empty] | Commercial_Health (WA)_Existing_Food Preparation_Double Rack Oven_
Commercial_Health (WA)_Existing_Food Preparation_Natural Gas_Fryer_E1 | Commercial | Health (WA) | Existing | Food Preparation | Natural Gas | Fryer | E1 | Standard | 100% | 0% | 0% | 0.13323 | 0 | 0 | 0 | 10 | 20 | 2019 | 2045 | 100% | 0 | 0 | 0% | Normal | 0% | 0.33866 | 0 | 0 | 1 unit | 30000 | 0 | 4.7576e-05 | 1628.2323 | 2500 | 0 | 0 | 0 | 2010 | 1.1201 | COOK_FRY-Food Preparation-ILTRM-v4.0-1 | Estimate | COOK_FRY-Food Preparation-ILTRM-v4.0-1 | 1 | unit | 4.7576e-05 | Commercial_Health (WA)_Existing_Food Preparation_Fryer_Standard
Commercial_Health (WA)_Existing_Food Preparation_Natural Gas_Fryer_E2 | Commercial | Health (WA) | Existing | Food Preparation | Natural Gas | Fryer | E2 | ENERGY STAR | 68.97% | 0% | 0% | 0.19718 | 0 | 0 | 0 | 10 | 20 | 2019 | 2045 | 100% | 0 | 0 | 0% | Normal | 0% | 0.23357 | 0 | 0 | 1 unit | 30000 | 0 | 4.7576e-05 | 1122.9977 | 3700 | 0 | 0 | 0 | 2010 | 1.1201 | COOK_FRY-Food Preparation-ILTRM-v4.0-1 | COOK_FRY-Food Preparation-ILTRM-v4.0-1 | COOK_FRY-Food Preparation-ILTRM-v4.0-1 | 1 | unit | 4.7576e-05 | Commercial_Health (WA)_Existing_Food Preparation_Fryer_ENERGY STAR
Commercial_Health (WA)_Existing_Food Preparation_Natural Gas_Fryer_E3 | Commercial | Health (WA) | Existing | Food Preparation | Natural Gas | Fryer | E3 |  | 0% | 0% | 0% | 0 | 0 | 0 | 0 | 0 | 0 | 0 | 0 | 0% | 0 | 0 | 0% | Normal | 0% | 0 | 0 | 0 | [17 empty] | Commercial_Health (WA)_Existing_Food Preparation_Fryer_
Commercial_Health (WA)_Existing_Food Preparation_Natural Gas_Fryer_E4 | Commercial | Health (WA) | Existing | Food Preparation | Natural Gas | Fryer | E4 |  | 0% | 0% | 0% | 0 | 0 | 0 | 0 | 0 | 0 | 0 | 0 | 0% | 0 | 0 | 0% | Normal | 0% | 0 | 0 | 0 | [17 empty] | Commercial_Health (WA)_Existing_Food Preparation_Fryer_
Commercial_Health (WA)_Existing_Food Preparation_Natural Gas_Fryer_E5 | Commercial | Health (WA) | Existing | Food Preparation | Natural Gas | Fryer | E5 |  | 0% | 0% | 0% | 0 | 0 | 0 | 0 | 0 | 0 | 0 | 0 | 0% | 0 | 0 | 0% | Normal | 0% | 0 | 0 | 0 | [17 empty] | Commercial_Health (WA)_Existing_Food Preparation_Fryer_
Commercial_Health (WA)_Existing_Food Preparation_Natural Gas_Fryer_E6 | Commercial | Health (WA) | Existing | Food Preparation | Natural Gas | Fryer | E6 |  | 0% | 0% | 0% | 0 | 0 | 0 | 0 | 0 | 0 | 0 | 0 | 0% | 0 | 0 | 0% | Normal | 0% | 0 | 0 | 0 | [17 empty] | Commercial_Health (WA)_Existing_Food Preparation_Fryer_
Commercial_Health (WA)_Existing_Food Preparation_Natural Gas_Fryer_E7 | Commercial | Health (WA) | Existing | Food Preparation | Natural Gas | Fryer | E7 |  | 0% | 0% | 0% | 0 | 0 | 0 | 0 | 0 | 0 | 0 | 0 | 0% | 0 | 0 | 0% | Normal | 0% | 0 | 0 | 0 | [17 empty] | Commercial_Health (WA)_Existing_Food Preparation_Fryer_
Commercial_Health (WA)_Existing_Food Preparation_Natural Gas_Fryer_E8 | Commercial | Health (WA) | Existing | Food Preparation | Natural Gas | Fryer | E8 |  | 0% | 0% | 0% | 0 | 0 | 0 | 0 | 0 | 0 | 0 | 0 | 0% | 0 | 0 | 0% | Normal | 0% | 0 | 0 | 0 | [17 empty] | Commercial_Health (WA)_Existing_Food Preparation_Fryer_
Commercial_Health (WA)_Existing_Food Preparation_Natural Gas_Fryer_E9 | Commercial | Health (WA) | Existing | Food Preparation | Natural Gas | Fryer | E9 |  | 0% | 0% | 0% | 0 | 0 | 0 | 0 | 0 | 0 | 0 | 0 | 0% | 0 | 0 | 0% | Normal | 0% | 0 | 0 | 0 | [17 empty] | Commercial_Health (WA)_Existing_Food Preparation_Fryer_
Commercial_Health (WA)_Existing_Food Preparation_Natural Gas_Fryer_E10 | Commercial | Health (WA) | Existing | Food Preparation | Natural Gas | Fryer | E10 |  | 0% | 0% | 0% | 0 | 0 | 0 | 0 | 0 | 0 | 0 | 0 | 0% | 0 | 0 | 0% | Normal | 0% | 0 | 0 | 0 | [17 empty] | Commercial_Health (WA)_Existing_Food Preparation_Fryer_
Commercial_Health (WA)_Existing_Food Preparation_Natural Gas_Broiler_E1 | Commercial | Health (WA) | Existing | Food Preparation | Natural Gas | Broiler | E1 | Standard | 100% | 0% | 0% | 0.030078 | 0 | 0 | 0 | 8 | 16 | 2019 | 2045 | 100% | 0 | 0 | 0% | Normal | 0% | 0.34594 | 0 | 0 | 1 unit | 30000 | 0 | 1.0963e-05 | 1625 | 2500 | 0 | 0 | 0 | 2011 | 1.0975 | COOK_BRL-Food Preparation-ILTRM-v4.0-2 | Estimate | COOK_BRL-Food Preparation-ILTRM-v4.0-2 | 1 | unit | 1.0963e-05 | Commercial_Health (WA)_Existing_Food Preparation_Broiler_Standard
Commercial_Health (WA)_Existing_Food Preparation_Natural Gas_Broiler_E2 | Commercial | Health (WA) | Existing | Food Preparation | Natural Gas | Broiler | E2 | Infrared Burners | 85.29% | 0% | 0% | 0.04211 | 0 | 0 | 0 | 8 | 16 | 2019 | 2045 | 100% | 0 | 0 | 0% | Normal | 0% | 0.29506 | 0 | 0 | 1 unit | 30000 | 0 | 1.0963e-05 | 1386 | 3500 | 0 | 0 | 0 | 2011 | 1.0975 | COOK_BRL-Food Preparation-ILTRM-v4.0-2 | COOK_BRL-Food Preparation-ILTRM-v4.0-2 | COOK_BRL-Food Preparation-ILTRM-v4.0-2 | 1 | unit | 1.0963e-05 | Commercial_Health (WA)_Existing_Food Preparation_Broiler_Infrared Burners
Commercial_Health (WA)_Existing_Food Preparation_Natural Gas_Broiler_E3 | Commercial | Health (WA) | Existing | Food Preparation | Natural Gas | Broiler | E3 |  | 0% | 0% | 0% | 0 | 0 | 0 | 0 | 0 | 0 | 0 | 0 | 0% | 0 | 0 | 0% | Normal | 0% | 0 | 0 | 0 | [17 empty] | Commercial_Health (WA)_Existing_Food Preparation_Broiler_
Commercial_Health (WA)_Existing_Food Preparation_Natural Gas_Broiler_E4 | Commercial | Health (WA) | Existing | Food Preparation | Natural Gas | Broiler | E4 |  | 0% | 0% | 0% | 0 | 0 | 0 | 0 | 0 | 0 | 0 | 0 | 0% | 0 | 0 | 0% | Normal | 0% | 0 | 0 | 0 | [17 empty] | Commercial_Health (WA)_Existing_Food Preparation_Broiler_
Commercial_Health (WA)_Existing_Food Preparation_Natural Gas_Broiler_E5 | Commercial | Health (WA) | Existing | Food Preparation | Natural Gas | Broiler | E5 |  | 0% | 0% | 0% | 0 | 0 | 0 | 0 | 0 | 0 | 0 | 0 | 0% | 0 | 0 | 0% | Normal | 0% | 0 | 0 | 0 | [17 empty] | Commercial_Health (WA)_Existing_Food Preparation_Broiler_
Commercial_Health (WA)_Existing_Food Preparation_Natural Gas_Broiler_E6 | Commercial | Health (WA) | Existing | Food Preparation | Natural Gas | Broiler | E6 |  | 0% | 0% | 0% | 0 | 0 | 0 | 0 | 0 | 0 | 0 | 0 | 0% | 0 | 0 | 0% | Normal | 0% | 0 | 0 | 0 | [17 empty] | Commercial_Health (WA)_Existing_Food Preparation_Broiler_
Commercial_Health (WA)_Existing_Food Preparation_Natural Gas_Broiler_E7 | Commercial | Health (WA) | Existing | Food Preparation | Natural Gas | Broiler | E7 |  | 0% | 0% | 0% | 0 | 0 | 0 | 0 | 0 | 0 | 0 | 0 | 0% | 0 | 0 | 0% | Normal | 0% | 0 | 0 | 0 | [17 empty] | Commercial_Health (WA)_Existing_Food Preparation_Broiler_
Commercial_Health (WA)_Existing_Food Preparation_Natural Gas_Broiler_E8 | Commercial | Health (WA) | Existing | Food Preparation | Natural Gas | Broiler | E8 |  | 0% | 0% | 0% | 0 | 0 | 0 | 0 | 0 | 0 | 0 | 0 | 0% | 0 | 0 | 0% | Normal | 0% | 0 | 0 | 0 | [17 empty] | Commercial_Health (WA)_Existing_Food Preparation_Broiler_
Commercial_Health (WA)_Existing_Food Preparation_Natural Gas_Broiler_E9 | Commercial | Health (WA) | Existing | Food Preparation | Natural Gas | Broiler | E9 |  | 0% | 0% | 0% | 0 | 0 | 0 | 0 | 0 | 0 | 0 | 0 | 0% | 0 | 0 | 0% | Normal | 0% | 0 | 0 | 0 | [17 empty] | Commercial_Health (WA)_Existing_Food Preparation_Broiler_
Commercial_Health (WA)_Existing_Food Preparation_Natural Gas_Broiler_E10 | Commercial | Health (WA) | Existing | Food Preparation | Natural Gas | Broiler | E10 |  | 0% | 0% | 0% | 0 | 0 | 0 | 0 | 0 | 0 | 0 | 0 | 0% | 0 | 0 | 0% | Normal | 0% | 0 | 0 | 0 | [17 empty] | Commercial_Health (WA)_Existing_Food Preparation_Broiler_
Commercial_Health (WA)_Existing_Food Preparation_Natural Gas_Griddle_E1 | Commercial | Health (WA) | Existing | Food Preparation | Natural Gas | Griddle | E1 | Standard | 100% | 0% | 0% | 0.055717 | 0 | 0 | 0 | 8 | 16 | 2019 | 2045 | 100% | 0 | 0 | 0% | Normal | 0% | 0.24041 | 0 | 0 | 1 unit | 30000 | 0 | 1.0202e-05 | 1213.5601 | 5150 | 0 | 0 | 0 | 2013 | 1.0605 | COOK_GRD-Food Preparation-ILTRM-v5.0-1 | COOK_GRD-Food Preparation-EIA14-2014 Ref. Case-5 | COOK_GRD-Food Preparation-ILTRM-v5.0-1 | 1 | unit | 1.0202e-05 | Commercial_Health (WA)_Existing_Food Preparation_Griddle_Standard
Commercial_Health (WA)_Existing_Food Preparation_Natural Gas_Griddle_E2 | Commercial | Health (WA) | Existing | Food Preparation | Natural Gas | Griddle | E2 | ENERGY STAR | 87.77% | 0% | 0% | 0.059612 | 0 | 0 | 0 | 8 | 16 | 2019 | 2045 | 100% | 0 | 0 | 0% | Normal | 0% | 0.21101 | 0 | 0 | 1 unit | 30000 | 0 | 1.0202e-05 | 1065.1506 | 5510 | 0 | 0 | 0 | 2013 | 1.0605 | COOK_GRD-Food Preparation-ILTRM-v5.0-1 | COOK_GRD-Food Preparation-EIA14-2014 Ref. Case-5 | COOK_GRD-Food Preparation-ILTRM-v5.0-1 | 1 | unit | 1.0202e-05 | Commercial_Health (WA)_Existing_Food Preparation_Griddle_ENERGY STAR
Commercial_Health (WA)_Existing_Food Preparation_Natural Gas_Griddle_E3 | Commercial | Health (WA) | Existing | Food Preparation | Natural Gas | Griddle | E3 |  | 0% | 0% | 0% | 0 | 0 | 0 | 0 | 0 | 0 | 0 | 0 | 0% | 0 | 0 | 0% | Normal | 0% | 0 | 0 | 0 | [17 empty] | Commercial_Health (WA)_Existing_Food Preparation_Griddle_
Commercial_Health (WA)_Existing_Food Preparation_Natural Gas_Griddle_E4 | Commercial | Health (WA) | Existing | Food Preparation | Natural Gas | Griddle | E4 |  | 0% | 0% | 0% | 0 | 0 | 0 | 0 | 0 | 0 | 0 | 0 | 0% | 0 | 0 | 0% | Normal | 0% | 0 | 0 | 0 | [17 empty] | Commercial_Health (WA)_Existing_Food Preparation_Griddle_
Commercial_Health (WA)_Existing_Food Preparation_Natural Gas_Griddle_E5 | Commercial | Health (WA) | Existing | Food Preparation | Natural Gas | Griddle | E5 |  | 0% | 0% | 0% | 0 | 0 | 0 | 0 | 0 | 0 | 0 | 0 | 0% | 0 | 0 | 0% | Normal | 0% | 0 | 0 | 0 | [17 empty] | Commercial_Health (WA)_Existing_Food Preparation_Griddle_
Commercial_Health (WA)_Existing_Food Preparation_Natural Gas_Griddle_E6 | Commercial | Health (WA) | Existing | Food Preparation | Natural Gas | Griddle | E6 |  | 0% | 0% | 0% | 0 | 0 | 0 | 0 | 0 | 0 | 0 | 0 | 0% | 0 | 0 | 0% | Normal | 0% | 0 | 0 | 0 | [17 empty] | Commercial_Health (WA)_Existing_Food Preparation_Griddle_
Commercial_Health (WA)_Existing_Food Preparation_Natural Gas_Griddle_E7 | Commercial | Health (WA) | Existing | Food Preparation | Natural Gas | Griddle | E7 |  | 0% | 0% | 0% | 0 | 0 | 0 | 0 | 0 | 0 | 0 | 0 | 0% | 0 | 0 | 0% | Normal | 0% | 0 | 0 | 0 | [17 empty] | Commercial_Health (WA)_Existing_Food Preparation_Griddle_
Commercial_Health (WA)_Existing_Food Preparation_Natural Gas_Griddle_E8 | Commercial | Health (WA) | Existing | Food Preparation | Natural Gas | Griddle | E8 |  | 0% | 0% | 0% | 0 | 0 | 0 | 0 | 0 | 0 | 0 | 0 | 0% | 0 | 0 | 0% | Normal | 0% | 0 | 0 | 0 | [17 empty] | Commercial_Health (WA)_Existing_Food Preparation_Griddle_
Commercial_Health (WA)_Existing_Food Preparation_Natural Gas_Griddle_E9 | Commercial | Health (WA) | Existing | Food Preparation | Natural Gas | Griddle | E9 |  | 0% | 0% | 0% | 0 | 0 | 0 | 0 | 0 | 0 | 0 | 0 | 0% | 0 | 0 | 0% | Normal | 0% | 0 | 0 | 0 | [17 empty] | Commercial_Health (WA)_Existing_Food Preparation_Griddle_
Commercial_Health (WA)_Existing_Food Preparation_Natural Gas_Griddle_E10 | Commercial | Health (WA) | Existing | Food Preparation | Natural Gas | Griddle | E10 |  | 0% | 0% | 0% | 0 | 0 | 0 | 0 | 0 | 0 | 0 | 0 | 0% | 0 | 0 | 0% | Normal | 0% | 0 | 0 | 0 | [17 empty] | Commercial_Health (WA)_Existing_Food Preparation_Griddle_
Commercial_Health (WA)_Existing_Food Preparation_Natural Gas_Range_E1 | Commercial | Health (WA) | Existing | Food Preparation | Natural Gas | Range | E1 | Standard | 100% | 0% | 0% | 0.24257 | 0 | 0 | 0 | 8 | 12 | 2019 | 2045 | 100% | 0 | 0 | 0% | Normal | 0% | 0.32494 | 0 | 0 | 1 unit | 30000 | 0 | 4.8123e-05 | 1470 | 4500 | 0 | 0 | 0 | 2010 | 1.1201 | COOK_OVN-Food Preparation-AEO17-1 | Estimate | DOE Commercial R&D 2016 - Table 2-12 | 1 | unit | 4.8123e-05 | Commercial_Health (WA)_Existing_Food Preparation_Range_Standard
Commercial_Health (WA)_Existing_Food Preparation_Natural Gas_Range_E2 | Commercial | Health (WA) | Existing | Food Preparation | Natural Gas | Range | E2 | High Efficiency | 50% | 0% | 0% | 0.26413 | 0 | 0 | 0 | 8 | 12 | 2019 | 2045 | 100% | 0 | 0 | 0% | Normal | 0% | 0.16247 | 0 | 0 | 1 unit | 30000 | 0 | 4.8123e-05 | 735 | 4900 | 0 | 0 | 0 | 2010 | 1.1201 | COOK_OVN-Food Preparation-AEO17-1 | DOE Commercial R&D 2016 - Table 2-10 | DOE Commercial R&D 2016 - Table 2-18 | 1 | unit | 4.8123e-05 | Commercial_Health (WA)_Existing_Food Preparation_Range_High Efficiency
Commercial_Health (WA)_Existing_Food Preparation_Natural Gas_Range_E3 | Commercial | Health (WA) | Existing | Food Preparation | Natural Gas | Range | E3 |  | 0% | 0% | 0% | 0 | 0 | 0 | 0 | 0 | 0 | 0 | 0 | 0% | 0 | 0 | 0% | Normal | 0% | 0 | 0 | 0 | [17 empty] | Commercial_Health (WA)_Existing_Food Preparation_Range_
Commercial_Health (WA)_Existing_Food Preparation_Natural Gas_Range_E4 | Commercial | Health (WA) | Existing | Food Preparation | Natural Gas | Range | E4 |  | 0% | 0% | 0% | 0 | 0 | 0 | 0 | 0 | 0 | 0 | 0 | 0% | 0 | 0 | 0% | Normal | 0% | 0 | 0 | 0 | [17 empty] | Commercial_Health (WA)_Existing_Food Preparation_Range_
Commercial_Health (WA)_Existing_Food Preparation_Natural Gas_Range_E5 | Commercial | Health (WA) | Existing | Food Preparation | Natural Gas | Range | E5 |  | 0% | 0% | 0% | 0 | 0 | 0 | 0 | 0 | 0 | 0 | 0 | 0% | 0 | 0 | 0% | Normal | 0% | 0 | 0 | 0 | [17 empty] | Commercial_Health (WA)_Existing_Food Preparation_Range_
Commercial_Health (WA)_Existing_Food Preparation_Natural Gas_Range_E6 | Commercial | Health (WA) | Existing | Food Preparation | Natural Gas | Range | E6 |  | 0% | 0% | 0% | 0 | 0 | 0 | 0 | 0 | 0 | 0 | 0 | 0% | 0 | 0 | 0% | Normal | 0% | 0 | 0 | 0 | [17 empty] | Commercial_Health (WA)_Existing_Food Preparation_Range_
Commercial_Health (WA)_Existing_Food Preparation_Natural Gas_Range_E7 | Commercial | Health (WA) | Existing | Food Preparation | Natural Gas | Range | E7 |  | 0% | 0% | 0% | 0 | 0 | 0 | 0 | 0 | 0 | 0 | 0 | 0% | 0 | 0 | 0% | Normal | 0% | 0 | 0 | 0 | [17 empty] | Commercial_Health (WA)_Existing_Food Preparation_Range_
Commercial_Health (WA)_Existing_Food Preparation_Natural Gas_Range_E8 | Commercial | Health (WA) | Existing | Food Preparation | Natural Gas | Range | E8 |  | 0% | 0% | 0% | 0 | 0 | 0 | 0 | 0 | 0 | 0 | 0 | 0% | 0 | 0 | 0% | Normal | 0% | 0 | 0 | 0 | [17 empty] | Commercial_Health (WA)_Existing_Food Preparation_Range_
Commercial_Health (WA)_Existing_Food Preparation_Natural Gas_Range_E9 | Commercial | Health (WA) | Existing | Food Preparation | Natural Gas | Range | E9 |  | 0% | 0% | 0% | 0 | 0 | 0 | 0 | 0 | 0 | 0 | 0 | 0% | 0 | 0 | 0% | Normal | 0% | 0 | 0 | 0 | [17 empty] | Commercial_Health (WA)_Existing_Food Preparation_Range_
Commercial_Health (WA)_Existing_Food Preparation_Natural Gas_Range_E10 | Commercial | Health (WA) | Existing | Food Preparation | Natural Gas | Range | E10 |  | 0% | 0% | 0% | 0 | 0 | 0 | 0 | 0 | 0 | 0 | 0 | 0% | 0 | 0 | 0% | Normal | 0% | 0 | 0 | 0 | [17 empty] | Commercial_Health (WA)_Existing_Food Preparation_Range_
Commercial_Health (WA)_Existing_Food Preparation_Natural Gas_Steamer_E1 | Commercial | Health (WA) | Existing | Food Preparation | Natural Gas | Steamer | E1 | Standard | 100% | 0% | 0% | 0.12116 | 0 | 0 | 0 | 8 | 16 | 2019 | 2045 | 100% | 0 | 0 | 0% | Normal | 0% | 0.44542 | 0 | 0 | 1 unit | 30000 | 0 | 8.5832e-06 | 1241.5036 | 13100 | 0 | 0 | 0 | 2012 | 1.0776 | COOK_STM-Food Preparation-ILTRM-v4.0-32 | DOE Commercial R&D 2016 - Table 2-10 | COOK_STM-Food Preparation-ILTRM-v4.0-32 | 1 | unit | 8.5832e-06 | Commercial_Health (WA)_Existing_Food Preparation_Steamer_Standard
Commercial_Health (WA)_Existing_Food Preparation_Natural Gas_Steamer_E2 | Commercial | Health (WA) | Existing | Food Preparation | Natural Gas | Steamer | E2 | ENERGY STAR | 18.87% | 0% | 0% | 0.13039 | 0 | -2.4323e-05 | 0 | 8 | 16 | 2019 | 2045 | 100% | 0 | 0 | 0% | Normal | 0% | 0.08404 | 0 | 0 | 1 unit | 30000 | 0 | 8.5832e-06 | 234.2394 | 14098 | 0 | -2.6298 | 0 | 2012 | 1.0776 | COOK_STM-Food Preparation-ILTRM-v4.0-32 | COOK_STM-Food Preparation-ILTRM-v4.0-32 | COOK_STM-Food Preparation-ILTRM-v4.0-32 | 1 | unit | 8.5832e-06 | Commercial_Health (WA)_Existing_Food Preparation_Steamer_ENERGY STAR
Commercial_Health (WA)_Existing_Food Preparation_Natural Gas_Steamer_E3 | Commercial | Health (WA) | Existing | Food Preparation | Natural Gas | Steamer | E3 |  | 0% | 0% | 0% | 0 | 0 | 0 | 0 | 0 | 0 | 0 | 0 | 0% | 0 | 0 | 0% | Normal | 0% | 0 | 0 | 0 | [17 empty] | Commercial_Health (WA)_Existing_Food Preparation_Steamer_
Commercial_Health (WA)_Existing_Food Preparation_Natural Gas_Steamer_E4 | Commercial | Health (WA) | Existing | Food Preparation | Natural Gas | Steamer | E4 |  | 0% | 0% | 0% | 0 | 0 | 0 | 0 | 0 | 0 | 0 | 0 | 0% | 0 | 0 | 0% | Normal | 0% | 0 | 0 | 0 | [17 empty] | Commercial_Health (WA)_Existing_Food Preparation_Steamer_
Commercial_Health (WA)_Existing_Food Preparation_Natural Gas_Steamer_E5 | Commercial | Health (WA) | Existing | Food Preparation | Natural Gas | Steamer | E5 |  | 0% | 0% | 0% | 0 | 0 | 0 | 0 | 0 | 0 | 0 | 0 | 0% | 0 | 0 | 0% | Normal | 0% | 0 | 0 | 0 | [17 empty] | Commercial_Health (WA)_Existing_Food Preparation_Steamer_
Commercial_Health (WA)_Existing_Food Preparation_Natural Gas_Steamer_E6 | Commercial | Health (WA) | Existing | Food Preparation | Natural Gas | Steamer | E6 |  | 0% | 0% | 0% | 0 | 0 | 0 | 0 | 0 | 0 | 0 | 0 | 0% | 0 | 0 | 0% | Normal | 0% | 0 | 0 | 0 | [17 empty] | Commercial_Health (WA)_Existing_Food Preparation_Steamer_
Commercial_Health (WA)_Existing_Food Preparation_Natural Gas_Steamer_E7 | Commercial | Health (WA) | Existing | Food Preparation | Natural Gas | Steamer | E7 |  | 0% | 0% | 0% | 0 | 0 | 0 | 0 | 0 | 0 | 0 | 0 | 0% | 0 | 0 | 0% | Normal | 0% | 0 | 0 | 0 | [17 empty] | Commercial_Health (WA)_Existing_Food Preparation_Steamer_
Commercial_Health (WA)_Existing_Food Preparation_Natural Gas_Steamer_E8 | Commercial | Health (WA) | Existing | Food Preparation | Natural Gas | Steamer | E8 |  | 0% | 0% | 0% | 0 | 0 | 0 | 0 | 0 | 0 | 0 | 0 | 0% | 0 | 0 | 0% | Normal | 0% | 0 | 0 | 0 | [17 empty] | Commercial_Health (WA)_Existing_Food Preparation_Steamer_
Commercial_Health (WA)_Existing_Food Preparation_Natural Gas_Steamer_E9 | Commercial | Health (WA) | Existing | Food Preparation | Natural Gas | Steamer | E9 |  | 0% | 0% | 0% | 0 | 0 | 0 | 0 | 0 | 0 | 0 | 0 | 0% | 0 | 0 | 0% | Normal | 0% | 0 | 0 | 0 | [17 empty] | Commercial_Health (WA)_Existing_Food Preparation_Steamer_
Commercial_Health (WA)_Existing_Food Preparation_Natural Gas_Steamer_E10 | Commercial | Health (WA) | Existing | Food Preparation | Natural Gas | Steamer | E10 |  | 0% | 0% | 0% | 0 | 0 | 0 | 0 | 0 | 0 | 0 | 0 | 0% | 0 | 0 | 0% | Normal | 0% | 0 | 0 | 0 | [17 empty] | Commercial_Health (WA)_Existing_Food Preparation_Steamer_
Commercial_Health (WA)_Existing_Food Preparation_Natural Gas_Food Prep Other_E1 | Commercial | Health (WA) | Existing | Food Preparation | Natural Gas | Food Prep Other | E1 | Standard | 100% | 0% | 0% | 0.08114 | 0 | 0 | 0 | 8 | 12 | 2019 | 2045 | 100% | 0 | 0 | 0% | Normal | 0% | 0.10309 | 0 | 0 | 1 unit | 30000 | 0 | 7.2438e-05 | 1423.18 | 1000 | 0 | 0 | 0 | 2010 | 1.1201 | Default | Default | Default | 1 | unit | 7.2438e-05 | Commercial_Health (WA)_Existing_Food Preparation_Food Prep Other_Standard
Commercial_Health (WA)_Existing_Food Preparation_Natural Gas_Food Prep Other_E2 | Commercial | Health (WA) | Existing | Food Preparation | Natural Gas | Food Prep Other | E2 | ENERGY STAR | 72.07% | 0% | 0% | 0.14875 | 0 | 0 | 0 | 8 | 12 | 2019 | 2045 | 100% | 0 | 0 | 0% | Normal | 0% | 0.074296 | 0 | 0 | 1 unit | 30000 | 0 | 7.2438e-05 | 1025.646 | 1833.1988 | 0 | 0 | 0 | 2010 | 1.1201 | N/A | N/A | N/A | 1 | unit | 7.2438e-05 | Commercial_Health (WA)_Existing_Food Preparation_Food Prep Other_ENERGY STAR
Commercial_Health (WA)_Existing_Food Preparation_Natural Gas_Food Prep Other_E3 | Commercial | Health (WA) | Existing | Food Preparation | Natural Gas | Food Prep Other | E3 |  | 0% | 0% | 0% | 0 | 0 | 0 | 0 | 0 | 0 | 0 | 0 | 0% | 0 | 0 | 0% | Normal | 0% | 0 | 0 | 0 | [17 empty] | Commercial_Health (WA)_Existing_Food Preparation_Food Prep Other_
Commercial_Health (WA)_Existing_Food Preparation_Natural Gas_Food Prep Other_E4 | Commercial | Health (WA) | Existing | Food Preparation | Natural Gas | Food Prep Other | E4 |  | 0% | 0% | 0% | 0 | 0 | 0 | 0 | 0 | 0 | 0 | 0 | 0% | 0 | 0 | 0% | Normal | 0% | 0 | 0 | 0 | [17 empty] | Commercial_Health (WA)_Existing_Food Preparation_Food Prep Other_
Commercial_Health (WA)_Existing_Food Preparation_Natural Gas_Food Prep Other_E5 | Commercial | Health (WA) | Existing | Food Preparation | Natural Gas | Food Prep Other | E5 |  | 0% | 0% | 0% | 0 | 0 | 0 | 0 | 0 | 0 | 0 | 0 | 0% | 0 | 0 | 0% | Normal | 0% | 0 | 0 | 0 | [17 empty] | Commercial_Health (WA)_Existing_Food Preparation_Food Prep Other_
Commercial_Health (WA)_Existing_Food Preparation_Natural Gas_Food Prep Other_E6 | Commercial | Health (WA) | Existing | Food Preparation | Natural Gas | Food Prep Other | E6 |  | 0% | 0% | 0% | 0 | 0 | 0 | 0 | 0 | 0 | 0 | 0 | 0% | 0 | 0 | 0% | Normal | 0% | 0 | 0 | 0 | [17 empty] | Commercial_Health (WA)_Existing_Food Preparation_Food Prep Other_
Commercial_Health (WA)_Existing_Food Preparation_Natural Gas_Food Prep Other_E7 | Commercial | Health (WA) | Existing | Food Preparation | Natural Gas | Food Prep Other | E7 |  | 0% | 0% | 0% | 0 | 0 | 0 | 0 | 0 | 0 | 0 | 0 | 0% | 0 | 0 | 0% | Normal | 0% | 0 | 0 | 0 | [17 empty] | Commercial_Health (WA)_Existing_Food Preparation_Food Prep Other_
Commercial_Health (WA)_Existing_Food Preparation_Natural Gas_Food Prep Other_E8 | Commercial | Health (WA) | Existing | Food Preparation | Natural Gas | Food Prep Other | E8 |  | 0% | 0% | 0% | 0 | 0 | 0 | 0 | 0 | 0 | 0 | 0 | 0% | 0 | 0 | 0% | Normal | 0% | 0 | 0 | 0 | [17 empty] | Commercial_Health (WA)_Existing_Food Preparation_Food Prep Other_
Commercial_Health (WA)_Existing_Food Preparation_Natural Gas_Food Prep Other_E9 | Commercial | Health (WA) | Existing | Food Preparation | Natural Gas | Food Prep Other | E9 |  | 0% | 0% | 0% | 0 | 0 | 0 | 0 | 0 | 0 | 0 | 0 | 0% | 0 | 0 | 0% | Normal | 0% | 0 | 0 | 0 | [17 empty] | Commercial_Health (WA)_Existing_Food Preparation_Food Prep Other_
Commercial_Health (WA)_Existing_Food Preparation_Natural Gas_Food Prep Other_E10 | Commercial | Health (WA) | Existing | Food Preparation | Natural Gas | Food Prep Other | E10 |  | 0% | 0% | 0% | 0 | 0 | 0 | 0 | 0 | 0 | 0 | 0 | 0% | 0 | 0 | 0% | Normal | 0% | 0 | 0 | 0 | [17 empty] | Commercial_Health (WA)_Existing_Food Preparation_Food Prep Other_
Commercial_Health (WA)_Existing_Miscellaneous_Natural Gas_Pool Heater_E1 | Commercial | Health (WA) | Existing | Miscellaneous | Natural Gas | Pool Heater | E1 | Standard (EF .82) | 100% | 0% | 0% | 0.012823 | 0 | 0 | 0 | 4 | 8 | 2019 | 2045 | 100% | 0 | 0 | 0% | Normal | 0% | 0.010152 | 0 | 0 | 1 unit | 30000 | 0 | 6.8182e-07 | 14890 | 18052 | 0 | 0 | 0 | 2014 | 1.0418 | DOE Commercial R&D 2016 - Table 7-6 | DOE Commercial R&D 2016 - Table 7-7 | DOE Commercial R&D 2016 - Table 7-8 | 1 | unit | 6.8182e-07 | Commercial_Health (WA)_Existing_Miscellaneous_Pool Heater_Standard (EF .82)
Commercial_Health (WA)_Existing_Miscellaneous_Natural Gas_Pool Heater_E2 | Commercial | Health (WA) | Existing | Miscellaneous | Natural Gas | Pool Heater | E2 | Condensing (EF .90) | 85% | 0% | 0% | 0.020996 | 0 | 0 | 0 | 4 | 8 | 2019 | 2045 | 100% | 0 | 0 | 0% | Normal | 0% | 0.0086294 | 0 | 0 | 1 unit | 30000 | 0 | 6.8182e-07 | 12656.5 | 29558 | 0 | 0 | 0 | 2014 | 1.0418 | DOE Commercial R&D 2016 - Table 7-6 | DOE Commercial R&D 2016 - Table 7-7 | DOE Commercial R&D 2016 - Table 7-9 | 1 | unit | 6.8182e-07 | Commercial_Health (WA)_Existing_Miscellaneous_Pool Heater_Condensing (EF .90)
Commercial_Health (WA)_Existing_Miscellaneous_Natural Gas_Pool Heater_E3 | Commercial | Health (WA) | Existing | Miscellaneous | Natural Gas | Pool Heater | E3 |  | 0% | 0% | 0% | 0 | 0 | 0 | 0 | 0 | 0 | 0 | 0 | 0% | 0 | 0 | 0% | Normal | 0% | 0 | 0 | 0 | [17 empty] | Commercial_Health (WA)_Existing_Miscellaneous_Pool Heater_
Commercial_Health (WA)_Existing_Miscellaneous_Natural Gas_Pool Heater_E4 | Commercial | Health (WA) | Existing | Miscellaneous | Natural Gas | Pool Heater | E4 |  | 0% | 0% | 0% | 0 | 0 | 0 | 0 | 0 | 0 | 0 | 0 | 0% | 0 | 0 | 0% | Normal | 0% | 0 | 0 | 0 | [17 empty] | Commercial_Health (WA)_Existing_Miscellaneous_Pool Heater_
Commercial_Health (WA)_Existing_Miscellaneous_Natural Gas_Pool Heater_E5 | Commercial | Health (WA) | Existing | Miscellaneous | Natural Gas | Pool Heater | E5 |  | 0% | 0% | 0% | 0 | 0 | 0 | 0 | 0 | 0 | 0 | 0 | 0% | 0 | 0 | 0% | Normal | 0% | 0 | 0 | 0 | [17 empty] | Commercial_Health (WA)_Existing_Miscellaneous_Pool Heater_
Commercial_Health (WA)_Existing_Miscellaneous_Natural Gas_Pool Heater_E6 | Commercial | Health (WA) | Existing | Miscellaneous | Natural Gas | Pool Heater | E6 |  | 0% | 0% | 0% | 0 | 0 | 0 | 0 | 0 | 0 | 0 | 0 | 0% | 0 | 0 | 0% | Normal | 0% | 0 | 0 | 0 | [17 empty] | Commercial_Health (WA)_Existing_Miscellaneous_Pool Heater_
Commercial_Health (WA)_Existing_Miscellaneous_Natural Gas_Pool Heater_E7 | Commercial | Health (WA) | Existing | Miscellaneous | Natural Gas | Pool Heater | E7 |  | 0% | 0% | 0% | 0 | 0 | 0 | 0 | 0 | 0 | 0 | 0 | 0% | 0 | 0 | 0% | Normal | 0% | 0 | 0 | 0 | [17 empty] | Commercial_Health (WA)_Existing_Miscellaneous_Pool Heater_
Commercial_Health (WA)_Existing_Miscellaneous_Natural Gas_Pool Heater_E8 | Commercial | Health (WA) | Existing | Miscellaneous | Natural Gas | Pool Heater | E8 |  | 0% | 0% | 0% | 0 | 0 | 0 | 0 | 0 | 0 | 0 | 0 | 0% | 0 | 0 | 0% | Normal | 0% | 0 | 0 | 0 | [17 empty] | Commercial_Health (WA)_Existing_Miscellaneous_Pool Heater_
Commercial_Health (WA)_Existing_Miscellaneous_Natural Gas_Pool Heater_E9 | Commercial | Health (WA) | Existing | Miscellaneous | Natural Gas | Pool Heater | E9 |  | 0% | 0% | 0% | 0 | 0 | 0 | 0 | 0 | 0 | 0 | 0 | 0% | 0 | 0 | 0% | Normal | 0% | 0 | 0 | 0 | [17 empty] | Commercial_Health (WA)_Existing_Miscellaneous_Pool Heater_
Commercial_Health (WA)_Existing_Miscellaneous_Natural Gas_Pool Heater_E10 | Commercial | Health (WA) | Existing | Miscellaneous | Natural Gas | Pool Heater | E10 |  | 0% | 0% | 0% | 0 | 0 | 0 | 0 | 0 | 0 | 0 | 0 | 0% | 0 | 0 | 0% | Normal | 0% | 0 | 0 | 0 | [17 empty] | Commercial_Health (WA)_Existing_Miscellaneous_Pool Heater_
Commercial_Health (WA)_Existing_Miscellaneous_Natural Gas_Miscellaneous_E1 | Commercial | Health (WA) | Existing | Miscellaneous | Natural Gas | Miscellaneous | E1 | Standard | 100% | 0% | 0% | 0.016955 | 0 | 0 | 0 | 2 | 8 | 2019 | 2045 | 100% | 0 | 0 | 0% | Normal | 0% | 0.016665 | 0 | 0 | 1 unit | 30000 | 0 | 0.016665 | 1 | 1 | 0 | 0 | 0 | 2016 | 1.0174 | N/A | N/A | N/A | 1 | unit | 0.016665 | Commercial_Health (WA)_Existing_Miscellaneous_Miscellaneous_Standard
Commercial_Health (WA)_Existing_Miscellaneous_Natural Gas_Miscellaneous_E2 | Commercial | Health (WA) | Existing | Miscellaneous | Natural Gas | Miscellaneous | E2 |  | 0% | 0% | 0% | 0 | 0 | 0 | 0 | 0 | 0 | 0 | 0 | 0% | 0 | 0 | 0% | Normal | 0% | 0 | 0 | 0 | [17 empty] | Commercial_Health (WA)_Existing_Miscellaneous_Miscellaneous_
Commercial_Health (WA)_Existing_Miscellaneous_Natural Gas_Miscellaneous_E3 | Commercial | Health (WA) | Existing | Miscellaneous | Natural Gas | Miscellaneous | E3 |  | 0% | 0% | 0% | 0 | 0 | 0 | 0 | 0 | 0 | 0 | 0 | 0% | 0 | 0 | 0% | Normal | 0% | 0 | 0 | 0 | [17 empty] | Commercial_Health (WA)_Existing_Miscellaneous_Miscellaneous_
Commercial_Health (WA)_Existing_Miscellaneous_Natural Gas_Miscellaneous_E4 | Commercial | Health (WA) | Existing | Miscellaneous | Natural Gas | Miscellaneous | E4 |  | 0% | 0% | 0% | 0 | 0 | 0 | 0 | 0 | 0 | 0 | 0 | 0% | 0 | 0 | 0% | Normal | 0% | 0 | 0 | 0 | [17 empty] | Commercial_Health (WA)_Existing_Miscellaneous_Miscellaneous_
Commercial_Health (WA)_Existing_Miscellaneous_Natural Gas_Miscellaneous_E5 | Commercial | Health (WA) | Existing | Miscellaneous | Natural Gas | Miscellaneous | E5 |  | 0% | 0% | 0% | 0 | 0 | 0 | 0 | 0 | 0 | 0 | 0 | 0% | 0 | 0 | 0% | Normal | 0% | 0 | 0 | 0 | [17 empty] | Commercial_Health (WA)_Existing_Miscellaneous_Miscellaneous_
Commercial_Health (WA)_Existing_Miscellaneous_Natural Gas_Miscellaneous_E6 | Commercial | Health (WA) | Existing | Miscellaneous | Natural Gas | Miscellaneous | E6 |  | 0% | 0% | 0% | 0 | 0 | 0 | 0 | 0 | 0 | 0 | 0 | 0% | 0 | 0 | 0% | Normal | 0% | 0 | 0 | 0 | [17 empty] | Commercial_Health (WA)_Existing_Miscellaneous_Miscellaneous_
Commercial_Health (WA)_Existing_Miscellaneous_Natural Gas_Miscellaneous_E7 | Commercial | Health (WA) | Existing | Miscellaneous | Natural Gas | Miscellaneous | E7 |  | 0% | 0% | 0% | 0 | 0 | 0 | 0 | 0 | 0 | 0 | 0 | 0% | 0 | 0 | 0% | Normal | 0% | 0 | 0 | 0 | [17 empty] | Commercial_Health (WA)_Existing_Miscellaneous_Miscellaneous_
Commercial_Health (WA)_Existing_Miscellaneous_Natural Gas_Miscellaneous_E8 | Commercial | Health (WA) | Existing | Miscellaneous | Natural Gas | Miscellaneous | E8 |  | 0% | 0% | 0% | 0 | 0 | 0 | 0 | 0 | 0 | 0 | 0 | 0% | 0 | 0 | 0% | Normal | 0% | 0 | 0 | 0 | [17 empty] | Commercial_Health (WA)_Existing_Miscellaneous_Miscellaneous_
Commercial_Health (WA)_Existing_Miscellaneous_Natural Gas_Miscellaneous_E9 | Commercial | Health (WA) | Existing | Miscellaneous | Natural Gas | Miscellaneous | E9 |  | 0% | 0% | 0% | 0 | 0 | 0 | 0 | 0 | 0 | 0 | 0 | 0% | 0 | 0 | 0% | Normal | 0% | 0 | 0 | 0 | [17 empty] | Commercial_Health (WA)_Existing_Miscellaneous_Miscellaneous_
Commercial_Health (WA)_Existing_Miscellaneous_Natural Gas_Miscellaneous_E10 | Commercial | Health (WA) | Existing | Miscellaneous | Natural Gas | Miscellaneous | E10 |  | 0% | 0% | 0% | 0 | 0 | 0 | 0 | 0 | 0 | 0 | 0 | 0% | 0 | 0 | 0% | Normal | 0% | 0 | 0 | 0 | [17 empty] | Commercial_Health (WA)_Existing_Miscellaneous_Miscellaneous_
Commercial_Health (WA)_New_Space Heating_Natural Gas_Furnace_E1 | Commercial | Health (WA) | New | Space Heating | Natural Gas | Furnace | E1 | AFUE 80% (Standard) | 100% | 0% | 0% | 0.39276 | 0 | 0.03702 | 0 | 10 | 20 | 2019 | 2045 | 100% | 0 | 0 | 0% | Normal | 0% | 0.24884 | 0 | 0 | 400 kBtu/hr | 30000 | 0 | 0.00010909 | 5.7026 | 3395 | 0 | 320 | 0 | 2013 | 1.0605 | GFURN-Heating-EIA14-2014 Ref. Case-2 | GFURN-Heating-EIA14-2014 Ref. Case-2 | AEG BEST | 400 | kBtu/hr | 0.043636 | Commercial_Health (WA)_New_Space Heating_Furnace_AFUE 80% (Standard)
Commercial_Health (WA)_New_Space Heating_Natural Gas_Furnace_E2 | Commercial | Health (WA) | New | Space Heating | Natural Gas | Furnace | E2 | AFUE 90% | 88.89% | 0% | 0% | 0.47721 | 0 | 0.10759 | 0 | 10 | 20 | 2019 | 2045 | 100% | 0 | 0 | 0% | Normal | 0% | 0.2212 | 0 | 0 | 400 kBtu/hr | 30000 | 0 | 0.00010909 | 5.0692 | 4125 | 0 | 930 | 0 | 2013 | 1.0605 | GFURN-Heating-EIA14-2014 Ref. Case-3 | GFURN-Heating-EIA14-2014 Ref. Case-3 | AEG BEST | 400 | kBtu/hr | 0.043636 | Commercial_Health (WA)_New_Space Heating_Furnace_AFUE 90%
Commercial_Health (WA)_New_Space Heating_Natural Gas_Furnace_E3 | Commercial | Health (WA) | New | Space Heating | Natural Gas | Furnace | E3 | AFUE 96% | 83.34% | 0% | 0% | 0.92224 | 0 | 0 | 0 | 10 | 20 | 2019 | 2045 | 100% | 0 | 0 | 0% | Normal | 0% | 0.20738 | 0 | 0 | 150 kBtu/hr | 30000 | 0 | 0.00029091 | 4.7525 | 3042.9057 | 0 | 0 | 0 | 2014 | 1.0418 | GFURN-Heating-EIA14-2014 Ref. Case-3 | GFURN-Heating-ILTRM-v5.0-191 | AEG BEST | 150 | kBtu/hr | 0.043636 | Commercial_Health (WA)_New_Space Heating_Furnace_AFUE 96%
Commercial_Health (WA)_New_Space Heating_Natural Gas_Furnace_E4 | Commercial | Health (WA) | New | Space Heating | Natural Gas | Furnace | E4 |  | 0% | 0% | 0% | 0 | 0 | 0 | 0 | 0 | 0 | 0 | 0 | 0% | 0 | 0 | 0% | Normal | 0% | 0 | 0 | 0 | [17 empty] | Commercial_Health (WA)_New_Space Heating_Furnace_
Commercial_Health (WA)_New_Space Heating_Natural Gas_Furnace_E5 | Commercial | Health (WA) | New | Space Heating | Natural Gas | Furnace | E5 |  | 0% | 0% | 0% | 0 | 0 | 0 | 0 | 0 | 0 | 0 | 0 | 0% | 0 | 0 | 0% | Normal | 0% | 0 | 0 | 0 | [17 empty] | Commercial_Health (WA)_New_Space Heating_Furnace_
Commercial_Health (WA)_New_Space Heating_Natural Gas_Furnace_E6 | Commercial | Health (WA) | New | Space Heating | Natural Gas | Furnace | E6 |  | 0% | 0% | 0% | 0 | 0 | 0 | 0 | 0 | 0 | 0 | 0 | 0% | 0 | 0 | 0% | Normal | 0% | 0 | 0 | 0 | [17 empty] | Commercial_Health (WA)_New_Space Heating_Furnace_
Commercial_Health (WA)_New_Space Heating_Natural Gas_Furnace_E7 | Commercial | Health (WA) | New | Space Heating | Natural Gas | Furnace | E7 |  | 0% | 0% | 0% | 0 | 0 | 0 | 0 | 0 | 0 | 0 | 0 | 0% | 0 | 0 | 0% | Normal | 0% | 0 | 0 | 0 | [17 empty] | Commercial_Health (WA)_New_Space Heating_Furnace_
Commercial_Health (WA)_New_Space Heating_Natural Gas_Furnace_E8 | Commercial | Health (WA) | New | Space Heating | Natural Gas | Furnace | E8 |  | 0% | 0% | 0% | 0 | 0 | 0 | 0 | 0 | 0 | 0 | 0 | 0% | 0 | 0 | 0% | Normal | 0% | 0 | 0 | 0 | [17 empty] | Commercial_Health (WA)_New_Space Heating_Furnace_
Commercial_Health (WA)_New_Space Heating_Natural Gas_Furnace_E9 | Commercial | Health (WA) | New | Space Heating | Natural Gas | Furnace | E9 |  | 0% | 0% | 0% | 0 | 0 | 0 | 0 | 0 | 0 | 0 | 0 | 0% | 0 | 0 | 0% | Normal | 0% | 0 | 0 | 0 | [17 empty] | Commercial_Health (WA)_New_Space Heating_Furnace_
Commercial_Health (WA)_New_Space Heating_Natural Gas_Furnace_E10 | Commercial | Health (WA) | New | Space Heating | Natural Gas | Furnace | E10 |  | 0% | 0% | 0% | 0 | 0 | 0 | 0 | 0 | 0 | 0 | 0 | 0% | 0 | 0 | 0% | Normal | 0% | 0 | 0 | 0 | [17 empty] | Commercial_Health (WA)_New_Space Heating_Furnace_
Commercial_Health (WA)_New_Space Heating_Natural Gas_Boiler_E1 | Commercial | Health (WA) | New | Space Heating | Natural Gas | Boiler | E1 | AFUE 80% (Standard) | 100% | 0% | 0% | 1.4642 | 0 | 0.034707 | 0 | 25 | 35 | 2019 | 2045 | 100% | 0 | 0 | 0% | Normal | 0% | 0.50443 | 0 | 0 | 1 kBtu/hr | 30000 | 0 | 0.043636 | 10.6302 | 31.6406 | 0 | 0.75 | 0 | 2013 | 1.0605 | GBLR-Heating-AEO15-3 | GBLR-Heating-AEO15-3 | GBLR-Heating-AEO15-3 | 1 | kBtu/hr | 0.043636 | Commercial_Health (WA)_New_Space Heating_Boiler_AFUE 80% (Standard)
Commercial_Health (WA)_New_Space Heating_Natural Gas_Boiler_E2 | Commercial | Health (WA) | New | Space Heating | Natural Gas | Boiler | E2 | AFUE 85% | 94.12% | 0% | 0% | 1.572 | 0 | 0.032665 | 0 | 25 | 35 | 2019 | 2045 | 100% | 0 | 0 | 0% | Normal | 0% | 0.47478 | 0 | 0 | 1 kBtu/hr | 30000 | 0 | 0.043636 | 10.0053 | 33.9706 | 0 | 0.70588 | 0 | 2013 | 1.0605 | GBLR-Heating-AEO15-6 | GBLR-Heating-AEO15-6 | GBLR-Heating-AEO15-6 | 1 | kBtu/hr | 0.043636 | Commercial_Health (WA)_New_Space Heating_Boiler_AFUE 85%
Commercial_Health (WA)_New_Space Heating_Natural Gas_Boiler_E3 | Commercial | Health (WA) | New | Space Heating | Natural Gas | Boiler | E3 | AFUE 97% | 82.48% | 0% | 0% | 1.4963 | 0 | 0.028332 | 0 | 25 | 35 | 2019 | 2045 | 100% | 0 | 0 | 0% | Normal | 0% | 0.41605 | 0 | 0 | 1 kBtu/hr | 30000 | 0 | 0.043636 | 8.7677 | 32.3342 | 0 | 0.61224 | 0 | 2013 | 1.0605 | GBLR-Heating-AEO15-7 | GBLR-Heating-AEO15-7 | GBLR-Heating-AEO15-7 | 1 | kBtu/hr | 0.043636 | Commercial_Health (WA)_New_Space Heating_Boiler_AFUE 97%
Commercial_Health (WA)_New_Space Heating_Natural Gas_Boiler_E4 | Commercial | Health (WA) | New | Space Heating | Natural Gas | Boiler | E4 | Convert to NG Air Source Heat Pump | 57.14% | 0% | 0% | 10.1035 | 0 | 0.1234 | 0 | 10 | 20 | 2019 | 2045 | 100% | 0 | 0 | 0% | Normal | 0% | 0.28825 | 0 | 0 | 1 kBtu/hr | 30000 | 0 | 0.043636 | 6.0744 | 218.3333 | 0 | 2.6667 | 0 | 2013 | 1.0605 | HP_GAS-Heating-AEO17-1 | HP_GAS-Heating-AEO17-1 | HP_GAS-Heating-AEO17-1 | 1 | kBtu/hr | 0.043636 | Commercial_Health (WA)_New_Space Heating_Boiler_Convert to NG Air Source Heat Pump
Commercial_Health (WA)_New_Space Heating_Natural Gas_Boiler_E5 | Commercial | Health (WA) | New | Space Heating | Natural Gas | Boiler | E5 |  | 0% | 0% | 0% | 0 | 0 | 0 | 0 | 0 | 0 | 0 | 0 | 0% | 0 | 0 | 0% | Normal | 0% | 0 | 0 | 0 | [17 empty] | Commercial_Health (WA)_New_Space Heating_Boiler_
Commercial_Health (WA)_New_Space Heating_Natural Gas_Boiler_E6 | Commercial | Health (WA) | New | Space Heating | Natural Gas | Boiler | E6 |  | 0% | 0% | 0% | 0 | 0 | 0 | 0 | 0 | 0 | 0 | 0 | 0% | 0 | 0 | 0% | Normal | 0% | 0 | 0 | 0 | [17 empty] | Commercial_Health (WA)_New_Space Heating_Boiler_
Commercial_Health (WA)_New_Space Heating_Natural Gas_Boiler_E7 | Commercial | Health (WA) | New | Space Heating | Natural Gas | Boiler | E7 |  | 0% | 0% | 0% | 0 | 0 | 0 | 0 | 0 | 0 | 0 | 0 | 0% | 0 | 0 | 0% | Normal | 0% | 0 | 0 | 0 | [17 empty] | Commercial_Health (WA)_New_Space Heating_Boiler_
Commercial_Health (WA)_New_Space Heating_Natural Gas_Boiler_E8 | Commercial | Health (WA) | New | Space Heating | Natural Gas | Boiler | E8 |  | 0% | 0% | 0% | 0 | 0 | 0 | 0 | 0 | 0 | 0 | 0 | 0% | 0 | 0 | 0% | Normal | 0% | 0 | 0 | 0 | [17 empty] | Commercial_Health (WA)_New_Space Heating_Boiler_
Commercial_Health (WA)_New_Space Heating_Natural Gas_Boiler_E9 | Commercial | Health (WA) | New | Space Heating | Natural Gas | Boiler | E9 |  | 0% | 0% | 0% | 0 | 0 | 0 | 0 | 0 | 0 | 0 | 0 | 0% | 0 | 0 | 0% | Normal | 0% | 0 | 0 | 0 | [17 empty] | Commercial_Health (WA)_New_Space Heating_Boiler_
Commercial_Health (WA)_New_Space Heating_Natural Gas_Boiler_E10 | Commercial | Health (WA) | New | Space Heating | Natural Gas | Boiler | E10 |  | 0% | 0% | 0% | 0 | 0 | 0 | 0 | 0 | 0 | 0 | 0 | 0% | 0 | 0 | 0% | Normal | 0% | 0 | 0 | 0 | [17 empty] | Commercial_Health (WA)_New_Space Heating_Boiler_
Commercial_Health (WA)_New_Space Heating_Natural Gas_Unit Heater_E1 | Commercial | Health (WA) | New | Space Heating | Natural Gas | Unit Heater | E1 | Standard | 100% | 0% | 0% | 0.0014198 | 0 | 0 | 0 | 15 | 25 | 2019 | 2045 | 100% | 0 | 0 | 0% | Normal | 0% | 0.12443 | 0 | 0 | 1 kBtu/Hr | 30000 | 0 | 1.3279e-06 | 2080 | 1051 | 0 | 0 | 0 | 2016 | 1.0174 | UNITHT-Heating-XCELCO-2017-18-3 | UNITHT-Heating-XCELCO-2017-18-3 | UNITHT-Heating-XCELCO-2017-18-3 | 1 | kBtu/Hr | 1.3279e-06 | Commercial_Health (WA)_New_Space Heating_Unit Heater_Standard
Commercial_Health (WA)_New_Space Heating_Natural Gas_Unit Heater_E2 | Commercial | Health (WA) | New | Space Heating | Natural Gas | Unit Heater | E2 | Condensing | 88.94% | 0% | 0% | 0.0031138 | 0 | 0 | 0 | 15 | 25 | 2019 | 2045 | 100% | 0 | 0 | 0% | Normal | 0% | 0.11067 | 0 | 0 | 1 kBtu/Hr | 30000 | 0 | 1.3279e-06 | 1850 | 2305 | 0 | 0 | 0 | 2016 | 1.0174 | UNITHT-Heating-XCELCO-2017-18-3 | UNITHT-Heating-XCELCO-2017-18-3 | UNITHT-Heating-XCELCO-2017-18-3 | 1 | kBtu/Hr | 1.3279e-06 | Commercial_Health (WA)_New_Space Heating_Unit Heater_Condensing
Commercial_Health (WA)_New_Space Heating_Natural Gas_Unit Heater_E3 | Commercial | Health (WA) | New | Space Heating | Natural Gas | Unit Heater | E3 | Infrared Radiant | 88.46% | 0% | 0% | 0.0016954 | 0 | 0 | 0 | 10 | 20 | 2019 | 2045 | 100% | 0 | 0 | 0% | Normal | 0% | 0.11007 | 0 | 0 | 1 kBtu/Hr | 30000 | 0 | 1.3279e-06 | 1840 | 1255 | 0 | 0 | 0 | 2016 | 1.0174 | UNITHT-Heating-XCELCO-2017-18-4 | UNITHT-Heating-XCELCO-2017-18-4 | UNITHT-Heating-XCELCO-2017-18-4 | 1 | kBtu/Hr | 1.3279e-06 | Commercial_Health (WA)_New_Space Heating_Unit Heater_Infrared Radiant
Commercial_Health (WA)_New_Space Heating_Natural Gas_Unit Heater_E4 | Commercial | Health (WA) | New | Space Heating | Natural Gas | Unit Heater | E4 |  | 0% | 0% | 0% | 0 | 0 | 0 | 0 | 0 | 0 | 0 | 0 | 0% | 0 | 0 | 0% | Normal | 0% | 0 | 0 | 0 | [17 empty] | Commercial_Health (WA)_New_Space Heating_Unit Heater_
Commercial_Health (WA)_New_Space Heating_Natural Gas_Unit Heater_E5 | Commercial | Health (WA) | New | Space Heating | Natural Gas | Unit Heater | E5 |  | 0% | 0% | 0% | 0 | 0 | 0 | 0 | 0 | 0 | 0 | 0 | 0% | 0 | 0 | 0% | Normal | 0% | 0 | 0 | 0 | [17 empty] | Commercial_Health (WA)_New_Space Heating_Unit Heater_
Commercial_Health (WA)_New_Space Heating_Natural Gas_Unit Heater_E6 | Commercial | Health (WA) | New | Space Heating | Natural Gas | Unit Heater | E6 |  | 0% | 0% | 0% | 0 | 0 | 0 | 0 | 0 | 0 | 0 | 0 | 0% | 0 | 0 | 0% | Normal | 0% | 0 | 0 | 0 | [17 empty] | Commercial_Health (WA)_New_Space Heating_Unit Heater_
Commercial_Health (WA)_New_Space Heating_Natural Gas_Unit Heater_E7 | Commercial | Health (WA) | New | Space Heating | Natural Gas | Unit Heater | E7 |  | 0% | 0% | 0% | 0 | 0 | 0 | 0 | 0 | 0 | 0 | 0 | 0% | 0 | 0 | 0% | Normal | 0% | 0 | 0 | 0 | [17 empty] | Commercial_Health (WA)_New_Space Heating_Unit Heater_
Commercial_Health (WA)_New_Space Heating_Natural Gas_Unit Heater_E8 | Commercial | Health (WA) | New | Space Heating | Natural Gas | Unit Heater | E8 |  | 0% | 0% | 0% | 0 | 0 | 0 | 0 | 0 | 0 | 0 | 0 | 0% | 0 | 0 | 0% | Normal | 0% | 0 | 0 | 0 | [17 empty] | Commercial_Health (WA)_New_Space Heating_Unit Heater_
Commercial_Health (WA)_New_Space Heating_Natural Gas_Unit Heater_E9 | Commercial | Health (WA) | New | Space Heating | Natural Gas | Unit Heater | E9 |  | 0% | 0% | 0% | 0 | 0 | 0 | 0 | 0 | 0 | 0 | 0 | 0% | 0 | 0 | 0% | Normal | 0% | 0 | 0 | 0 | [17 empty] | Commercial_Health (WA)_New_Space Heating_Unit Heater_
Commercial_Health (WA)_New_Space Heating_Natural Gas_Unit Heater_E10 | Commercial | Health (WA) | New | Space Heating | Natural Gas | Unit Heater | E10 |  | 0% | 0% | 0% | 0 | 0 | 0 | 0 | 0 | 0 | 0 | 0 | 0% | 0 | 0 | 0% | Normal | 0% | 0 | 0 | 0 | [17 empty] | Commercial_Health (WA)_New_Space Heating_Unit Heater_
Commercial_Health (WA)_New_Water Heating_Natural Gas_Water Heater_E1 | Commercial | Health (WA) | New | Water Heating | Natural Gas | Water Heater | E1 | TE 0.80 | 100% | 0% | 0% | 0.15634 | 0 | 0 | 0 | 10 | 20 | 2019 | 2045 | 100% | 0 | 0 | 0% | Normal | 0% | 0.5081 | 0 | 0 | 1 kBtu/hr | 30000 | 0 | 0.0070491 | 66.3902 | 21.8 | 0 | 0 | 0 | 2017 | 1.0174 | DHW_WH-Water Heating-PG&E-R7-14 | DHW_WH-Water Heating-PG&E-R7-14 | DHW_WH-Water Heating-PG&E-R7-14 | 1 | kBtu/hr | 0.0070491 | Commercial_Health (WA)_New_Water Heating_Water Heater_TE 0.80
Commercial_Health (WA)_New_Water Heating_Natural Gas_Water Heater_E2 | Commercial | Health (WA) | New | Water Heating | Natural Gas | Water Heater | E2 | TE 0.90 | 88.89% | 0% | 0% | 0.18761 | 0 | 0 | 0 | 10 | 20 | 2019 | 2045 | 100% | 0 | 0 | 0% | Normal | 0% | 0.45165 | 0 | 0 | 1 kBtu/hr | 30000 | 0 | 0.0070491 | 59.0135 | 26.16 | 0 | 0 | 0 | 2017 | 1.0174 | DHW_WH-Water Heating-PG&E-R7-14 | DHW_WH-Water Heating-PG&E-R7-14 | DHW_WH-Water Heating-PG&E-R7-14 | 1 | kBtu/hr | 0.0070491 | Commercial_Health (WA)_New_Water Heating_Water Heater_TE 0.90
Commercial_Health (WA)_New_Water Heating_Natural Gas_Water Heater_E3 | Commercial | Health (WA) | New | Water Heating | Natural Gas | Water Heater | E3 | TE 0.94 | 85.11% | 0% | 0% | 0.23062 | 0 | 0 | 0 | 10 | 20 | 2019 | 2045 | 100% | 0 | 0 | 0% | Normal | 0% | 0.43243 | 0 | 0 | 1 kBtu/hr | 30000 | 0 | 0.0070491 | 56.5023 | 30.3604 | 0 | 0 | 0 | 2012 | 1.0776 | DHW_WH-Water Heating-NMTRM-2016-7 | DHW_WH-Water Heating-NMTRM-2016-7 | DHW_WH-Water Heating-NMTRM-2016-7 | 1 | kBtu/hr | 0.0070491 | Commercial_Health (WA)_New_Water Heating_Water Heater_TE 0.94
Commercial_Health (WA)_New_Water Heating_Natural Gas_Water Heater_E4 | Commercial | Health (WA) | New | Water Heating | Natural Gas | Water Heater | E4 | Instantaneous TE 0.94 | 85.02% | 0% | 0% | 0.27073 | 0 | 0 | 0 | 15 | 25 | 2019 | 2045 | 100% | 0 | 0 | 0% | Normal | 0% | 0.43197 | 0 | 0 | 1 kBtu/hr | 30000 | 0 | 0.0070491 | 56.4423 | 35.6404 | 0 | 0 | 0 | 2012 | 1.0776 | DHW_WH-Water Heating-NMTRM-2016-9 | DHW_WH-Water Heating-NMTRM-2016-9 | DHW_WH-Water Heating-NMTRM-2016-9 | 1 | kBtu/hr | 0.0070491 | Commercial_Health (WA)_New_Water Heating_Water Heater_Instantaneous TE 0.94
Commercial_Health (WA)_New_Water Heating_Natural Gas_Water Heater_E5 | Commercial | Health (WA) | New | Water Heating | Natural Gas | Water Heater | E5 | Gas-Fired Absorption HPWH | 53.33% | 0% | 0% | 0.46015 | 0 | 0 | 0 | 10 | 16 | 2019 | 2045 | 100% | 0 | 0 | 0% | Normal | 0% | 0.27099 | 0 | 0 | 1 kBtu/hr | 30000 | 0 | 0.0070491 | 35.4081 | 62.6566 | 0 | 0 | 0 | 2014 | 1.0418 | DHW_WH-Water Heating-DOE-2014-1 | DHW_WH-Water Heating-DOE-2014-1 | DHW_WH-Water Heating-DOE-2014-1 | 1 | kBtu/hr | 0.0070491 | Commercial_Health (WA)_New_Water Heating_Water Heater_Gas-Fired Absorption HPWH
Commercial_Health (WA)_New_Water Heating_Natural Gas_Water Heater_E6 | Commercial | Health (WA) | New | Water Heating | Natural Gas | Water Heater | E6 |  | 0% | 0% | 0% | 0 | 0 | 0 | 0 | 0 | 0 | 0 | 0 | 0% | 0 | 0 | 0% | Normal | 0% | 0 | 0 | 0 | [17 empty] | Commercial_Health (WA)_New_Water Heating_Water Heater_
Commercial_Health (WA)_New_Water Heating_Natural Gas_Water Heater_E7 | Commercial | Health (WA) | New | Water Heating | Natural Gas | Water Heater | E7 |  | 0% | 0% | 0% | 0 | 0 | 0 | 0 | 0 | 0 | 0 | 0 | 0% | 0 | 0 | 0% | Normal | 0% | 0 | 0 | 0 | [17 empty] | Commercial_Health (WA)_New_Water Heating_Water Heater_
Commercial_Health (WA)_New_Water Heating_Natural Gas_Water Heater_E8 | Commercial | Health (WA) | New | Water Heating | Natural Gas | Water Heater | E8 |  | 0% | 0% | 0% | 0 | 0 | 0 | 0 | 0 | 0 | 0 | 0 | 0% | 0 | 0 | 0% | Normal | 0% | 0 | 0 | 0 | [17 empty] | Commercial_Health (WA)_New_Water Heating_Water Heater_
Commercial_Health (WA)_New_Water Heating_Natural Gas_Water Heater_E9 | Commercial | Health (WA) | New | Water Heating | Natural Gas | Water Heater | E9 |  | 0% | 0% | 0% | 0 | 0 | 0 | 0 | 0 | 0 | 0 | 0 | 0% | 0 | 0 | 0% | Normal | 0% | 0 | 0 | 0 | [17 empty] | Commercial_Health (WA)_New_Water Heating_Water Heater_
Commercial_Health (WA)_New_Water Heating_Natural Gas_Water Heater_E10 | Commercial | Health (WA) | New | Water Heating | Natural Gas | Water Heater | E10 |  | 0% | 0% | 0% | 0 | 0 | 0 | 0 | 0 | 0 | 0 | 0 | 0% | 0 | 0 | 0% | Normal | 0% | 0 | 0 | 0 | [17 empty] | Commercial_Health (WA)_New_Water Heating_Water Heater_
Commercial_Health (WA)_New_Food Preparation_Natural Gas_Oven_E1 | Commercial | Health (WA) | New | Food Preparation | Natural Gas | Oven | E1 | Standard | 100% | 0% | 0% | 0.002369 | 0 | 0 | 0 | 8 | 12 | 2019 | 2045 | 100% | 0 | 0 | 0% | Normal | 0% | 0.24242 | 0 | 0 | 1 unit | 30000 | 0 | 4.558e-06 | 1050.946 | 490.1 | 0 | 0 | 0 | 2013 | 1.0605 | COOK_OVN-Food Preparation-AEO17-3 | COOK_OVN-Food Preparation-AEO17-3 | COOK_OVN-Food Preparation-ILTRM-v5.0-23 | 1 | unit | 4.558e-06 | Commercial_Health (WA)_New_Food Preparation_Oven_Standard
Commercial_Health (WA)_New_Food Preparation_Natural Gas_Oven_E2 | Commercial | Health (WA) | New | Food Preparation | Natural Gas | Oven | E2 | ENERGY STAR (>42% Baking Efficiency) | 71.01% | 0% | 0% | 0.003228 | 0 | 0 | 0 | 8 | 12 | 2019 | 2045 | 100% | 0 | 0 | 0% | Normal | 0% | 0.17214 | 0 | 0 | 1 unit | 30000 | 0 | 4.558e-06 | 746.2722 | 667.81 | 0 | 0 | 0 | 2013 | 1.0605 | COOK_OVN-Food Preparation-AEO17-3 | COOK_OVN-Food Preparation-AEO17-3 | COOK_OVN-Food Preparation-ILTRM-v5.0-23 | 1 | unit | 4.558e-06 | Commercial_Health (WA)_New_Food Preparation_Oven_ENERGY STAR (>42% Baking Efficiency)
Commercial_Health (WA)_New_Food Preparation_Natural Gas_Oven_E3 | Commercial | Health (WA) | New | Food Preparation | Natural Gas | Oven | E3 |  | 0% | 0% | 0% | 0 | 0 | 0 | 0 | 0 | 0 | 0 | 0 | 0% | 0 | 0 | 0% | Normal | 0% | 0 | 0 | 0 | [17 empty] | Commercial_Health (WA)_New_Food Preparation_Oven_
Commercial_Health (WA)_New_Food Preparation_Natural Gas_Oven_E4 | Commercial | Health (WA) | New | Food Preparation | Natural Gas | Oven | E4 |  | 0% | 0% | 0% | 0 | 0 | 0 | 0 | 0 | 0 | 0 | 0 | 0% | 0 | 0 | 0% | Normal | 0% | 0 | 0 | 0 | [17 empty] | Commercial_Health (WA)_New_Food Preparation_Oven_
Commercial_Health (WA)_New_Food Preparation_Natural Gas_Oven_E5 | Commercial | Health (WA) | New | Food Preparation | Natural Gas | Oven | E5 |  | 0% | 0% | 0% | 0 | 0 | 0 | 0 | 0 | 0 | 0 | 0 | 0% | 0 | 0 | 0% | Normal | 0% | 0 | 0 | 0 | [17 empty] | Commercial_Health (WA)_New_Food Preparation_Oven_
Commercial_Health (WA)_New_Food Preparation_Natural Gas_Oven_E6 | Commercial | Health (WA) | New | Food Preparation | Natural Gas | Oven | E6 |  | 0% | 0% | 0% | 0 | 0 | 0 | 0 | 0 | 0 | 0 | 0 | 0% | 0 | 0 | 0% | Normal | 0% | 0 | 0 | 0 | [17 empty] | Commercial_Health (WA)_New_Food Preparation_Oven_
Commercial_Health (WA)_New_Food Preparation_Natural Gas_Oven_E7 | Commercial | Health (WA) | New | Food Preparation | Natural Gas | Oven | E7 |  | 0% | 0% | 0% | 0 | 0 | 0 | 0 | 0 | 0 | 0 | 0 | 0% | 0 | 0 | 0% | Normal | 0% | 0 | 0 | 0 | [17 empty] | Commercial_Health (WA)_New_Food Preparation_Oven_
Commercial_Health (WA)_New_Food Preparation_Natural Gas_Oven_E8 | Commercial | Health (WA) | New | Food Preparation | Natural Gas | Oven | E8 |  | 0% | 0% | 0% | 0 | 0 | 0 | 0 | 0 | 0 | 0 | 0 | 0% | 0 | 0 | 0% | Normal | 0% | 0 | 0 | 0 | [17 empty] | Commercial_Health (WA)_New_Food Preparation_Oven_
Commercial_Health (WA)_New_Food Preparation_Natural Gas_Oven_E9 | Commercial | Health (WA) | New | Food Preparation | Natural Gas | Oven | E9 |  | 0% | 0% | 0% | 0 | 0 | 0 | 0 | 0 | 0 | 0 | 0 | 0% | 0 | 0 | 0% | Normal | 0% | 0 | 0 | 0 | [17 empty] | Commercial_Health (WA)_New_Food Preparation_Oven_
Commercial_Health (WA)_New_Food Preparation_Natural Gas_Oven_E10 | Commercial | Health (WA) | New | Food Preparation | Natural Gas | Oven | E10 |  | 0% | 0% | 0% | 0 | 0 | 0 | 0 | 0 | 0 | 0 | 0 | 0% | 0 | 0 | 0% | Normal | 0% | 0 | 0 | 0 | [17 empty] | Commercial_Health (WA)_New_Food Preparation_Oven_
Commercial_Health (WA)_New_Food Preparation_Natural Gas_Conveyor Oven_E1 | Commercial | Health (WA) | New | Food Preparation | Natural Gas | Conveyor Oven | E1 | Standard | 100% | 0% | 0% | 0.0019116 | 0 | 0 | 0 | 15 | 19 | 2019 | 2045 | 100% | 0 | 0 | 0% | Normal | 0% | 0.39122 | 0 | 0 | 1 unit | 30000 | 0 | 1.0824e-06 | 3571 | 1665.3064 | 0 | 0 | 0 | 2013 | 1.0605 | COOK_OVN-Food Preparation-ILTRM-v5.0-24 | COOK_OVN-Food Preparation-AEO17-3 | https://fishnick.com/saveenergy/tools/calculators/gconvovencalc.php | 1 | unit | 1.0824e-06 | Commercial_Health (WA)_New_Food Preparation_Conveyor Oven_Standard
Commercial_Health (WA)_New_Food Preparation_Natural Gas_Conveyor Oven_E2 | Commercial | Health (WA) | New | Food Preparation | Natural Gas | Conveyor Oven | E2 | ENERGY STAR (>42% Baking Efficiency) | 79.47% | 0% | 0% | 0.0040499 | 0 | 0 | 0 | 15 | 19 | 2019 | 2045 | 100% | 0 | 0 | 0% | Normal | 0% | 0.31092 | 0 | 0 | 1 unit | 30000 | 0 | 1.0824e-06 | 2838 | 3409.1835 | 0 | 0 | 0 | 2011 | 1.0975 | COOK_OVN-Food Preparation-ILTRM-v5.0-24 | COOK_OVN-Food Preparation-ILTRM-v5.0-24 | COOK_OVN-Food Preparation-ILTRM-v5.0-24 | 1 | unit | 1.0824e-06 | Commercial_Health (WA)_New_Food Preparation_Conveyor Oven_ENERGY STAR (>42% Baking Efficiency)
Commercial_Health (WA)_New_Food Preparation_Natural Gas_Conveyor Oven_E3 | Commercial | Health (WA) | New | Food Preparation | Natural Gas | Conveyor Oven | E3 |  | 0% | 0% | 0% | 0 | 0 | 0 | 0 | 0 | 0 | 0 | 0 | 0% | 0 | 0 | 0% | Normal | 0% | 0 | 0 | 0 | [17 empty] | Commercial_Health (WA)_New_Food Preparation_Conveyor Oven_
Commercial_Health (WA)_New_Food Preparation_Natural Gas_Conveyor Oven_E4 | Commercial | Health (WA) | New | Food Preparation | Natural Gas | Conveyor Oven | E4 |  | 0% | 0% | 0% | 0 | 0 | 0 | 0 | 0 | 0 | 0 | 0 | 0% | 0 | 0 | 0% | Normal | 0% | 0 | 0 | 0 | [17 empty] | Commercial_Health (WA)_New_Food Preparation_Conveyor Oven_
Commercial_Health (WA)_New_Food Preparation_Natural Gas_Conveyor Oven_E5 | Commercial | Health (WA) | New | Food Preparation | Natural Gas | Conveyor Oven | E5 |  | 0% | 0% | 0% | 0 | 0 | 0 | 0 | 0 | 0 | 0 | 0 | 0% | 0 | 0 | 0% | Normal | 0% | 0 | 0 | 0 | [17 empty] | Commercial_Health (WA)_New_Food Preparation_Conveyor Oven_
Commercial_Health (WA)_New_Food Preparation_Natural Gas_Conveyor Oven_E6 | Commercial | Health (WA) | New | Food Preparation | Natural Gas | Conveyor Oven | E6 |  | 0% | 0% | 0% | 0 | 0 | 0 | 0 | 0 | 0 | 0 | 0 | 0% | 0 | 0 | 0% | Normal | 0% | 0 | 0 | 0 | [17 empty] | Commercial_Health (WA)_New_Food Preparation_Conveyor Oven_
Commercial_Health (WA)_New_Food Preparation_Natural Gas_Conveyor Oven_E7 | Commercial | Health (WA) | New | Food Preparation | Natural Gas | Conveyor Oven | E7 |  | 0% | 0% | 0% | 0 | 0 | 0 | 0 | 0 | 0 | 0 | 0 | 0% | 0 | 0 | 0% | Normal | 0% | 0 | 0 | 0 | [17 empty] | Commercial_Health (WA)_New_Food Preparation_Conveyor Oven_
Commercial_Health (WA)_New_Food Preparation_Natural Gas_Conveyor Oven_E8 | Commercial | Health (WA) | New | Food Preparation | Natural Gas | Conveyor Oven | E8 |  | 0% | 0% | 0% | 0 | 0 | 0 | 0 | 0 | 0 | 0 | 0 | 0% | 0 | 0 | 0% | Normal | 0% | 0 | 0 | 0 | [17 empty] | Commercial_Health (WA)_New_Food Preparation_Conveyor Oven_
Commercial_Health (WA)_New_Food Preparation_Natural Gas_Conveyor Oven_E9 | Commercial | Health (WA) | New | Food Preparation | Natural Gas | Conveyor Oven | E9 |  | 0% | 0% | 0% | 0 | 0 | 0 | 0 | 0 | 0 | 0 | 0 | 0% | 0 | 0 | 0% | Normal | 0% | 0 | 0 | 0 | [17 empty] | Commercial_Health (WA)_New_Food Preparation_Conveyor Oven_
Commercial_Health (WA)_New_Food Preparation_Natural Gas_Conveyor Oven_E10 | Commercial | Health (WA) | New | Food Preparation | Natural Gas | Conveyor Oven | E10 |  | 0% | 0% | 0% | 0 | 0 | 0 | 0 | 0 | 0 | 0 | 0 | 0% | 0 | 0 | 0% | Normal | 0% | 0 | 0 | 0 | [17 empty] | Commercial_Health (WA)_New_Food Preparation_Conveyor Oven_
Commercial_Health (WA)_New_Food Preparation_Natural Gas_Double Rack Oven_E1 | Commercial | Health (WA) | New | Food Preparation | Natural Gas | Double Rack Oven | E1 | Standard | 100% | 0% | 0% | 0.0032911 | 0 | 0 | 0 | 8 | 16 | 2019 | 2045 | 100% | 0 | 0 | 0% | Normal | 0% | 0.67355 | 0 | 0 | 1 unit | 30000 | 0 | 1.2267e-06 | 5425 | 2529.904 | 0 | 0 | 0 | 2013 | 1.0605 | COOK_OVN-Food Preparation-ILTRM-v5.0-25 | COOK_OVN-Food Preparation-ILTRM-v5.0-25 | https://fishnick.com/saveenergy/tools/calculators/grackovencalc.php | 1 | unit | 1.2267e-06 | Commercial_Health (WA)_New_Food Preparation_Double Rack Oven_Standard
Commercial_Health (WA)_New_Food Preparation_Natural Gas_Double Rack Oven_E2 | Commercial | Health (WA) | New | Food Preparation | Natural Gas | Double Rack Oven | E2 | FTSC Qualified (>50% Cooking Efficiency) | 61.95% | 0% | 0% | 0.014931 | 0 | 0 | 0 | 8 | 16 | 2019 | 2045 | 100% | 0 | 0 | 0% | Normal | 0% | 0.41729 | 0 | 0 | 1 unit | 30000 | 0 | 1.2267e-06 | 3361 | 11090.6431 | 0 | 0 | 0 | 2011 | 1.0975 | COOK_OVN-Food Preparation-ILTRM-v5.0-25 | COOK_OVN-Food Preparation-ILTRM-v5.0-25 | COOK_OVN-Food Preparation-ILTRM-v5.0-25 | 1 | unit | 1.2267e-06 | Commercial_Health (WA)_New_Food Preparation_Double Rack Oven_FTSC Qualified (>50% Cooking Efficiency)
Commercial_Health (WA)_New_Food Preparation_Natural Gas_Double Rack Oven_E3 | Commercial | Health (WA) | New | Food Preparation | Natural Gas | Double Rack Oven | E3 |  | 0% | 0% | 0% | 0 | 0 | 0 | 0 | 0 | 0 | 0 | 0 | 0% | 0 | 0 | 0% | Normal | 0% | 0 | 0 | 0 | [17 empty] | Commercial_Health (WA)_New_Food Preparation_Double Rack Oven_
Commercial_Health (WA)_New_Food Preparation_Natural Gas_Double Rack Oven_E4 | Commercial | Health (WA) | New | Food Preparation | Natural Gas | Double Rack Oven | E4 |  | 0% | 0% | 0% | 0 | 0 | 0 | 0 | 0 | 0 | 0 | 0 | 0% | 0 | 0 | 0% | Normal | 0% | 0 | 0 | 0 | [17 empty] | Commercial_Health (WA)_New_Food Preparation_Double Rack Oven_
Commercial_Health (WA)_New_Food Preparation_Natural Gas_Double Rack Oven_E5 | Commercial | Health (WA) | New | Food Preparation | Natural Gas | Double Rack Oven | E5 |  | 0% | 0% | 0% | 0 | 0 | 0 | 0 | 0 | 0 | 0 | 0 | 0% | 0 | 0 | 0% | Normal | 0% | 0 | 0 | 0 | [17 empty] | Commercial_Health (WA)_New_Food Preparation_Double Rack Oven_
Commercial_Health (WA)_New_Food Preparation_Natural Gas_Double Rack Oven_E6 | Commercial | Health (WA) | New | Food Preparation | Natural Gas | Double Rack Oven | E6 |  | 0% | 0% | 0% | 0 | 0 | 0 | 0 | 0 | 0 | 0 | 0 | 0% | 0 | 0 | 0% | Normal | 0% | 0 | 0 | 0 | [17 empty] | Commercial_Health (WA)_New_Food Preparation_Double Rack Oven_
Commercial_Health (WA)_New_Food Preparation_Natural Gas_Double Rack Oven_E7 | Commercial | Health (WA) | New | Food Preparation | Natural Gas | Double Rack Oven | E7 |  | 0% | 0% | 0% | 0 | 0 | 0 | 0 | 0 | 0 | 0 | 0 | 0% | 0 | 0 | 0% | Normal | 0% | 0 | 0 | 0 | [17 empty] | Commercial_Health (WA)_New_Food Preparation_Double Rack Oven_
Commercial_Health (WA)_New_Food Preparation_Natural Gas_Double Rack Oven_E8 | Commercial | Health (WA) | New | Food Preparation | Natural Gas | Double Rack Oven | E8 |  | 0% | 0% | 0% | 0 | 0 | 0 | 0 | 0 | 0 | 0 | 0 | 0% | 0 | 0 | 0% | Normal | 0% | 0 | 0 | 0 | [17 empty] | Commercial_Health (WA)_New_Food Preparation_Double Rack Oven_
Commercial_Health (WA)_New_Food Preparation_Natural Gas_Double Rack Oven_E9 | Commercial | Health (WA) | New | Food Preparation | Natural Gas | Double Rack Oven | E9 |  | 0% | 0% | 0% | 0 | 0 | 0 | 0 | 0 | 0 | 0 | 0 | 0% | 0 | 0 | 0% | Normal | 0% | 0 | 0 | 0 | [17 empty] | Commercial_Health (WA)_New_Food Preparation_Double Rack Oven_
Commercial_Health (WA)_New_Food Preparation_Natural Gas_Double Rack Oven_E10 | Commercial | Health (WA) | New | Food Preparation | Natural Gas | Double Rack Oven | E10 |  | 0% | 0% | 0% | 0 | 0 | 0 | 0 | 0 | 0 | 0 | 0 | 0% | 0 | 0 | 0% | Normal | 0% | 0 | 0 | 0 | [17 empty] | Commercial_Health (WA)_New_Food Preparation_Double Rack Oven_
Commercial_Health (WA)_New_Food Preparation_Natural Gas_Fryer_E1 | Commercial | Health (WA) | New | Food Preparation | Natural Gas | Fryer | E1 | Standard | 100% | 0% | 0% | 0.13323 | 0 | 0 | 0 | 10 | 20 | 2019 | 2045 | 100% | 0 | 0 | 0% | Normal | 0% | 0.33866 | 0 | 0 | 1 unit | 30000 | 0 | 4.7576e-05 | 1628.2323 | 2500 | 0 | 0 | 0 | 2010 | 1.1201 | COOK_FRY-Food Preparation-ILTRM-v4.0-1 | Estimate | COOK_FRY-Food Preparation-ILTRM-v4.0-1 | 1 | unit | 4.7576e-05 | Commercial_Health (WA)_New_Food Preparation_Fryer_Standard
Commercial_Health (WA)_New_Food Preparation_Natural Gas_Fryer_E2 | Commercial | Health (WA) | New | Food Preparation | Natural Gas | Fryer | E2 | ENERGY STAR | 68.97% | 0% | 0% | 0.19718 | 0 | 0 | 0 | 10 | 20 | 2019 | 2045 | 100% | 0 | 0 | 0% | Normal | 0% | 0.23357 | 0 | 0 | 1 unit | 30000 | 0 | 4.7576e-05 | 1122.9977 | 3700 | 0 | 0 | 0 | 2010 | 1.1201 | COOK_FRY-Food Preparation-ILTRM-v4.0-1 | COOK_FRY-Food Preparation-ILTRM-v4.0-1 | COOK_FRY-Food Preparation-ILTRM-v4.0-1 | 1 | unit | 4.7576e-05 | Commercial_Health (WA)_New_Food Preparation_Fryer_ENERGY STAR
Commercial_Health (WA)_New_Food Preparation_Natural Gas_Fryer_E3 | Commercial | Health (WA) | New | Food Preparation | Natural Gas | Fryer | E3 |  | 0% | 0% | 0% | 0 | 0 | 0 | 0 | 0 | 0 | 0 | 0 | 0% | 0 | 0 | 0% | Normal | 0% | 0 | 0 | 0 | [17 empty] | Commercial_Health (WA)_New_Food Preparation_Fryer_
Commercial_Health (WA)_New_Food Preparation_Natural Gas_Fryer_E4 | Commercial | Health (WA) | New | Food Preparation | Natural Gas | Fryer | E4 |  | 0% | 0% | 0% | 0 | 0 | 0 | 0 | 0 | 0 | 0 | 0 | 0% | 0 | 0 | 0% | Normal | 0% | 0 | 0 | 0 | [17 empty] | Commercial_Health (WA)_New_Food Preparation_Fryer_
Commercial_Health (WA)_New_Food Preparation_Natural Gas_Fryer_E5 | Commercial | Health (WA) | New | Food Preparation | Natural Gas | Fryer | E5 |  | 0% | 0% | 0% | 0 | 0 | 0 | 0 | 0 | 0 | 0 | 0 | 0% | 0 | 0 | 0% | Normal | 0% | 0 | 0 | 0 | [17 empty] | Commercial_Health (WA)_New_Food Preparation_Fryer_
Commercial_Health (WA)_New_Food Preparation_Natural Gas_Fryer_E6 | Commercial | Health (WA) | New | Food Preparation | Natural Gas | Fryer | E6 |  | 0% | 0% | 0% | 0 | 0 | 0 | 0 | 0 | 0 | 0 | 0 | 0% | 0 | 0 | 0% | Normal | 0% | 0 | 0 | 0 | [17 empty] | Commercial_Health (WA)_New_Food Preparation_Fryer_
Commercial_Health (WA)_New_Food Preparation_Natural Gas_Fryer_E7 | Commercial | Health (WA) | New | Food Preparation | Natural Gas | Fryer | E7 |  | 0% | 0% | 0% | 0 | 0 | 0 | 0 | 0 | 0 | 0 | 0 | 0% | 0 | 0 | 0% | Normal | 0% | 0 | 0 | 0 | [17 empty] | Commercial_Health (WA)_New_Food Preparation_Fryer_
Commercial_Health (WA)_New_Food Preparation_Natural Gas_Fryer_E8 | Commercial | Health (WA) | New | Food Preparation | Natural Gas | Fryer | E8 |  | 0% | 0% | 0% | 0 | 0 | 0 | 0 | 0 | 0 | 0 | 0 | 0% | 0 | 0 | 0% | Normal | 0% | 0 | 0 | 0 | [17 empty] | Commercial_Health (WA)_New_Food Preparation_Fryer_
Commercial_Health (WA)_New_Food Preparation_Natural Gas_Fryer_E9 | Commercial | Health (WA) | New | Food Preparation | Natural Gas | Fryer | E9 |  | 0% | 0% | 0% | 0 | 0 | 0 | 0 | 0 | 0 | 0 | 0 | 0% | 0 | 0 | 0% | Normal | 0% | 0 | 0 | 0 | [17 empty] | Commercial_Health (WA)_New_Food Preparation_Fryer_
Commercial_Health (WA)_New_Food Preparation_Natural Gas_Fryer_E10 | Commercial | Health (WA) | New | Food Preparation | Natural Gas | Fryer | E10 |  | 0% | 0% | 0% | 0 | 0 | 0 | 0 | 0 | 0 | 0 | 0 | 0% | 0 | 0 | 0% | Normal | 0% | 0 | 0 | 0 | [17 empty] | Commercial_Health (WA)_New_Food Preparation_Fryer_
Commercial_Health (WA)_New_Food Preparation_Natural Gas_Broiler_E1 | Commercial | Health (WA) | New | Food Preparation | Natural Gas | Broiler | E1 | Standard | 100% | 0% | 0% | 0.030078 | 0 | 0 | 0 | 8 | 16 | 2019 | 2045 | 100% | 0 | 0 | 0% | Normal | 0% | 0.34594 | 0 | 0 | 1 unit | 30000 | 0 | 1.0963e-05 | 1625 | 2500 | 0 | 0 | 0 | 2011 | 1.0975 | COOK_BRL-Food Preparation-ILTRM-v4.0-2 | Estimate | COOK_BRL-Food Preparation-ILTRM-v4.0-2 | 1 | unit | 1.0963e-05 | Commercial_Health (WA)_New_Food Preparation_Broiler_Standard
Commercial_Health (WA)_New_Food Preparation_Natural Gas_Broiler_E2 | Commercial | Health (WA) | New | Food Preparation | Natural Gas | Broiler | E2 | Infrared Burners | 85.29% | 0% | 0% | 0.04211 | 0 | 0 | 0 | 8 | 16 | 2019 | 2045 | 100% | 0 | 0 | 0% | Normal | 0% | 0.29506 | 0 | 0 | 1 unit | 30000 | 0 | 1.0963e-05 | 1386 | 3500 | 0 | 0 | 0 | 2011 | 1.0975 | COOK_BRL-Food Preparation-ILTRM-v4.0-2 | COOK_BRL-Food Preparation-ILTRM-v4.0-2 | COOK_BRL-Food Preparation-ILTRM-v4.0-2 | 1 | unit | 1.0963e-05 | Commercial_Health (WA)_New_Food Preparation_Broiler_Infrared Burners
Commercial_Health (WA)_New_Food Preparation_Natural Gas_Broiler_E3 | Commercial | Health (WA) | New | Food Preparation | Natural Gas | Broiler | E3 |  | 0% | 0% | 0% | 0 | 0 | 0 | 0 | 0 | 0 | 0 | 0 | 0% | 0 | 0 | 0% | Normal | 0% | 0 | 0 | 0 | [17 empty] | Commercial_Health (WA)_New_Food Preparation_Broiler_
Commercial_Health (WA)_New_Food Preparation_Natural Gas_Broiler_E4 | Commercial | Health (WA) | New | Food Preparation | Natural Gas | Broiler | E4 |  | 0% | 0% | 0% | 0 | 0 | 0 | 0 | 0 | 0 | 0 | 0 | 0% | 0 | 0 | 0% | Normal | 0% | 0 | 0 | 0 | [17 empty] | Commercial_Health (WA)_New_Food Preparation_Broiler_
Commercial_Health (WA)_New_Food Preparation_Natural Gas_Broiler_E5 | Commercial | Health (WA) | New | Food Preparation | Natural Gas | Broiler | E5 |  | 0% | 0% | 0% | 0 | 0 | 0 | 0 | 0 | 0 | 0 | 0 | 0% | 0 | 0 | 0% | Normal | 0% | 0 | 0 | 0 | [17 empty] | Commercial_Health (WA)_New_Food Preparation_Broiler_
Commercial_Health (WA)_New_Food Preparation_Natural Gas_Broiler_E6 | Commercial | Health (WA) | New | Food Preparation | Natural Gas | Broiler | E6 |  | 0% | 0% | 0% | 0 | 0 | 0 | 0 | 0 | 0 | 0 | 0 | 0% | 0 | 0 | 0% | Normal | 0% | 0 | 0 | 0 | [17 empty] | Commercial_Health (WA)_New_Food Preparation_Broiler_
Commercial_Health (WA)_New_Food Preparation_Natural Gas_Broiler_E7 | Commercial | Health (WA) | New | Food Preparation | Natural Gas | Broiler | E7 |  | 0% | 0% | 0% | 0 | 0 | 0 | 0 | 0 | 0 | 0 | 0 | 0% | 0 | 0 | 0% | Normal | 0% | 0 | 0 | 0 | [17 empty] | Commercial_Health (WA)_New_Food Preparation_Broiler_
Commercial_Health (WA)_New_Food Preparation_Natural Gas_Broiler_E8 | Commercial | Health (WA) | New | Food Preparation | Natural Gas | Broiler | E8 |  | 0% | 0% | 0% | 0 | 0 | 0 | 0 | 0 | 0 | 0 | 0 | 0% | 0 | 0 | 0% | Normal | 0% | 0 | 0 | 0 | [17 empty] | Commercial_Health (WA)_New_Food Preparation_Broiler_
Commercial_Health (WA)_New_Food Preparation_Natural Gas_Broiler_E9 | Commercial | Health (WA) | New | Food Preparation | Natural Gas | Broiler | E9 |  | 0% | 0% | 0% | 0 | 0 | 0 | 0 | 0 | 0 | 0 | 0 | 0% | 0 | 0 | 0% | Normal | 0% | 0 | 0 | 0 | [17 empty] | Commercial_Health (WA)_New_Food Preparation_Broiler_
Commercial_Health (WA)_New_Food Preparation_Natural Gas_Broiler_E10 | Commercial | Health (WA) | New | Food Preparation | Natural Gas | Broiler | E10 |  | 0% | 0% | 0% | 0 | 0 | 0 | 0 | 0 | 0 | 0 | 0 | 0% | 0 | 0 | 0% | Normal | 0% | 0 | 0 | 0 | [17 empty] | Commercial_Health (WA)_New_Food Preparation_Broiler_
Commercial_Health (WA)_New_Food Preparation_Natural Gas_Griddle_E1 | Commercial | Health (WA) | New | Food Preparation | Natural Gas | Griddle | E1 | Standard | 100% | 0% | 0% | 0.055717 | 0 | 0 | 0 | 8 | 16 | 2019 | 2045 | 100% | 0 | 0 | 0% | Normal | 0% | 0.24041 | 0 | 0 | 1 unit | 30000 | 0 | 1.0202e-05 | 1213.5601 | 5150 | 0 | 0 | 0 | 2013 | 1.0605 | COOK_GRD-Food Preparation-ILTRM-v5.0-1 | COOK_GRD-Food Preparation-EIA14-2014 Ref. Case-5 | COOK_GRD-Food Preparation-ILTRM-v5.0-1 | 1 | unit | 1.0202e-05 | Commercial_Health (WA)_New_Food Preparation_Griddle_Standard
Commercial_Health (WA)_New_Food Preparation_Natural Gas_Griddle_E2 | Commercial | Health (WA) | New | Food Preparation | Natural Gas | Griddle | E2 | ENERGY STAR | 87.77% | 0% | 0% | 0.059612 | 0 | 0 | 0 | 8 | 16 | 2019 | 2045 | 100% | 0 | 0 | 0% | Normal | 0% | 0.21101 | 0 | 0 | 1 unit | 30000 | 0 | 1.0202e-05 | 1065.1506 | 5510 | 0 | 0 | 0 | 2013 | 1.0605 | COOK_GRD-Food Preparation-ILTRM-v5.0-1 | COOK_GRD-Food Preparation-EIA14-2014 Ref. Case-5 | COOK_GRD-Food Preparation-ILTRM-v5.0-1 | 1 | unit | 1.0202e-05 | Commercial_Health (WA)_New_Food Preparation_Griddle_ENERGY STAR
Commercial_Health (WA)_New_Food Preparation_Natural Gas_Griddle_E3 | Commercial | Health (WA) | New | Food Preparation | Natural Gas | Griddle | E3 |  | 0% | 0% | 0% | 0 | 0 | 0 | 0 | 0 | 0 | 0 | 0 | 0% | 0 | 0 | 0% | Normal | 0% | 0 | 0 | 0 | [17 empty] | Commercial_Health (WA)_New_Food Preparation_Griddle_
Commercial_Health (WA)_New_Food Preparation_Natural Gas_Griddle_E4 | Commercial | Health (WA) | New | Food Preparation | Natural Gas | Griddle | E4 |  | 0% | 0% | 0% | 0 | 0 | 0 | 0 | 0 | 0 | 0 | 0 | 0% | 0 | 0 | 0% | Normal | 0% | 0 | 0 | 0 | [17 empty] | Commercial_Health (WA)_New_Food Preparation_Griddle_
Commercial_Health (WA)_New_Food Preparation_Natural Gas_Griddle_E5 | Commercial | Health (WA) | New | Food Preparation | Natural Gas | Griddle | E5 |  | 0% | 0% | 0% | 0 | 0 | 0 | 0 | 0 | 0 | 0 | 0 | 0% | 0 | 0 | 0% | Normal | 0% | 0 | 0 | 0 | [17 empty] | Commercial_Health (WA)_New_Food Preparation_Griddle_
Commercial_Health (WA)_New_Food Preparation_Natural Gas_Griddle_E6 | Commercial | Health (WA) | New | Food Preparation | Natural Gas | Griddle | E6 |  | 0% | 0% | 0% | 0 | 0 | 0 | 0 | 0 | 0 | 0 | 0 | 0% | 0 | 0 | 0% | Normal | 0% | 0 | 0 | 0 | [17 empty] | Commercial_Health (WA)_New_Food Preparation_Griddle_
Commercial_Health (WA)_New_Food Preparation_Natural Gas_Griddle_E7 | Commercial | Health (WA) | New | Food Preparation | Natural Gas | Griddle | E7 |  | 0% | 0% | 0% | 0 | 0 | 0 | 0 | 0 | 0 | 0 | 0 | 0% | 0 | 0 | 0% | Normal | 0% | 0 | 0 | 0 | [17 empty] | Commercial_Health (WA)_New_Food Preparation_Griddle_
Commercial_Health (WA)_New_Food Preparation_Natural Gas_Griddle_E8 | Commercial | Health (WA) | New | Food Preparation | Natural Gas | Griddle | E8 |  | 0% | 0% | 0% | 0 | 0 | 0 | 0 | 0 | 0 | 0 | 0 | 0% | 0 | 0 | 0% | Normal | 0% | 0 | 0 | 0 | [17 empty] | Commercial_Health (WA)_New_Food Preparation_Griddle_
Commercial_Health (WA)_New_Food Preparation_Natural Gas_Griddle_E9 | Commercial | Health (WA) | New | Food Preparation | Natural Gas | Griddle | E9 |  | 0% | 0% | 0% | 0 | 0 | 0 | 0 | 0 | 0 | 0 | 0 | 0% | 0 | 0 | 0% | Normal | 0% | 0 | 0 | 0 | [17 empty] | Commercial_Health (WA)_New_Food Preparation_Griddle_
Commercial_Health (WA)_New_Food Preparation_Natural Gas_Griddle_E10 | Commercial | Health (WA) | New | Food Preparation | Natural Gas | Griddle | E10 |  | 0% | 0% | 0% | 0 | 0 | 0 | 0 | 0 | 0 | 0 | 0 | 0% | 0 | 0 | 0% | Normal | 0% | 0 | 0 | 0 | [17 empty] | Commercial_Health (WA)_New_Food Preparation_Griddle_
Commercial_Health (WA)_New_Food Preparation_Natural Gas_Range_E1 | Commercial | Health (WA) | New | Food Preparation | Natural Gas | Range | E1 | Standard | 100% | 0% | 0% | 0.24257 | 0 | 0 | 0 | 8 | 12 | 2019 | 2045 | 100% | 0 | 0 | 0% | Normal | 0% | 0.32494 | 0 | 0 | 1 unit | 30000 | 0 | 4.8123e-05 | 1470 | 4500 | 0 | 0 | 0 | 2010 | 1.1201 | COOK_OVN-Food Preparation-AEO17-1 | Estimate | DOE Commercial R&D 2016 - Table 2-12 | 1 | unit | 4.8123e-05 | Commercial_Health (WA)_New_Food Preparation_Range_Standard
Commercial_Health (WA)_New_Food Preparation_Natural Gas_Range_E2 | Commercial | Health (WA) | New | Food Preparation | Natural Gas | Range | E2 | High Efficiency | 50% | 0% | 0% | 0.26413 | 0 | 0 | 0 | 8 | 12 | 2019 | 2045 | 100% | 0 | 0 | 0% | Normal | 0% | 0.16247 | 0 | 0 | 1 unit | 30000 | 0 | 4.8123e-05 | 735 | 4900 | 0 | 0 | 0 | 2010 | 1.1201 | COOK_OVN-Food Preparation-AEO17-1 | DOE Commercial R&D 2016 - Table 2-10 | DOE Commercial R&D 2016 - Table 2-18 | 1 | unit | 4.8123e-05 | Commercial_Health (WA)_New_Food Preparation_Range_High Efficiency
Commercial_Health (WA)_New_Food Preparation_Natural Gas_Range_E3 | Commercial | Health (WA) | New | Food Preparation | Natural Gas | Range | E3 |  | 0% | 0% | 0% | 0 | 0 | 0 | 0 | 0 | 0 | 0 | 0 | 0% | 0 | 0 | 0% | Normal | 0% | 0 | 0 | 0 | [17 empty] | Commercial_Health (WA)_New_Food Preparation_Range_
Commercial_Health (WA)_New_Food Preparation_Natural Gas_Range_E4 | Commercial | Health (WA) | New | Food Preparation | Natural Gas | Range | E4 |  | 0% | 0% | 0% | 0 | 0 | 0 | 0 | 0 | 0 | 0 | 0 | 0% | 0 | 0 | 0% | Normal | 0% | 0 | 0 | 0 | [17 empty] | Commercial_Health (WA)_New_Food Preparation_Range_
Commercial_Health (WA)_New_Food Preparation_Natural Gas_Range_E5 | Commercial | Health (WA) | New | Food Preparation | Natural Gas | Range | E5 |  | 0% | 0% | 0% | 0 | 0 | 0 | 0 | 0 | 0 | 0 | 0 | 0% | 0 | 0 | 0% | Normal | 0% | 0 | 0 | 0 | [17 empty] | Commercial_Health (WA)_New_Food Preparation_Range_
Commercial_Health (WA)_New_Food Preparation_Natural Gas_Range_E6 | Commercial | Health (WA) | New | Food Preparation | Natural Gas | Range | E6 |  | 0% | 0% | 0% | 0 | 0 | 0 | 0 | 0 | 0 | 0 | 0 | 0% | 0 | 0 | 0% | Normal | 0% | 0 | 0 | 0 | [17 empty] | Commercial_Health (WA)_New_Food Preparation_Range_
Commercial_Health (WA)_New_Food Preparation_Natural Gas_Range_E7 | Commercial | Health (WA) | New | Food Preparation | Natural Gas | Range | E7 |  | 0% | 0% | 0% | 0 | 0 | 0 | 0 | 0 | 0 | 0 | 0 | 0% | 0 | 0 | 0% | Normal | 0% | 0 | 0 | 0 | [17 empty] | Commercial_Health (WA)_New_Food Preparation_Range_
Commercial_Health (WA)_New_Food Preparation_Natural Gas_Range_E8 | Commercial | Health (WA) | New | Food Preparation | Natural Gas | Range | E8 |  | 0% | 0% | 0% | 0 | 0 | 0 | 0 | 0 | 0 | 0 | 0 | 0% | 0 | 0 | 0% | Normal | 0% | 0 | 0 | 0 | [17 empty] | Commercial_Health (WA)_New_Food Preparation_Range_
Commercial_Health (WA)_New_Food Preparation_Natural Gas_Range_E9 | Commercial | Health (WA) | New | Food Preparation | Natural Gas | Range | E9 |  | 0% | 0% | 0% | 0 | 0 | 0 | 0 | 0 | 0 | 0 | 0 | 0% | 0 | 0 | 0% | Normal | 0% | 0 | 0 | 0 | [17 empty] | Commercial_Health (WA)_New_Food Preparation_Range_
Commercial_Health (WA)_New_Food Preparation_Natural Gas_Range_E10 | Commercial | Health (WA) | New | Food Preparation | Natural Gas | Range | E10 |  | 0% | 0% | 0% | 0 | 0 | 0 | 0 | 0 | 0 | 0 | 0 | 0% | 0 | 0 | 0% | Normal | 0% | 0 | 0 | 0 | [17 empty] | Commercial_Health (WA)_New_Food Preparation_Range_
Commercial_Health (WA)_New_Food Preparation_Natural Gas_Steamer_E1 | Commercial | Health (WA) | New | Food Preparation | Natural Gas | Steamer | E1 | Standard | 100% | 0% | 0% | 0.12116 | 0 | 0 | 0 | 8 | 16 | 2019 | 2045 | 100% | 0 | 0 | 0% | Normal | 0% | 0.44542 | 0 | 0 | 1 unit | 30000 | 0 | 8.5832e-06 | 1241.5036 | 13100 | 0 | 0 | 0 | 2012 | 1.0776 | COOK_STM-Food Preparation-ILTRM-v4.0-32 | DOE Commercial R&D 2016 - Table 2-10 | COOK_STM-Food Preparation-ILTRM-v4.0-32 | 1 | unit | 8.5832e-06 | Commercial_Health (WA)_New_Food Preparation_Steamer_Standard
Commercial_Health (WA)_New_Food Preparation_Natural Gas_Steamer_E2 | Commercial | Health (WA) | New | Food Preparation | Natural Gas | Steamer | E2 | ENERGY STAR | 18.87% | 0% | 0% | 0.13039 | 0 | -2.4323e-05 | 0 | 8 | 16 | 2019 | 2045 | 100% | 0 | 0 | 0% | Normal | 0% | 0.08404 | 0 | 0 | 1 unit | 30000 | 0 | 8.5832e-06 | 234.2394 | 14098 | 0 | -2.6298 | 0 | 2012 | 1.0776 | COOK_STM-Food Preparation-ILTRM-v4.0-32 | COOK_STM-Food Preparation-ILTRM-v4.0-32 | COOK_STM-Food Preparation-ILTRM-v4.0-32 | 1 | unit | 8.5832e-06 | Commercial_Health (WA)_New_Food Preparation_Steamer_ENERGY STAR
Commercial_Health (WA)_New_Food Preparation_Natural Gas_Steamer_E3 | Commercial | Health (WA) | New | Food Preparation | Natural Gas | Steamer | E3 |  | 0% | 0% | 0% | 0 | 0 | 0 | 0 | 0 | 0 | 0 | 0 | 0% | 0 | 0 | 0% | Normal | 0% | 0 | 0 | 0 | [17 empty] | Commercial_Health (WA)_New_Food Preparation_Steamer_
Commercial_Health (WA)_New_Food Preparation_Natural Gas_Steamer_E4 | Commercial | Health (WA) | New | Food Preparation | Natural Gas | Steamer | E4 |  | 0% | 0% | 0% | 0 | 0 | 0 | 0 | 0 | 0 | 0 | 0 | 0% | 0 | 0 | 0% | Normal | 0% | 0 | 0 | 0 | [17 empty] | Commercial_Health (WA)_New_Food Preparation_Steamer_
Commercial_Health (WA)_New_Food Preparation_Natural Gas_Steamer_E5 | Commercial | Health (WA) | New | Food Preparation | Natural Gas | Steamer | E5 |  | 0% | 0% | 0% | 0 | 0 | 0 | 0 | 0 | 0 | 0 | 0 | 0% | 0 | 0 | 0% | Normal | 0% | 0 | 0 | 0 | [17 empty] | Commercial_Health (WA)_New_Food Preparation_Steamer_
Commercial_Health (WA)_New_Food Preparation_Natural Gas_Steamer_E6 | Commercial | Health (WA) | New | Food Preparation | Natural Gas | Steamer | E6 |  | 0% | 0% | 0% | 0 | 0 | 0 | 0 | 0 | 0 | 0 | 0 | 0% | 0 | 0 | 0% | Normal | 0% | 0 | 0 | 0 | [17 empty] | Commercial_Health (WA)_New_Food Preparation_Steamer_
Commercial_Health (WA)_New_Food Preparation_Natural Gas_Steamer_E7 | Commercial | Health (WA) | New | Food Preparation | Natural Gas | Steamer | E7 |  | 0% | 0% | 0% | 0 | 0 | 0 | 0 | 0 | 0 | 0 | 0 | 0% | 0 | 0 | 0% | Normal | 0% | 0 | 0 | 0 | [17 empty] | Commercial_Health (WA)_New_Food Preparation_Steamer_
Commercial_Health (WA)_New_Food Preparation_Natural Gas_Steamer_E8 | Commercial | Health (WA) | New | Food Preparation | Natural Gas | Steamer | E8 |  | 0% | 0% | 0% | 0 | 0 | 0 | 0 | 0 | 0 | 0 | 0 | 0% | 0 | 0 | 0% | Normal | 0% | 0 | 0 | 0 | [17 empty] | Commercial_Health (WA)_New_Food Preparation_Steamer_
Commercial_Health (WA)_New_Food Preparation_Natural Gas_Steamer_E9 | Commercial | Health (WA) | New | Food Preparation | Natural Gas | Steamer | E9 |  | 0% | 0% | 0% | 0 | 0 | 0 | 0 | 0 | 0 | 0 | 0 | 0% | 0 | 0 | 0% | Normal | 0% | 0 | 0 | 0 | [17 empty] | Commercial_Health (WA)_New_Food Preparation_Steamer_
Commercial_Health (WA)_New_Food Preparation_Natural Gas_Steamer_E10 | Commercial | Health (WA) | New | Food Preparation | Natural Gas | Steamer | E10 |  | 0% | 0% | 0% | 0 | 0 | 0 | 0 | 0 | 0 | 0 | 0 | 0% | 0 | 0 | 0% | Normal | 0% | 0 | 0 | 0 | [17 empty] | Commercial_Health (WA)_New_Food Preparation_Steamer_
Commercial_Health (WA)_New_Food Preparation_Natural Gas_Food Prep Other_E1 | Commercial | Health (WA) | New | Food Preparation | Natural Gas | Food Prep Other | E1 | Standard | 100% | 0% | 0% | 0.08114 | 0 | 0 | 0 | 8 | 12 | 2019 | 2045 | 100% | 0 | 0 | 0% | Normal | 0% | 0.10309 | 0 | 0 | 1 unit | 30000 | 0 | 7.2438e-05 | 1423.18 | 1000 | 0 | 0 | 0 | 2010 | 1.1201 | Default | Default | Default | 1 | unit | 7.2438e-05 | Commercial_Health (WA)_New_Food Preparation_Food Prep Other_Standard
Commercial_Health (WA)_New_Food Preparation_Natural Gas_Food Prep Other_E2 | Commercial | Health (WA) | New | Food Preparation | Natural Gas | Food Prep Other | E2 | ENERGY STAR | 72.07% | 0% | 0% | 0.14875 | 0 | 0 | 0 | 8 | 12 | 2019 | 2045 | 100% | 0 | 0 | 0% | Normal | 0% | 0.074296 | 0 | 0 | 1 unit | 30000 | 0 | 7.2438e-05 | 1025.646 | 1833.1988 | 0 | 0 | 0 | 2010 | 1.1201 | N/A | N/A | N/A | 1 | unit | 7.2438e-05 | Commercial_Health (WA)_New_Food Preparation_Food Prep Other_ENERGY STAR
Commercial_Health (WA)_New_Food Preparation_Natural Gas_Food Prep Other_E3 | Commercial | Health (WA) | New | Food Preparation | Natural Gas | Food Prep Other | E3 |  | 0% | 0% | 0% | 0 | 0 | 0 | 0 | 0 | 0 | 0 | 0 | 0% | 0 | 0 | 0% | Normal | 0% | 0 | 0 | 0 | [17 empty] | Commercial_Health (WA)_New_Food Preparation_Food Prep Other_
Commercial_Health (WA)_New_Food Preparation_Natural Gas_Food Prep Other_E4 | Commercial | Health (WA) | New | Food Preparation | Natural Gas | Food Prep Other | E4 |  | 0% | 0% | 0% | 0 | 0 | 0 | 0 | 0 | 0 | 0 | 0 | 0% | 0 | 0 | 0% | Normal | 0% | 0 | 0 | 0 | [17 empty] | Commercial_Health (WA)_New_Food Preparation_Food Prep Other_
Commercial_Health (WA)_New_Food Preparation_Natural Gas_Food Prep Other_E5 | Commercial | Health (WA) | New | Food Preparation | Natural Gas | Food Prep Other | E5 |  | 0% | 0% | 0% | 0 | 0 | 0 | 0 | 0 | 0 | 0 | 0 | 0% | 0 | 0 | 0% | Normal | 0% | 0 | 0 | 0 | [17 empty] | Commercial_Health (WA)_New_Food Preparation_Food Prep Other_
Commercial_Health (WA)_New_Food Preparation_Natural Gas_Food Prep Other_E6 | Commercial | Health (WA) | New | Food Preparation | Natural Gas | Food Prep Other | E6 |  | 0% | 0% | 0% | 0 | 0 | 0 | 0 | 0 | 0 | 0 | 0 | 0% | 0 | 0 | 0% | Normal | 0% | 0 | 0 | 0 | [17 empty] | Commercial_Health (WA)_New_Food Preparation_Food Prep Other_
Commercial_Health (WA)_New_Food Preparation_Natural Gas_Food Prep Other_E7 | Commercial | Health (WA) | New | Food Preparation | Natural Gas | Food Prep Other | E7 |  | 0% | 0% | 0% | 0 | 0 | 0 | 0 | 0 | 0 | 0 | 0 | 0% | 0 | 0 | 0% | Normal | 0% | 0 | 0 | 0 | [17 empty] | Commercial_Health (WA)_New_Food Preparation_Food Prep Other_
Commercial_Health (WA)_New_Food Preparation_Natural Gas_Food Prep Other_E8 | Commercial | Health (WA) | New | Food Preparation | Natural Gas | Food Prep Other | E8 |  | 0% | 0% | 0% | 0 | 0 | 0 | 0 | 0 | 0 | 0 | 0 | 0% | 0 | 0 | 0% | Normal | 0% | 0 | 0 | 0 | [17 empty] | Commercial_Health (WA)_New_Food Preparation_Food Prep Other_
Commercial_Health (WA)_New_Food Preparation_Natural Gas_Food Prep Other_E9 | Commercial | Health (WA) | New | Food Preparation | Natural Gas | Food Prep Other | E9 |  | 0% | 0% | 0% | 0 | 0 | 0 | 0 | 0 | 0 | 0 | 0 | 0% | 0 | 0 | 0% | Normal | 0% | 0 | 0 | 0 | [17 empty] | Commercial_Health (WA)_New_Food Preparation_Food Prep Other_
Commercial_Health (WA)_New_Food Preparation_Natural Gas_Food Prep Other_E10 | Commercial | Health (WA) | New | Food Preparation | Natural Gas | Food Prep Other | E10 |  | 0% | 0% | 0% | 0 | 0 | 0 | 0 | 0 | 0 | 0 | 0 | 0% | 0 | 0 | 0% | Normal | 0% | 0 | 0 | 0 | [17 empty] | Commercial_Health (WA)_New_Food Preparation_Food Prep Other_
Commercial_Health (WA)_New_Miscellaneous_Natural Gas_Pool Heater_E1 | Commercial | Health (WA) | New | Miscellaneous | Natural Gas | Pool Heater | E1 | Standard (EF .82) | 100% | 0% | 0% | 0.012823 | 0 | 0 | 0 | 4 | 8 | 2019 | 2045 | 100% | 0 | 0 | 0% | Normal | 0% | 0.010152 | 0 | 0 | 1 unit | 30000 | 0 | 6.8182e-07 | 14890 | 18052 | 0 | 0 | 0 | 2014 | 1.0418 | DOE Commercial R&D 2016 - Table 7-6 | DOE Commercial R&D 2016 - Table 7-7 | DOE Commercial R&D 2016 - Table 7-8 | 1 | unit | 6.8182e-07 | Commercial_Health (WA)_New_Miscellaneous_Pool Heater_Standard (EF .82)
Commercial_Health (WA)_New_Miscellaneous_Natural Gas_Pool Heater_E2 | Commercial | Health (WA) | New | Miscellaneous | Natural Gas | Pool Heater | E2 | Condensing (EF .90) | 85% | 0% | 0% | 0.020996 | 0 | 0 | 0 | 4 | 8 | 2019 | 2045 | 100% | 0 | 0 | 0% | Normal | 0% | 0.0086294 | 0 | 0 | 1 unit | 30000 | 0 | 6.8182e-07 | 12656.5 | 29558 | 0 | 0 | 0 | 2014 | 1.0418 | DOE Commercial R&D 2016 - Table 7-6 | DOE Commercial R&D 2016 - Table 7-7 | DOE Commercial R&D 2016 - Table 7-9 | 1 | unit | 6.8182e-07 | Commercial_Health (WA)_New_Miscellaneous_Pool Heater_Condensing (EF .90)
Commercial_Health (WA)_New_Miscellaneous_Natural Gas_Pool Heater_E3 | Commercial | Health (WA) | New | Miscellaneous | Natural Gas | Pool Heater | E3 |  | 0% | 0% | 0% | 0 | 0 | 0 | 0 | 0 | 0 | 0 | 0 | 0% | 0 | 0 | 0% | Normal | 0% | 0 | 0 | 0 | [17 empty] | Commercial_Health (WA)_New_Miscellaneous_Pool Heater_
Commercial_Health (WA)_New_Miscellaneous_Natural Gas_Pool Heater_E4 | Commercial | Health (WA) | New | Miscellaneous | Natural Gas | Pool Heater | E4 |  | 0% | 0% | 0% | 0 | 0 | 0 | 0 | 0 | 0 | 0 | 0 | 0% | 0 | 0 | 0% | Normal | 0% | 0 | 0 | 0 | [17 empty] | Commercial_Health (WA)_New_Miscellaneous_Pool Heater_
Commercial_Health (WA)_New_Miscellaneous_Natural Gas_Pool Heater_E5 | Commercial | Health (WA) | New | Miscellaneous | Natural Gas | Pool Heater | E5 |  | 0% | 0% | 0% | 0 | 0 | 0 | 0 | 0 | 0 | 0 | 0 | 0% | 0 | 0 | 0% | Normal | 0% | 0 | 0 | 0 | [17 empty] | Commercial_Health (WA)_New_Miscellaneous_Pool Heater_
Commercial_Health (WA)_New_Miscellaneous_Natural Gas_Pool Heater_E6 | Commercial | Health (WA) | New | Miscellaneous | Natural Gas | Pool Heater | E6 |  | 0% | 0% | 0% | 0 | 0 | 0 | 0 | 0 | 0 | 0 | 0 | 0% | 0 | 0 | 0% | Normal | 0% | 0 | 0 | 0 | [17 empty] | Commercial_Health (WA)_New_Miscellaneous_Pool Heater_
Commercial_Health (WA)_New_Miscellaneous_Natural Gas_Pool Heater_E7 | Commercial | Health (WA) | New | Miscellaneous | Natural Gas | Pool Heater | E7 |  | 0% | 0% | 0% | 0 | 0 | 0 | 0 | 0 | 0 | 0 | 0 | 0% | 0 | 0 | 0% | Normal | 0% | 0 | 0 | 0 | [17 empty] | Commercial_Health (WA)_New_Miscellaneous_Pool Heater_
Commercial_Health (WA)_New_Miscellaneous_Natural Gas_Pool Heater_E8 | Commercial | Health (WA) | New | Miscellaneous | Natural Gas | Pool Heater | E8 |  | 0% | 0% | 0% | 0 | 0 | 0 | 0 | 0 | 0 | 0 | 0 | 0% | 0 | 0 | 0% | Normal | 0% | 0 | 0 | 0 | [17 empty] | Commercial_Health (WA)_New_Miscellaneous_Pool Heater_
Commercial_Health (WA)_New_Miscellaneous_Natural Gas_Pool Heater_E9 | Commercial | Health (WA) | New | Miscellaneous | Natural Gas | Pool Heater | E9 |  | 0% | 0% | 0% | 0 | 0 | 0 | 0 | 0 | 0 | 0 | 0 | 0% | 0 | 0 | 0% | Normal | 0% | 0 | 0 | 0 | [17 empty] | Commercial_Health (WA)_New_Miscellaneous_Pool Heater_
Commercial_Health (WA)_New_Miscellaneous_Natural Gas_Pool Heater_E10 | Commercial | Health (WA) | New | Miscellaneous | Natural Gas | Pool Heater | E10 |  | 0% | 0% | 0% | 0 | 0 | 0 | 0 | 0 | 0 | 0 | 0 | 0% | 0 | 0 | 0% | Normal | 0% | 0 | 0 | 0 | [17 empty] | Commercial_Health (WA)_New_Miscellaneous_Pool Heater_
Commercial_Health (WA)_New_Miscellaneous_Natural Gas_Miscellaneous_E1 | Commercial | Health (WA) | New | Miscellaneous | Natural Gas | Miscellaneous | E1 | Standard | 100% | 0% | 0% | 1.0174 | 0 | 0 | 0 | 2 | 8 | 2019 | 2045 | 100% | 0 | 0 | 0% | Normal | 0% | 0.016665 | 0 | 0 | 1 unit | 30000 | 0 | 1 | 1 | 1 | 0 | 0 | 0 | 2016 | 1.0174 | N/A | N/A | N/A | 1 | unit | 1 | Commercial_Health (WA)_New_Miscellaneous_Miscellaneous_Standard
Commercial_Health (WA)_New_Miscellaneous_Natural Gas_Miscellaneous_E2 | Commercial | Health (WA) | New | Miscellaneous | Natural Gas | Miscellaneous | E2 |  | 0% | 0% | 0% | 0 | 0 | 0 | 0 | 0 | 0 | 0 | 0 | 0% | 0 | 0 | 0% | Normal | 0% | 0 | 0 | 0 | [17 empty] | Commercial_Health (WA)_New_Miscellaneous_Miscellaneous_
Commercial_Health (WA)_New_Miscellaneous_Natural Gas_Miscellaneous_E3 | Commercial | Health (WA) | New | Miscellaneous | Natural Gas | Miscellaneous | E3 |  | 0% | 0% | 0% | 0 | 0 | 0 | 0 | 0 | 0 | 0 | 0 | 0% | 0 | 0 | 0% | Normal | 0% | 0 | 0 | 0 | [17 empty] | Commercial_Health (WA)_New_Miscellaneous_Miscellaneous_
Commercial_Health (WA)_New_Miscellaneous_Natural Gas_Miscellaneous_E4 | Commercial | Health (WA) | New | Miscellaneous | Natural Gas | Miscellaneous | E4 |  | 0% | 0% | 0% | 0 | 0 | 0 | 0 | 0 | 0 | 0 | 0 | 0% | 0 | 0 | 0% | Normal | 0% | 0 | 0 | 0 | [17 empty] | Commercial_Health (WA)_New_Miscellaneous_Miscellaneous_
Commercial_Health (WA)_New_Miscellaneous_Natural Gas_Miscellaneous_E5 | Commercial | Health (WA) | New | Miscellaneous | Natural Gas | Miscellaneous | E5 |  | 0% | 0% | 0% | 0 | 0 | 0 | 0 | 0 | 0 | 0 | 0 | 0% | 0 | 0 | 0% | Normal | 0% | 0 | 0 | 0 | [17 empty] | Commercial_Health (WA)_New_Miscellaneous_Miscellaneous_
Commercial_Health (WA)_New_Miscellaneous_Natural Gas_Miscellaneous_E6 | Commercial | Health (WA) | New | Miscellaneous | Natural Gas | Miscellaneous | E6 |  | 0% | 0% | 0% | 0 | 0 | 0 | 0 | 0 | 0 | 0 | 0 | 0% | 0 | 0 | 0% | Normal | 0% | 0 | 0 | 0 | [17 empty] | Commercial_Health (WA)_New_Miscellaneous_Miscellaneous_
Commercial_Health (WA)_New_Miscellaneous_Natural Gas_Miscellaneous_E7 | Commercial | Health (WA) | New | Miscellaneous | Natural Gas | Miscellaneous | E7 |  | 0% | 0% | 0% | 0 | 0 | 0 | 0 | 0 | 0 | 0 | 0 | 0% | 0 | 0 | 0% | Normal | 0% | 0 | 0 | 0 | [17 empty] | Commercial_Health (WA)_New_Miscellaneous_Miscellaneous_
Commercial_Health (WA)_New_Miscellaneous_Natural Gas_Miscellaneous_E8 | Commercial | Health (WA) | New | Miscellaneous | Natural Gas | Miscellaneous | E8 |  | 0% | 0% | 0% | 0 | 0 | 0 | 0 | 0 | 0 | 0 | 0 | 0% | 0 | 0 | 0% | Normal | 0% | 0 | 0 | 0 | [17 empty] | Commercial_Health (WA)_New_Miscellaneous_Miscellaneous_
Commercial_Health (WA)_New_Miscellaneous_Natural Gas_Miscellaneous_E9 | Commercial | Health (WA) | New | Miscellaneous | Natural Gas | Miscellaneous | E9 |  | 0% | 0% | 0% | 0 | 0 | 0 | 0 | 0 | 0 | 0 | 0 | 0% | 0 | 0 | 0% | Normal | 0% | 0 | 0 | 0 | [17 empty] | Commercial_Health (WA)_New_Miscellaneous_Miscellaneous_
Commercial_Health (WA)_New_Miscellaneous_Natural Gas_Miscellaneous_E10 | Commercial | Health (WA) | New | Miscellaneous | Natural Gas | Miscellaneous | E10 |  | 0% | 0% | 0% | 0 | 0 | 0 | 0 | 0 | 0 | 0 | 0 | 0% | 0 | 0 | 0% | Normal | 0% | 0 | 0 | 0 | [17 empty] | Commercial_Health (WA)_New_Miscellaneous_Miscellaneous_
Commercial_Lodging (WA)_Existing_Space Heating_Natural Gas_Furnace_E1 | Commercial | Lodging (WA) | Existing | Space Heating | Natural Gas | Furnace | E1 | AFUE 80% (Standard) | 100% | 0% | 0% | 0.29796 | 0 | 0.028084 | 0 | 10 | 20 | 2019 | 2045 | 100% | 0 | 0 | 0% | Normal | 0% | 0.3053 | 0 | 0 | 400 kBtu/hr | 55000 | 0 | 8.2759e-05 | 9.2226 | 3395 | 0 | 320 | 0 | 2013 | 1.0605 | GFURN-Heating-EIA14-2014 Ref. Case-2 | GFURN-Heating-EIA14-2014 Ref. Case-2 | AEG BEST | 400 | kBtu/hr | 0.033103 | Commercial_Lodging (WA)_Existing_Space Heating_Furnace_AFUE 80% (Standard)
Commercial_Lodging (WA)_Existing_Space Heating_Natural Gas_Furnace_E2 | Commercial | Lodging (WA) | Existing | Space Heating | Natural Gas | Furnace | E2 | AFUE 90% | 88.89% | 0% | 0% | 0.36203 | 0 | 0.08162 | 0 | 10 | 20 | 2019 | 2045 | 100% | 0 | 0 | 0% | Normal | 0% | 0.27137 | 0 | 0 | 400 kBtu/hr | 55000 | 0 | 8.2759e-05 | 8.1976 | 4125 | 0 | 930 | 0 | 2013 | 1.0605 | GFURN-Heating-EIA14-2014 Ref. Case-3 | GFURN-Heating-EIA14-2014 Ref. Case-3 | AEG BEST | 400 | kBtu/hr | 0.033103 | Commercial_Lodging (WA)_Existing_Space Heating_Furnace_AFUE 90%
Commercial_Lodging (WA)_Existing_Space Heating_Natural Gas_Furnace_E3 | Commercial | Lodging (WA) | Existing | Space Heating | Natural Gas | Furnace | E3 | AFUE 96% | 83.33% | 0% | 0% | 0.69963 | 0 | 0 | 0 | 10 | 20 | 2019 | 2045 | 100% | 0 | 0 | 0% | Normal | 0% | 0.25441 | 0 | 0 | 150 kBtu/hr | 55000 | 0 | 0.00022069 | 7.6852 | 3042.9057 | 0 | 0 | 0 | 2014 | 1.0418 | GFURN-Heating-EIA14-2014 Ref. Case-3 | GFURN-Heating-ILTRM-v5.0-191 | AEG BEST | 150 | kBtu/hr | 0.033103 | Commercial_Lodging (WA)_Existing_Space Heating_Furnace_AFUE 96%
Commercial_Lodging (WA)_Existing_Space Heating_Natural Gas_Furnace_E4 | Commercial | Lodging (WA) | Existing | Space Heating | Natural Gas | Furnace | E4 |  | 0% | 0% | 0% | 0 | 0 | 0 | 0 | 0 | 0 | 0 | 0 | 0% | 0 | 0 | 0% | Normal | 0% | 0 | 0 | 0 | [17 empty] | Commercial_Lodging (WA)_Existing_Space Heating_Furnace_
Commercial_Lodging (WA)_Existing_Space Heating_Natural Gas_Furnace_E5 | Commercial | Lodging (WA) | Existing | Space Heating | Natural Gas | Furnace | E5 |  | 0% | 0% | 0% | 0 | 0 | 0 | 0 | 0 | 0 | 0 | 0 | 0% | 0 | 0 | 0% | Normal | 0% | 0 | 0 | 0 | [17 empty] | Commercial_Lodging (WA)_Existing_Space Heating_Furnace_
Commercial_Lodging (WA)_Existing_Space Heating_Natural Gas_Furnace_E6 | Commercial | Lodging (WA) | Existing | Space Heating | Natural Gas | Furnace | E6 |  | 0% | 0% | 0% | 0 | 0 | 0 | 0 | 0 | 0 | 0 | 0 | 0% | 0 | 0 | 0% | Normal | 0% | 0 | 0 | 0 | [17 empty] | Commercial_Lodging (WA)_Existing_Space Heating_Furnace_
Commercial_Lodging (WA)_Existing_Space Heating_Natural Gas_Furnace_E7 | Commercial | Lodging (WA) | Existing | Space Heating | Natural Gas | Furnace | E7 |  | 0% | 0% | 0% | 0 | 0 | 0 | 0 | 0 | 0 | 0 | 0 | 0% | 0 | 0 | 0% | Normal | 0% | 0 | 0 | 0 | [17 empty] | Commercial_Lodging (WA)_Existing_Space Heating_Furnace_
Commercial_Lodging (WA)_Existing_Space Heating_Natural Gas_Furnace_E8 | Commercial | Lodging (WA) | Existing | Space Heating | Natural Gas | Furnace | E8 |  | 0% | 0% | 0% | 0 | 0 | 0 | 0 | 0 | 0 | 0 | 0 | 0% | 0 | 0 | 0% | Normal | 0% | 0 | 0 | 0 | [17 empty] | Commercial_Lodging (WA)_Existing_Space Heating_Furnace_
Commercial_Lodging (WA)_Existing_Space Heating_Natural Gas_Furnace_E9 | Commercial | Lodging (WA) | Existing | Space Heating | Natural Gas | Furnace | E9 |  | 0% | 0% | 0% | 0 | 0 | 0 | 0 | 0 | 0 | 0 | 0 | 0% | 0 | 0 | 0% | Normal | 0% | 0 | 0 | 0 | [17 empty] | Commercial_Lodging (WA)_Existing_Space Heating_Furnace_
Commercial_Lodging (WA)_Existing_Space Heating_Natural Gas_Furnace_E10 | Commercial | Lodging (WA) | Existing | Space Heating | Natural Gas | Furnace | E10 |  | 0% | 0% | 0% | 0 | 0 | 0 | 0 | 0 | 0 | 0 | 0 | 0% | 0 | 0 | 0% | Normal | 0% | 0 | 0 | 0 | [17 empty] | Commercial_Lodging (WA)_Existing_Space Heating_Furnace_
Commercial_Lodging (WA)_Existing_Space Heating_Natural Gas_Boiler_E1 | Commercial | Lodging (WA) | Existing | Space Heating | Natural Gas | Boiler | E1 | AFUE 80% (Standard) | 100% | 0% | 0% | 1.1108 | 0 | 0.026329 | 0 | 25 | 35 | 2019 | 2045 | 100% | 0 | 0 | 0% | Normal | 0% | 0.53958 | 0 | 0 | 1 kBtu/hr | 55000 | 0 | 0.033103 | 14.9396 | 31.6406 | 0 | 0.75 | 0 | 2013 | 1.0605 | GBLR-Heating-AEO15-3 | GBLR-Heating-AEO15-3 | GBLR-Heating-AEO15-3 | 1 | kBtu/hr | 0.033103 | Commercial_Lodging (WA)_Existing_Space Heating_Boiler_AFUE 80% (Standard)
Commercial_Lodging (WA)_Existing_Space Heating_Natural Gas_Boiler_E2 | Commercial | Lodging (WA) | Existing | Space Heating | Natural Gas | Boiler | E2 | AFUE 85% | 94.12% | 0% | 0% | 1.1926 | 0 | 0.02478 | 0 | 25 | 35 | 2019 | 2045 | 100% | 0 | 0 | 0% | Normal | 0% | 0.50785 | 0 | 0 | 1 kBtu/hr | 55000 | 0 | 0.033103 | 14.0612 | 33.9706 | 0 | 0.70588 | 0 | 2013 | 1.0605 | GBLR-Heating-AEO15-6 | GBLR-Heating-AEO15-6 | GBLR-Heating-AEO15-6 | 1 | kBtu/hr | 0.033103 | Commercial_Lodging (WA)_Existing_Space Heating_Boiler_AFUE 85%
Commercial_Lodging (WA)_Existing_Space Heating_Natural Gas_Boiler_E3 | Commercial | Lodging (WA) | Existing | Space Heating | Natural Gas | Boiler | E3 | AFUE 97% | 82.48% | 0% | 0% | 1.1351 | 0 | 0.021493 | 0 | 25 | 35 | 2019 | 2045 | 100% | 0 | 0 | 0% | Normal | 0% | 0.44502 | 0 | 0 | 1 kBtu/hr | 55000 | 0 | 0.033103 | 12.3215 | 32.3342 | 0 | 0.61224 | 0 | 2013 | 1.0605 | GBLR-Heating-AEO15-7 | GBLR-Heating-AEO15-7 | GBLR-Heating-AEO15-7 | 1 | kBtu/hr | 0.033103 | Commercial_Lodging (WA)_Existing_Space Heating_Boiler_AFUE 97%
Commercial_Lodging (WA)_Existing_Space Heating_Natural Gas_Boiler_E4 | Commercial | Lodging (WA) | Existing | Space Heating | Natural Gas | Boiler | E4 | Convert to NG Air Source Heat Pump | 57.14% | 0% | 0% | 7.6647 | 0 | 0.093615 | 0 | 10 | 20 | 2019 | 2045 | 100% | 0 | 0 | 0% | Normal | 0% | 0.30833 | 0 | 0 | 1 kBtu/hr | 55000 | 0 | 0.033103 | 8.5369 | 218.3333 | 0 | 2.6667 | 0 | 2013 | 1.0605 | HP_GAS-Heating-AEO17-1 | HP_GAS-Heating-AEO17-1 | HP_GAS-Heating-AEO17-1 | 1 | kBtu/hr | 0.033103 | Commercial_Lodging (WA)_Existing_Space Heating_Boiler_Convert to NG Air Source Heat Pump
Commercial_Lodging (WA)_Existing_Space Heating_Natural Gas_Boiler_E5 | Commercial | Lodging (WA) | Existing | Space Heating | Natural Gas | Boiler | E5 |  | 0% | 0% | 0% | 0 | 0 | 0 | 0 | 0 | 0 | 0 | 0 | 0% | 0 | 0 | 0% | Normal | 0% | 0 | 0 | 0 | [17 empty] | Commercial_Lodging (WA)_Existing_Space Heating_Boiler_
Commercial_Lodging (WA)_Existing_Space Heating_Natural Gas_Boiler_E6 | Commercial | Lodging (WA) | Existing | Space Heating | Natural Gas | Boiler | E6 |  | 0% | 0% | 0% | 0 | 0 | 0 | 0 | 0 | 0 | 0 | 0 | 0% | 0 | 0 | 0% | Normal | 0% | 0 | 0 | 0 | [17 empty] | Commercial_Lodging (WA)_Existing_Space Heating_Boiler_
Commercial_Lodging (WA)_Existing_Space Heating_Natural Gas_Boiler_E7 | Commercial | Lodging (WA) | Existing | Space Heating | Natural Gas | Boiler | E7 |  | 0% | 0% | 0% | 0 | 0 | 0 | 0 | 0 | 0 | 0 | 0 | 0% | 0 | 0 | 0% | Normal | 0% | 0 | 0 | 0 | [17 empty] | Commercial_Lodging (WA)_Existing_Space Heating_Boiler_
Commercial_Lodging (WA)_Existing_Space Heating_Natural Gas_Boiler_E8 | Commercial | Lodging (WA) | Existing | Space Heating | Natural Gas | Boiler | E8 |  | 0% | 0% | 0% | 0 | 0 | 0 | 0 | 0 | 0 | 0 | 0 | 0% | 0 | 0 | 0% | Normal | 0% | 0 | 0 | 0 | [17 empty] | Commercial_Lodging (WA)_Existing_Space Heating_Boiler_
Commercial_Lodging (WA)_Existing_Space Heating_Natural Gas_Boiler_E9 | Commercial | Lodging (WA) | Existing | Space Heating | Natural Gas | Boiler | E9 |  | 0% | 0% | 0% | 0 | 0 | 0 | 0 | 0 | 0 | 0 | 0 | 0% | 0 | 0 | 0% | Normal | 0% | 0 | 0 | 0 | [17 empty] | Commercial_Lodging (WA)_Existing_Space Heating_Boiler_
Commercial_Lodging (WA)_Existing_Space Heating_Natural Gas_Boiler_E10 | Commercial | Lodging (WA) | Existing | Space Heating | Natural Gas | Boiler | E10 |  | 0% | 0% | 0% | 0 | 0 | 0 | 0 | 0 | 0 | 0 | 0 | 0% | 0 | 0 | 0% | Normal | 0% | 0 | 0 | 0 | [17 empty] | Commercial_Lodging (WA)_Existing_Space Heating_Boiler_
Commercial_Lodging (WA)_Existing_Space Heating_Natural Gas_Unit Heater_E1 | Commercial | Lodging (WA) | Existing | Space Heating | Natural Gas | Unit Heater | E1 | Standard | 100% | 0% | 0% | 0.0014198 | 0 | 0 | 0 | 15 | 25 | 2019 | 2045 | 100% | 0 | 0 | 0% | Normal | 0% | 0.15657 | 0 | 0 | 1 kBtu/Hr | 55000 | 0 | 1.3279e-06 | 2080 | 1051 | 0 | 0 | 0 | 2016 | 1.0174 | UNITHT-Heating-XCELCO-2017-18-3 | UNITHT-Heating-XCELCO-2017-18-3 | UNITHT-Heating-XCELCO-2017-18-3 | 1 | kBtu/Hr | 1.3279e-06 | Commercial_Lodging (WA)_Existing_Space Heating_Unit Heater_Standard
Commercial_Lodging (WA)_Existing_Space Heating_Natural Gas_Unit Heater_E2 | Commercial | Lodging (WA) | Existing | Space Heating | Natural Gas | Unit Heater | E2 | Condensing | 88.94% | 0% | 0% | 0.0031138 | 0 | 0 | 0 | 15 | 25 | 2019 | 2045 | 100% | 0 | 0 | 0% | Normal | 0% | 0.13925 | 0 | 0 | 1 kBtu/Hr | 55000 | 0 | 1.3279e-06 | 1850 | 2305 | 0 | 0 | 0 | 2016 | 1.0174 | UNITHT-Heating-XCELCO-2017-18-3 | UNITHT-Heating-XCELCO-2017-18-3 | UNITHT-Heating-XCELCO-2017-18-3 | 1 | kBtu/Hr | 1.3279e-06 | Commercial_Lodging (WA)_Existing_Space Heating_Unit Heater_Condensing
Commercial_Lodging (WA)_Existing_Space Heating_Natural Gas_Unit Heater_E3 | Commercial | Lodging (WA) | Existing | Space Heating | Natural Gas | Unit Heater | E3 | Infrared Radiant | 88.46% | 0% | 0% | 0.0016954 | 0 | 0 | 0 | 10 | 20 | 2019 | 2045 | 100% | 0 | 0 | 0% | Normal | 0% | 0.1385 | 0 | 0 | 1 kBtu/Hr | 55000 | 0 | 1.3279e-06 | 1840 | 1255 | 0 | 0 | 0 | 2016 | 1.0174 | UNITHT-Heating-XCELCO-2017-18-4 | UNITHT-Heating-XCELCO-2017-18-4 | UNITHT-Heating-XCELCO-2017-18-4 | 1 | kBtu/Hr | 1.3279e-06 | Commercial_Lodging (WA)_Existing_Space Heating_Unit Heater_Infrared Radiant
Commercial_Lodging (WA)_Existing_Space Heating_Natural Gas_Unit Heater_E4 | Commercial | Lodging (WA) | Existing | Space Heating | Natural Gas | Unit Heater | E4 |  | 0% | 0% | 0% | 0 | 0 | 0 | 0 | 0 | 0 | 0 | 0 | 0% | 0 | 0 | 0% | Normal | 0% | 0 | 0 | 0 | [17 empty] | Commercial_Lodging (WA)_Existing_Space Heating_Unit Heater_
Commercial_Lodging (WA)_Existing_Space Heating_Natural Gas_Unit Heater_E5 | Commercial | Lodging (WA) | Existing | Space Heating | Natural Gas | Unit Heater | E5 |  | 0% | 0% | 0% | 0 | 0 | 0 | 0 | 0 | 0 | 0 | 0 | 0% | 0 | 0 | 0% | Normal | 0% | 0 | 0 | 0 | [17 empty] | Commercial_Lodging (WA)_Existing_Space Heating_Unit Heater_
Commercial_Lodging (WA)_Existing_Space Heating_Natural Gas_Unit Heater_E6 | Commercial | Lodging (WA) | Existing | Space Heating | Natural Gas | Unit Heater | E6 |  | 0% | 0% | 0% | 0 | 0 | 0 | 0 | 0 | 0 | 0 | 0 | 0% | 0 | 0 | 0% | Normal | 0% | 0 | 0 | 0 | [17 empty] | Commercial_Lodging (WA)_Existing_Space Heating_Unit Heater_
Commercial_Lodging (WA)_Existing_Space Heating_Natural Gas_Unit Heater_E7 | Commercial | Lodging (WA) | Existing | Space Heating | Natural Gas | Unit Heater | E7 |  | 0% | 0% | 0% | 0 | 0 | 0 | 0 | 0 | 0 | 0 | 0 | 0% | 0 | 0 | 0% | Normal | 0% | 0 | 0 | 0 | [17 empty] | Commercial_Lodging (WA)_Existing_Space Heating_Unit Heater_
Commercial_Lodging (WA)_Existing_Space Heating_Natural Gas_Unit Heater_E8 | Commercial | Lodging (WA) | Existing | Space Heating | Natural Gas | Unit Heater | E8 |  | 0% | 0% | 0% | 0 | 0 | 0 | 0 | 0 | 0 | 0 | 0 | 0% | 0 | 0 | 0% | Normal | 0% | 0 | 0 | 0 | [17 empty] | Commercial_Lodging (WA)_Existing_Space Heating_Unit Heater_
Commercial_Lodging (WA)_Existing_Space Heating_Natural Gas_Unit Heater_E9 | Commercial | Lodging (WA) | Existing | Space Heating | Natural Gas | Unit Heater | E9 |  | 0% | 0% | 0% | 0 | 0 | 0 | 0 | 0 | 0 | 0 | 0 | 0% | 0 | 0 | 0% | Normal | 0% | 0 | 0 | 0 | [17 empty] | Commercial_Lodging (WA)_Existing_Space Heating_Unit Heater_
Commercial_Lodging (WA)_Existing_Space Heating_Natural Gas_Unit Heater_E10 | Commercial | Lodging (WA) | Existing | Space Heating | Natural Gas | Unit Heater | E10 |  | 0% | 0% | 0% | 0 | 0 | 0 | 0 | 0 | 0 | 0 | 0 | 0% | 0 | 0 | 0% | Normal | 0% | 0 | 0 | 0 | [17 empty] | Commercial_Lodging (WA)_Existing_Space Heating_Unit Heater_
Commercial_Lodging (WA)_Existing_Water Heating_Natural Gas_Water Heater_E1 | Commercial | Lodging (WA) | Existing | Water Heating | Natural Gas | Water Heater | E1 | TE 0.80 | 100% | 0% | 0% | 0.43298 | 0 | 0 | 0 | 10 | 20 | 2019 | 2045 | 100% | 0 | 0 | 0% | Normal | 0% | 0.43273 | 0 | 0 | 1 kBtu/hr | 55000 | 0 | 0.019523 | 20.416 | 21.8 | 0 | 0 | 0 | 2017 | 1.0174 | DHW_WH-Water Heating-PG&E-R7-14 | DHW_WH-Water Heating-PG&E-R7-14 | DHW_WH-Water Heating-PG&E-R7-14 | 1 | kBtu/hr | 0.019523 | Commercial_Lodging (WA)_Existing_Water Heating_Water Heater_TE 0.80
Commercial_Lodging (WA)_Existing_Water Heating_Natural Gas_Water Heater_E2 | Commercial | Lodging (WA) | Existing | Water Heating | Natural Gas | Water Heater | E2 | TE 0.90 | 88.89% | 0% | 0% | 0.51958 | 0 | 0 | 0 | 10 | 20 | 2019 | 2045 | 100% | 0 | 0 | 0% | Normal | 0% | 0.38465 | 0 | 0 | 1 kBtu/hr | 55000 | 0 | 0.019523 | 18.1475 | 26.16 | 0 | 0 | 0 | 2017 | 1.0174 | DHW_WH-Water Heating-PG&E-R7-14 | DHW_WH-Water Heating-PG&E-R7-14 | DHW_WH-Water Heating-PG&E-R7-14 | 1 | kBtu/hr | 0.019523 | Commercial_Lodging (WA)_Existing_Water Heating_Water Heater_TE 0.90
Commercial_Lodging (WA)_Existing_Water Heating_Natural Gas_Water Heater_E3 | Commercial | Lodging (WA) | Existing | Water Heating | Natural Gas | Water Heater | E3 | TE 0.94 | 85.11% | 0% | 0% | 0.6387 | 0 | 0 | 0 | 10 | 20 | 2019 | 2045 | 100% | 0 | 0 | 0% | Normal | 0% | 0.36828 | 0 | 0 | 1 kBtu/hr | 55000 | 0 | 0.019523 | 17.3753 | 30.3604 | 0 | 0 | 0 | 2012 | 1.0776 | DHW_WH-Water Heating-NMTRM-2016-7 | DHW_WH-Water Heating-NMTRM-2016-7 | DHW_WH-Water Heating-NMTRM-2016-7 | 1 | kBtu/hr | 0.019523 | Commercial_Lodging (WA)_Existing_Water Heating_Water Heater_TE 0.94
Commercial_Lodging (WA)_Existing_Water Heating_Natural Gas_Water Heater_E4 | Commercial | Lodging (WA) | Existing | Water Heating | Natural Gas | Water Heater | E4 | Instantaneous TE 0.94 | 85.02% | 0% | 0% | 0.74978 | 0 | 0 | 0 | 15 | 25 | 2019 | 2045 | 100% | 0 | 0 | 0% | Normal | 0% | 0.36789 | 0 | 0 | 1 kBtu/hr | 55000 | 0 | 0.019523 | 17.3568 | 35.6404 | 0 | 0 | 0 | 2012 | 1.0776 | DHW_WH-Water Heating-NMTRM-2016-9 | DHW_WH-Water Heating-NMTRM-2016-9 | DHW_WH-Water Heating-NMTRM-2016-9 | 1 | kBtu/hr | 0.019523 | Commercial_Lodging (WA)_Existing_Water Heating_Water Heater_Instantaneous TE 0.94
Commercial_Lodging (WA)_Existing_Water Heating_Natural Gas_Water Heater_E5 | Commercial | Lodging (WA) | Existing | Water Heating | Natural Gas | Water Heater | E5 | Gas-Fired Absorption HPWH | 53.33% | 0% | 0% | 1.2744 | 0 | 0 | 0 | 10 | 16 | 2019 | 2045 | 100% | 0 | 0 | 0% | Normal | 0% | 0.23079 | 0 | 0 | 1 kBtu/hr | 55000 | 0 | 0.019523 | 10.8885 | 62.6566 | 0 | 0 | 0 | 2014 | 1.0418 | DHW_WH-Water Heating-DOE-2014-1 | DHW_WH-Water Heating-DOE-2014-1 | DHW_WH-Water Heating-DOE-2014-1 | 1 | kBtu/hr | 0.019523 | Commercial_Lodging (WA)_Existing_Water Heating_Water Heater_Gas-Fired Absorption HPWH
Commercial_Lodging (WA)_Existing_Water Heating_Natural Gas_Water Heater_E6 | Commercial | Lodging (WA) | Existing | Water Heating | Natural Gas | Water Heater | E6 |  | 0% | 0% | 0% | 0 | 0 | 0 | 0 | 0 | 0 | 0 | 0 | 0% | 0 | 0 | 0% | Normal | 0% | 0 | 0 | 0 | [17 empty] | Commercial_Lodging (WA)_Existing_Water Heating_Water Heater_
Commercial_Lodging (WA)_Existing_Water Heating_Natural Gas_Water Heater_E7 | Commercial | Lodging (WA) | Existing | Water Heating | Natural Gas | Water Heater | E7 |  | 0% | 0% | 0% | 0 | 0 | 0 | 0 | 0 | 0 | 0 | 0 | 0% | 0 | 0 | 0% | Normal | 0% | 0 | 0 | 0 | [17 empty] | Commercial_Lodging (WA)_Existing_Water Heating_Water Heater_
Commercial_Lodging (WA)_Existing_Water Heating_Natural Gas_Water Heater_E8 | Commercial | Lodging (WA) | Existing | Water Heating | Natural Gas | Water Heater | E8 |  | 0% | 0% | 0% | 0 | 0 | 0 | 0 | 0 | 0 | 0 | 0 | 0% | 0 | 0 | 0% | Normal | 0% | 0 | 0 | 0 | [17 empty] | Commercial_Lodging (WA)_Existing_Water Heating_Water Heater_
Commercial_Lodging (WA)_Existing_Water Heating_Natural Gas_Water Heater_E9 | Commercial | Lodging (WA) | Existing | Water Heating | Natural Gas | Water Heater | E9 |  | 0% | 0% | 0% | 0 | 0 | 0 | 0 | 0 | 0 | 0 | 0 | 0% | 0 | 0 | 0% | Normal | 0% | 0 | 0 | 0 | [17 empty] | Commercial_Lodging (WA)_Existing_Water Heating_Water Heater_
Commercial_Lodging (WA)_Existing_Water Heating_Natural Gas_Water Heater_E10 | Commercial | Lodging (WA) | Existing | Water Heating | Natural Gas | Water Heater | E10 |  | 0% | 0% | 0% | 0 | 0 | 0 | 0 | 0 | 0 | 0 | 0 | 0% | 0 | 0 | 0% | Normal | 0% | 0 | 0 | 0 | [17 empty] | Commercial_Lodging (WA)_Existing_Water Heating_Water Heater_
Commercial_Lodging (WA)_Existing_Food Preparation_Natural Gas_Oven_E1 | Commercial | Lodging (WA) | Existing | Food Preparation | Natural Gas | Oven | E1 | Standard | 100% | 0% | 0% | 0.0049374 | 0 | 0 | 0 | 8 | 12 | 2019 | 2045 | 100% | 0 | 0 | 0% | Normal | 0% | 0.079715 | 0 | 0 | 1 unit | 55000 | 0 | 9.4997e-06 | 1050.946 | 490.1 | 0 | 0 | 0 | 2013 | 1.0605 | COOK_OVN-Food Preparation-AEO17-3 | COOK_OVN-Food Preparation-AEO17-3 | COOK_OVN-Food Preparation-ILTRM-v5.0-23 | 1 | unit | 9.4997e-06 | Commercial_Lodging (WA)_Existing_Food Preparation_Oven_Standard
Commercial_Lodging (WA)_Existing_Food Preparation_Natural Gas_Oven_E2 | Commercial | Lodging (WA) | Existing | Food Preparation | Natural Gas | Oven | E2 | ENERGY STAR (>42% Baking Efficiency) | 71.01% | 0% | 0% | 0.0067277 | 0 | 0 | 0 | 8 | 12 | 2019 | 2045 | 100% | 0 | 0 | 0% | Normal | 0% | 0.056605 | 0 | 0 | 1 unit | 55000 | 0 | 9.4997e-06 | 746.2722 | 667.81 | 0 | 0 | 0 | 2013 | 1.0605 | COOK_OVN-Food Preparation-AEO17-3 | COOK_OVN-Food Preparation-AEO17-3 | COOK_OVN-Food Preparation-ILTRM-v5.0-23 | 1 | unit | 9.4997e-06 | Commercial_Lodging (WA)_Existing_Food Preparation_Oven_ENERGY STAR (>42% Baking Efficiency)
Commercial_Lodging (WA)_Existing_Food Preparation_Natural Gas_Oven_E3 | Commercial | Lodging (WA) | Existing | Food Preparation | Natural Gas | Oven | E3 |  | 0% | 0% | 0% | 0 | 0 | 0 | 0 | 0 | 0 | 0 | 0 | 0% | 0 | 0 | 0% | Normal | 0% | 0 | 0 | 0 | [17 empty] | Commercial_Lodging (WA)_Existing_Food Preparation_Oven_
Commercial_Lodging (WA)_Existing_Food Preparation_Natural Gas_Oven_E4 | Commercial | Lodging (WA) | Existing | Food Preparation | Natural Gas | Oven | E4 |  | 0% | 0% | 0% | 0 | 0 | 0 | 0 | 0 | 0 | 0 | 0 | 0% | 0 | 0 | 0% | Normal | 0% | 0 | 0 | 0 | [17 empty] | Commercial_Lodging (WA)_Existing_Food Preparation_Oven_
Commercial_Lodging (WA)_Existing_Food Preparation_Natural Gas_Oven_E5 | Commercial | Lodging (WA) | Existing | Food Preparation | Natural Gas | Oven | E5 |  | 0% | 0% | 0% | 0 | 0 | 0 | 0 | 0 | 0 | 0 | 0 | 0% | 0 | 0 | 0% | Normal | 0% | 0 | 0 | 0 | [17 empty] | Commercial_Lodging (WA)_Existing_Food Preparation_Oven_
Commercial_Lodging (WA)_Existing_Food Preparation_Natural Gas_Oven_E6 | Commercial | Lodging (WA) | Existing | Food Preparation | Natural Gas | Oven | E6 |  | 0% | 0% | 0% | 0 | 0 | 0 | 0 | 0 | 0 | 0 | 0 | 0% | 0 | 0 | 0% | Normal | 0% | 0 | 0 | 0 | [17 empty] | Commercial_Lodging (WA)_Existing_Food Preparation_Oven_
Commercial_Lodging (WA)_Existing_Food Preparation_Natural Gas_Oven_E7 | Commercial | Lodging (WA) | Existing | Food Preparation | Natural Gas | Oven | E7 |  | 0% | 0% | 0% | 0 | 0 | 0 | 0 | 0 | 0 | 0 | 0 | 0% | 0 | 0 | 0% | Normal | 0% | 0 | 0 | 0 | [17 empty] | Commercial_Lodging (WA)_Existing_Food Preparation_Oven_
Commercial_Lodging (WA)_Existing_Food Preparation_Natural Gas_Oven_E8 | Commercial | Lodging (WA) | Existing | Food Preparation | Natural Gas | Oven | E8 |  | 0% | 0% | 0% | 0 | 0 | 0 | 0 | 0 | 0 | 0 | 0 | 0% | 0 | 0 | 0% | Normal | 0% | 0 | 0 | 0 | [17 empty] | Commercial_Lodging (WA)_Existing_Food Preparation_Oven_
Commercial_Lodging (WA)_Existing_Food Preparation_Natural Gas_Oven_E9 | Commercial | Lodging (WA) | Existing | Food Preparation | Natural Gas | Oven | E9 |  | 0% | 0% | 0% | 0 | 0 | 0 | 0 | 0 | 0 | 0 | 0 | 0% | 0 | 0 | 0% | Normal | 0% | 0 | 0 | 0 | [17 empty] | Commercial_Lodging (WA)_Existing_Food Preparation_Oven_
Commercial_Lodging (WA)_Existing_Food Preparation_Natural Gas_Oven_E10 | Commercial | Lodging (WA) | Existing | Food Preparation | Natural Gas | Oven | E10 |  | 0% | 0% | 0% | 0 | 0 | 0 | 0 | 0 | 0 | 0 | 0 | 0% | 0 | 0 | 0% | Normal | 0% | 0 | 0 | 0 | [17 empty] | Commercial_Lodging (WA)_Existing_Food Preparation_Oven_
Commercial_Lodging (WA)_Existing_Food Preparation_Natural Gas_Conveyor Oven_E1 | Commercial | Lodging (WA) | Existing | Food Preparation | Natural Gas | Conveyor Oven | E1 | Standard | 100% | 0% | 0% | 0.0039841 | 0 | 0 | 0 | 15 | 19 | 2019 | 2045 | 100% | 0 | 0 | 0% | Normal | 0% | 0.12865 | 0 | 0 | 1 unit | 55000 | 0 | 2.256e-06 | 3571 | 1665.3064 | 0 | 0 | 0 | 2013 | 1.0605 | COOK_OVN-Food Preparation-ILTRM-v5.0-24 | COOK_OVN-Food Preparation-AEO17-3 | https://fishnick.com/saveenergy/tools/calculators/gconvovencalc.php | 1 | unit | 2.256e-06 | Commercial_Lodging (WA)_Existing_Food Preparation_Conveyor Oven_Standard
Commercial_Lodging (WA)_Existing_Food Preparation_Natural Gas_Conveyor Oven_E2 | Commercial | Lodging (WA) | Existing | Food Preparation | Natural Gas | Conveyor Oven | E2 | ENERGY STAR (>42% Baking Efficiency) | 79.47% | 0% | 0% | 0.0084406 | 0 | 0 | 0 | 15 | 19 | 2019 | 2045 | 100% | 0 | 0 | 0% | Normal | 0% | 0.10224 | 0 | 0 | 1 unit | 55000 | 0 | 2.256e-06 | 2838 | 3409.1835 | 0 | 0 | 0 | 2011 | 1.0975 | COOK_OVN-Food Preparation-ILTRM-v5.0-24 | COOK_OVN-Food Preparation-ILTRM-v5.0-24 | COOK_OVN-Food Preparation-ILTRM-v5.0-24 | 1 | unit | 2.256e-06 | Commercial_Lodging (WA)_Existing_Food Preparation_Conveyor Oven_ENERGY STAR (>42% Baking Efficiency)
Commercial_Lodging (WA)_Existing_Food Preparation_Natural Gas_Conveyor Oven_E3 | Commercial | Lodging (WA) | Existing | Food Preparation | Natural Gas | Conveyor Oven | E3 |  | 0% | 0% | 0% | 0 | 0 | 0 | 0 | 0 | 0 | 0 | 0 | 0% | 0 | 0 | 0% | Normal | 0% | 0 | 0 | 0 | [17 empty] | Commercial_Lodging (WA)_Existing_Food Preparation_Conveyor Oven_
Commercial_Lodging (WA)_Existing_Food Preparation_Natural Gas_Conveyor Oven_E4 | Commercial | Lodging (WA) | Existing | Food Preparation | Natural Gas | Conveyor Oven | E4 |  | 0% | 0% | 0% | 0 | 0 | 0 | 0 | 0 | 0 | 0 | 0 | 0% | 0 | 0 | 0% | Normal | 0% | 0 | 0 | 0 | [17 empty] | Commercial_Lodging (WA)_Existing_Food Preparation_Conveyor Oven_
Commercial_Lodging (WA)_Existing_Food Preparation_Natural Gas_Conveyor Oven_E5 | Commercial | Lodging (WA) | Existing | Food Preparation | Natural Gas | Conveyor Oven | E5 |  | 0% | 0% | 0% | 0 | 0 | 0 | 0 | 0 | 0 | 0 | 0 | 0% | 0 | 0 | 0% | Normal | 0% | 0 | 0 | 0 | [17 empty] | Commercial_Lodging (WA)_Existing_Food Preparation_Conveyor Oven_
Commercial_Lodging (WA)_Existing_Food Preparation_Natural Gas_Conveyor Oven_E6 | Commercial | Lodging (WA) | Existing | Food Preparation | Natural Gas | Conveyor Oven | E6 |  | 0% | 0% | 0% | 0 | 0 | 0 | 0 | 0 | 0 | 0 | 0 | 0% | 0 | 0 | 0% | Normal | 0% | 0 | 0 | 0 | [17 empty] | Commercial_Lodging (WA)_Existing_Food Preparation_Conveyor Oven_
Commercial_Lodging (WA)_Existing_Food Preparation_Natural Gas_Conveyor Oven_E7 | Commercial | Lodging (WA) | Existing | Food Preparation | Natural Gas | Conveyor Oven | E7 |  | 0% | 0% | 0% | 0 | 0 | 0 | 0 | 0 | 0 | 0 | 0 | 0% | 0 | 0 | 0% | Normal | 0% | 0 | 0 | 0 | [17 empty] | Commercial_Lodging (WA)_Existing_Food Preparation_Conveyor Oven_
Commercial_Lodging (WA)_Existing_Food Preparation_Natural Gas_Conveyor Oven_E8 | Commercial | Lodging (WA) | Existing | Food Preparation | Natural Gas | Conveyor Oven | E8 |  | 0% | 0% | 0% | 0 | 0 | 0 | 0 | 0 | 0 | 0 | 0 | 0% | 0 | 0 | 0% | Normal | 0% | 0 | 0 | 0 | [17 empty] | Commercial_Lodging (WA)_Existing_Food Preparation_Conveyor Oven_
Commercial_Lodging (WA)_Existing_Food Preparation_Natural Gas_Conveyor Oven_E9 | Commercial | Lodging (WA) | Existing | Food Preparation | Natural Gas | Conveyor Oven | E9 |  | 0% | 0% | 0% | 0 | 0 | 0 | 0 | 0 | 0 | 0 | 0 | 0% | 0 | 0 | 0% | Normal | 0% | 0 | 0 | 0 | [17 empty] | Commercial_Lodging (WA)_Existing_Food Preparation_Conveyor Oven_
Commercial_Lodging (WA)_Existing_Food Preparation_Natural Gas_Conveyor Oven_E10 | Commercial | Lodging (WA) | Existing | Food Preparation | Natural Gas | Conveyor Oven | E10 |  | 0% | 0% | 0% | 0 | 0 | 0 | 0 | 0 | 0 | 0 | 0 | 0% | 0 | 0 | 0% | Normal | 0% | 0 | 0 | 0 | [17 empty] | Commercial_Lodging (WA)_Existing_Food Preparation_Conveyor Oven_
Commercial_Lodging (WA)_Existing_Food Preparation_Natural Gas_Double Rack Oven_E1 | Commercial | Lodging (WA) | Existing | Food Preparation | Natural Gas | Double Rack Oven | E1 | Standard | 100% | 0% | 0% | 0.0068593 | 0 | 0 | 0 | 8 | 16 | 2019 | 2045 | 100% | 0 | 0 | 0% | Normal | 0% | 0.22149 | 0 | 0 | 1 unit | 55000 | 0 | 2.5567e-06 | 5425 | 2529.904 | 0 | 0 | 0 | 2013 | 1.0605 | COOK_OVN-Food Preparation-ILTRM-v5.0-25 | COOK_OVN-Food Preparation-ILTRM-v5.0-25 | https://fishnick.com/saveenergy/tools/calculators/grackovencalc.php | 1 | unit | 2.5567e-06 | Commercial_Lodging (WA)_Existing_Food Preparation_Double Rack Oven_Standard
Commercial_Lodging (WA)_Existing_Food Preparation_Natural Gas_Double Rack Oven_E2 | Commercial | Lodging (WA) | Existing | Food Preparation | Natural Gas | Double Rack Oven | E2 | FTSC Qualified (>50% Cooking Efficiency) | 61.95% | 0% | 0% | 0.031119 | 0 | 0 | 0 | 8 | 16 | 2019 | 2045 | 100% | 0 | 0 | 0% | Normal | 0% | 0.13722 | 0 | 0 | 1 unit | 55000 | 0 | 2.5567e-06 | 3361 | 11090.6431 | 0 | 0 | 0 | 2011 | 1.0975 | COOK_OVN-Food Preparation-ILTRM-v5.0-25 | COOK_OVN-Food Preparation-ILTRM-v5.0-25 | COOK_OVN-Food Preparation-ILTRM-v5.0-25 | 1 | unit | 2.5567e-06 | Commercial_Lodging (WA)_Existing_Food Preparation_Double Rack Oven_FTSC Qualified (>50% Cooking Efficiency)
Commercial_Lodging (WA)_Existing_Food Preparation_Natural Gas_Double Rack Oven_E3 | Commercial | Lodging (WA) | Existing | Food Preparation | Natural Gas | Double Rack Oven | E3 |  | 0% | 0% | 0% | 0 | 0 | 0 | 0 | 0 | 0 | 0 | 0 | 0% | 0 | 0 | 0% | Normal | 0% | 0 | 0 | 0 | [17 empty] | Commercial_Lodging (WA)_Existing_Food Preparation_Double Rack Oven_
Commercial_Lodging (WA)_Existing_Food Preparation_Natural Gas_Double Rack Oven_E4 | Commercial | Lodging (WA) | Existing | Food Preparation | Natural Gas | Double Rack Oven | E4 |  | 0% | 0% | 0% | 0 | 0 | 0 | 0 | 0 | 0 | 0 | 0 | 0% | 0 | 0 | 0% | Normal | 0% | 0 | 0 | 0 | [17 empty] | Commercial_Lodging (WA)_Existing_Food Preparation_Double Rack Oven_
Commercial_Lodging (WA)_Existing_Food Preparation_Natural Gas_Double Rack Oven_E5 | Commercial | Lodging (WA) | Existing | Food Preparation | Natural Gas | Double Rack Oven | E5 |  | 0% | 0% | 0% | 0 | 0 | 0 | 0 | 0 | 0 | 0 | 0 | 0% | 0 | 0 | 0% | Normal | 0% | 0 | 0 | 0 | [17 empty] | Commercial_Lodging (WA)_Existing_Food Preparation_Double Rack Oven_
Commercial_Lodging (WA)_Existing_Food Preparation_Natural Gas_Double Rack Oven_E6 | Commercial | Lodging (WA) | Existing | Food Preparation | Natural Gas | Double Rack Oven | E6 |  | 0% | 0% | 0% | 0 | 0 | 0 | 0 | 0 | 0 | 0 | 0 | 0% | 0 | 0 | 0% | Normal | 0% | 0 | 0 | 0 | [17 empty] | Commercial_Lodging (WA)_Existing_Food Preparation_Double Rack Oven_
Commercial_Lodging (WA)_Existing_Food Preparation_Natural Gas_Double Rack Oven_E7 | Commercial | Lodging (WA) | Existing | Food Preparation | Natural Gas | Double Rack Oven | E7 |  | 0% | 0% | 0% | 0 | 0 | 0 | 0 | 0 | 0 | 0 | 0 | 0% | 0 | 0 | 0% | Normal | 0% | 0 | 0 | 0 | [17 empty] | Commercial_Lodging (WA)_Existing_Food Preparation_Double Rack Oven_
Commercial_Lodging (WA)_Existing_Food Preparation_Natural Gas_Double Rack Oven_E8 | Commercial | Lodging (WA) | Existing | Food Preparation | Natural Gas | Double Rack Oven | E8 |  | 0% | 0% | 0% | 0 | 0 | 0 | 0 | 0 | 0 | 0 | 0 | 0% | 0 | 0 | 0% | Normal | 0% | 0 | 0 | 0 | [17 empty] | Commercial_Lodging (WA)_Existing_Food Preparation_Double Rack Oven_
Commercial_Lodging (WA)_Existing_Food Preparation_Natural Gas_Double Rack Oven_E9 | Commercial | Lodging (WA) | Existing | Food Preparation | Natural Gas | Double Rack Oven | E9 |  | 0% | 0% | 0% | 0 | 0 | 0 | 0 | 0 | 0 | 0 | 0 | 0% | 0 | 0 | 0% | Normal | 0% | 0 | 0 | 0 | [17 empty] | Commercial_Lodging (WA)_Existing_Food Preparation_Double Rack Oven_
Commercial_Lodging (WA)_Existing_Food Preparation_Natural Gas_Double Rack Oven_E10 | Commercial | Lodging (WA) | Existing | Food Preparation | Natural Gas | Double Rack Oven | E10 |  | 0% | 0% | 0% | 0 | 0 | 0 | 0 | 0 | 0 | 0 | 0 | 0% | 0 | 0 | 0% | Normal | 0% | 0 | 0 | 0 | [17 empty] | Commercial_Lodging (WA)_Existing_Food Preparation_Double Rack Oven_
Commercial_Lodging (WA)_Existing_Food Preparation_Natural Gas_Fryer_E1 | Commercial | Lodging (WA) | Existing | Food Preparation | Natural Gas | Fryer | E1 | Standard | 100% | 0% | 0% | 0.018223 | 0 | 0 | 0 | 10 | 20 | 2019 | 2045 | 100% | 0 | 0 | 0% | Normal | 0% | 0.11136 | 0 | 0 | 1 unit | 55000 | 0 | 6.5075e-06 | 1628.2323 | 2500 | 0 | 0 | 0 | 2010 | 1.1201 | COOK_FRY-Food Preparation-ILTRM-v4.0-1 | Estimate | COOK_FRY-Food Preparation-ILTRM-v4.0-1 | 1 | unit | 6.5075e-06 | Commercial_Lodging (WA)_Existing_Food Preparation_Fryer_Standard
Commercial_Lodging (WA)_Existing_Food Preparation_Natural Gas_Fryer_E2 | Commercial | Lodging (WA) | Existing | Food Preparation | Natural Gas | Fryer | E2 | ENERGY STAR | 68.97% | 0% | 0% | 0.02697 | 0 | 0 | 0 | 10 | 20 | 2019 | 2045 | 100% | 0 | 0 | 0% | Normal | 0% | 0.076807 | 0 | 0 | 1 unit | 55000 | 0 | 6.5075e-06 | 1122.9977 | 3700 | 0 | 0 | 0 | 2010 | 1.1201 | COOK_FRY-Food Preparation-ILTRM-v4.0-1 | COOK_FRY-Food Preparation-ILTRM-v4.0-1 | COOK_FRY-Food Preparation-ILTRM-v4.0-1 | 1 | unit | 6.5075e-06 | Commercial_Lodging (WA)_Existing_Food Preparation_Fryer_ENERGY STAR
Commercial_Lodging (WA)_Existing_Food Preparation_Natural Gas_Fryer_E3 | Commercial | Lodging (WA) | Existing | Food Preparation | Natural Gas | Fryer | E3 |  | 0% | 0% | 0% | 0 | 0 | 0 | 0 | 0 | 0 | 0 | 0 | 0% | 0 | 0 | 0% | Normal | 0% | 0 | 0 | 0 | [17 empty] | Commercial_Lodging (WA)_Existing_Food Preparation_Fryer_
Commercial_Lodging (WA)_Existing_Food Preparation_Natural Gas_Fryer_E4 | Commercial | Lodging (WA) | Existing | Food Preparation | Natural Gas | Fryer | E4 |  | 0% | 0% | 0% | 0 | 0 | 0 | 0 | 0 | 0 | 0 | 0 | 0% | 0 | 0 | 0% | Normal | 0% | 0 | 0 | 0 | [17 empty] | Commercial_Lodging (WA)_Existing_Food Preparation_Fryer_
Commercial_Lodging (WA)_Existing_Food Preparation_Natural Gas_Fryer_E5 | Commercial | Lodging (WA) | Existing | Food Preparation | Natural Gas | Fryer | E5 |  | 0% | 0% | 0% | 0 | 0 | 0 | 0 | 0 | 0 | 0 | 0 | 0% | 0 | 0 | 0% | Normal | 0% | 0 | 0 | 0 | [17 empty] | Commercial_Lodging (WA)_Existing_Food Preparation_Fryer_
Commercial_Lodging (WA)_Existing_Food Preparation_Natural Gas_Fryer_E6 | Commercial | Lodging (WA) | Existing | Food Preparation | Natural Gas | Fryer | E6 |  | 0% | 0% | 0% | 0 | 0 | 0 | 0 | 0 | 0 | 0 | 0 | 0% | 0 | 0 | 0% | Normal | 0% | 0 | 0 | 0 | [17 empty] | Commercial_Lodging (WA)_Existing_Food Preparation_Fryer_
Commercial_Lodging (WA)_Existing_Food Preparation_Natural Gas_Fryer_E7 | Commercial | Lodging (WA) | Existing | Food Preparation | Natural Gas | Fryer | E7 |  | 0% | 0% | 0% | 0 | 0 | 0 | 0 | 0 | 0 | 0 | 0 | 0% | 0 | 0 | 0% | Normal | 0% | 0 | 0 | 0 | [17 empty] | Commercial_Lodging (WA)_Existing_Food Preparation_Fryer_
Commercial_Lodging (WA)_Existing_Food Preparation_Natural Gas_Fryer_E8 | Commercial | Lodging (WA) | Existing | Food Preparation | Natural Gas | Fryer | E8 |  | 0% | 0% | 0% | 0 | 0 | 0 | 0 | 0 | 0 | 0 | 0 | 0% | 0 | 0 | 0% | Normal | 0% | 0 | 0 | 0 | [17 empty] | Commercial_Lodging (WA)_Existing_Food Preparation_Fryer_
Commercial_Lodging (WA)_Existing_Food Preparation_Natural Gas_Fryer_E9 | Commercial | Lodging (WA) | Existing | Food Preparation | Natural Gas | Fryer | E9 |  | 0% | 0% | 0% | 0 | 0 | 0 | 0 | 0 | 0 | 0 | 0 | 0% | 0 | 0 | 0% | Normal | 0% | 0 | 0 | 0 | [17 empty] | Commercial_Lodging (WA)_Existing_Food Preparation_Fryer_
Commercial_Lodging (WA)_Existing_Food Preparation_Natural Gas_Fryer_E10 | Commercial | Lodging (WA) | Existing | Food Preparation | Natural Gas | Fryer | E10 |  | 0% | 0% | 0% | 0 | 0 | 0 | 0 | 0 | 0 | 0 | 0 | 0% | 0 | 0 | 0% | Normal | 0% | 0 | 0 | 0 | [17 empty] | Commercial_Lodging (WA)_Existing_Food Preparation_Fryer_
Commercial_Lodging (WA)_Existing_Food Preparation_Natural Gas_Broiler_E1 | Commercial | Lodging (WA) | Existing | Food Preparation | Natural Gas | Broiler | E1 | Standard | 100% | 0% | 0% | 0.018274 | 0 | 0 | 0 | 8 | 16 | 2019 | 2045 | 100% | 0 | 0 | 0% | Normal | 0% | 0.11376 | 0 | 0 | 1 unit | 55000 | 0 | 6.6605e-06 | 1625 | 2500 | 0 | 0 | 0 | 2011 | 1.0975 | COOK_BRL-Food Preparation-ILTRM-v4.0-2 | Estimate | COOK_BRL-Food Preparation-ILTRM-v4.0-2 | 1 | unit | 6.6605e-06 | Commercial_Lodging (WA)_Existing_Food Preparation_Broiler_Standard
Commercial_Lodging (WA)_Existing_Food Preparation_Natural Gas_Broiler_E2 | Commercial | Lodging (WA) | Existing | Food Preparation | Natural Gas | Broiler | E2 | Infrared Burners | 85.29% | 0% | 0% | 0.025584 | 0 | 0 | 0 | 8 | 16 | 2019 | 2045 | 100% | 0 | 0 | 0% | Normal | 0% | 0.097025 | 0 | 0 | 1 unit | 55000 | 0 | 6.6605e-06 | 1386 | 3500 | 0 | 0 | 0 | 2011 | 1.0975 | COOK_BRL-Food Preparation-ILTRM-v4.0-2 | COOK_BRL-Food Preparation-ILTRM-v4.0-2 | COOK_BRL-Food Preparation-ILTRM-v4.0-2 | 1 | unit | 6.6605e-06 | Commercial_Lodging (WA)_Existing_Food Preparation_Broiler_Infrared Burners
Commercial_Lodging (WA)_Existing_Food Preparation_Natural Gas_Broiler_E3 | Commercial | Lodging (WA) | Existing | Food Preparation | Natural Gas | Broiler | E3 |  | 0% | 0% | 0% | 0 | 0 | 0 | 0 | 0 | 0 | 0 | 0 | 0% | 0 | 0 | 0% | Normal | 0% | 0 | 0 | 0 | [17 empty] | Commercial_Lodging (WA)_Existing_Food Preparation_Broiler_
Commercial_Lodging (WA)_Existing_Food Preparation_Natural Gas_Broiler_E4 | Commercial | Lodging (WA) | Existing | Food Preparation | Natural Gas | Broiler | E4 |  | 0% | 0% | 0% | 0 | 0 | 0 | 0 | 0 | 0 | 0 | 0 | 0% | 0 | 0 | 0% | Normal | 0% | 0 | 0 | 0 | [17 empty] | Commercial_Lodging (WA)_Existing_Food Preparation_Broiler_
Commercial_Lodging (WA)_Existing_Food Preparation_Natural Gas_Broiler_E5 | Commercial | Lodging (WA) | Existing | Food Preparation | Natural Gas | Broiler | E5 |  | 0% | 0% | 0% | 0 | 0 | 0 | 0 | 0 | 0 | 0 | 0 | 0% | 0 | 0 | 0% | Normal | 0% | 0 | 0 | 0 | [17 empty] | Commercial_Lodging (WA)_Existing_Food Preparation_Broiler_
Commercial_Lodging (WA)_Existing_Food Preparation_Natural Gas_Broiler_E6 | Commercial | Lodging (WA) | Existing | Food Preparation | Natural Gas | Broiler | E6 |  | 0% | 0% | 0% | 0 | 0 | 0 | 0 | 0 | 0 | 0 | 0 | 0% | 0 | 0 | 0% | Normal | 0% | 0 | 0 | 0 | [17 empty] | Commercial_Lodging (WA)_Existing_Food Preparation_Broiler_
Commercial_Lodging (WA)_Existing_Food Preparation_Natural Gas_Broiler_E7 | Commercial | Lodging (WA) | Existing | Food Preparation | Natural Gas | Broiler | E7 |  | 0% | 0% | 0% | 0 | 0 | 0 | 0 | 0 | 0 | 0 | 0 | 0% | 0 | 0 | 0% | Normal | 0% | 0 | 0 | 0 | [17 empty] | Commercial_Lodging (WA)_Existing_Food Preparation_Broiler_
Commercial_Lodging (WA)_Existing_Food Preparation_Natural Gas_Broiler_E8 | Commercial | Lodging (WA) | Existing | Food Preparation | Natural Gas | Broiler | E8 |  | 0% | 0% | 0% | 0 | 0 | 0 | 0 | 0 | 0 | 0 | 0 | 0% | 0 | 0 | 0% | Normal | 0% | 0 | 0 | 0 | [17 empty] | Commercial_Lodging (WA)_Existing_Food Preparation_Broiler_
Commercial_Lodging (WA)_Existing_Food Preparation_Natural Gas_Broiler_E9 | Commercial | Lodging (WA) | Existing | Food Preparation | Natural Gas | Broiler | E9 |  | 0% | 0% | 0% | 0 | 0 | 0 | 0 | 0 | 0 | 0 | 0 | 0% | 0 | 0 | 0% | Normal | 0% | 0 | 0 | 0 | [17 empty] | Commercial_Lodging (WA)_Existing_Food Preparation_Broiler_
Commercial_Lodging (WA)_Existing_Food Preparation_Natural Gas_Broiler_E10 | Commercial | Lodging (WA) | Existing | Food Preparation | Natural Gas | Broiler | E10 |  | 0% | 0% | 0% | 0 | 0 | 0 | 0 | 0 | 0 | 0 | 0 | 0% | 0 | 0 | 0% | Normal | 0% | 0 | 0 | 0 | [17 empty] | Commercial_Lodging (WA)_Existing_Food Preparation_Broiler_
Commercial_Lodging (WA)_Existing_Food Preparation_Natural Gas_Griddle_E1 | Commercial | Lodging (WA) | Existing | Food Preparation | Natural Gas | Griddle | E1 | Standard | 100% | 0% | 0% | 0.0905 | 0 | 0 | 0 | 8 | 16 | 2019 | 2045 | 100% | 0 | 0 | 0% | Normal | 0% | 0.079056 | 0 | 0 | 1 unit | 55000 | 0 | 1.6571e-05 | 1213.5601 | 5150 | 0 | 0 | 0 | 2013 | 1.0605 | COOK_GRD-Food Preparation-ILTRM-v5.0-1 | COOK_GRD-Food Preparation-EIA14-2014 Ref. Case-5 | COOK_GRD-Food Preparation-ILTRM-v5.0-1 | 1 | unit | 1.6571e-05 | Commercial_Lodging (WA)_Existing_Food Preparation_Griddle_Standard
Commercial_Lodging (WA)_Existing_Food Preparation_Natural Gas_Griddle_E2 | Commercial | Lodging (WA) | Existing | Food Preparation | Natural Gas | Griddle | E2 | ENERGY STAR | 87.77% | 0% | 0% | 0.096826 | 0 | 0 | 0 | 8 | 16 | 2019 | 2045 | 100% | 0 | 0 | 0% | Normal | 0% | 0.069388 | 0 | 0 | 1 unit | 55000 | 0 | 1.6571e-05 | 1065.1506 | 5510 | 0 | 0 | 0 | 2013 | 1.0605 | COOK_GRD-Food Preparation-ILTRM-v5.0-1 | COOK_GRD-Food Preparation-EIA14-2014 Ref. Case-5 | COOK_GRD-Food Preparation-ILTRM-v5.0-1 | 1 | unit | 1.6571e-05 | Commercial_Lodging (WA)_Existing_Food Preparation_Griddle_ENERGY STAR
Commercial_Lodging (WA)_Existing_Food Preparation_Natural Gas_Griddle_E3 | Commercial | Lodging (WA) | Existing | Food Preparation | Natural Gas | Griddle | E3 |  | 0% | 0% | 0% | 0 | 0 | 0 | 0 | 0 | 0 | 0 | 0 | 0% | 0 | 0 | 0% | Normal | 0% | 0 | 0 | 0 | [17 empty] | Commercial_Lodging (WA)_Existing_Food Preparation_Griddle_
Commercial_Lodging (WA)_Existing_Food Preparation_Natural Gas_Griddle_E4 | Commercial | Lodging (WA) | Existing | Food Preparation | Natural Gas | Griddle | E4 |  | 0% | 0% | 0% | 0 | 0 | 0 | 0 | 0 | 0 | 0 | 0 | 0% | 0 | 0 | 0% | Normal | 0% | 0 | 0 | 0 | [17 empty] | Commercial_Lodging (WA)_Existing_Food Preparation_Griddle_
Commercial_Lodging (WA)_Existing_Food Preparation_Natural Gas_Griddle_E5 | Commercial | Lodging (WA) | Existing | Food Preparation | Natural Gas | Griddle | E5 |  | 0% | 0% | 0% | 0 | 0 | 0 | 0 | 0 | 0 | 0 | 0 | 0% | 0 | 0 | 0% | Normal | 0% | 0 | 0 | 0 | [17 empty] | Commercial_Lodging (WA)_Existing_Food Preparation_Griddle_
Commercial_Lodging (WA)_Existing_Food Preparation_Natural Gas_Griddle_E6 | Commercial | Lodging (WA) | Existing | Food Preparation | Natural Gas | Griddle | E6 |  | 0% | 0% | 0% | 0 | 0 | 0 | 0 | 0 | 0 | 0 | 0 | 0% | 0 | 0 | 0% | Normal | 0% | 0 | 0 | 0 | [17 empty] | Commercial_Lodging (WA)_Existing_Food Preparation_Griddle_
Commercial_Lodging (WA)_Existing_Food Preparation_Natural Gas_Griddle_E7 | Commercial | Lodging (WA) | Existing | Food Preparation | Natural Gas | Griddle | E7 |  | 0% | 0% | 0% | 0 | 0 | 0 | 0 | 0 | 0 | 0 | 0 | 0% | 0 | 0 | 0% | Normal | 0% | 0 | 0 | 0 | [17 empty] | Commercial_Lodging (WA)_Existing_Food Preparation_Griddle_
Commercial_Lodging (WA)_Existing_Food Preparation_Natural Gas_Griddle_E8 | Commercial | Lodging (WA) | Existing | Food Preparation | Natural Gas | Griddle | E8 |  | 0% | 0% | 0% | 0 | 0 | 0 | 0 | 0 | 0 | 0 | 0 | 0% | 0 | 0 | 0% | Normal | 0% | 0 | 0 | 0 | [17 empty] | Commercial_Lodging (WA)_Existing_Food Preparation_Griddle_
Commercial_Lodging (WA)_Existing_Food Preparation_Natural Gas_Griddle_E9 | Commercial | Lodging (WA) | Existing | Food Preparation | Natural Gas | Griddle | E9 |  | 0% | 0% | 0% | 0 | 0 | 0 | 0 | 0 | 0 | 0 | 0 | 0% | 0 | 0 | 0% | Normal | 0% | 0 | 0 | 0 | [17 empty] | Commercial_Lodging (WA)_Existing_Food Preparation_Griddle_
Commercial_Lodging (WA)_Existing_Food Preparation_Natural Gas_Griddle_E10 | Commercial | Lodging (WA) | Existing | Food Preparation | Natural Gas | Griddle | E10 |  | 0% | 0% | 0% | 0 | 0 | 0 | 0 | 0 | 0 | 0 | 0 | 0% | 0 | 0 | 0% | Normal | 0% | 0 | 0 | 0 | [17 empty] | Commercial_Lodging (WA)_Existing_Food Preparation_Griddle_
Commercial_Lodging (WA)_Existing_Food Preparation_Natural Gas_Range_E1 | Commercial | Lodging (WA) | Existing | Food Preparation | Natural Gas | Range | E1 | Standard | 100% | 0% | 0% | 0.0014229 | 0 | 0 | 0 | 8 | 12 | 2019 | 2045 | 100% | 0 | 0 | 0% | Normal | 0% | 0.10685 | 0 | 0 | 1 unit | 55000 | 0 | 2.8229e-07 | 1470 | 4500 | 0 | 0 | 0 | 2010 | 1.1201 | COOK_OVN-Food Preparation-AEO17-1 | Estimate | DOE Commercial R&D 2016 - Table 2-12 | 1 | unit | 2.8229e-07 | Commercial_Lodging (WA)_Existing_Food Preparation_Range_Standard
Commercial_Lodging (WA)_Existing_Food Preparation_Natural Gas_Range_E2 | Commercial | Lodging (WA) | Existing | Food Preparation | Natural Gas | Range | E2 | High Efficiency | 50% | 0% | 0% | 0.0015494 | 0 | 0 | 0 | 8 | 12 | 2019 | 2045 | 100% | 0 | 0 | 0% | Normal | 0% | 0.053427 | 0 | 0 | 1 unit | 55000 | 0 | 2.8229e-07 | 735 | 4900 | 0 | 0 | 0 | 2010 | 1.1201 | COOK_OVN-Food Preparation-AEO17-1 | DOE Commercial R&D 2016 - Table 2-10 | DOE Commercial R&D 2016 - Table 2-18 | 1 | unit | 2.8229e-07 | Commercial_Lodging (WA)_Existing_Food Preparation_Range_High Efficiency
Commercial_Lodging (WA)_Existing_Food Preparation_Natural Gas_Range_E3 | Commercial | Lodging (WA) | Existing | Food Preparation | Natural Gas | Range | E3 |  | 0% | 0% | 0% | 0 | 0 | 0 | 0 | 0 | 0 | 0 | 0 | 0% | 0 | 0 | 0% | Normal | 0% | 0 | 0 | 0 | [17 empty] | Commercial_Lodging (WA)_Existing_Food Preparation_Range_
Commercial_Lodging (WA)_Existing_Food Preparation_Natural Gas_Range_E4 | Commercial | Lodging (WA) | Existing | Food Preparation | Natural Gas | Range | E4 |  | 0% | 0% | 0% | 0 | 0 | 0 | 0 | 0 | 0 | 0 | 0 | 0% | 0 | 0 | 0% | Normal | 0% | 0 | 0 | 0 | [17 empty] | Commercial_Lodging (WA)_Existing_Food Preparation_Range_
Commercial_Lodging (WA)_Existing_Food Preparation_Natural Gas_Range_E5 | Commercial | Lodging (WA) | Existing | Food Preparation | Natural Gas | Range | E5 |  | 0% | 0% | 0% | 0 | 0 | 0 | 0 | 0 | 0 | 0 | 0 | 0% | 0 | 0 | 0% | Normal | 0% | 0 | 0 | 0 | [17 empty] | Commercial_Lodging (WA)_Existing_Food Preparation_Range_
Commercial_Lodging (WA)_Existing_Food Preparation_Natural Gas_Range_E6 | Commercial | Lodging (WA) | Existing | Food Preparation | Natural Gas | Range | E6 |  | 0% | 0% | 0% | 0 | 0 | 0 | 0 | 0 | 0 | 0 | 0 | 0% | 0 | 0 | 0% | Normal | 0% | 0 | 0 | 0 | [17 empty] | Commercial_Lodging (WA)_Existing_Food Preparation_Range_
Commercial_Lodging (WA)_Existing_Food Preparation_Natural Gas_Range_E7 | Commercial | Lodging (WA) | Existing | Food Preparation | Natural Gas | Range | E7 |  | 0% | 0% | 0% | 0 | 0 | 0 | 0 | 0 | 0 | 0 | 0 | 0% | 0 | 0 | 0% | Normal | 0% | 0 | 0 | 0 | [17 empty] | Commercial_Lodging (WA)_Existing_Food Preparation_Range_
Commercial_Lodging (WA)_Existing_Food Preparation_Natural Gas_Range_E8 | Commercial | Lodging (WA) | Existing | Food Preparation | Natural Gas | Range | E8 |  | 0% | 0% | 0% | 0 | 0 | 0 | 0 | 0 | 0 | 0 | 0 | 0% | 0 | 0 | 0% | Normal | 0% | 0 | 0 | 0 | [17 empty] | Commercial_Lodging (WA)_Existing_Food Preparation_Range_
Commercial_Lodging (WA)_Existing_Food Preparation_Natural Gas_Range_E9 | Commercial | Lodging (WA) | Existing | Food Preparation | Natural Gas | Range | E9 |  | 0% | 0% | 0% | 0 | 0 | 0 | 0 | 0 | 0 | 0 | 0 | 0% | 0 | 0 | 0% | Normal | 0% | 0 | 0 | 0 | [17 empty] | Commercial_Lodging (WA)_Existing_Food Preparation_Range_
Commercial_Lodging (WA)_Existing_Food Preparation_Natural Gas_Range_E10 | Commercial | Lodging (WA) | Existing | Food Preparation | Natural Gas | Range | E10 |  | 0% | 0% | 0% | 0 | 0 | 0 | 0 | 0 | 0 | 0 | 0 | 0% | 0 | 0 | 0% | Normal | 0% | 0 | 0 | 0 | [17 empty] | Commercial_Lodging (WA)_Existing_Food Preparation_Range_
Commercial_Lodging (WA)_Existing_Food Preparation_Natural Gas_Steamer_E1 | Commercial | Lodging (WA) | Existing | Food Preparation | Natural Gas | Steamer | E1 | Standard | 100% | 0% | 0% | 0.0064677 | 0 | 0 | 0 | 8 | 16 | 2019 | 2045 | 100% | 0 | 0 | 0% | Normal | 0% | 0.14647 | 0 | 0 | 1 unit | 55000 | 0 | 4.5817e-07 | 1241.5036 | 13100 | 0 | 0 | 0 | 2012 | 1.0776 | COOK_STM-Food Preparation-ILTRM-v4.0-32 | DOE Commercial R&D 2016 - Table 2-10 | COOK_STM-Food Preparation-ILTRM-v4.0-32 | 1 | unit | 4.5817e-07 | Commercial_Lodging (WA)_Existing_Food Preparation_Steamer_Standard
Commercial_Lodging (WA)_Existing_Food Preparation_Natural Gas_Steamer_E2 | Commercial | Lodging (WA) | Existing | Food Preparation | Natural Gas | Steamer | E2 | ENERGY STAR | 18.87% | 0% | 0% | 0.0069604 | 0 | -1.2984e-06 | 0 | 8 | 16 | 2019 | 2045 | 100% | 0 | 0 | 0% | Normal | 0% | 0.027635 | 0 | 0 | 1 unit | 55000 | 0 | 4.5817e-07 | 234.2394 | 14098 | 0 | -2.6298 | 0 | 2012 | 1.0776 | COOK_STM-Food Preparation-ILTRM-v4.0-32 | COOK_STM-Food Preparation-ILTRM-v4.0-32 | COOK_STM-Food Preparation-ILTRM-v4.0-32 | 1 | unit | 4.5817e-07 | Commercial_Lodging (WA)_Existing_Food Preparation_Steamer_ENERGY STAR
Commercial_Lodging (WA)_Existing_Food Preparation_Natural Gas_Steamer_E3 | Commercial | Lodging (WA) | Existing | Food Preparation | Natural Gas | Steamer | E3 |  | 0% | 0% | 0% | 0 | 0 | 0 | 0 | 0 | 0 | 0 | 0 | 0% | 0 | 0 | 0% | Normal | 0% | 0 | 0 | 0 | [17 empty] | Commercial_Lodging (WA)_Existing_Food Preparation_Steamer_
Commercial_Lodging (WA)_Existing_Food Preparation_Natural Gas_Steamer_E4 | Commercial | Lodging (WA) | Existing | Food Preparation | Natural Gas | Steamer | E4 |  | 0% | 0% | 0% | 0 | 0 | 0 | 0 | 0 | 0 | 0 | 0 | 0% | 0 | 0 | 0% | Normal | 0% | 0 | 0 | 0 | [17 empty] | Commercial_Lodging (WA)_Existing_Food Preparation_Steamer_
Commercial_Lodging (WA)_Existing_Food Preparation_Natural Gas_Steamer_E5 | Commercial | Lodging (WA) | Existing | Food Preparation | Natural Gas | Steamer | E5 |  | 0% | 0% | 0% | 0 | 0 | 0 | 0 | 0 | 0 | 0 | 0 | 0% | 0 | 0 | 0% | Normal | 0% | 0 | 0 | 0 | [17 empty] | Commercial_Lodging (WA)_Existing_Food Preparation_Steamer_
Commercial_Lodging (WA)_Existing_Food Preparation_Natural Gas_Steamer_E6 | Commercial | Lodging (WA) | Existing | Food Preparation | Natural Gas | Steamer | E6 |  | 0% | 0% | 0% | 0 | 0 | 0 | 0 | 0 | 0 | 0 | 0 | 0% | 0 | 0 | 0% | Normal | 0% | 0 | 0 | 0 | [17 empty] | Commercial_Lodging (WA)_Existing_Food Preparation_Steamer_
Commercial_Lodging (WA)_Existing_Food Preparation_Natural Gas_Steamer_E7 | Commercial | Lodging (WA) | Existing | Food Preparation | Natural Gas | Steamer | E7 |  | 0% | 0% | 0% | 0 | 0 | 0 | 0 | 0 | 0 | 0 | 0 | 0% | 0 | 0 | 0% | Normal | 0% | 0 | 0 | 0 | [17 empty] | Commercial_Lodging (WA)_Existing_Food Preparation_Steamer_
Commercial_Lodging (WA)_Existing_Food Preparation_Natural Gas_Steamer_E8 | Commercial | Lodging (WA) | Existing | Food Preparation | Natural Gas | Steamer | E8 |  | 0% | 0% | 0% | 0 | 0 | 0 | 0 | 0 | 0 | 0 | 0 | 0% | 0 | 0 | 0% | Normal | 0% | 0 | 0 | 0 | [17 empty] | Commercial_Lodging (WA)_Existing_Food Preparation_Steamer_
Commercial_Lodging (WA)_Existing_Food Preparation_Natural Gas_Steamer_E9 | Commercial | Lodging (WA) | Existing | Food Preparation | Natural Gas | Steamer | E9 |  | 0% | 0% | 0% | 0 | 0 | 0 | 0 | 0 | 0 | 0 | 0 | 0% | 0 | 0 | 0% | Normal | 0% | 0 | 0 | 0 | [17 empty] | Commercial_Lodging (WA)_Existing_Food Preparation_Steamer_
Commercial_Lodging (WA)_Existing_Food Preparation_Natural Gas_Steamer_E10 | Commercial | Lodging (WA) | Existing | Food Preparation | Natural Gas | Steamer | E10 |  | 0% | 0% | 0% | 0 | 0 | 0 | 0 | 0 | 0 | 0 | 0 | 0% | 0 | 0 | 0% | Normal | 0% | 0 | 0 | 0 | [17 empty] | Commercial_Lodging (WA)_Existing_Food Preparation_Steamer_
Commercial_Lodging (WA)_Existing_Food Preparation_Natural Gas_Food Prep Other_E1 | Commercial | Lodging (WA) | Existing | Food Preparation | Natural Gas | Food Prep Other | E1 | Standard | 100% | 0% | 0% | 0.026682 | 0 | 0 | 0 | 8 | 12 | 2019 | 2045 | 100% | 0 | 0 | 0% | Normal | 0% | 0.0339 | 0 | 0 | 1 unit | 55000 | 0 | 2.382e-05 | 1423.18 | 1000 | 0 | 0 | 0 | 2010 | 1.1201 | Default | Default | Default | 1 | unit | 2.382e-05 | Commercial_Lodging (WA)_Existing_Food Preparation_Food Prep Other_Standard
Commercial_Lodging (WA)_Existing_Food Preparation_Natural Gas_Food Prep Other_E2 | Commercial | Lodging (WA) | Existing | Food Preparation | Natural Gas | Food Prep Other | E2 | ENERGY STAR | 72.07% | 0% | 0% | 0.048913 | 0 | 0 | 0 | 8 | 12 | 2019 | 2045 | 100% | 0 | 0 | 0% | Normal | 0% | 0.024431 | 0 | 0 | 1 unit | 55000 | 0 | 2.382e-05 | 1025.646 | 1833.1988 | 0 | 0 | 0 | 2010 | 1.1201 | N/A | N/A | N/A | 1 | unit | 2.382e-05 | Commercial_Lodging (WA)_Existing_Food Preparation_Food Prep Other_ENERGY STAR
Commercial_Lodging (WA)_Existing_Food Preparation_Natural Gas_Food Prep Other_E3 | Commercial | Lodging (WA) | Existing | Food Preparation | Natural Gas | Food Prep Other | E3 |  | 0% | 0% | 0% | 0 | 0 | 0 | 0 | 0 | 0 | 0 | 0 | 0% | 0 | 0 | 0% | Normal | 0% | 0 | 0 | 0 | [17 empty] | Commercial_Lodging (WA)_Existing_Food Preparation_Food Prep Other_
Commercial_Lodging (WA)_Existing_Food Preparation_Natural Gas_Food Prep Other_E4 | Commercial | Lodging (WA) | Existing | Food Preparation | Natural Gas | Food Prep Other | E4 |  | 0% | 0% | 0% | 0 | 0 | 0 | 0 | 0 | 0 | 0 | 0 | 0% | 0 | 0 | 0% | Normal | 0% | 0 | 0 | 0 | [17 empty] | Commercial_Lodging (WA)_Existing_Food Preparation_Food Prep Other_
Commercial_Lodging (WA)_Existing_Food Preparation_Natural Gas_Food Prep Other_E5 | Commercial | Lodging (WA) | Existing | Food Preparation | Natural Gas | Food Prep Other | E5 |  | 0% | 0% | 0% | 0 | 0 | 0 | 0 | 0 | 0 | 0 | 0 | 0% | 0 | 0 | 0% | Normal | 0% | 0 | 0 | 0 | [17 empty] | Commercial_Lodging (WA)_Existing_Food Preparation_Food Prep Other_
Commercial_Lodging (WA)_Existing_Food Preparation_Natural Gas_Food Prep Other_E6 | Commercial | Lodging (WA) | Existing | Food Preparation | Natural Gas | Food Prep Other | E6 |  | 0% | 0% | 0% | 0 | 0 | 0 | 0 | 0 | 0 | 0 | 0 | 0% | 0 | 0 | 0% | Normal | 0% | 0 | 0 | 0 | [17 empty] | Commercial_Lodging (WA)_Existing_Food Preparation_Food Prep Other_
Commercial_Lodging (WA)_Existing_Food Preparation_Natural Gas_Food Prep Other_E7 | Commercial | Lodging (WA) | Existing | Food Preparation | Natural Gas | Food Prep Other | E7 |  | 0% | 0% | 0% | 0 | 0 | 0 | 0 | 0 | 0 | 0 | 0 | 0% | 0 | 0 | 0% | Normal | 0% | 0 | 0 | 0 | [17 empty] | Commercial_Lodging (WA)_Existing_Food Preparation_Food Prep Other_
Commercial_Lodging (WA)_Existing_Food Preparation_Natural Gas_Food Prep Other_E8 | Commercial | Lodging (WA) | Existing | Food Preparation | Natural Gas | Food Prep Other | E8 |  | 0% | 0% | 0% | 0 | 0 | 0 | 0 | 0 | 0 | 0 | 0 | 0% | 0 | 0 | 0% | Normal | 0% | 0 | 0 | 0 | [17 empty] | Commercial_Lodging (WA)_Existing_Food Preparation_Food Prep Other_
Commercial_Lodging (WA)_Existing_Food Preparation_Natural Gas_Food Prep Other_E9 | Commercial | Lodging (WA) | Existing | Food Preparation | Natural Gas | Food Prep Other | E9 |  | 0% | 0% | 0% | 0 | 0 | 0 | 0 | 0 | 0 | 0 | 0 | 0% | 0 | 0 | 0% | Normal | 0% | 0 | 0 | 0 | [17 empty] | Commercial_Lodging (WA)_Existing_Food Preparation_Food Prep Other_
Commercial_Lodging (WA)_Existing_Food Preparation_Natural Gas_Food Prep Other_E10 | Commercial | Lodging (WA) | Existing | Food Preparation | Natural Gas | Food Prep Other | E10 |  | 0% | 0% | 0% | 0 | 0 | 0 | 0 | 0 | 0 | 0 | 0 | 0% | 0 | 0 | 0% | Normal | 0% | 0 | 0 | 0 | [17 empty] | Commercial_Lodging (WA)_Existing_Food Preparation_Food Prep Other_
Commercial_Lodging (WA)_Existing_Miscellaneous_Natural Gas_Pool Heater_E1 | Commercial | Lodging (WA) | Existing | Miscellaneous | Natural Gas | Pool Heater | E1 | Standard (EF .82) | 100% | 0% | 0% | 0.00070321 | 0 | 0 | 0 | 4 | 8 | 2019 | 2045 | 100% | 0 | 0 | 0% | Normal | 0% | 0.0056436 | 0 | 0 | 1 unit | 55000 | 0 | 3.739e-08 | 14890 | 18052 | 0 | 0 | 0 | 2014 | 1.0418 | DOE Commercial R&D 2016 - Table 7-6 | DOE Commercial R&D 2016 - Table 7-7 | DOE Commercial R&D 2016 - Table 7-8 | 1 | unit | 3.739e-08 | Commercial_Lodging (WA)_Existing_Miscellaneous_Pool Heater_Standard (EF .82)
Commercial_Lodging (WA)_Existing_Miscellaneous_Natural Gas_Pool Heater_E2 | Commercial | Lodging (WA) | Existing | Miscellaneous | Natural Gas | Pool Heater | E2 | Condensing (EF .90) | 85% | 0% | 0% | 0.0011514 | 0 | 0 | 0 | 4 | 8 | 2019 | 2045 | 100% | 0 | 0 | 0% | Normal | 0% | 0.0047971 | 0 | 0 | 1 unit | 55000 | 0 | 3.739e-08 | 12656.5 | 29558 | 0 | 0 | 0 | 2014 | 1.0418 | DOE Commercial R&D 2016 - Table 7-6 | DOE Commercial R&D 2016 - Table 7-7 | DOE Commercial R&D 2016 - Table 7-9 | 1 | unit | 3.739e-08 | Commercial_Lodging (WA)_Existing_Miscellaneous_Pool Heater_Condensing (EF .90)
Commercial_Lodging (WA)_Existing_Miscellaneous_Natural Gas_Pool Heater_E3 | Commercial | Lodging (WA) | Existing | Miscellaneous | Natural Gas | Pool Heater | E3 |  | 0% | 0% | 0% | 0 | 0 | 0 | 0 | 0 | 0 | 0 | 0 | 0% | 0 | 0 | 0% | Normal | 0% | 0 | 0 | 0 | [17 empty] | Commercial_Lodging (WA)_Existing_Miscellaneous_Pool Heater_
Commercial_Lodging (WA)_Existing_Miscellaneous_Natural Gas_Pool Heater_E4 | Commercial | Lodging (WA) | Existing | Miscellaneous | Natural Gas | Pool Heater | E4 |  | 0% | 0% | 0% | 0 | 0 | 0 | 0 | 0 | 0 | 0 | 0 | 0% | 0 | 0 | 0% | Normal | 0% | 0 | 0 | 0 | [17 empty] | Commercial_Lodging (WA)_Existing_Miscellaneous_Pool Heater_
Commercial_Lodging (WA)_Existing_Miscellaneous_Natural Gas_Pool Heater_E5 | Commercial | Lodging (WA) | Existing | Miscellaneous | Natural Gas | Pool Heater | E5 |  | 0% | 0% | 0% | 0 | 0 | 0 | 0 | 0 | 0 | 0 | 0 | 0% | 0 | 0 | 0% | Normal | 0% | 0 | 0 | 0 | [17 empty] | Commercial_Lodging (WA)_Existing_Miscellaneous_Pool Heater_
Commercial_Lodging (WA)_Existing_Miscellaneous_Natural Gas_Pool Heater_E6 | Commercial | Lodging (WA) | Existing | Miscellaneous | Natural Gas | Pool Heater | E6 |  | 0% | 0% | 0% | 0 | 0 | 0 | 0 | 0 | 0 | 0 | 0 | 0% | 0 | 0 | 0% | Normal | 0% | 0 | 0 | 0 | [17 empty] | Commercial_Lodging (WA)_Existing_Miscellaneous_Pool Heater_
Commercial_Lodging (WA)_Existing_Miscellaneous_Natural Gas_Pool Heater_E7 | Commercial | Lodging (WA) | Existing | Miscellaneous | Natural Gas | Pool Heater | E7 |  | 0% | 0% | 0% | 0 | 0 | 0 | 0 | 0 | 0 | 0 | 0 | 0% | 0 | 0 | 0% | Normal | 0% | 0 | 0 | 0 | [17 empty] | Commercial_Lodging (WA)_Existing_Miscellaneous_Pool Heater_
Commercial_Lodging (WA)_Existing_Miscellaneous_Natural Gas_Pool Heater_E8 | Commercial | Lodging (WA) | Existing | Miscellaneous | Natural Gas | Pool Heater | E8 |  | 0% | 0% | 0% | 0 | 0 | 0 | 0 | 0 | 0 | 0 | 0 | 0% | 0 | 0 | 0% | Normal | 0% | 0 | 0 | 0 | [17 empty] | Commercial_Lodging (WA)_Existing_Miscellaneous_Pool Heater_
Commercial_Lodging (WA)_Existing_Miscellaneous_Natural Gas_Pool Heater_E9 | Commercial | Lodging (WA) | Existing | Miscellaneous | Natural Gas | Pool Heater | E9 |  | 0% | 0% | 0% | 0 | 0 | 0 | 0 | 0 | 0 | 0 | 0 | 0% | 0 | 0 | 0% | Normal | 0% | 0 | 0 | 0 | [17 empty] | Commercial_Lodging (WA)_Existing_Miscellaneous_Pool Heater_
Commercial_Lodging (WA)_Existing_Miscellaneous_Natural Gas_Pool Heater_E10 | Commercial | Lodging (WA) | Existing | Miscellaneous | Natural Gas | Pool Heater | E10 |  | 0% | 0% | 0% | 0 | 0 | 0 | 0 | 0 | 0 | 0 | 0 | 0% | 0 | 0 | 0% | Normal | 0% | 0 | 0 | 0 | [17 empty] | Commercial_Lodging (WA)_Existing_Miscellaneous_Pool Heater_
Commercial_Lodging (WA)_Existing_Miscellaneous_Natural Gas_Miscellaneous_E1 | Commercial | Lodging (WA) | Existing | Miscellaneous | Natural Gas | Miscellaneous | E1 | Standard | 100% | 0% | 0% | 0.021819 | 0 | 0 | 0 | 2 | 8 | 2019 | 2045 | 100% | 0 | 0 | 0% | Normal | 0% | 0.021446 | 0 | 0 | 1 unit | 55000 | 0 | 0.021446 | 1 | 1 | 0 | 0 | 0 | 2016 | 1.0174 | N/A | N/A | N/A | 1 | unit | 0.021446 | Commercial_Lodging (WA)_Existing_Miscellaneous_Miscellaneous_Standard
Commercial_Lodging (WA)_Existing_Miscellaneous_Natural Gas_Miscellaneous_E2 | Commercial | Lodging (WA) | Existing | Miscellaneous | Natural Gas | Miscellaneous | E2 |  | 0% | 0% | 0% | 0 | 0 | 0 | 0 | 0 | 0 | 0 | 0 | 0% | 0 | 0 | 0% | Normal | 0% | 0 | 0 | 0 | [17 empty] | Commercial_Lodging (WA)_Existing_Miscellaneous_Miscellaneous_
Commercial_Lodging (WA)_Existing_Miscellaneous_Natural Gas_Miscellaneous_E3 | Commercial | Lodging (WA) | Existing | Miscellaneous | Natural Gas | Miscellaneous | E3 |  | 0% | 0% | 0% | 0 | 0 | 0 | 0 | 0 | 0 | 0 | 0 | 0% | 0 | 0 | 0% | Normal | 0% | 0 | 0 | 0 | [17 empty] | Commercial_Lodging (WA)_Existing_Miscellaneous_Miscellaneous_
Commercial_Lodging (WA)_Existing_Miscellaneous_Natural Gas_Miscellaneous_E4 | Commercial | Lodging (WA) | Existing | Miscellaneous | Natural Gas | Miscellaneous | E4 |  | 0% | 0% | 0% | 0 | 0 | 0 | 0 | 0 | 0 | 0 | 0 | 0% | 0 | 0 | 0% | Normal | 0% | 0 | 0 | 0 | [17 empty] | Commercial_Lodging (WA)_Existing_Miscellaneous_Miscellaneous_
Commercial_Lodging (WA)_Existing_Miscellaneous_Natural Gas_Miscellaneous_E5 | Commercial | Lodging (WA) | Existing | Miscellaneous | Natural Gas | Miscellaneous | E5 |  | 0% | 0% | 0% | 0 | 0 | 0 | 0 | 0 | 0 | 0 | 0 | 0% | 0 | 0 | 0% | Normal | 0% | 0 | 0 | 0 | [17 empty] | Commercial_Lodging (WA)_Existing_Miscellaneous_Miscellaneous_
Commercial_Lodging (WA)_Existing_Miscellaneous_Natural Gas_Miscellaneous_E6 | Commercial | Lodging (WA) | Existing | Miscellaneous | Natural Gas | Miscellaneous | E6 |  | 0% | 0% | 0% | 0 | 0 | 0 | 0 | 0 | 0 | 0 | 0 | 0% | 0 | 0 | 0% | Normal | 0% | 0 | 0 | 0 | [17 empty] | Commercial_Lodging (WA)_Existing_Miscellaneous_Miscellaneous_
Commercial_Lodging (WA)_Existing_Miscellaneous_Natural Gas_Miscellaneous_E7 | Commercial | Lodging (WA) | Existing | Miscellaneous | Natural Gas | Miscellaneous | E7 |  | 0% | 0% | 0% | 0 | 0 | 0 | 0 | 0 | 0 | 0 | 0 | 0% | 0 | 0 | 0% | Normal | 0% | 0 | 0 | 0 | [17 empty] | Commercial_Lodging (WA)_Existing_Miscellaneous_Miscellaneous_
Commercial_Lodging (WA)_Existing_Miscellaneous_Natural Gas_Miscellaneous_E8 | Commercial | Lodging (WA) | Existing | Miscellaneous | Natural Gas | Miscellaneous | E8 |  | 0% | 0% | 0% | 0 | 0 | 0 | 0 | 0 | 0 | 0 | 0 | 0% | 0 | 0 | 0% | Normal | 0% | 0 | 0 | 0 | [17 empty] | Commercial_Lodging (WA)_Existing_Miscellaneous_Miscellaneous_
Commercial_Lodging (WA)_Existing_Miscellaneous_Natural Gas_Miscellaneous_E9 | Commercial | Lodging (WA) | Existing | Miscellaneous | Natural Gas | Miscellaneous | E9 |  | 0% | 0% | 0% | 0 | 0 | 0 | 0 | 0 | 0 | 0 | 0 | 0% | 0 | 0 | 0% | Normal | 0% | 0 | 0 | 0 | [17 empty] | Commercial_Lodging (WA)_Existing_Miscellaneous_Miscellaneous_
Commercial_Lodging (WA)_Existing_Miscellaneous_Natural Gas_Miscellaneous_E10 | Commercial | Lodging (WA) | Existing | Miscellaneous | Natural Gas | Miscellaneous | E10 |  | 0% | 0% | 0% | 0 | 0 | 0 | 0 | 0 | 0 | 0 | 0 | 0% | 0 | 0 | 0% | Normal | 0% | 0 | 0 | 0 | [17 empty] | Commercial_Lodging (WA)_Existing_Miscellaneous_Miscellaneous_
Commercial_Lodging (WA)_New_Space Heating_Natural Gas_Furnace_E1 | Commercial | Lodging (WA) | New | Space Heating | Natural Gas | Furnace | E1 | AFUE 80% (Standard) | 100% | 0% | 0% | 0.29796 | 0 | 0.028084 | 0 | 10 | 20 | 2019 | 2045 | 100% | 0 | 0 | 0% | Normal | 0% | 0.31314 | 0 | 0 | 400 kBtu/hr | 55000 | 0 | 8.2759e-05 | 9.4593 | 3395 | 0 | 320 | 0 | 2013 | 1.0605 | GFURN-Heating-EIA14-2014 Ref. Case-2 | GFURN-Heating-EIA14-2014 Ref. Case-2 | AEG BEST | 400 | kBtu/hr | 0.033103 | Commercial_Lodging (WA)_New_Space Heating_Furnace_AFUE 80% (Standard)
Commercial_Lodging (WA)_New_Space Heating_Natural Gas_Furnace_E2 | Commercial | Lodging (WA) | New | Space Heating | Natural Gas | Furnace | E2 | AFUE 90% | 88.89% | 0% | 0% | 0.36203 | 0 | 0.08162 | 0 | 10 | 20 | 2019 | 2045 | 100% | 0 | 0 | 0% | Normal | 0% | 0.27834 | 0 | 0 | 400 kBtu/hr | 55000 | 0 | 8.2759e-05 | 8.4081 | 4125 | 0 | 930 | 0 | 2013 | 1.0605 | GFURN-Heating-EIA14-2014 Ref. Case-3 | GFURN-Heating-EIA14-2014 Ref. Case-3 | AEG BEST | 400 | kBtu/hr | 0.033103 | Commercial_Lodging (WA)_New_Space Heating_Furnace_AFUE 90%
Commercial_Lodging (WA)_New_Space Heating_Natural Gas_Furnace_E3 | Commercial | Lodging (WA) | New | Space Heating | Natural Gas | Furnace | E3 | AFUE 96% | 83.34% | 0% | 0% | 0.69963 | 0 | 0 | 0 | 10 | 20 | 2019 | 2045 | 100% | 0 | 0 | 0% | Normal | 0% | 0.26096 | 0 | 0 | 150 kBtu/hr | 55000 | 0 | 0.00022069 | 7.8831 | 3042.9057 | 0 | 0 | 0 | 2014 | 1.0418 | GFURN-Heating-EIA14-2014 Ref. Case-3 | GFURN-Heating-ILTRM-v5.0-191 | AEG BEST | 150 | kBtu/hr | 0.033103 | Commercial_Lodging (WA)_New_Space Heating_Furnace_AFUE 96%
Commercial_Lodging (WA)_New_Space Heating_Natural Gas_Furnace_E4 | Commercial | Lodging (WA) | New | Space Heating | Natural Gas | Furnace | E4 |  | 0% | 0% | 0% | 0 | 0 | 0 | 0 | 0 | 0 | 0 | 0 | 0% | 0 | 0 | 0% | Normal | 0% | 0 | 0 | 0 | [17 empty] | Commercial_Lodging (WA)_New_Space Heating_Furnace_
Commercial_Lodging (WA)_New_Space Heating_Natural Gas_Furnace_E5 | Commercial | Lodging (WA) | New | Space Heating | Natural Gas | Furnace | E5 |  | 0% | 0% | 0% | 0 | 0 | 0 | 0 | 0 | 0 | 0 | 0 | 0% | 0 | 0 | 0% | Normal | 0% | 0 | 0 | 0 | [17 empty] | Commercial_Lodging (WA)_New_Space Heating_Furnace_
Commercial_Lodging (WA)_New_Space Heating_Natural Gas_Furnace_E6 | Commercial | Lodging (WA) | New | Space Heating | Natural Gas | Furnace | E6 |  | 0% | 0% | 0% | 0 | 0 | 0 | 0 | 0 | 0 | 0 | 0 | 0% | 0 | 0 | 0% | Normal | 0% | 0 | 0 | 0 | [17 empty] | Commercial_Lodging (WA)_New_Space Heating_Furnace_
Commercial_Lodging (WA)_New_Space Heating_Natural Gas_Furnace_E7 | Commercial | Lodging (WA) | New | Space Heating | Natural Gas | Furnace | E7 |  | 0% | 0% | 0% | 0 | 0 | 0 | 0 | 0 | 0 | 0 | 0 | 0% | 0 | 0 | 0% | Normal | 0% | 0 | 0 | 0 | [17 empty] | Commercial_Lodging (WA)_New_Space Heating_Furnace_
Commercial_Lodging (WA)_New_Space Heating_Natural Gas_Furnace_E8 | Commercial | Lodging (WA) | New | Space Heating | Natural Gas | Furnace | E8 |  | 0% | 0% | 0% | 0 | 0 | 0 | 0 | 0 | 0 | 0 | 0 | 0% | 0 | 0 | 0% | Normal | 0% | 0 | 0 | 0 | [17 empty] | Commercial_Lodging (WA)_New_Space Heating_Furnace_
Commercial_Lodging (WA)_New_Space Heating_Natural Gas_Furnace_E9 | Commercial | Lodging (WA) | New | Space Heating | Natural Gas | Furnace | E9 |  | 0% | 0% | 0% | 0 | 0 | 0 | 0 | 0 | 0 | 0 | 0 | 0% | 0 | 0 | 0% | Normal | 0% | 0 | 0 | 0 | [17 empty] | Commercial_Lodging (WA)_New_Space Heating_Furnace_
Commercial_Lodging (WA)_New_Space Heating_Natural Gas_Furnace_E10 | Commercial | Lodging (WA) | New | Space Heating | Natural Gas | Furnace | E10 |  | 0% | 0% | 0% | 0 | 0 | 0 | 0 | 0 | 0 | 0 | 0 | 0% | 0 | 0 | 0% | Normal | 0% | 0 | 0 | 0 | [17 empty] | Commercial_Lodging (WA)_New_Space Heating_Furnace_
Commercial_Lodging (WA)_New_Space Heating_Natural Gas_Boiler_E1 | Commercial | Lodging (WA) | New | Space Heating | Natural Gas | Boiler | E1 | AFUE 80% (Standard) | 100% | 0% | 0% | 1.1108 | 0 | 0.026329 | 0 | 25 | 35 | 2019 | 2045 | 100% | 0 | 0 | 0% | Normal | 0% | 0.56799 | 0 | 0 | 1 kBtu/hr | 55000 | 0 | 0.033103 | 15.4743 | 31.6406 | 0 | 0.75 | 0 | 2013 | 1.0605 | GBLR-Heating-AEO15-3 | GBLR-Heating-AEO15-3 | GBLR-Heating-AEO15-3 | 1 | kBtu/hr | 0.033103 | Commercial_Lodging (WA)_New_Space Heating_Boiler_AFUE 80% (Standard)
Commercial_Lodging (WA)_New_Space Heating_Natural Gas_Boiler_E2 | Commercial | Lodging (WA) | New | Space Heating | Natural Gas | Boiler | E2 | AFUE 85% | 94.12% | 0% | 0% | 1.1926 | 0 | 0.02478 | 0 | 25 | 35 | 2019 | 2045 | 100% | 0 | 0 | 0% | Normal | 0% | 0.5346 | 0 | 0 | 1 kBtu/hr | 55000 | 0 | 0.033103 | 14.5645 | 33.9706 | 0 | 0.70588 | 0 | 2013 | 1.0605 | GBLR-Heating-AEO15-6 | GBLR-Heating-AEO15-6 | GBLR-Heating-AEO15-6 | 1 | kBtu/hr | 0.033103 | Commercial_Lodging (WA)_New_Space Heating_Boiler_AFUE 85%
Commercial_Lodging (WA)_New_Space Heating_Natural Gas_Boiler_E3 | Commercial | Lodging (WA) | New | Space Heating | Natural Gas | Boiler | E3 | AFUE 97% | 82.48% | 0% | 0% | 1.1351 | 0 | 0.021493 | 0 | 25 | 35 | 2019 | 2045 | 100% | 0 | 0 | 0% | Normal | 0% | 0.46846 | 0 | 0 | 1 kBtu/hr | 55000 | 0 | 0.033103 | 12.7626 | 32.3342 | 0 | 0.61224 | 0 | 2013 | 1.0605 | GBLR-Heating-AEO15-7 | GBLR-Heating-AEO15-7 | GBLR-Heating-AEO15-7 | 1 | kBtu/hr | 0.033103 | Commercial_Lodging (WA)_New_Space Heating_Boiler_AFUE 97%
Commercial_Lodging (WA)_New_Space Heating_Natural Gas_Boiler_E4 | Commercial | Lodging (WA) | New | Space Heating | Natural Gas | Boiler | E4 | Convert to NG Air Source Heat Pump | 57.14% | 0% | 0% | 7.6647 | 0 | 0.093615 | 0 | 10 | 20 | 2019 | 2045 | 100% | 0 | 0 | 0% | Normal | 0% | 0.32457 | 0 | 0 | 1 kBtu/hr | 55000 | 0 | 0.033103 | 8.8424 | 218.3333 | 0 | 2.6667 | 0 | 2013 | 1.0605 | HP_GAS-Heating-AEO17-1 | HP_GAS-Heating-AEO17-1 | HP_GAS-Heating-AEO17-1 | 1 | kBtu/hr | 0.033103 | Commercial_Lodging (WA)_New_Space Heating_Boiler_Convert to NG Air Source Heat Pump
Commercial_Lodging (WA)_New_Space Heating_Natural Gas_Boiler_E5 | Commercial | Lodging (WA) | New | Space Heating | Natural Gas | Boiler | E5 |  | 0% | 0% | 0% | 0 | 0 | 0 | 0 | 0 | 0 | 0 | 0 | 0% | 0 | 0 | 0% | Normal | 0% | 0 | 0 | 0 | [17 empty] | Commercial_Lodging (WA)_New_Space Heating_Boiler_
Commercial_Lodging (WA)_New_Space Heating_Natural Gas_Boiler_E6 | Commercial | Lodging (WA) | New | Space Heating | Natural Gas | Boiler | E6 |  | 0% | 0% | 0% | 0 | 0 | 0 | 0 | 0 | 0 | 0 | 0 | 0% | 0 | 0 | 0% | Normal | 0% | 0 | 0 | 0 | [17 empty] | Commercial_Lodging (WA)_New_Space Heating_Boiler_
Commercial_Lodging (WA)_New_Space Heating_Natural Gas_Boiler_E7 | Commercial | Lodging (WA) | New | Space Heating | Natural Gas | Boiler | E7 |  | 0% | 0% | 0% | 0 | 0 | 0 | 0 | 0 | 0 | 0 | 0 | 0% | 0 | 0 | 0% | Normal | 0% | 0 | 0 | 0 | [17 empty] | Commercial_Lodging (WA)_New_Space Heating_Boiler_
Commercial_Lodging (WA)_New_Space Heating_Natural Gas_Boiler_E8 | Commercial | Lodging (WA) | New | Space Heating | Natural Gas | Boiler | E8 |  | 0% | 0% | 0% | 0 | 0 | 0 | 0 | 0 | 0 | 0 | 0 | 0% | 0 | 0 | 0% | Normal | 0% | 0 | 0 | 0 | [17 empty] | Commercial_Lodging (WA)_New_Space Heating_Boiler_
Commercial_Lodging (WA)_New_Space Heating_Natural Gas_Boiler_E9 | Commercial | Lodging (WA) | New | Space Heating | Natural Gas | Boiler | E9 |  | 0% | 0% | 0% | 0 | 0 | 0 | 0 | 0 | 0 | 0 | 0 | 0% | 0 | 0 | 0% | Normal | 0% | 0 | 0 | 0 | [17 empty] | Commercial_Lodging (WA)_New_Space Heating_Boiler_
Commercial_Lodging (WA)_New_Space Heating_Natural Gas_Boiler_E10 | Commercial | Lodging (WA) | New | Space Heating | Natural Gas | Boiler | E10 |  | 0% | 0% | 0% | 0 | 0 | 0 | 0 | 0 | 0 | 0 | 0 | 0% | 0 | 0 | 0% | Normal | 0% | 0 | 0 | 0 | [17 empty] | Commercial_Lodging (WA)_New_Space Heating_Boiler_
Commercial_Lodging (WA)_New_Space Heating_Natural Gas_Unit Heater_E1 | Commercial | Lodging (WA) | New | Space Heating | Natural Gas | Unit Heater | E1 | Standard | 100% | 0% | 0% | 0.0014198 | 0 | 0 | 0 | 15 | 25 | 2019 | 2045 | 100% | 0 | 0 | 0% | Normal | 0% | 0.15657 | 0 | 0 | 1 kBtu/Hr | 55000 | 0 | 1.3279e-06 | 2080 | 1051 | 0 | 0 | 0 | 2016 | 1.0174 | UNITHT-Heating-XCELCO-2017-18-3 | UNITHT-Heating-XCELCO-2017-18-3 | UNITHT-Heating-XCELCO-2017-18-3 | 1 | kBtu/Hr | 1.3279e-06 | Commercial_Lodging (WA)_New_Space Heating_Unit Heater_Standard
Commercial_Lodging (WA)_New_Space Heating_Natural Gas_Unit Heater_E2 | Commercial | Lodging (WA) | New | Space Heating | Natural Gas | Unit Heater | E2 | Condensing | 88.94% | 0% | 0% | 0.0031138 | 0 | 0 | 0 | 15 | 25 | 2019 | 2045 | 100% | 0 | 0 | 0% | Normal | 0% | 0.13925 | 0 | 0 | 1 kBtu/Hr | 55000 | 0 | 1.3279e-06 | 1850 | 2305 | 0 | 0 | 0 | 2016 | 1.0174 | UNITHT-Heating-XCELCO-2017-18-3 | UNITHT-Heating-XCELCO-2017-18-3 | UNITHT-Heating-XCELCO-2017-18-3 | 1 | kBtu/Hr | 1.3279e-06 | Commercial_Lodging (WA)_New_Space Heating_Unit Heater_Condensing
Commercial_Lodging (WA)_New_Space Heating_Natural Gas_Unit Heater_E3 | Commercial | Lodging (WA) | New | Space Heating | Natural Gas | Unit Heater | E3 | Infrared Radiant | 88.46% | 0% | 0% | 0.0016954 | 0 | 0 | 0 | 10 | 20 | 2019 | 2045 | 100% | 0 | 0 | 0% | Normal | 0% | 0.1385 | 0 | 0 | 1 kBtu/Hr | 55000 | 0 | 1.3279e-06 | 1840 | 1255 | 0 | 0 | 0 | 2016 | 1.0174 | UNITHT-Heating-XCELCO-2017-18-4 | UNITHT-Heating-XCELCO-2017-18-4 | UNITHT-Heating-XCELCO-2017-18-4 | 1 | kBtu/Hr | 1.3279e-06 | Commercial_Lodging (WA)_New_Space Heating_Unit Heater_Infrared Radiant
Commercial_Lodging (WA)_New_Space Heating_Natural Gas_Unit Heater_E4 | Commercial | Lodging (WA) | New | Space Heating | Natural Gas | Unit Heater | E4 |  | 0% | 0% | 0% | 0 | 0 | 0 | 0 | 0 | 0 | 0 | 0 | 0% | 0 | 0 | 0% | Normal | 0% | 0 | 0 | 0 | [17 empty] | Commercial_Lodging (WA)_New_Space Heating_Unit Heater_
Commercial_Lodging (WA)_New_Space Heating_Natural Gas_Unit Heater_E5 | Commercial | Lodging (WA) | New | Space Heating | Natural Gas | Unit Heater | E5 |  | 0% | 0% | 0% | 0 | 0 | 0 | 0 | 0 | 0 | 0 | 0 | 0% | 0 | 0 | 0% | Normal | 0% | 0 | 0 | 0 | [17 empty] | Commercial_Lodging (WA)_New_Space Heating_Unit Heater_
Commercial_Lodging (WA)_New_Space Heating_Natural Gas_Unit Heater_E6 | Commercial | Lodging (WA) | New | Space Heating | Natural Gas | Unit Heater | E6 |  | 0% | 0% | 0% | 0 | 0 | 0 | 0 | 0 | 0 | 0 | 0 | 0% | 0 | 0 | 0% | Normal | 0% | 0 | 0 | 0 | [17 empty] | Commercial_Lodging (WA)_New_Space Heating_Unit Heater_
Commercial_Lodging (WA)_New_Space Heating_Natural Gas_Unit Heater_E7 | Commercial | Lodging (WA) | New | Space Heating | Natural Gas | Unit Heater | E7 |  | 0% | 0% | 0% | 0 | 0 | 0 | 0 | 0 | 0 | 0 | 0 | 0% | 0 | 0 | 0% | Normal | 0% | 0 | 0 | 0 | [17 empty] | Commercial_Lodging (WA)_New_Space Heating_Unit Heater_
Commercial_Lodging (WA)_New_Space Heating_Natural Gas_Unit Heater_E8 | Commercial | Lodging (WA) | New | Space Heating | Natural Gas | Unit Heater | E8 |  | 0% | 0% | 0% | 0 | 0 | 0 | 0 | 0 | 0 | 0 | 0 | 0% | 0 | 0 | 0% | Normal | 0% | 0 | 0 | 0 | [17 empty] | Commercial_Lodging (WA)_New_Space Heating_Unit Heater_
Commercial_Lodging (WA)_New_Space Heating_Natural Gas_Unit Heater_E9 | Commercial | Lodging (WA) | New | Space Heating | Natural Gas | Unit Heater | E9 |  | 0% | 0% | 0% | 0 | 0 | 0 | 0 | 0 | 0 | 0 | 0 | 0% | 0 | 0 | 0% | Normal | 0% | 0 | 0 | 0 | [17 empty] | Commercial_Lodging (WA)_New_Space Heating_Unit Heater_
Commercial_Lodging (WA)_New_Space Heating_Natural Gas_Unit Heater_E10 | Commercial | Lodging (WA) | New | Space Heating | Natural Gas | Unit Heater | E10 |  | 0% | 0% | 0% | 0 | 0 | 0 | 0 | 0 | 0 | 0 | 0 | 0% | 0 | 0 | 0% | Normal | 0% | 0 | 0 | 0 | [17 empty] | Commercial_Lodging (WA)_New_Space Heating_Unit Heater_
Commercial_Lodging (WA)_New_Water Heating_Natural Gas_Water Heater_E1 | Commercial | Lodging (WA) | New | Water Heating | Natural Gas | Water Heater | E1 | TE 0.80 | 100% | 0% | 0% | 0.40903 | 0 | 0 | 0 | 10 | 20 | 2019 | 2045 | 100% | 0 | 0 | 0% | Normal | 0% | 0.44383 | 0 | 0 | 1 kBtu/hr | 55000 | 0 | 0.018443 | 22.1656 | 21.8 | 0 | 0 | 0 | 2017 | 1.0174 | DHW_WH-Water Heating-PG&E-R7-14 | DHW_WH-Water Heating-PG&E-R7-14 | DHW_WH-Water Heating-PG&E-R7-14 | 1 | kBtu/hr | 0.018443 | Commercial_Lodging (WA)_New_Water Heating_Water Heater_TE 0.80
Commercial_Lodging (WA)_New_Water Heating_Natural Gas_Water Heater_E2 | Commercial | Lodging (WA) | New | Water Heating | Natural Gas | Water Heater | E2 | TE 0.90 | 88.89% | 0% | 0% | 0.49084 | 0 | 0 | 0 | 10 | 20 | 2019 | 2045 | 100% | 0 | 0 | 0% | Normal | 0% | 0.39452 | 0 | 0 | 1 kBtu/hr | 55000 | 0 | 0.018443 | 19.7028 | 26.16 | 0 | 0 | 0 | 2017 | 1.0174 | DHW_WH-Water Heating-PG&E-R7-14 | DHW_WH-Water Heating-PG&E-R7-14 | DHW_WH-Water Heating-PG&E-R7-14 | 1 | kBtu/hr | 0.018443 | Commercial_Lodging (WA)_New_Water Heating_Water Heater_TE 0.90
Commercial_Lodging (WA)_New_Water Heating_Natural Gas_Water Heater_E3 | Commercial | Lodging (WA) | New | Water Heating | Natural Gas | Water Heater | E3 | TE 0.94 | 85.11% | 0% | 0% | 0.60337 | 0 | 0 | 0 | 10 | 20 | 2019 | 2045 | 100% | 0 | 0 | 0% | Normal | 0% | 0.37773 | 0 | 0 | 1 kBtu/hr | 55000 | 0 | 0.018443 | 18.8644 | 30.3604 | 0 | 0 | 0 | 2012 | 1.0776 | DHW_WH-Water Heating-NMTRM-2016-7 | DHW_WH-Water Heating-NMTRM-2016-7 | DHW_WH-Water Heating-NMTRM-2016-7 | 1 | kBtu/hr | 0.018443 | Commercial_Lodging (WA)_New_Water Heating_Water Heater_TE 0.94
Commercial_Lodging (WA)_New_Water Heating_Natural Gas_Water Heater_E4 | Commercial | Lodging (WA) | New | Water Heating | Natural Gas | Water Heater | E4 | Instantaneous TE 0.94 | 85.02% | 0% | 0% | 0.7083 | 0 | 0 | 0 | 15 | 25 | 2019 | 2045 | 100% | 0 | 0 | 0% | Normal | 0% | 0.37733 | 0 | 0 | 1 kBtu/hr | 55000 | 0 | 0.018443 | 18.8443 | 35.6404 | 0 | 0 | 0 | 2012 | 1.0776 | DHW_WH-Water Heating-NMTRM-2016-9 | DHW_WH-Water Heating-NMTRM-2016-9 | DHW_WH-Water Heating-NMTRM-2016-9 | 1 | kBtu/hr | 0.018443 | Commercial_Lodging (WA)_New_Water Heating_Water Heater_Instantaneous TE 0.94
Commercial_Lodging (WA)_New_Water Heating_Natural Gas_Water Heater_E5 | Commercial | Lodging (WA) | New | Water Heating | Natural Gas | Water Heater | E5 | Gas-Fired Absorption HPWH | 53.33% | 0% | 0% | 1.2039 | 0 | 0 | 0 | 10 | 16 | 2019 | 2045 | 100% | 0 | 0 | 0% | Normal | 0% | 0.23671 | 0 | 0 | 1 kBtu/hr | 55000 | 0 | 0.018443 | 11.8217 | 62.6566 | 0 | 0 | 0 | 2014 | 1.0418 | DHW_WH-Water Heating-DOE-2014-1 | DHW_WH-Water Heating-DOE-2014-1 | DHW_WH-Water Heating-DOE-2014-1 | 1 | kBtu/hr | 0.018443 | Commercial_Lodging (WA)_New_Water Heating_Water Heater_Gas-Fired Absorption HPWH
Commercial_Lodging (WA)_New_Water Heating_Natural Gas_Water Heater_E6 | Commercial | Lodging (WA) | New | Water Heating | Natural Gas | Water Heater | E6 |  | 0% | 0% | 0% | 0 | 0 | 0 | 0 | 0 | 0 | 0 | 0 | 0% | 0 | 0 | 0% | Normal | 0% | 0 | 0 | 0 | [17 empty] | Commercial_Lodging (WA)_New_Water Heating_Water Heater_
Commercial_Lodging (WA)_New_Water Heating_Natural Gas_Water Heater_E7 | Commercial | Lodging (WA) | New | Water Heating | Natural Gas | Water Heater | E7 |  | 0% | 0% | 0% | 0 | 0 | 0 | 0 | 0 | 0 | 0 | 0 | 0% | 0 | 0 | 0% | Normal | 0% | 0 | 0 | 0 | [17 empty] | Commercial_Lodging (WA)_New_Water Heating_Water Heater_
Commercial_Lodging (WA)_New_Water Heating_Natural Gas_Water Heater_E8 | Commercial | Lodging (WA) | New | Water Heating | Natural Gas | Water Heater | E8 |  | 0% | 0% | 0% | 0 | 0 | 0 | 0 | 0 | 0 | 0 | 0 | 0% | 0 | 0 | 0% | Normal | 0% | 0 | 0 | 0 | [17 empty] | Commercial_Lodging (WA)_New_Water Heating_Water Heater_
Commercial_Lodging (WA)_New_Water Heating_Natural Gas_Water Heater_E9 | Commercial | Lodging (WA) | New | Water Heating | Natural Gas | Water Heater | E9 |  | 0% | 0% | 0% | 0 | 0 | 0 | 0 | 0 | 0 | 0 | 0 | 0% | 0 | 0 | 0% | Normal | 0% | 0 | 0 | 0 | [17 empty] | Commercial_Lodging (WA)_New_Water Heating_Water Heater_
Commercial_Lodging (WA)_New_Water Heating_Natural Gas_Water Heater_E10 | Commercial | Lodging (WA) | New | Water Heating | Natural Gas | Water Heater | E10 |  | 0% | 0% | 0% | 0 | 0 | 0 | 0 | 0 | 0 | 0 | 0 | 0% | 0 | 0 | 0% | Normal | 0% | 0 | 0 | 0 | [17 empty] | Commercial_Lodging (WA)_New_Water Heating_Water Heater_
Commercial_Lodging (WA)_New_Food Preparation_Natural Gas_Oven_E1 | Commercial | Lodging (WA) | New | Food Preparation | Natural Gas | Oven | E1 | Standard | 100% | 0% | 0% | 0.0049374 | 0 | 0 | 0 | 8 | 12 | 2019 | 2045 | 100% | 0 | 0 | 0% | Normal | 0% | 0.079715 | 0 | 0 | 1 unit | 55000 | 0 | 9.4997e-06 | 1050.946 | 490.1 | 0 | 0 | 0 | 2013 | 1.0605 | COOK_OVN-Food Preparation-AEO17-3 | COOK_OVN-Food Preparation-AEO17-3 | COOK_OVN-Food Preparation-ILTRM-v5.0-23 | 1 | unit | 9.4997e-06 | Commercial_Lodging (WA)_New_Food Preparation_Oven_Standard
Commercial_Lodging (WA)_New_Food Preparation_Natural Gas_Oven_E2 | Commercial | Lodging (WA) | New | Food Preparation | Natural Gas | Oven | E2 | ENERGY STAR (>42% Baking Efficiency) | 71.01% | 0% | 0% | 0.0067277 | 0 | 0 | 0 | 8 | 12 | 2019 | 2045 | 100% | 0 | 0 | 0% | Normal | 0% | 0.056605 | 0 | 0 | 1 unit | 55000 | 0 | 9.4997e-06 | 746.2722 | 667.81 | 0 | 0 | 0 | 2013 | 1.0605 | COOK_OVN-Food Preparation-AEO17-3 | COOK_OVN-Food Preparation-AEO17-3 | COOK_OVN-Food Preparation-ILTRM-v5.0-23 | 1 | unit | 9.4997e-06 | Commercial_Lodging (WA)_New_Food Preparation_Oven_ENERGY STAR (>42% Baking Efficiency)
Commercial_Lodging (WA)_New_Food Preparation_Natural Gas_Oven_E3 | Commercial | Lodging (WA) | New | Food Preparation | Natural Gas | Oven | E3 |  | 0% | 0% | 0% | 0 | 0 | 0 | 0 | 0 | 0 | 0 | 0 | 0% | 0 | 0 | 0% | Normal | 0% | 0 | 0 | 0 | [17 empty] | Commercial_Lodging (WA)_New_Food Preparation_Oven_
Commercial_Lodging (WA)_New_Food Preparation_Natural Gas_Oven_E4 | Commercial | Lodging (WA) | New | Food Preparation | Natural Gas | Oven | E4 |  | 0% | 0% | 0% | 0 | 0 | 0 | 0 | 0 | 0 | 0 | 0 | 0% | 0 | 0 | 0% | Normal | 0% | 0 | 0 | 0 | [17 empty] | Commercial_Lodging (WA)_New_Food Preparation_Oven_
Commercial_Lodging (WA)_New_Food Preparation_Natural Gas_Oven_E5 | Commercial | Lodging (WA) | New | Food Preparation | Natural Gas | Oven | E5 |  | 0% | 0% | 0% | 0 | 0 | 0 | 0 | 0 | 0 | 0 | 0 | 0% | 0 | 0 | 0% | Normal | 0% | 0 | 0 | 0 | [17 empty] | Commercial_Lodging (WA)_New_Food Preparation_Oven_
Commercial_Lodging (WA)_New_Food Preparation_Natural Gas_Oven_E6 | Commercial | Lodging (WA) | New | Food Preparation | Natural Gas | Oven | E6 |  | 0% | 0% | 0% | 0 | 0 | 0 | 0 | 0 | 0 | 0 | 0 | 0% | 0 | 0 | 0% | Normal | 0% | 0 | 0 | 0 | [17 empty] | Commercial_Lodging (WA)_New_Food Preparation_Oven_
Commercial_Lodging (WA)_New_Food Preparation_Natural Gas_Oven_E7 | Commercial | Lodging (WA) | New | Food Preparation | Natural Gas | Oven | E7 |  | 0% | 0% | 0% | 0 | 0 | 0 | 0 | 0 | 0 | 0 | 0 | 0% | 0 | 0 | 0% | Normal | 0% | 0 | 0 | 0 | [17 empty] | Commercial_Lodging (WA)_New_Food Preparation_Oven_
Commercial_Lodging (WA)_New_Food Preparation_Natural Gas_Oven_E8 | Commercial | Lodging (WA) | New | Food Preparation | Natural Gas | Oven | E8 |  | 0% | 0% | 0% | 0 | 0 | 0 | 0 | 0 | 0 | 0 | 0 | 0% | 0 | 0 | 0% | Normal | 0% | 0 | 0 | 0 | [17 empty] | Commercial_Lodging (WA)_New_Food Preparation_Oven_
Commercial_Lodging (WA)_New_Food Preparation_Natural Gas_Oven_E9 | Commercial | Lodging (WA) | New | Food Preparation | Natural Gas | Oven | E9 |  | 0% | 0% | 0% | 0 | 0 | 0 | 0 | 0 | 0 | 0 | 0 | 0% | 0 | 0 | 0% | Normal | 0% | 0 | 0 | 0 | [17 empty] | Commercial_Lodging (WA)_New_Food Preparation_Oven_
Commercial_Lodging (WA)_New_Food Preparation_Natural Gas_Oven_E10 | Commercial | Lodging (WA) | New | Food Preparation | Natural Gas | Oven | E10 |  | 0% | 0% | 0% | 0 | 0 | 0 | 0 | 0 | 0 | 0 | 0 | 0% | 0 | 0 | 0% | Normal | 0% | 0 | 0 | 0 | [17 empty] | Commercial_Lodging (WA)_New_Food Preparation_Oven_
Commercial_Lodging (WA)_New_Food Preparation_Natural Gas_Conveyor Oven_E1 | Commercial | Lodging (WA) | New | Food Preparation | Natural Gas | Conveyor Oven | E1 | Standard | 100% | 0% | 0% | 0.0039841 | 0 | 0 | 0 | 15 | 19 | 2019 | 2045 | 100% | 0 | 0 | 0% | Normal | 0% | 0.12865 | 0 | 0 | 1 unit | 55000 | 0 | 2.256e-06 | 3571 | 1665.3064 | 0 | 0 | 0 | 2013 | 1.0605 | COOK_OVN-Food Preparation-ILTRM-v5.0-24 | COOK_OVN-Food Preparation-AEO17-3 | https://fishnick.com/saveenergy/tools/calculators/gconvovencalc.php | 1 | unit | 2.256e-06 | Commercial_Lodging (WA)_New_Food Preparation_Conveyor Oven_Standard
Commercial_Lodging (WA)_New_Food Preparation_Natural Gas_Conveyor Oven_E2 | Commercial | Lodging (WA) | New | Food Preparation | Natural Gas | Conveyor Oven | E2 | ENERGY STAR (>42% Baking Efficiency) | 79.47% | 0% | 0% | 0.0084406 | 0 | 0 | 0 | 15 | 19 | 2019 | 2045 | 100% | 0 | 0 | 0% | Normal | 0% | 0.10224 | 0 | 0 | 1 unit | 55000 | 0 | 2.256e-06 | 2838 | 3409.1835 | 0 | 0 | 0 | 2011 | 1.0975 | COOK_OVN-Food Preparation-ILTRM-v5.0-24 | COOK_OVN-Food Preparation-ILTRM-v5.0-24 | COOK_OVN-Food Preparation-ILTRM-v5.0-24 | 1 | unit | 2.256e-06 | Commercial_Lodging (WA)_New_Food Preparation_Conveyor Oven_ENERGY STAR (>42% Baking Efficiency)
Commercial_Lodging (WA)_New_Food Preparation_Natural Gas_Conveyor Oven_E3 | Commercial | Lodging (WA) | New | Food Preparation | Natural Gas | Conveyor Oven | E3 |  | 0% | 0% | 0% | 0 | 0 | 0 | 0 | 0 | 0 | 0 | 0 | 0% | 0 | 0 | 0% | Normal | 0% | 0 | 0 | 0 | [17 empty] | Commercial_Lodging (WA)_New_Food Preparation_Conveyor Oven_
Commercial_Lodging (WA)_New_Food Preparation_Natural Gas_Conveyor Oven_E4 | Commercial | Lodging (WA) | New | Food Preparation | Natural Gas | Conveyor Oven | E4 |  | 0% | 0% | 0% | 0 | 0 | 0 | 0 | 0 | 0 | 0 | 0 | 0% | 0 | 0 | 0% | Normal | 0% | 0 | 0 | 0 | [17 empty] | Commercial_Lodging (WA)_New_Food Preparation_Conveyor Oven_
Commercial_Lodging (WA)_New_Food Preparation_Natural Gas_Conveyor Oven_E5 | Commercial | Lodging (WA) | New | Food Preparation | Natural Gas | Conveyor Oven | E5 |  | 0% | 0% | 0% | 0 | 0 | 0 | 0 | 0 | 0 | 0 | 0 | 0% | 0 | 0 | 0% | Normal | 0% | 0 | 0 | 0 | [17 empty] | Commercial_Lodging (WA)_New_Food Preparation_Conveyor Oven_
Commercial_Lodging (WA)_New_Food Preparation_Natural Gas_Conveyor Oven_E6 | Commercial | Lodging (WA) | New | Food Preparation | Natural Gas | Conveyor Oven | E6 |  | 0% | 0% | 0% | 0 | 0 | 0 | 0 | 0 | 0 | 0 | 0 | 0% | 0 | 0 | 0% | Normal | 0% | 0 | 0 | 0 | [17 empty] | Commercial_Lodging (WA)_New_Food Preparation_Conveyor Oven_
Commercial_Lodging (WA)_New_Food Preparation_Natural Gas_Conveyor Oven_E7 | Commercial | Lodging (WA) | New | Food Preparation | Natural Gas | Conveyor Oven | E7 |  | 0% | 0% | 0% | 0 | 0 | 0 | 0 | 0 | 0 | 0 | 0 | 0% | 0 | 0 | 0% | Normal | 0% | 0 | 0 | 0 | [17 empty] | Commercial_Lodging (WA)_New_Food Preparation_Conveyor Oven_
Commercial_Lodging (WA)_New_Food Preparation_Natural Gas_Conveyor Oven_E8 | Commercial | Lodging (WA) | New | Food Preparation | Natural Gas | Conveyor Oven | E8 |  | 0% | 0% | 0% | 0 | 0 | 0 | 0 | 0 | 0 | 0 | 0 | 0% | 0 | 0 | 0% | Normal | 0% | 0 | 0 | 0 | [17 empty] | Commercial_Lodging (WA)_New_Food Preparation_Conveyor Oven_
Commercial_Lodging (WA)_New_Food Preparation_Natural Gas_Conveyor Oven_E9 | Commercial | Lodging (WA) | New | Food Preparation | Natural Gas | Conveyor Oven | E9 |  | 0% | 0% | 0% | 0 | 0 | 0 | 0 | 0 | 0 | 0 | 0 | 0% | 0 | 0 | 0% | Normal | 0% | 0 | 0 | 0 | [17 empty] | Commercial_Lodging (WA)_New_Food Preparation_Conveyor Oven_
Commercial_Lodging (WA)_New_Food Preparation_Natural Gas_Conveyor Oven_E10 | Commercial | Lodging (WA) | New | Food Preparation | Natural Gas | Conveyor Oven | E10 |  | 0% | 0% | 0% | 0 | 0 | 0 | 0 | 0 | 0 | 0 | 0 | 0% | 0 | 0 | 0% | Normal | 0% | 0 | 0 | 0 | [17 empty] | Commercial_Lodging (WA)_New_Food Preparation_Conveyor Oven_
Commercial_Lodging (WA)_New_Food Preparation_Natural Gas_Double Rack Oven_E1 | Commercial | Lodging (WA) | New | Food Preparation | Natural Gas | Double Rack Oven | E1 | Standard | 100% | 0% | 0% | 0.0068593 | 0 | 0 | 0 | 8 | 16 | 2019 | 2045 | 100% | 0 | 0 | 0% | Normal | 0% | 0.22149 | 0 | 0 | 1 unit | 55000 | 0 | 2.5567e-06 | 5425 | 2529.904 | 0 | 0 | 0 | 2013 | 1.0605 | COOK_OVN-Food Preparation-ILTRM-v5.0-25 | COOK_OVN-Food Preparation-ILTRM-v5.0-25 | https://fishnick.com/saveenergy/tools/calculators/grackovencalc.php | 1 | unit | 2.5567e-06 | Commercial_Lodging (WA)_New_Food Preparation_Double Rack Oven_Standard
Commercial_Lodging (WA)_New_Food Preparation_Natural Gas_Double Rack Oven_E2 | Commercial | Lodging (WA) | New | Food Preparation | Natural Gas | Double Rack Oven | E2 | FTSC Qualified (>50% Cooking Efficiency) | 61.95% | 0% | 0% | 0.031119 | 0 | 0 | 0 | 8 | 16 | 2019 | 2045 | 100% | 0 | 0 | 0% | Normal | 0% | 0.13722 | 0 | 0 | 1 unit | 55000 | 0 | 2.5567e-06 | 3361 | 11090.6431 | 0 | 0 | 0 | 2011 | 1.0975 | COOK_OVN-Food Preparation-ILTRM-v5.0-25 | COOK_OVN-Food Preparation-ILTRM-v5.0-25 | COOK_OVN-Food Preparation-ILTRM-v5.0-25 | 1 | unit | 2.5567e-06 | Commercial_Lodging (WA)_New_Food Preparation_Double Rack Oven_FTSC Qualified (>50% Cooking Efficiency)
Commercial_Lodging (WA)_New_Food Preparation_Natural Gas_Double Rack Oven_E3 | Commercial | Lodging (WA) | New | Food Preparation | Natural Gas | Double Rack Oven | E3 |  | 0% | 0% | 0% | 0 | 0 | 0 | 0 | 0 | 0 | 0 | 0 | 0% | 0 | 0 | 0% | Normal | 0% | 0 | 0 | 0 | [17 empty] | Commercial_Lodging (WA)_New_Food Preparation_Double Rack Oven_
Commercial_Lodging (WA)_New_Food Preparation_Natural Gas_Double Rack Oven_E4 | Commercial | Lodging (WA) | New | Food Preparation | Natural Gas | Double Rack Oven | E4 |  | 0% | 0% | 0% | 0 | 0 | 0 | 0 | 0 | 0 | 0 | 0 | 0% | 0 | 0 | 0% | Normal | 0% | 0 | 0 | 0 | [17 empty] | Commercial_Lodging (WA)_New_Food Preparation_Double Rack Oven_
Commercial_Lodging (WA)_New_Food Preparation_Natural Gas_Double Rack Oven_E5 | Commercial | Lodging (WA) | New | Food Preparation | Natural Gas | Double Rack Oven | E5 |  | 0% | 0% | 0% | 0 | 0 | 0 | 0 | 0 | 0 | 0 | 0 | 0% | 0 | 0 | 0% | Normal | 0% | 0 | 0 | 0 | [17 empty] | Commercial_Lodging (WA)_New_Food Preparation_Double Rack Oven_
Commercial_Lodging (WA)_New_Food Preparation_Natural Gas_Double Rack Oven_E6 | Commercial | Lodging (WA) | New | Food Preparation | Natural Gas | Double Rack Oven | E6 |  | 0% | 0% | 0% | 0 | 0 | 0 | 0 | 0 | 0 | 0 | 0 | 0% | 0 | 0 | 0% | Normal | 0% | 0 | 0 | 0 | [17 empty] | Commercial_Lodging (WA)_New_Food Preparation_Double Rack Oven_
Commercial_Lodging (WA)_New_Food Preparation_Natural Gas_Double Rack Oven_E7 | Commercial | Lodging (WA) | New | Food Preparation | Natural Gas | Double Rack Oven | E7 |  | 0% | 0% | 0% | 0 | 0 | 0 | 0 | 0 | 0 | 0 | 0 | 0% | 0 | 0 | 0% | Normal | 0% | 0 | 0 | 0 | [17 empty] | Commercial_Lodging (WA)_New_Food Preparation_Double Rack Oven_
Commercial_Lodging (WA)_New_Food Preparation_Natural Gas_Double Rack Oven_E8 | Commercial | Lodging (WA) | New | Food Preparation | Natural Gas | Double Rack Oven | E8 |  | 0% | 0% | 0% | 0 | 0 | 0 | 0 | 0 | 0 | 0 | 0 | 0% | 0 | 0 | 0% | Normal | 0% | 0 | 0 | 0 | [17 empty] | Commercial_Lodging (WA)_New_Food Preparation_Double Rack Oven_
Commercial_Lodging (WA)_New_Food Preparation_Natural Gas_Double Rack Oven_E9 | Commercial | Lodging (WA) | New | Food Preparation | Natural Gas | Double Rack Oven | E9 |  | 0% | 0% | 0% | 0 | 0 | 0 | 0 | 0 | 0 | 0 | 0 | 0% | 0 | 0 | 0% | Normal | 0% | 0 | 0 | 0 | [17 empty] | Commercial_Lodging (WA)_New_Food Preparation_Double Rack Oven_
Commercial_Lodging (WA)_New_Food Preparation_Natural Gas_Double Rack Oven_E10 | Commercial | Lodging (WA) | New | Food Preparation | Natural Gas | Double Rack Oven | E10 |  | 0% | 0% | 0% | 0 | 0 | 0 | 0 | 0 | 0 | 0 | 0 | 0% | 0 | 0 | 0% | Normal | 0% | 0 | 0 | 0 | [17 empty] | Commercial_Lodging (WA)_New_Food Preparation_Double Rack Oven_
Commercial_Lodging (WA)_New_Food Preparation_Natural Gas_Fryer_E1 | Commercial | Lodging (WA) | New | Food Preparation | Natural Gas | Fryer | E1 | Standard | 100% | 0% | 0% | 0.018223 | 0 | 0 | 0 | 10 | 20 | 2019 | 2045 | 100% | 0 | 0 | 0% | Normal | 0% | 0.11136 | 0 | 0 | 1 unit | 55000 | 0 | 6.5075e-06 | 1628.2323 | 2500 | 0 | 0 | 0 | 2010 | 1.1201 | COOK_FRY-Food Preparation-ILTRM-v4.0-1 | Estimate | COOK_FRY-Food Preparation-ILTRM-v4.0-1 | 1 | unit | 6.5075e-06 | Commercial_Lodging (WA)_New_Food Preparation_Fryer_Standard
Commercial_Lodging (WA)_New_Food Preparation_Natural Gas_Fryer_E2 | Commercial | Lodging (WA) | New | Food Preparation | Natural Gas | Fryer | E2 | ENERGY STAR | 68.97% | 0% | 0% | 0.02697 | 0 | 0 | 0 | 10 | 20 | 2019 | 2045 | 100% | 0 | 0 | 0% | Normal | 0% | 0.076807 | 0 | 0 | 1 unit | 55000 | 0 | 6.5075e-06 | 1122.9977 | 3700 | 0 | 0 | 0 | 2010 | 1.1201 | COOK_FRY-Food Preparation-ILTRM-v4.0-1 | COOK_FRY-Food Preparation-ILTRM-v4.0-1 | COOK_FRY-Food Preparation-ILTRM-v4.0-1 | 1 | unit | 6.5075e-06 | Commercial_Lodging (WA)_New_Food Preparation_Fryer_ENERGY STAR
Commercial_Lodging (WA)_New_Food Preparation_Natural Gas_Fryer_E3 | Commercial | Lodging (WA) | New | Food Preparation | Natural Gas | Fryer | E3 |  | 0% | 0% | 0% | 0 | 0 | 0 | 0 | 0 | 0 | 0 | 0 | 0% | 0 | 0 | 0% | Normal | 0% | 0 | 0 | 0 | [17 empty] | Commercial_Lodging (WA)_New_Food Preparation_Fryer_
Commercial_Lodging (WA)_New_Food Preparation_Natural Gas_Fryer_E4 | Commercial | Lodging (WA) | New | Food Preparation | Natural Gas | Fryer | E4 |  | 0% | 0% | 0% | 0 | 0 | 0 | 0 | 0 | 0 | 0 | 0 | 0% | 0 | 0 | 0% | Normal | 0% | 0 | 0 | 0 | [17 empty] | Commercial_Lodging (WA)_New_Food Preparation_Fryer_
Commercial_Lodging (WA)_New_Food Preparation_Natural Gas_Fryer_E5 | Commercial | Lodging (WA) | New | Food Preparation | Natural Gas | Fryer | E5 |  | 0% | 0% | 0% | 0 | 0 | 0 | 0 | 0 | 0 | 0 | 0 | 0% | 0 | 0 | 0% | Normal | 0% | 0 | 0 | 0 | [17 empty] | Commercial_Lodging (WA)_New_Food Preparation_Fryer_
Commercial_Lodging (WA)_New_Food Preparation_Natural Gas_Fryer_E6 | Commercial | Lodging (WA) | New | Food Preparation | Natural Gas | Fryer | E6 |  | 0% | 0% | 0% | 0 | 0 | 0 | 0 | 0 | 0 | 0 | 0 | 0% | 0 | 0 | 0% | Normal | 0% | 0 | 0 | 0 | [17 empty] | Commercial_Lodging (WA)_New_Food Preparation_Fryer_
Commercial_Lodging (WA)_New_Food Preparation_Natural Gas_Fryer_E7 | Commercial | Lodging (WA) | New | Food Preparation | Natural Gas | Fryer | E7 |  | 0% | 0% | 0% | 0 | 0 | 0 | 0 | 0 | 0 | 0 | 0 | 0% | 0 | 0 | 0% | Normal | 0% | 0 | 0 | 0 | [17 empty] | Commercial_Lodging (WA)_New_Food Preparation_Fryer_
Commercial_Lodging (WA)_New_Food Preparation_Natural Gas_Fryer_E8 | Commercial | Lodging (WA) | New | Food Preparation | Natural Gas | Fryer | E8 |  | 0% | 0% | 0% | 0 | 0 | 0 | 0 | 0 | 0 | 0 | 0 | 0% | 0 | 0 | 0% | Normal | 0% | 0 | 0 | 0 | [17 empty] | Commercial_Lodging (WA)_New_Food Preparation_Fryer_
Commercial_Lodging (WA)_New_Food Preparation_Natural Gas_Fryer_E9 | Commercial | Lodging (WA) | New | Food Preparation | Natural Gas | Fryer | E9 |  | 0% | 0% | 0% | 0 | 0 | 0 | 0 | 0 | 0 | 0 | 0 | 0% | 0 | 0 | 0% | Normal | 0% | 0 | 0 | 0 | [17 empty] | Commercial_Lodging (WA)_New_Food Preparation_Fryer_
Commercial_Lodging (WA)_New_Food Preparation_Natural Gas_Fryer_E10 | Commercial | Lodging (WA) | New | Food Preparation | Natural Gas | Fryer | E10 |  | 0% | 0% | 0% | 0 | 0 | 0 | 0 | 0 | 0 | 0 | 0 | 0% | 0 | 0 | 0% | Normal | 0% | 0 | 0 | 0 | [17 empty] | Commercial_Lodging (WA)_New_Food Preparation_Fryer_
Commercial_Lodging (WA)_New_Food Preparation_Natural Gas_Broiler_E1 | Commercial | Lodging (WA) | New | Food Preparation | Natural Gas | Broiler | E1 | Standard | 100% | 0% | 0% | 0.018274 | 0 | 0 | 0 | 8 | 16 | 2019 | 2045 | 100% | 0 | 0 | 0% | Normal | 0% | 0.11376 | 0 | 0 | 1 unit | 55000 | 0 | 6.6605e-06 | 1625 | 2500 | 0 | 0 | 0 | 2011 | 1.0975 | COOK_BRL-Food Preparation-ILTRM-v4.0-2 | Estimate | COOK_BRL-Food Preparation-ILTRM-v4.0-2 | 1 | unit | 6.6605e-06 | Commercial_Lodging (WA)_New_Food Preparation_Broiler_Standard
Commercial_Lodging (WA)_New_Food Preparation_Natural Gas_Broiler_E2 | Commercial | Lodging (WA) | New | Food Preparation | Natural Gas | Broiler | E2 | Infrared Burners | 85.29% | 0% | 0% | 0.025584 | 0 | 0 | 0 | 8 | 16 | 2019 | 2045 | 100% | 0 | 0 | 0% | Normal | 0% | 0.097025 | 0 | 0 | 1 unit | 55000 | 0 | 6.6605e-06 | 1386 | 3500 | 0 | 0 | 0 | 2011 | 1.0975 | COOK_BRL-Food Preparation-ILTRM-v4.0-2 | COOK_BRL-Food Preparation-ILTRM-v4.0-2 | COOK_BRL-Food Preparation-ILTRM-v4.0-2 | 1 | unit | 6.6605e-06 | Commercial_Lodging (WA)_New_Food Preparation_Broiler_Infrared Burners
Commercial_Lodging (WA)_New_Food Preparation_Natural Gas_Broiler_E3 | Commercial | Lodging (WA) | New | Food Preparation | Natural Gas | Broiler | E3 |  | 0% | 0% | 0% | 0 | 0 | 0 | 0 | 0 | 0 | 0 | 0 | 0% | 0 | 0 | 0% | Normal | 0% | 0 | 0 | 0 | [17 empty] | Commercial_Lodging (WA)_New_Food Preparation_Broiler_
Commercial_Lodging (WA)_New_Food Preparation_Natural Gas_Broiler_E4 | Commercial | Lodging (WA) | New | Food Preparation | Natural Gas | Broiler | E4 |  | 0% | 0% | 0% | 0 | 0 | 0 | 0 | 0 | 0 | 0 | 0 | 0% | 0 | 0 | 0% | Normal | 0% | 0 | 0 | 0 | [17 empty] | Commercial_Lodging (WA)_New_Food Preparation_Broiler_
Commercial_Lodging (WA)_New_Food Preparation_Natural Gas_Broiler_E5 | Commercial | Lodging (WA) | New | Food Preparation | Natural Gas | Broiler | E5 |  | 0% | 0% | 0% | 0 | 0 | 0 | 0 | 0 | 0 | 0 | 0 | 0% | 0 | 0 | 0% | Normal | 0% | 0 | 0 | 0 | [17 empty] | Commercial_Lodging (WA)_New_Food Preparation_Broiler_
Commercial_Lodging (WA)_New_Food Preparation_Natural Gas_Broiler_E6 | Commercial | Lodging (WA) | New | Food Preparation | Natural Gas | Broiler | E6 |  | 0% | 0% | 0% | 0 | 0 | 0 | 0 | 0 | 0 | 0 | 0 | 0% | 0 | 0 | 0% | Normal | 0% | 0 | 0 | 0 | [17 empty] | Commercial_Lodging (WA)_New_Food Preparation_Broiler_
Commercial_Lodging (WA)_New_Food Preparation_Natural Gas_Broiler_E7 | Commercial | Lodging (WA) | New | Food Preparation | Natural Gas | Broiler | E7 |  | 0% | 0% | 0% | 0 | 0 | 0 | 0 | 0 | 0 | 0 | 0 | 0% | 0 | 0 | 0% | Normal | 0% | 0 | 0 | 0 | [17 empty] | Commercial_Lodging (WA)_New_Food Preparation_Broiler_
Commercial_Lodging (WA)_New_Food Preparation_Natural Gas_Broiler_E8 | Commercial | Lodging (WA) | New | Food Preparation | Natural Gas | Broiler | E8 |  | 0% | 0% | 0% | 0 | 0 | 0 | 0 | 0 | 0 | 0 | 0 | 0% | 0 | 0 | 0% | Normal | 0% | 0 | 0 | 0 | [17 empty] | Commercial_Lodging (WA)_New_Food Preparation_Broiler_
Commercial_Lodging (WA)_New_Food Preparation_Natural Gas_Broiler_E9 | Commercial | Lodging (WA) | New | Food Preparation | Natural Gas | Broiler | E9 |  | 0% | 0% | 0% | 0 | 0 | 0 | 0 | 0 | 0 | 0 | 0 | 0% | 0 | 0 | 0% | Normal | 0% | 0 | 0 | 0 | [17 empty] | Commercial_Lodging (WA)_New_Food Preparation_Broiler_
Commercial_Lodging (WA)_New_Food Preparation_Natural Gas_Broiler_E10 | Commercial | Lodging (WA) | New | Food Preparation | Natural Gas | Broiler | E10 |  | 0% | 0% | 0% | 0 | 0 | 0 | 0 | 0 | 0 | 0 | 0 | 0% | 0 | 0 | 0% | Normal | 0% | 0 | 0 | 0 | [17 empty] | Commercial_Lodging (WA)_New_Food Preparation_Broiler_
Commercial_Lodging (WA)_New_Food Preparation_Natural Gas_Griddle_E1 | Commercial | Lodging (WA) | New | Food Preparation | Natural Gas | Griddle | E1 | Standard | 100% | 0% | 0% | 0.0905 | 0 | 0 | 0 | 8 | 16 | 2019 | 2045 | 100% | 0 | 0 | 0% | Normal | 0% | 0.079056 | 0 | 0 | 1 unit | 55000 | 0 | 1.6571e-05 | 1213.5601 | 5150 | 0 | 0 | 0 | 2013 | 1.0605 | COOK_GRD-Food Preparation-ILTRM-v5.0-1 | COOK_GRD-Food Preparation-EIA14-2014 Ref. Case-5 | COOK_GRD-Food Preparation-ILTRM-v5.0-1 | 1 | unit | 1.6571e-05 | Commercial_Lodging (WA)_New_Food Preparation_Griddle_Standard
Commercial_Lodging (WA)_New_Food Preparation_Natural Gas_Griddle_E2 | Commercial | Lodging (WA) | New | Food Preparation | Natural Gas | Griddle | E2 | ENERGY STAR | 87.77% | 0% | 0% | 0.096826 | 0 | 0 | 0 | 8 | 16 | 2019 | 2045 | 100% | 0 | 0 | 0% | Normal | 0% | 0.069388 | 0 | 0 | 1 unit | 55000 | 0 | 1.6571e-05 | 1065.1506 | 5510 | 0 | 0 | 0 | 2013 | 1.0605 | COOK_GRD-Food Preparation-ILTRM-v5.0-1 | COOK_GRD-Food Preparation-EIA14-2014 Ref. Case-5 | COOK_GRD-Food Preparation-ILTRM-v5.0-1 | 1 | unit | 1.6571e-05 | Commercial_Lodging (WA)_New_Food Preparation_Griddle_ENERGY STAR
Commercial_Lodging (WA)_New_Food Preparation_Natural Gas_Griddle_E3 | Commercial | Lodging (WA) | New | Food Preparation | Natural Gas | Griddle | E3 |  | 0% | 0% | 0% | 0 | 0 | 0 | 0 | 0 | 0 | 0 | 0 | 0% | 0 | 0 | 0% | Normal | 0% | 0 | 0 | 0 | [17 empty] | Commercial_Lodging (WA)_New_Food Preparation_Griddle_
Commercial_Lodging (WA)_New_Food Preparation_Natural Gas_Griddle_E4 | Commercial | Lodging (WA) | New | Food Preparation | Natural Gas | Griddle | E4 |  | 0% | 0% | 0% | 0 | 0 | 0 | 0 | 0 | 0 | 0 | 0 | 0% | 0 | 0 | 0% | Normal | 0% | 0 | 0 | 0 | [17 empty] | Commercial_Lodging (WA)_New_Food Preparation_Griddle_
Commercial_Lodging (WA)_New_Food Preparation_Natural Gas_Griddle_E5 | Commercial | Lodging (WA) | New | Food Preparation | Natural Gas | Griddle | E5 |  | 0% | 0% | 0% | 0 | 0 | 0 | 0 | 0 | 0 | 0 | 0 | 0% | 0 | 0 | 0% | Normal | 0% | 0 | 0 | 0 | [17 empty] | Commercial_Lodging (WA)_New_Food Preparation_Griddle_
Commercial_Lodging (WA)_New_Food Preparation_Natural Gas_Griddle_E6 | Commercial | Lodging (WA) | New | Food Preparation | Natural Gas | Griddle | E6 |  | 0% | 0% | 0% | 0 | 0 | 0 | 0 | 0 | 0 | 0 | 0 | 0% | 0 | 0 | 0% | Normal | 0% | 0 | 0 | 0 | [17 empty] | Commercial_Lodging (WA)_New_Food Preparation_Griddle_
Commercial_Lodging (WA)_New_Food Preparation_Natural Gas_Griddle_E7 | Commercial | Lodging (WA) | New | Food Preparation | Natural Gas | Griddle | E7 |  | 0% | 0% | 0% | 0 | 0 | 0 | 0 | 0 | 0 | 0 | 0 | 0% | 0 | 0 | 0% | Normal | 0% | 0 | 0 | 0 | [17 empty] | Commercial_Lodging (WA)_New_Food Preparation_Griddle_
Commercial_Lodging (WA)_New_Food Preparation_Natural Gas_Griddle_E8 | Commercial | Lodging (WA) | New | Food Preparation | Natural Gas | Griddle | E8 |  | 0% | 0% | 0% | 0 | 0 | 0 | 0 | 0 | 0 | 0 | 0 | 0% | 0 | 0 | 0% | Normal | 0% | 0 | 0 | 0 | [17 empty] | Commercial_Lodging (WA)_New_Food Preparation_Griddle_
Commercial_Lodging (WA)_New_Food Preparation_Natural Gas_Griddle_E9 | Commercial | Lodging (WA) | New | Food Preparation | Natural Gas | Griddle | E9 |  | 0% | 0% | 0% | 0 | 0 | 0 | 0 | 0 | 0 | 0 | 0 | 0% | 0 | 0 | 0% | Normal | 0% | 0 | 0 | 0 | [17 empty] | Commercial_Lodging (WA)_New_Food Preparation_Griddle_
Commercial_Lodging (WA)_New_Food Preparation_Natural Gas_Griddle_E10 | Commercial | Lodging (WA) | New | Food Preparation | Natural Gas | Griddle | E10 |  | 0% | 0% | 0% | 0 | 0 | 0 | 0 | 0 | 0 | 0 | 0 | 0% | 0 | 0 | 0% | Normal | 0% | 0 | 0 | 0 | [17 empty] | Commercial_Lodging (WA)_New_Food Preparation_Griddle_
Commercial_Lodging (WA)_New_Food Preparation_Natural Gas_Range_E1 | Commercial | Lodging (WA) | New | Food Preparation | Natural Gas | Range | E1 | Standard | 100% | 0% | 0% | 0.0014229 | 0 | 0 | 0 | 8 | 12 | 2019 | 2045 | 100% | 0 | 0 | 0% | Normal | 0% | 0.10685 | 0 | 0 | 1 unit | 55000 | 0 | 2.8229e-07 | 1470 | 4500 | 0 | 0 | 0 | 2010 | 1.1201 | COOK_OVN-Food Preparation-AEO17-1 | Estimate | DOE Commercial R&D 2016 - Table 2-12 | 1 | unit | 2.8229e-07 | Commercial_Lodging (WA)_New_Food Preparation_Range_Standard
Commercial_Lodging (WA)_New_Food Preparation_Natural Gas_Range_E2 | Commercial | Lodging (WA) | New | Food Preparation | Natural Gas | Range | E2 | High Efficiency | 50% | 0% | 0% | 0.0015494 | 0 | 0 | 0 | 8 | 12 | 2019 | 2045 | 100% | 0 | 0 | 0% | Normal | 0% | 0.053427 | 0 | 0 | 1 unit | 55000 | 0 | 2.8229e-07 | 735 | 4900 | 0 | 0 | 0 | 2010 | 1.1201 | COOK_OVN-Food Preparation-AEO17-1 | DOE Commercial R&D 2016 - Table 2-10 | DOE Commercial R&D 2016 - Table 2-18 | 1 | unit | 2.8229e-07 | Commercial_Lodging (WA)_New_Food Preparation_Range_High Efficiency
Commercial_Lodging (WA)_New_Food Preparation_Natural Gas_Range_E3 | Commercial | Lodging (WA) | New | Food Preparation | Natural Gas | Range | E3 |  | 0% | 0% | 0% | 0 | 0 | 0 | 0 | 0 | 0 | 0 | 0 | 0% | 0 | 0 | 0% | Normal | 0% | 0 | 0 | 0 | [17 empty] | Commercial_Lodging (WA)_New_Food Preparation_Range_
Commercial_Lodging (WA)_New_Food Preparation_Natural Gas_Range_E4 | Commercial | Lodging (WA) | New | Food Preparation | Natural Gas | Range | E4 |  | 0% | 0% | 0% | 0 | 0 | 0 | 0 | 0 | 0 | 0 | 0 | 0% | 0 | 0 | 0% | Normal | 0% | 0 | 0 | 0 | [17 empty] | Commercial_Lodging (WA)_New_Food Preparation_Range_
Commercial_Lodging (WA)_New_Food Preparation_Natural Gas_Range_E5 | Commercial | Lodging (WA) | New | Food Preparation | Natural Gas | Range | E5 |  | 0% | 0% | 0% | 0 | 0 | 0 | 0 | 0 | 0 | 0 | 0 | 0% | 0 | 0 | 0% | Normal | 0% | 0 | 0 | 0 | [17 empty] | Commercial_Lodging (WA)_New_Food Preparation_Range_
Commercial_Lodging (WA)_New_Food Preparation_Natural Gas_Range_E6 | Commercial | Lodging (WA) | New | Food Preparation | Natural Gas | Range | E6 |  | 0% | 0% | 0% | 0 | 0 | 0 | 0 | 0 | 0 | 0 | 0 | 0% | 0 | 0 | 0% | Normal | 0% | 0 | 0 | 0 | [17 empty] | Commercial_Lodging (WA)_New_Food Preparation_Range_
Commercial_Lodging (WA)_New_Food Preparation_Natural Gas_Range_E7 | Commercial | Lodging (WA) | New | Food Preparation | Natural Gas | Range | E7 |  | 0% | 0% | 0% | 0 | 0 | 0 | 0 | 0 | 0 | 0 | 0 | 0% | 0 | 0 | 0% | Normal | 0% | 0 | 0 | 0 | [17 empty] | Commercial_Lodging (WA)_New_Food Preparation_Range_
Commercial_Lodging (WA)_New_Food Preparation_Natural Gas_Range_E8 | Commercial | Lodging (WA) | New | Food Preparation | Natural Gas | Range | E8 |  | 0% | 0% | 0% | 0 | 0 | 0 | 0 | 0 | 0 | 0 | 0 | 0% | 0 | 0 | 0% | Normal | 0% | 0 | 0 | 0 | [17 empty] | Commercial_Lodging (WA)_New_Food Preparation_Range_
Commercial_Lodging (WA)_New_Food Preparation_Natural Gas_Range_E9 | Commercial | Lodging (WA) | New | Food Preparation | Natural Gas | Range | E9 |  | 0% | 0% | 0% | 0 | 0 | 0 | 0 | 0 | 0 | 0 | 0 | 0% | 0 | 0 | 0% | Normal | 0% | 0 | 0 | 0 | [17 empty] | Commercial_Lodging (WA)_New_Food Preparation_Range_
Commercial_Lodging (WA)_New_Food Preparation_Natural Gas_Range_E10 | Commercial | Lodging (WA) | New | Food Preparation | Natural Gas | Range | E10 |  | 0% | 0% | 0% | 0 | 0 | 0 | 0 | 0 | 0 | 0 | 0 | 0% | 0 | 0 | 0% | Normal | 0% | 0 | 0 | 0 | [17 empty] | Commercial_Lodging (WA)_New_Food Preparation_Range_
Commercial_Lodging (WA)_New_Food Preparation_Natural Gas_Steamer_E1 | Commercial | Lodging (WA) | New | Food Preparation | Natural Gas | Steamer | E1 | Standard | 100% | 0% | 0% | 0.0064677 | 0 | 0 | 0 | 8 | 16 | 2019 | 2045 | 100% | 0 | 0 | 0% | Normal | 0% | 0.14647 | 0 | 0 | 1 unit | 55000 | 0 | 4.5817e-07 | 1241.5036 | 13100 | 0 | 0 | 0 | 2012 | 1.0776 | COOK_STM-Food Preparation-ILTRM-v4.0-32 | DOE Commercial R&D 2016 - Table 2-10 | COOK_STM-Food Preparation-ILTRM-v4.0-32 | 1 | unit | 4.5817e-07 | Commercial_Lodging (WA)_New_Food Preparation_Steamer_Standard
Commercial_Lodging (WA)_New_Food Preparation_Natural Gas_Steamer_E2 | Commercial | Lodging (WA) | New | Food Preparation | Natural Gas | Steamer | E2 | ENERGY STAR | 18.87% | 0% | 0% | 0.0069604 | 0 | -1.2984e-06 | 0 | 8 | 16 | 2019 | 2045 | 100% | 0 | 0 | 0% | Normal | 0% | 0.027635 | 0 | 0 | 1 unit | 55000 | 0 | 4.5817e-07 | 234.2394 | 14098 | 0 | -2.6298 | 0 | 2012 | 1.0776 | COOK_STM-Food Preparation-ILTRM-v4.0-32 | COOK_STM-Food Preparation-ILTRM-v4.0-32 | COOK_STM-Food Preparation-ILTRM-v4.0-32 | 1 | unit | 4.5817e-07 | Commercial_Lodging (WA)_New_Food Preparation_Steamer_ENERGY STAR
Commercial_Lodging (WA)_New_Food Preparation_Natural Gas_Steamer_E3 | Commercial | Lodging (WA) | New | Food Preparation | Natural Gas | Steamer | E3 |  | 0% | 0% | 0% | 0 | 0 | 0 | 0 | 0 | 0 | 0 | 0 | 0% | 0 | 0 | 0% | Normal | 0% | 0 | 0 | 0 | [17 empty] | Commercial_Lodging (WA)_New_Food Preparation_Steamer_
Commercial_Lodging (WA)_New_Food Preparation_Natural Gas_Steamer_E4 | Commercial | Lodging (WA) | New | Food Preparation | Natural Gas | Steamer | E4 |  | 0% | 0% | 0% | 0 | 0 | 0 | 0 | 0 | 0 | 0 | 0 | 0% | 0 | 0 | 0% | Normal | 0% | 0 | 0 | 0 | [17 empty] | Commercial_Lodging (WA)_New_Food Preparation_Steamer_
Commercial_Lodging (WA)_New_Food Preparation_Natural Gas_Steamer_E5 | Commercial | Lodging (WA) | New | Food Preparation | Natural Gas | Steamer | E5 |  | 0% | 0% | 0% | 0 | 0 | 0 | 0 | 0 | 0 | 0 | 0 | 0% | 0 | 0 | 0% | Normal | 0% | 0 | 0 | 0 | [17 empty] | Commercial_Lodging (WA)_New_Food Preparation_Steamer_
Commercial_Lodging (WA)_New_Food Preparation_Natural Gas_Steamer_E6 | Commercial | Lodging (WA) | New | Food Preparation | Natural Gas | Steamer | E6 |  | 0% | 0% | 0% | 0 | 0 | 0 | 0 | 0 | 0 | 0 | 0 | 0% | 0 | 0 | 0% | Normal | 0% | 0 | 0 | 0 | [17 empty] | Commercial_Lodging (WA)_New_Food Preparation_Steamer_
Commercial_Lodging (WA)_New_Food Preparation_Natural Gas_Steamer_E7 | Commercial | Lodging (WA) | New | Food Preparation | Natural Gas | Steamer | E7 |  | 0% | 0% | 0% | 0 | 0 | 0 | 0 | 0 | 0 | 0 | 0 | 0% | 0 | 0 | 0% | Normal | 0% | 0 | 0 | 0 | [17 empty] | Commercial_Lodging (WA)_New_Food Preparation_Steamer_
Commercial_Lodging (WA)_New_Food Preparation_Natural Gas_Steamer_E8 | Commercial | Lodging (WA) | New | Food Preparation | Natural Gas | Steamer | E8 |  | 0% | 0% | 0% | 0 | 0 | 0 | 0 | 0 | 0 | 0 | 0 | 0% | 0 | 0 | 0% | Normal | 0% | 0 | 0 | 0 | [17 empty] | Commercial_Lodging (WA)_New_Food Preparation_Steamer_
Commercial_Lodging (WA)_New_Food Preparation_Natural Gas_Steamer_E9 | Commercial | Lodging (WA) | New | Food Preparation | Natural Gas | Steamer | E9 |  | 0% | 0% | 0% | 0 | 0 | 0 | 0 | 0 | 0 | 0 | 0 | 0% | 0 | 0 | 0% | Normal | 0% | 0 | 0 | 0 | [17 empty] | Commercial_Lodging (WA)_New_Food Preparation_Steamer_
Commercial_Lodging (WA)_New_Food Preparation_Natural Gas_Steamer_E10 | Commercial | Lodging (WA) | New | Food Preparation | Natural Gas | Steamer | E10 |  | 0% | 0% | 0% | 0 | 0 | 0 | 0 | 0 | 0 | 0 | 0 | 0% | 0 | 0 | 0% | Normal | 0% | 0 | 0 | 0 | [17 empty] | Commercial_Lodging (WA)_New_Food Preparation_Steamer_
Commercial_Lodging (WA)_New_Food Preparation_Natural Gas_Food Prep Other_E1 | Commercial | Lodging (WA) | New | Food Preparation | Natural Gas | Food Prep Other | E1 | Standard | 100% | 0% | 0% | 0.026682 | 0 | 0 | 0 | 8 | 12 | 2019 | 2045 | 100% | 0 | 0 | 0% | Normal | 0% | 0.0339 | 0 | 0 | 1 unit | 55000 | 0 | 2.382e-05 | 1423.18 | 1000 | 0 | 0 | 0 | 2010 | 1.1201 | Default | Default | Default | 1 | unit | 2.382e-05 | Commercial_Lodging (WA)_New_Food Preparation_Food Prep Other_Standard
Commercial_Lodging (WA)_New_Food Preparation_Natural Gas_Food Prep Other_E2 | Commercial | Lodging (WA) | New | Food Preparation | Natural Gas | Food Prep Other | E2 | ENERGY STAR | 72.07% | 0% | 0% | 0.048913 | 0 | 0 | 0 | 8 | 12 | 2019 | 2045 | 100% | 0 | 0 | 0% | Normal | 0% | 0.024431 | 0 | 0 | 1 unit | 55000 | 0 | 2.382e-05 | 1025.646 | 1833.1988 | 0 | 0 | 0 | 2010 | 1.1201 | N/A | N/A | N/A | 1 | unit | 2.382e-05 | Commercial_Lodging (WA)_New_Food Preparation_Food Prep Other_ENERGY STAR
Commercial_Lodging (WA)_New_Food Preparation_Natural Gas_Food Prep Other_E3 | Commercial | Lodging (WA) | New | Food Preparation | Natural Gas | Food Prep Other | E3 |  | 0% | 0% | 0% | 0 | 0 | 0 | 0 | 0 | 0 | 0 | 0 | 0% | 0 | 0 | 0% | Normal | 0% | 0 | 0 | 0 | [17 empty] | Commercial_Lodging (WA)_New_Food Preparation_Food Prep Other_
Commercial_Lodging (WA)_New_Food Preparation_Natural Gas_Food Prep Other_E4 | Commercial | Lodging (WA) | New | Food Preparation | Natural Gas | Food Prep Other | E4 |  | 0% | 0% | 0% | 0 | 0 | 0 | 0 | 0 | 0 | 0 | 0 | 0% | 0 | 0 | 0% | Normal | 0% | 0 | 0 | 0 | [17 empty] | Commercial_Lodging (WA)_New_Food Preparation_Food Prep Other_
Commercial_Lodging (WA)_New_Food Preparation_Natural Gas_Food Prep Other_E5 | Commercial | Lodging (WA) | New | Food Preparation | Natural Gas | Food Prep Other | E5 |  | 0% | 0% | 0% | 0 | 0 | 0 | 0 | 0 | 0 | 0 | 0 | 0% | 0 | 0 | 0% | Normal | 0% | 0 | 0 | 0 | [17 empty] | Commercial_Lodging (WA)_New_Food Preparation_Food Prep Other_
Commercial_Lodging (WA)_New_Food Preparation_Natural Gas_Food Prep Other_E6 | Commercial | Lodging (WA) | New | Food Preparation | Natural Gas | Food Prep Other | E6 |  | 0% | 0% | 0% | 0 | 0 | 0 | 0 | 0 | 0 | 0 | 0 | 0% | 0 | 0 | 0% | Normal | 0% | 0 | 0 | 0 | [17 empty] | Commercial_Lodging (WA)_New_Food Preparation_Food Prep Other_
Commercial_Lodging (WA)_New_Food Preparation_Natural Gas_Food Prep Other_E7 | Commercial | Lodging (WA) | New | Food Preparation | Natural Gas | Food Prep Other | E7 |  | 0% | 0% | 0% | 0 | 0 | 0 | 0 | 0 | 0 | 0 | 0 | 0% | 0 | 0 | 0% | Normal | 0% | 0 | 0 | 0 | [17 empty] | Commercial_Lodging (WA)_New_Food Preparation_Food Prep Other_
Commercial_Lodging (WA)_New_Food Preparation_Natural Gas_Food Prep Other_E8 | Commercial | Lodging (WA) | New | Food Preparation | Natural Gas | Food Prep Other | E8 |  | 0% | 0% | 0% | 0 | 0 | 0 | 0 | 0 | 0 | 0 | 0 | 0% | 0 | 0 | 0% | Normal | 0% | 0 | 0 | 0 | [17 empty] | Commercial_Lodging (WA)_New_Food Preparation_Food Prep Other_
Commercial_Lodging (WA)_New_Food Preparation_Natural Gas_Food Prep Other_E9 | Commercial | Lodging (WA) | New | Food Preparation | Natural Gas | Food Prep Other | E9 |  | 0% | 0% | 0% | 0 | 0 | 0 | 0 | 0 | 0 | 0 | 0 | 0% | 0 | 0 | 0% | Normal | 0% | 0 | 0 | 0 | [17 empty] | Commercial_Lodging (WA)_New_Food Preparation_Food Prep Other_
Commercial_Lodging (WA)_New_Food Preparation_Natural Gas_Food Prep Other_E10 | Commercial | Lodging (WA) | New | Food Preparation | Natural Gas | Food Prep Other | E10 |  | 0% | 0% | 0% | 0 | 0 | 0 | 0 | 0 | 0 | 0 | 0 | 0% | 0 | 0 | 0% | Normal | 0% | 0 | 0 | 0 | [17 empty] | Commercial_Lodging (WA)_New_Food Preparation_Food Prep Other_
Commercial_Lodging (WA)_New_Miscellaneous_Natural Gas_Pool Heater_E1 | Commercial | Lodging (WA) | New | Miscellaneous | Natural Gas | Pool Heater | E1 | Standard (EF .82) | 100% | 0% | 0% | 0.00070321 | 0 | 0 | 0 | 4 | 8 | 2019 | 2045 | 100% | 0 | 0 | 0% | Normal | 0% | 0.0056436 | 0 | 0 | 1 unit | 55000 | 0 | 3.739e-08 | 14890 | 18052 | 0 | 0 | 0 | 2014 | 1.0418 | DOE Commercial R&D 2016 - Table 7-6 | DOE Commercial R&D 2016 - Table 7-7 | DOE Commercial R&D 2016 - Table 7-8 | 1 | unit | 3.739e-08 | Commercial_Lodging (WA)_New_Miscellaneous_Pool Heater_Standard (EF .82)
Commercial_Lodging (WA)_New_Miscellaneous_Natural Gas_Pool Heater_E2 | Commercial | Lodging (WA) | New | Miscellaneous | Natural Gas | Pool Heater | E2 | Condensing (EF .90) | 85% | 0% | 0% | 0.0011514 | 0 | 0 | 0 | 4 | 8 | 2019 | 2045 | 100% | 0 | 0 | 0% | Normal | 0% | 0.0047971 | 0 | 0 | 1 unit | 55000 | 0 | 3.739e-08 | 12656.5 | 29558 | 0 | 0 | 0 | 2014 | 1.0418 | DOE Commercial R&D 2016 - Table 7-6 | DOE Commercial R&D 2016 - Table 7-7 | DOE Commercial R&D 2016 - Table 7-9 | 1 | unit | 3.739e-08 | Commercial_Lodging (WA)_New_Miscellaneous_Pool Heater_Condensing (EF .90)
Commercial_Lodging (WA)_New_Miscellaneous_Natural Gas_Pool Heater_E3 | Commercial | Lodging (WA) | New | Miscellaneous | Natural Gas | Pool Heater | E3 |  | 0% | 0% | 0% | 0 | 0 | 0 | 0 | 0 | 0 | 0 | 0 | 0% | 0 | 0 | 0% | Normal | 0% | 0 | 0 | 0 | [17 empty] | Commercial_Lodging (WA)_New_Miscellaneous_Pool Heater_
Commercial_Lodging (WA)_New_Miscellaneous_Natural Gas_Pool Heater_E4 | Commercial | Lodging (WA) | New | Miscellaneous | Natural Gas | Pool Heater | E4 |  | 0% | 0% | 0% | 0 | 0 | 0 | 0 | 0 | 0 | 0 | 0 | 0% | 0 | 0 | 0% | Normal | 0% | 0 | 0 | 0 | [17 empty] | Commercial_Lodging (WA)_New_Miscellaneous_Pool Heater_
Commercial_Lodging (WA)_New_Miscellaneous_Natural Gas_Pool Heater_E5 | Commercial | Lodging (WA) | New | Miscellaneous | Natural Gas | Pool Heater | E5 |  | 0% | 0% | 0% | 0 | 0 | 0 | 0 | 0 | 0 | 0 | 0 | 0% | 0 | 0 | 0% | Normal | 0% | 0 | 0 | 0 | [17 empty] | Commercial_Lodging (WA)_New_Miscellaneous_Pool Heater_
Commercial_Lodging (WA)_New_Miscellaneous_Natural Gas_Pool Heater_E6 | Commercial | Lodging (WA) | New | Miscellaneous | Natural Gas | Pool Heater | E6 |  | 0% | 0% | 0% | 0 | 0 | 0 | 0 | 0 | 0 | 0 | 0 | 0% | 0 | 0 | 0% | Normal | 0% | 0 | 0 | 0 | [17 empty] | Commercial_Lodging (WA)_New_Miscellaneous_Pool Heater_
Commercial_Lodging (WA)_New_Miscellaneous_Natural Gas_Pool Heater_E7 | Commercial | Lodging (WA) | New | Miscellaneous | Natural Gas | Pool Heater | E7 |  | 0% | 0% | 0% | 0 | 0 | 0 | 0 | 0 | 0 | 0 | 0 | 0% | 0 | 0 | 0% | Normal | 0% | 0 | 0 | 0 | [17 empty] | Commercial_Lodging (WA)_New_Miscellaneous_Pool Heater_
Commercial_Lodging (WA)_New_Miscellaneous_Natural Gas_Pool Heater_E8 | Commercial | Lodging (WA) | New | Miscellaneous | Natural Gas | Pool Heater | E8 |  | 0% | 0% | 0% | 0 | 0 | 0 | 0 | 0 | 0 | 0 | 0 | 0% | 0 | 0 | 0% | Normal | 0% | 0 | 0 | 0 | [17 empty] | Commercial_Lodging (WA)_New_Miscellaneous_Pool Heater_
Commercial_Lodging (WA)_New_Miscellaneous_Natural Gas_Pool Heater_E9 | Commercial | Lodging (WA) | New | Miscellaneous | Natural Gas | Pool Heater | E9 |  | 0% | 0% | 0% | 0 | 0 | 0 | 0 | 0 | 0 | 0 | 0 | 0% | 0 | 0 | 0% | Normal | 0% | 0 | 0 | 0 | [17 empty] | Commercial_Lodging (WA)_New_Miscellaneous_Pool Heater_
Commercial_Lodging (WA)_New_Miscellaneous_Natural Gas_Pool Heater_E10 | Commercial | Lodging (WA) | New | Miscellaneous | Natural Gas | Pool Heater | E10 |  | 0% | 0% | 0% | 0 | 0 | 0 | 0 | 0 | 0 | 0 | 0 | 0% | 0 | 0 | 0% | Normal | 0% | 0 | 0 | 0 | [17 empty] | Commercial_Lodging (WA)_New_Miscellaneous_Pool Heater_
Commercial_Lodging (WA)_New_Miscellaneous_Natural Gas_Miscellaneous_E1 | Commercial | Lodging (WA) | New | Miscellaneous | Natural Gas | Miscellaneous | E1 | Standard | 100% | 0% | 0% | 1.0174 | 0 | 0 | 0 | 2 | 8 | 2019 | 2045 | 100% | 0 | 0 | 0% | Normal | 0% | 0.021446 | 0 | 0 | 1 unit | 55000 | 0 | 1 | 1 | 1 | 0 | 0 | 0 | 2016 | 1.0174 | N/A | N/A | N/A | 1 | unit | 1 | Commercial_Lodging (WA)_New_Miscellaneous_Miscellaneous_Standard
Commercial_Lodging (WA)_New_Miscellaneous_Natural Gas_Miscellaneous_E2 | Commercial | Lodging (WA) | New | Miscellaneous | Natural Gas | Miscellaneous | E2 |  | 0% | 0% | 0% | 0 | 0 | 0 | 0 | 0 | 0 | 0 | 0 | 0% | 0 | 0 | 0% | Normal | 0% | 0 | 0 | 0 | [17 empty] | Commercial_Lodging (WA)_New_Miscellaneous_Miscellaneous_
Commercial_Lodging (WA)_New_Miscellaneous_Natural Gas_Miscellaneous_E3 | Commercial | Lodging (WA) | New | Miscellaneous | Natural Gas | Miscellaneous | E3 |  | 0% | 0% | 0% | 0 | 0 | 0 | 0 | 0 | 0 | 0 | 0 | 0% | 0 | 0 | 0% | Normal | 0% | 0 | 0 | 0 | [17 empty] | Commercial_Lodging (WA)_New_Miscellaneous_Miscellaneous_
Commercial_Lodging (WA)_New_Miscellaneous_Natural Gas_Miscellaneous_E4 | Commercial | Lodging (WA) | New | Miscellaneous | Natural Gas | Miscellaneous | E4 |  | 0% | 0% | 0% | 0 | 0 | 0 | 0 | 0 | 0 | 0 | 0 | 0% | 0 | 0 | 0% | Normal | 0% | 0 | 0 | 0 | [17 empty] | Commercial_Lodging (WA)_New_Miscellaneous_Miscellaneous_
Commercial_Lodging (WA)_New_Miscellaneous_Natural Gas_Miscellaneous_E5 | Commercial | Lodging (WA) | New | Miscellaneous | Natural Gas | Miscellaneous | E5 |  | 0% | 0% | 0% | 0 | 0 | 0 | 0 | 0 | 0 | 0 | 0 | 0% | 0 | 0 | 0% | Normal | 0% | 0 | 0 | 0 | [17 empty] | Commercial_Lodging (WA)_New_Miscellaneous_Miscellaneous_
Commercial_Lodging (WA)_New_Miscellaneous_Natural Gas_Miscellaneous_E6 | Commercial | Lodging (WA) | New | Miscellaneous | Natural Gas | Miscellaneous | E6 |  | 0% | 0% | 0% | 0 | 0 | 0 | 0 | 0 | 0 | 0 | 0 | 0% | 0 | 0 | 0% | Normal | 0% | 0 | 0 | 0 | [17 empty] | Commercial_Lodging (WA)_New_Miscellaneous_Miscellaneous_
Commercial_Lodging (WA)_New_Miscellaneous_Natural Gas_Miscellaneous_E7 | Commercial | Lodging (WA) | New | Miscellaneous | Natural Gas | Miscellaneous | E7 |  | 0% | 0% | 0% | 0 | 0 | 0 | 0 | 0 | 0 | 0 | 0 | 0% | 0 | 0 | 0% | Normal | 0% | 0 | 0 | 0 | [17 empty] | Commercial_Lodging (WA)_New_Miscellaneous_Miscellaneous_
Commercial_Lodging (WA)_New_Miscellaneous_Natural Gas_Miscellaneous_E8 | Commercial | Lodging (WA) | New | Miscellaneous | Natural Gas | Miscellaneous | E8 |  | 0% | 0% | 0% | 0 | 0 | 0 | 0 | 0 | 0 | 0 | 0 | 0% | 0 | 0 | 0% | Normal | 0% | 0 | 0 | 0 | [17 empty] | Commercial_Lodging (WA)_New_Miscellaneous_Miscellaneous_
Commercial_Lodging (WA)_New_Miscellaneous_Natural Gas_Miscellaneous_E9 | Commercial | Lodging (WA) | New | Miscellaneous | Natural Gas | Miscellaneous | E9 |  | 0% | 0% | 0% | 0 | 0 | 0 | 0 | 0 | 0 | 0 | 0 | 0% | 0 | 0 | 0% | Normal | 0% | 0 | 0 | 0 | [17 empty] | Commercial_Lodging (WA)_New_Miscellaneous_Miscellaneous_
Commercial_Lodging (WA)_New_Miscellaneous_Natural Gas_Miscellaneous_E10 | Commercial | Lodging (WA) | New | Miscellaneous | Natural Gas | Miscellaneous | E10 |  | 0% | 0% | 0% | 0 | 0 | 0 | 0 | 0 | 0 | 0 | 0 | 0% | 0 | 0 | 0% | Normal | 0% | 0 | 0 | 0 | [17 empty] | Commercial_Lodging (WA)_New_Miscellaneous_Miscellaneous_
Commercial_Warehouse (WA)_Existing_Space Heating_Natural Gas_Furnace_E1 | Commercial | Warehouse (WA) | Existing | Space Heating | Natural Gas | Furnace | E1 | AFUE 80% (Standard) | 100% | 0% | 0% | 0.21602 | 0 | 0.020361 | 0 | 10 | 20 | 2019 | 2045 | 100% | 0 | 0 | 0% | Normal | 0% | 0.6616 | 0 | 0 | 400 kBtu/hr | 100000 | 0 | 6e-05 | 27.5665 | 3395 | 0 | 320 | 0 | 2013 | 1.0605 | GFURN-Heating-EIA14-2014 Ref. Case-2 | GFURN-Heating-EIA14-2014 Ref. Case-2 | AEG BEST | 400 | kBtu/hr | 0.024 | Commercial_Warehouse (WA)_Existing_Space Heating_Furnace_AFUE 80% (Standard)
Commercial_Warehouse (WA)_Existing_Space Heating_Natural Gas_Furnace_E2 | Commercial | Warehouse (WA) | Existing | Space Heating | Natural Gas | Furnace | E2 | AFUE 90% | 88.89% | 0% | 0% | 0.26247 | 0 | 0.059175 | 0 | 10 | 20 | 2019 | 2045 | 100% | 0 | 0 | 0% | Normal | 0% | 0.58809 | 0 | 0 | 400 kBtu/hr | 100000 | 0 | 6e-05 | 24.5036 | 4125 | 0 | 930 | 0 | 2013 | 1.0605 | GFURN-Heating-EIA14-2014 Ref. Case-3 | GFURN-Heating-EIA14-2014 Ref. Case-3 | AEG BEST | 400 | kBtu/hr | 0.024 | Commercial_Warehouse (WA)_Existing_Space Heating_Furnace_AFUE 90%
Commercial_Warehouse (WA)_Existing_Space Heating_Natural Gas_Furnace_E3 | Commercial | Warehouse (WA) | Existing | Space Heating | Natural Gas | Furnace | E3 | AFUE 96% | 83.33% | 0% | 0% | 0.50723 | 0 | 0 | 0 | 10 | 20 | 2019 | 2045 | 100% | 0 | 0 | 0% | Normal | 0% | 0.55133 | 0 | 0 | 150 kBtu/hr | 100000 | 0 | 0.00016 | 22.9721 | 3042.9057 | 0 | 0 | 0 | 2014 | 1.0418 | GFURN-Heating-EIA14-2014 Ref. Case-3 | GFURN-Heating-ILTRM-v5.0-191 | AEG BEST | 150 | kBtu/hr | 0.024 | Commercial_Warehouse (WA)_Existing_Space Heating_Furnace_AFUE 96%
Commercial_Warehouse (WA)_Existing_Space Heating_Natural Gas_Furnace_E4 | Commercial | Warehouse (WA) | Existing | Space Heating | Natural Gas | Furnace | E4 |  | 0% | 0% | 0% | 0 | 0 | 0 | 0 | 0 | 0 | 0 | 0 | 0% | 0 | 0 | 0% | Normal | 0% | 0 | 0 | 0 | [17 empty] | Commercial_Warehouse (WA)_Existing_Space Heating_Furnace_
Commercial_Warehouse (WA)_Existing_Space Heating_Natural Gas_Furnace_E5 | Commercial | Warehouse (WA) | Existing | Space Heating | Natural Gas | Furnace | E5 |  | 0% | 0% | 0% | 0 | 0 | 0 | 0 | 0 | 0 | 0 | 0 | 0% | 0 | 0 | 0% | Normal | 0% | 0 | 0 | 0 | [17 empty] | Commercial_Warehouse (WA)_Existing_Space Heating_Furnace_
Commercial_Warehouse (WA)_Existing_Space Heating_Natural Gas_Furnace_E6 | Commercial | Warehouse (WA) | Existing | Space Heating | Natural Gas | Furnace | E6 |  | 0% | 0% | 0% | 0 | 0 | 0 | 0 | 0 | 0 | 0 | 0 | 0% | 0 | 0 | 0% | Normal | 0% | 0 | 0 | 0 | [17 empty] | Commercial_Warehouse (WA)_Existing_Space Heating_Furnace_
Commercial_Warehouse (WA)_Existing_Space Heating_Natural Gas_Furnace_E7 | Commercial | Warehouse (WA) | Existing | Space Heating | Natural Gas | Furnace | E7 |  | 0% | 0% | 0% | 0 | 0 | 0 | 0 | 0 | 0 | 0 | 0 | 0% | 0 | 0 | 0% | Normal | 0% | 0 | 0 | 0 | [17 empty] | Commercial_Warehouse (WA)_Existing_Space Heating_Furnace_
Commercial_Warehouse (WA)_Existing_Space Heating_Natural Gas_Furnace_E8 | Commercial | Warehouse (WA) | Existing | Space Heating | Natural Gas | Furnace | E8 |  | 0% | 0% | 0% | 0 | 0 | 0 | 0 | 0 | 0 | 0 | 0 | 0% | 0 | 0 | 0% | Normal | 0% | 0 | 0 | 0 | [17 empty] | Commercial_Warehouse (WA)_Existing_Space Heating_Furnace_
Commercial_Warehouse (WA)_Existing_Space Heating_Natural Gas_Furnace_E9 | Commercial | Warehouse (WA) | Existing | Space Heating | Natural Gas | Furnace | E9 |  | 0% | 0% | 0% | 0 | 0 | 0 | 0 | 0 | 0 | 0 | 0 | 0% | 0 | 0 | 0% | Normal | 0% | 0 | 0 | 0 | [17 empty] | Commercial_Warehouse (WA)_Existing_Space Heating_Furnace_
Commercial_Warehouse (WA)_Existing_Space Heating_Natural Gas_Furnace_E10 | Commercial | Warehouse (WA) | Existing | Space Heating | Natural Gas | Furnace | E10 |  | 0% | 0% | 0% | 0 | 0 | 0 | 0 | 0 | 0 | 0 | 0 | 0% | 0 | 0 | 0% | Normal | 0% | 0 | 0 | 0 | [17 empty] | Commercial_Warehouse (WA)_Existing_Space Heating_Furnace_
Commercial_Warehouse (WA)_Existing_Space Heating_Natural Gas_Boiler_E1 | Commercial | Warehouse (WA) | Existing | Space Heating | Natural Gas | Boiler | E1 | AFUE 80% (Standard) | 100% | 0% | 0% | 0.8053 | 0 | 0.019089 | 0 | 25 | 35 | 2019 | 2045 | 100% | 0 | 0 | 0% | Normal | 0% | 2.0729 | 0 | 0 | 1 kBtu/hr | 100000 | 0 | 0.024 | 86.3689 | 31.6406 | 0 | 0.75 | 0 | 2013 | 1.0605 | GBLR-Heating-AEO15-3 | GBLR-Heating-AEO15-3 | GBLR-Heating-AEO15-3 | 1 | kBtu/hr | 0.024 | Commercial_Warehouse (WA)_Existing_Space Heating_Boiler_AFUE 80% (Standard)
Commercial_Warehouse (WA)_Existing_Space Heating_Natural Gas_Boiler_E2 | Commercial | Warehouse (WA) | Existing | Space Heating | Natural Gas | Boiler | E2 | AFUE 85% | 94.12% | 0% | 0% | 0.8646 | 0 | 0.017966 | 0 | 25 | 35 | 2019 | 2045 | 100% | 0 | 0 | 0% | Normal | 0% | 1.9509 | 0 | 0 | 1 kBtu/hr | 100000 | 0 | 0.024 | 81.2893 | 33.9706 | 0 | 0.70588 | 0 | 2013 | 1.0605 | GBLR-Heating-AEO15-6 | GBLR-Heating-AEO15-6 | GBLR-Heating-AEO15-6 | 1 | kBtu/hr | 0.024 | Commercial_Warehouse (WA)_Existing_Space Heating_Boiler_AFUE 85%
Commercial_Warehouse (WA)_Existing_Space Heating_Natural Gas_Boiler_E3 | Commercial | Warehouse (WA) | Existing | Space Heating | Natural Gas | Boiler | E3 | AFUE 97% | 82.47% | 0% | 0% | 0.82295 | 0 | 0.015583 | 0 | 25 | 35 | 2019 | 2045 | 100% | 0 | 0 | 0% | Normal | 0% | 1.7095 | 0 | 0 | 1 kBtu/hr | 100000 | 0 | 0.024 | 71.2304 | 32.3342 | 0 | 0.61224 | 0 | 2013 | 1.0605 | GBLR-Heating-AEO15-7 | GBLR-Heating-AEO15-7 | GBLR-Heating-AEO15-7 | 1 | kBtu/hr | 0.024 | Commercial_Warehouse (WA)_Existing_Space Heating_Boiler_AFUE 97%
Commercial_Warehouse (WA)_Existing_Space Heating_Natural Gas_Boiler_E4 | Commercial | Warehouse (WA) | Existing | Space Heating | Natural Gas | Boiler | E4 | Convert to NG Air Source Heat Pump | 57.14% | 0% | 0% | 5.5569 | 0 | 0.067871 | 0 | 10 | 20 | 2019 | 2045 | 100% | 0 | 0 | 0% | Normal | 0% | 1.1845 | 0 | 0 | 1 kBtu/hr | 100000 | 0 | 0.024 | 49.3537 | 218.3333 | 0 | 2.6667 | 0 | 2013 | 1.0605 | HP_GAS-Heating-AEO17-1 | HP_GAS-Heating-AEO17-1 | HP_GAS-Heating-AEO17-1 | 1 | kBtu/hr | 0.024 | Commercial_Warehouse (WA)_Existing_Space Heating_Boiler_Convert to NG Air Source Heat Pump
Commercial_Warehouse (WA)_Existing_Space Heating_Natural Gas_Boiler_E5 | Commercial | Warehouse (WA) | Existing | Space Heating | Natural Gas | Boiler | E5 |  | 0% | 0% | 0% | 0 | 0 | 0 | 0 | 0 | 0 | 0 | 0 | 0% | 0 | 0 | 0% | Normal | 0% | 0 | 0 | 0 | [17 empty] | Commercial_Warehouse (WA)_Existing_Space Heating_Boiler_
Commercial_Warehouse (WA)_Existing_Space Heating_Natural Gas_Boiler_E6 | Commercial | Warehouse (WA) | Existing | Space Heating | Natural Gas | Boiler | E6 |  | 0% | 0% | 0% | 0 | 0 | 0 | 0 | 0 | 0 | 0 | 0 | 0% | 0 | 0 | 0% | Normal | 0% | 0 | 0 | 0 | [17 empty] | Commercial_Warehouse (WA)_Existing_Space Heating_Boiler_
Commercial_Warehouse (WA)_Existing_Space Heating_Natural Gas_Boiler_E7 | Commercial | Warehouse (WA) | Existing | Space Heating | Natural Gas | Boiler | E7 |  | 0% | 0% | 0% | 0 | 0 | 0 | 0 | 0 | 0 | 0 | 0 | 0% | 0 | 0 | 0% | Normal | 0% | 0 | 0 | 0 | [17 empty] | Commercial_Warehouse (WA)_Existing_Space Heating_Boiler_
Commercial_Warehouse (WA)_Existing_Space Heating_Natural Gas_Boiler_E8 | Commercial | Warehouse (WA) | Existing | Space Heating | Natural Gas | Boiler | E8 |  | 0% | 0% | 0% | 0 | 0 | 0 | 0 | 0 | 0 | 0 | 0 | 0% | 0 | 0 | 0% | Normal | 0% | 0 | 0 | 0 | [17 empty] | Commercial_Warehouse (WA)_Existing_Space Heating_Boiler_
Commercial_Warehouse (WA)_Existing_Space Heating_Natural Gas_Boiler_E9 | Commercial | Warehouse (WA) | Existing | Space Heating | Natural Gas | Boiler | E9 |  | 0% | 0% | 0% | 0 | 0 | 0 | 0 | 0 | 0 | 0 | 0 | 0% | 0 | 0 | 0% | Normal | 0% | 0 | 0 | 0 | [17 empty] | Commercial_Warehouse (WA)_Existing_Space Heating_Boiler_
Commercial_Warehouse (WA)_Existing_Space Heating_Natural Gas_Boiler_E10 | Commercial | Warehouse (WA) | Existing | Space Heating | Natural Gas | Boiler | E10 |  | 0% | 0% | 0% | 0 | 0 | 0 | 0 | 0 | 0 | 0 | 0 | 0% | 0 | 0 | 0% | Normal | 0% | 0 | 0 | 0 | [17 empty] | Commercial_Warehouse (WA)_Existing_Space Heating_Boiler_
Commercial_Warehouse (WA)_Existing_Space Heating_Natural Gas_Unit Heater_E1 | Commercial | Warehouse (WA) | Existing | Space Heating | Natural Gas | Unit Heater | E1 | Standard | 100% | 0% | 0% | 0.042135 | 0 | 0 | 0 | 15 | 25 | 2019 | 2045 | 100% | 0 | 0 | 0% | Normal | 0% | 0.33927 | 0 | 0 | 1 kBtu/Hr | 100000 | 0 | 3.9406e-05 | 2080 | 1051 | 0 | 0 | 0 | 2016 | 1.0174 | UNITHT-Heating-XCELCO-2017-18-3 | UNITHT-Heating-XCELCO-2017-18-3 | UNITHT-Heating-XCELCO-2017-18-3 | 1 | kBtu/Hr | 3.9406e-05 | Commercial_Warehouse (WA)_Existing_Space Heating_Unit Heater_Standard
Commercial_Warehouse (WA)_Existing_Space Heating_Natural Gas_Unit Heater_E2 | Commercial | Warehouse (WA) | Existing | Space Heating | Natural Gas | Unit Heater | E2 | Condensing | 88.94% | 0% | 0% | 0.092407 | 0 | 0 | 0 | 15 | 25 | 2019 | 2045 | 100% | 0 | 0 | 0% | Normal | 0% | 0.30176 | 0 | 0 | 1 kBtu/Hr | 100000 | 0 | 3.9406e-05 | 1850 | 2305 | 0 | 0 | 0 | 2016 | 1.0174 | UNITHT-Heating-XCELCO-2017-18-3 | UNITHT-Heating-XCELCO-2017-18-3 | UNITHT-Heating-XCELCO-2017-18-3 | 1 | kBtu/Hr | 3.9406e-05 | Commercial_Warehouse (WA)_Existing_Space Heating_Unit Heater_Condensing
Commercial_Warehouse (WA)_Existing_Space Heating_Natural Gas_Unit Heater_E3 | Commercial | Warehouse (WA) | Existing | Space Heating | Natural Gas | Unit Heater | E3 | Infrared Radiant | 88.46% | 0% | 0% | 0.050313 | 0 | 0 | 0 | 10 | 20 | 2019 | 2045 | 100% | 0 | 0 | 0% | Normal | 0% | 0.30013 | 0 | 0 | 1 kBtu/Hr | 100000 | 0 | 3.9406e-05 | 1840 | 1255 | 0 | 0 | 0 | 2016 | 1.0174 | UNITHT-Heating-XCELCO-2017-18-4 | UNITHT-Heating-XCELCO-2017-18-4 | UNITHT-Heating-XCELCO-2017-18-4 | 1 | kBtu/Hr | 3.9406e-05 | Commercial_Warehouse (WA)_Existing_Space Heating_Unit Heater_Infrared Radiant
Commercial_Warehouse (WA)_Existing_Space Heating_Natural Gas_Unit Heater_E4 | Commercial | Warehouse (WA) | Existing | Space Heating | Natural Gas | Unit Heater | E4 |  | 0% | 0% | 0% | 0 | 0 | 0 | 0 | 0 | 0 | 0 | 0 | 0% | 0 | 0 | 0% | Normal | 0% | 0 | 0 | 0 | [17 empty] | Commercial_Warehouse (WA)_Existing_Space Heating_Unit Heater_
Commercial_Warehouse (WA)_Existing_Space Heating_Natural Gas_Unit Heater_E5 | Commercial | Warehouse (WA) | Existing | Space Heating | Natural Gas | Unit Heater | E5 |  | 0% | 0% | 0% | 0 | 0 | 0 | 0 | 0 | 0 | 0 | 0 | 0% | 0 | 0 | 0% | Normal | 0% | 0 | 0 | 0 | [17 empty] | Commercial_Warehouse (WA)_Existing_Space Heating_Unit Heater_
Commercial_Warehouse (WA)_Existing_Space Heating_Natural Gas_Unit Heater_E6 | Commercial | Warehouse (WA) | Existing | Space Heating | Natural Gas | Unit Heater | E6 |  | 0% | 0% | 0% | 0 | 0 | 0 | 0 | 0 | 0 | 0 | 0 | 0% | 0 | 0 | 0% | Normal | 0% | 0 | 0 | 0 | [17 empty] | Commercial_Warehouse (WA)_Existing_Space Heating_Unit Heater_
Commercial_Warehouse (WA)_Existing_Space Heating_Natural Gas_Unit Heater_E7 | Commercial | Warehouse (WA) | Existing | Space Heating | Natural Gas | Unit Heater | E7 |  | 0% | 0% | 0% | 0 | 0 | 0 | 0 | 0 | 0 | 0 | 0 | 0% | 0 | 0 | 0% | Normal | 0% | 0 | 0 | 0 | [17 empty] | Commercial_Warehouse (WA)_Existing_Space Heating_Unit Heater_
Commercial_Warehouse (WA)_Existing_Space Heating_Natural Gas_Unit Heater_E8 | Commercial | Warehouse (WA) | Existing | Space Heating | Natural Gas | Unit Heater | E8 |  | 0% | 0% | 0% | 0 | 0 | 0 | 0 | 0 | 0 | 0 | 0 | 0% | 0 | 0 | 0% | Normal | 0% | 0 | 0 | 0 | [17 empty] | Commercial_Warehouse (WA)_Existing_Space Heating_Unit Heater_
Commercial_Warehouse (WA)_Existing_Space Heating_Natural Gas_Unit Heater_E9 | Commercial | Warehouse (WA) | Existing | Space Heating | Natural Gas | Unit Heater | E9 |  | 0% | 0% | 0% | 0 | 0 | 0 | 0 | 0 | 0 | 0 | 0 | 0% | 0 | 0 | 0% | Normal | 0% | 0 | 0 | 0 | [17 empty] | Commercial_Warehouse (WA)_Existing_Space Heating_Unit Heater_
Commercial_Warehouse (WA)_Existing_Space Heating_Natural Gas_Unit Heater_E10 | Commercial | Warehouse (WA) | Existing | Space Heating | Natural Gas | Unit Heater | E10 |  | 0% | 0% | 0% | 0 | 0 | 0 | 0 | 0 | 0 | 0 | 0 | 0% | 0 | 0 | 0% | Normal | 0% | 0 | 0 | 0 | [17 empty] | Commercial_Warehouse (WA)_Existing_Space Heating_Unit Heater_
Commercial_Warehouse (WA)_Existing_Water Heating_Natural Gas_Water Heater_E1 | Commercial | Warehouse (WA) | Existing | Water Heating | Natural Gas | Water Heater | E1 | TE 0.80 | 100% | 0% | 0% | 0.051147 | 0 | 0 | 0 | 10 | 20 | 2019 | 2045 | 100% | 0 | 0 | 0% | Normal | 0% | 0.088899 | 0 | 0 | 1 kBtu/hr | 100000 | 0 | 0.0023061 | 35.5056 | 21.8 | 0 | 0 | 0 | 2017 | 1.0174 | DHW_WH-Water Heating-PG&E-R7-14 | DHW_WH-Water Heating-PG&E-R7-14 | DHW_WH-Water Heating-PG&E-R7-14 | 1 | kBtu/hr | 0.0023061 | Commercial_Warehouse (WA)_Existing_Water Heating_Water Heater_TE 0.80
Commercial_Warehouse (WA)_Existing_Water Heating_Natural Gas_Water Heater_E2 | Commercial | Warehouse (WA) | Existing | Water Heating | Natural Gas | Water Heater | E2 | TE 0.90 | 88.89% | 0% | 0% | 0.061376 | 0 | 0 | 0 | 10 | 20 | 2019 | 2045 | 100% | 0 | 0 | 0% | Normal | 0% | 0.079021 | 0 | 0 | 1 kBtu/hr | 100000 | 0 | 0.0023061 | 31.5606 | 26.16 | 0 | 0 | 0 | 2017 | 1.0174 | DHW_WH-Water Heating-PG&E-R7-14 | DHW_WH-Water Heating-PG&E-R7-14 | DHW_WH-Water Heating-PG&E-R7-14 | 1 | kBtu/hr | 0.0023061 | Commercial_Warehouse (WA)_Existing_Water Heating_Water Heater_TE 0.90
Commercial_Warehouse (WA)_Existing_Water Heating_Natural Gas_Water Heater_E3 | Commercial | Warehouse (WA) | Existing | Water Heating | Natural Gas | Water Heater | E3 | TE 0.94 | 85.11% | 0% | 0% | 0.075448 | 0 | 0 | 0 | 10 | 20 | 2019 | 2045 | 100% | 0 | 0 | 0% | Normal | 0% | 0.075658 | 0 | 0 | 1 kBtu/hr | 100000 | 0 | 0.0023061 | 30.2176 | 30.3604 | 0 | 0 | 0 | 2012 | 1.0776 | DHW_WH-Water Heating-NMTRM-2016-7 | DHW_WH-Water Heating-NMTRM-2016-7 | DHW_WH-Water Heating-NMTRM-2016-7 | 1 | kBtu/hr | 0.0023061 | Commercial_Warehouse (WA)_Existing_Water Heating_Water Heater_TE 0.94
Commercial_Warehouse (WA)_Existing_Water Heating_Natural Gas_Water Heater_E4 | Commercial | Warehouse (WA) | Existing | Water Heating | Natural Gas | Water Heater | E4 | Instantaneous TE 0.94 | 85.02% | 0% | 0% | 0.088569 | 0 | 0 | 0 | 15 | 25 | 2019 | 2045 | 100% | 0 | 0 | 0% | Normal | 0% | 0.075578 | 0 | 0 | 1 kBtu/hr | 100000 | 0 | 0.0023061 | 30.1854 | 35.6404 | 0 | 0 | 0 | 2012 | 1.0776 | DHW_WH-Water Heating-NMTRM-2016-9 | DHW_WH-Water Heating-NMTRM-2016-9 | DHW_WH-Water Heating-NMTRM-2016-9 | 1 | kBtu/hr | 0.0023061 | Commercial_Warehouse (WA)_Existing_Water Heating_Water Heater_Instantaneous TE 0.94
Commercial_Warehouse (WA)_Existing_Water Heating_Natural Gas_Water Heater_E5 | Commercial | Warehouse (WA) | Existing | Water Heating | Natural Gas | Water Heater | E5 | Gas-Fired Absorption HPWH | 53.33% | 0% | 0% | 0.15054 | 0 | 0 | 0 | 10 | 16 | 2019 | 2045 | 100% | 0 | 0 | 0% | Normal | 0% | 0.047413 | 0 | 0 | 1 kBtu/hr | 100000 | 0 | 0.0023061 | 18.9363 | 62.6566 | 0 | 0 | 0 | 2014 | 1.0418 | DHW_WH-Water Heating-DOE-2014-1 | DHW_WH-Water Heating-DOE-2014-1 | DHW_WH-Water Heating-DOE-2014-1 | 1 | kBtu/hr | 0.0023061 | Commercial_Warehouse (WA)_Existing_Water Heating_Water Heater_Gas-Fired Absorption HPWH
Commercial_Warehouse (WA)_Existing_Water Heating_Natural Gas_Water Heater_E6 | Commercial | Warehouse (WA) | Existing | Water Heating | Natural Gas | Water Heater | E6 |  | 0% | 0% | 0% | 0 | 0 | 0 | 0 | 0 | 0 | 0 | 0 | 0% | 0 | 0 | 0% | Normal | 0% | 0 | 0 | 0 | [17 empty] | Commercial_Warehouse (WA)_Existing_Water Heating_Water Heater_
Commercial_Warehouse (WA)_Existing_Water Heating_Natural Gas_Water Heater_E7 | Commercial | Warehouse (WA) | Existing | Water Heating | Natural Gas | Water Heater | E7 |  | 0% | 0% | 0% | 0 | 0 | 0 | 0 | 0 | 0 | 0 | 0 | 0% | 0 | 0 | 0% | Normal | 0% | 0 | 0 | 0 | [17 empty] | Commercial_Warehouse (WA)_Existing_Water Heating_Water Heater_
Commercial_Warehouse (WA)_Existing_Water Heating_Natural Gas_Water Heater_E8 | Commercial | Warehouse (WA) | Existing | Water Heating | Natural Gas | Water Heater | E8 |  | 0% | 0% | 0% | 0 | 0 | 0 | 0 | 0 | 0 | 0 | 0 | 0% | 0 | 0 | 0% | Normal | 0% | 0 | 0 | 0 | [17 empty] | Commercial_Warehouse (WA)_Existing_Water Heating_Water Heater_
Commercial_Warehouse (WA)_Existing_Water Heating_Natural Gas_Water Heater_E9 | Commercial | Warehouse (WA) | Existing | Water Heating | Natural Gas | Water Heater | E9 |  | 0% | 0% | 0% | 0 | 0 | 0 | 0 | 0 | 0 | 0 | 0 | 0% | 0 | 0 | 0% | Normal | 0% | 0 | 0 | 0 | [17 empty] | Commercial_Warehouse (WA)_Existing_Water Heating_Water Heater_
Commercial_Warehouse (WA)_Existing_Water Heating_Natural Gas_Water Heater_E10 | Commercial | Warehouse (WA) | Existing | Water Heating | Natural Gas | Water Heater | E10 |  | 0% | 0% | 0% | 0 | 0 | 0 | 0 | 0 | 0 | 0 | 0 | 0% | 0 | 0 | 0% | Normal | 0% | 0 | 0 | 0 | [17 empty] | Commercial_Warehouse (WA)_Existing_Water Heating_Water Heater_
Commercial_Warehouse (WA)_Existing_Food Preparation_Natural Gas_Oven_E1 | Commercial | Warehouse (WA) | Existing | Food Preparation | Natural Gas | Oven | E1 | Standard | 100% | 0% | 0% | 2.0754e-05 | 0 | 0 | 0 | 8 | 12 | 2019 | 2045 | 100% | 0 | 0 | 0% | Normal | 0% | 0.0052975 | 0 | 0 | 1 unit | 100000 | 0 | 3.9932e-08 | 1050.946 | 490.1 | 0 | 0 | 0 | 2013 | 1.0605 | COOK_OVN-Food Preparation-AEO17-3 | COOK_OVN-Food Preparation-AEO17-3 | COOK_OVN-Food Preparation-ILTRM-v5.0-23 | 1 | unit | 3.9932e-08 | Commercial_Warehouse (WA)_Existing_Food Preparation_Oven_Standard
Commercial_Warehouse (WA)_Existing_Food Preparation_Natural Gas_Oven_E2 | Commercial | Warehouse (WA) | Existing | Food Preparation | Natural Gas | Oven | E2 | ENERGY STAR (>42% Baking Efficiency) | 71.01% | 0% | 0% | 2.828e-05 | 0 | 0 | 0 | 8 | 12 | 2019 | 2045 | 100% | 0 | 0 | 0% | Normal | 0% | 0.0037618 | 0 | 0 | 1 unit | 100000 | 0 | 3.9932e-08 | 746.2722 | 667.81 | 0 | 0 | 0 | 2013 | 1.0605 | COOK_OVN-Food Preparation-AEO17-3 | COOK_OVN-Food Preparation-AEO17-3 | COOK_OVN-Food Preparation-ILTRM-v5.0-23 | 1 | unit | 3.9932e-08 | Commercial_Warehouse (WA)_Existing_Food Preparation_Oven_ENERGY STAR (>42% Baking Efficiency)
Commercial_Warehouse (WA)_Existing_Food Preparation_Natural Gas_Oven_E3 | Commercial | Warehouse (WA) | Existing | Food Preparation | Natural Gas | Oven | E3 |  | 0% | 0% | 0% | 0 | 0 | 0 | 0 | 0 | 0 | 0 | 0 | 0% | 0 | 0 | 0% | Normal | 0% | 0 | 0 | 0 | [17 empty] | Commercial_Warehouse (WA)_Existing_Food Preparation_Oven_
Commercial_Warehouse (WA)_Existing_Food Preparation_Natural Gas_Oven_E4 | Commercial | Warehouse (WA) | Existing | Food Preparation | Natural Gas | Oven | E4 |  | 0% | 0% | 0% | 0 | 0 | 0 | 0 | 0 | 0 | 0 | 0 | 0% | 0 | 0 | 0% | Normal | 0% | 0 | 0 | 0 | [17 empty] | Commercial_Warehouse (WA)_Existing_Food Preparation_Oven_
Commercial_Warehouse (WA)_Existing_Food Preparation_Natural Gas_Oven_E5 | Commercial | Warehouse (WA) | Existing | Food Preparation | Natural Gas | Oven | E5 |  | 0% | 0% | 0% | 0 | 0 | 0 | 0 | 0 | 0 | 0 | 0 | 0% | 0 | 0 | 0% | Normal | 0% | 0 | 0 | 0 | [17 empty] | Commercial_Warehouse (WA)_Existing_Food Preparation_Oven_
Commercial_Warehouse (WA)_Existing_Food Preparation_Natural Gas_Oven_E6 | Commercial | Warehouse (WA) | Existing | Food Preparation | Natural Gas | Oven | E6 |  | 0% | 0% | 0% | 0 | 0 | 0 | 0 | 0 | 0 | 0 | 0 | 0% | 0 | 0 | 0% | Normal | 0% | 0 | 0 | 0 | [17 empty] | Commercial_Warehouse (WA)_Existing_Food Preparation_Oven_
Commercial_Warehouse (WA)_Existing_Food Preparation_Natural Gas_Oven_E7 | Commercial | Warehouse (WA) | Existing | Food Preparation | Natural Gas | Oven | E7 |  | 0% | 0% | 0% | 0 | 0 | 0 | 0 | 0 | 0 | 0 | 0 | 0% | 0 | 0 | 0% | Normal | 0% | 0 | 0 | 0 | [17 empty] | Commercial_Warehouse (WA)_Existing_Food Preparation_Oven_
Commercial_Warehouse (WA)_Existing_Food Preparation_Natural Gas_Oven_E8 | Commercial | Warehouse (WA) | Existing | Food Preparation | Natural Gas | Oven | E8 |  | 0% | 0% | 0% | 0 | 0 | 0 | 0 | 0 | 0 | 0 | 0 | 0% | 0 | 0 | 0% | Normal | 0% | 0 | 0 | 0 | [17 empty] | Commercial_Warehouse (WA)_Existing_Food Preparation_Oven_
Commercial_Warehouse (WA)_Existing_Food Preparation_Natural Gas_Oven_E9 | Commercial | Warehouse (WA) | Existing | Food Preparation | Natural Gas | Oven | E9 |  | 0% | 0% | 0% | 0 | 0 | 0 | 0 | 0 | 0 | 0 | 0 | 0% | 0 | 0 | 0% | Normal | 0% | 0 | 0 | 0 | [17 empty] | Commercial_Warehouse (WA)_Existing_Food Preparation_Oven_
Commercial_Warehouse (WA)_Existing_Food Preparation_Natural Gas_Oven_E10 | Commercial | Warehouse (WA) | Existing | Food Preparation | Natural Gas | Oven | E10 |  | 0% | 0% | 0% | 0 | 0 | 0 | 0 | 0 | 0 | 0 | 0 | 0% | 0 | 0 | 0% | Normal | 0% | 0 | 0 | 0 | [17 empty] | Commercial_Warehouse (WA)_Existing_Food Preparation_Oven_
Commercial_Warehouse (WA)_Existing_Food Preparation_Natural Gas_Conveyor Oven_E1 | Commercial | Warehouse (WA) | Existing | Food Preparation | Natural Gas | Conveyor Oven | E1 | Standard | 100% | 0% | 0% | 1.6747e-05 | 0 | 0 | 0 | 15 | 19 | 2019 | 2045 | 100% | 0 | 0 | 0% | Normal | 0% | 0.0085494 | 0 | 0 | 1 unit | 100000 | 0 | 9.483e-09 | 3571 | 1665.3064 | 0 | 0 | 0 | 2013 | 1.0605 | COOK_OVN-Food Preparation-ILTRM-v5.0-24 | COOK_OVN-Food Preparation-AEO17-3 | https://fishnick.com/saveenergy/tools/calculators/gconvovencalc.php | 1 | unit | 9.483e-09 | Commercial_Warehouse (WA)_Existing_Food Preparation_Conveyor Oven_Standard
Commercial_Warehouse (WA)_Existing_Food Preparation_Natural Gas_Conveyor Oven_E2 | Commercial | Warehouse (WA) | Existing | Food Preparation | Natural Gas | Conveyor Oven | E2 | ENERGY STAR (>42% Baking Efficiency) | 79.47% | 0% | 0% | 3.548e-05 | 0 | 0 | 0 | 15 | 19 | 2019 | 2045 | 100% | 0 | 0 | 0% | Normal | 0% | 0.0067945 | 0 | 0 | 1 unit | 100000 | 0 | 9.483e-09 | 2838 | 3409.1835 | 0 | 0 | 0 | 2011 | 1.0975 | COOK_OVN-Food Preparation-ILTRM-v5.0-24 | COOK_OVN-Food Preparation-ILTRM-v5.0-24 | COOK_OVN-Food Preparation-ILTRM-v5.0-24 | 1 | unit | 9.483e-09 | Commercial_Warehouse (WA)_Existing_Food Preparation_Conveyor Oven_ENERGY STAR (>42% Baking Efficiency)
Commercial_Warehouse (WA)_Existing_Food Preparation_Natural Gas_Conveyor Oven_E3 | Commercial | Warehouse (WA) | Existing | Food Preparation | Natural Gas | Conveyor Oven | E3 |  | 0% | 0% | 0% | 0 | 0 | 0 | 0 | 0 | 0 | 0 | 0 | 0% | 0 | 0 | 0% | Normal | 0% | 0 | 0 | 0 | [17 empty] | Commercial_Warehouse (WA)_Existing_Food Preparation_Conveyor Oven_
Commercial_Warehouse (WA)_Existing_Food Preparation_Natural Gas_Conveyor Oven_E4 | Commercial | Warehouse (WA) | Existing | Food Preparation | Natural Gas | Conveyor Oven | E4 |  | 0% | 0% | 0% | 0 | 0 | 0 | 0 | 0 | 0 | 0 | 0 | 0% | 0 | 0 | 0% | Normal | 0% | 0 | 0 | 0 | [17 empty] | Commercial_Warehouse (WA)_Existing_Food Preparation_Conveyor Oven_
Commercial_Warehouse (WA)_Existing_Food Preparation_Natural Gas_Conveyor Oven_E5 | Commercial | Warehouse (WA) | Existing | Food Preparation | Natural Gas | Conveyor Oven | E5 |  | 0% | 0% | 0% | 0 | 0 | 0 | 0 | 0 | 0 | 0 | 0 | 0% | 0 | 0 | 0% | Normal | 0% | 0 | 0 | 0 | [17 empty] | Commercial_Warehouse (WA)_Existing_Food Preparation_Conveyor Oven_
Commercial_Warehouse (WA)_Existing_Food Preparation_Natural Gas_Conveyor Oven_E6 | Commercial | Warehouse (WA) | Existing | Food Preparation | Natural Gas | Conveyor Oven | E6 |  | 0% | 0% | 0% | 0 | 0 | 0 | 0 | 0 | 0 | 0 | 0 | 0% | 0 | 0 | 0% | Normal | 0% | 0 | 0 | 0 | [17 empty] | Commercial_Warehouse (WA)_Existing_Food Preparation_Conveyor Oven_
Commercial_Warehouse (WA)_Existing_Food Preparation_Natural Gas_Conveyor Oven_E7 | Commercial | Warehouse (WA) | Existing | Food Preparation | Natural Gas | Conveyor Oven | E7 |  | 0% | 0% | 0% | 0 | 0 | 0 | 0 | 0 | 0 | 0 | 0 | 0% | 0 | 0 | 0% | Normal | 0% | 0 | 0 | 0 | [17 empty] | Commercial_Warehouse (WA)_Existing_Food Preparation_Conveyor Oven_
Commercial_Warehouse (WA)_Existing_Food Preparation_Natural Gas_Conveyor Oven_E8 | Commercial | Warehouse (WA) | Existing | Food Preparation | Natural Gas | Conveyor Oven | E8 |  | 0% | 0% | 0% | 0 | 0 | 0 | 0 | 0 | 0 | 0 | 0 | 0% | 0 | 0 | 0% | Normal | 0% | 0 | 0 | 0 | [17 empty] | Commercial_Warehouse (WA)_Existing_Food Preparation_Conveyor Oven_
Commercial_Warehouse (WA)_Existing_Food Preparation_Natural Gas_Conveyor Oven_E9 | Commercial | Warehouse (WA) | Existing | Food Preparation | Natural Gas | Conveyor Oven | E9 |  | 0% | 0% | 0% | 0 | 0 | 0 | 0 | 0 | 0 | 0 | 0 | 0% | 0 | 0 | 0% | Normal | 0% | 0 | 0 | 0 | [17 empty] | Commercial_Warehouse (WA)_Existing_Food Preparation_Conveyor Oven_
Commercial_Warehouse (WA)_Existing_Food Preparation_Natural Gas_Conveyor Oven_E10 | Commercial | Warehouse (WA) | Existing | Food Preparation | Natural Gas | Conveyor Oven | E10 |  | 0% | 0% | 0% | 0 | 0 | 0 | 0 | 0 | 0 | 0 | 0 | 0% | 0 | 0 | 0% | Normal | 0% | 0 | 0 | 0 | [17 empty] | Commercial_Warehouse (WA)_Existing_Food Preparation_Conveyor Oven_
Commercial_Warehouse (WA)_Existing_Food Preparation_Natural Gas_Double Rack Oven_E1 | Commercial | Warehouse (WA) | Existing | Food Preparation | Natural Gas | Double Rack Oven | E1 | Standard | 100% | 0% | 0% | 2.8833e-05 | 0 | 0 | 0 | 8 | 16 | 2019 | 2045 | 100% | 0 | 0 | 0% | Normal | 0% | 0.014719 | 0 | 0 | 1 unit | 100000 | 0 | 1.0747e-08 | 5425 | 2529.904 | 0 | 0 | 0 | 2013 | 1.0605 | COOK_OVN-Food Preparation-ILTRM-v5.0-25 | COOK_OVN-Food Preparation-ILTRM-v5.0-25 | https://fishnick.com/saveenergy/tools/calculators/grackovencalc.php | 1 | unit | 1.0747e-08 | Commercial_Warehouse (WA)_Existing_Food Preparation_Double Rack Oven_Standard
Commercial_Warehouse (WA)_Existing_Food Preparation_Natural Gas_Double Rack Oven_E2 | Commercial | Warehouse (WA) | Existing | Food Preparation | Natural Gas | Double Rack Oven | E2 | FTSC Qualified (>50% Cooking Efficiency) | 61.95% | 0% | 0% | 0.00013081 | 0 | 0 | 0 | 8 | 16 | 2019 | 2045 | 100% | 0 | 0 | 0% | Normal | 0% | 0.0091192 | 0 | 0 | 1 unit | 100000 | 0 | 1.0747e-08 | 3361 | 11090.6431 | 0 | 0 | 0 | 2011 | 1.0975 | COOK_OVN-Food Preparation-ILTRM-v5.0-25 | COOK_OVN-Food Preparation-ILTRM-v5.0-25 | COOK_OVN-Food Preparation-ILTRM-v5.0-25 | 1 | unit | 1.0747e-08 | Commercial_Warehouse (WA)_Existing_Food Preparation_Double Rack Oven_FTSC Qualified (>50% Cooking Efficiency)
Commercial_Warehouse (WA)_Existing_Food Preparation_Natural Gas_Double Rack Oven_E3 | Commercial | Warehouse (WA) | Existing | Food Preparation | Natural Gas | Double Rack Oven | E3 |  | 0% | 0% | 0% | 0 | 0 | 0 | 0 | 0 | 0 | 0 | 0 | 0% | 0 | 0 | 0% | Normal | 0% | 0 | 0 | 0 | [17 empty] | Commercial_Warehouse (WA)_Existing_Food Preparation_Double Rack Oven_
Commercial_Warehouse (WA)_Existing_Food Preparation_Natural Gas_Double Rack Oven_E4 | Commercial | Warehouse (WA) | Existing | Food Preparation | Natural Gas | Double Rack Oven | E4 |  | 0% | 0% | 0% | 0 | 0 | 0 | 0 | 0 | 0 | 0 | 0 | 0% | 0 | 0 | 0% | Normal | 0% | 0 | 0 | 0 | [17 empty] | Commercial_Warehouse (WA)_Existing_Food Preparation_Double Rack Oven_
Commercial_Warehouse (WA)_Existing_Food Preparation_Natural Gas_Double Rack Oven_E5 | Commercial | Warehouse (WA) | Existing | Food Preparation | Natural Gas | Double Rack Oven | E5 |  | 0% | 0% | 0% | 0 | 0 | 0 | 0 | 0 | 0 | 0 | 0 | 0% | 0 | 0 | 0% | Normal | 0% | 0 | 0 | 0 | [17 empty] | Commercial_Warehouse (WA)_Existing_Food Preparation_Double Rack Oven_
Commercial_Warehouse (WA)_Existing_Food Preparation_Natural Gas_Double Rack Oven_E6 | Commercial | Warehouse (WA) | Existing | Food Preparation | Natural Gas | Double Rack Oven | E6 |  | 0% | 0% | 0% | 0 | 0 | 0 | 0 | 0 | 0 | 0 | 0 | 0% | 0 | 0 | 0% | Normal | 0% | 0 | 0 | 0 | [17 empty] | Commercial_Warehouse (WA)_Existing_Food Preparation_Double Rack Oven_
Commercial_Warehouse (WA)_Existing_Food Preparation_Natural Gas_Double Rack Oven_E7 | Commercial | Warehouse (WA) | Existing | Food Preparation | Natural Gas | Double Rack Oven | E7 |  | 0% | 0% | 0% | 0 | 0 | 0 | 0 | 0 | 0 | 0 | 0 | 0% | 0 | 0 | 0% | Normal | 0% | 0 | 0 | 0 | [17 empty] | Commercial_Warehouse (WA)_Existing_Food Preparation_Double Rack Oven_
Commercial_Warehouse (WA)_Existing_Food Preparation_Natural Gas_Double Rack Oven_E8 | Commercial | Warehouse (WA) | Existing | Food Preparation | Natural Gas | Double Rack Oven | E8 |  | 0% | 0% | 0% | 0 | 0 | 0 | 0 | 0 | 0 | 0 | 0 | 0% | 0 | 0 | 0% | Normal | 0% | 0 | 0 | 0 | [17 empty] | Commercial_Warehouse (WA)_Existing_Food Preparation_Double Rack Oven_
Commercial_Warehouse (WA)_Existing_Food Preparation_Natural Gas_Double Rack Oven_E9 | Commercial | Warehouse (WA) | Existing | Food Preparation | Natural Gas | Double Rack Oven | E9 |  | 0% | 0% | 0% | 0 | 0 | 0 | 0 | 0 | 0 | 0 | 0 | 0% | 0 | 0 | 0% | Normal | 0% | 0 | 0 | 0 | [17 empty] | Commercial_Warehouse (WA)_Existing_Food Preparation_Double Rack Oven_
Commercial_Warehouse (WA)_Existing_Food Preparation_Natural Gas_Double Rack Oven_E10 | Commercial | Warehouse (WA) | Existing | Food Preparation | Natural Gas | Double Rack Oven | E10 |  | 0% | 0% | 0% | 0 | 0 | 0 | 0 | 0 | 0 | 0 | 0 | 0% | 0 | 0 | 0% | Normal | 0% | 0 | 0 | 0 | [17 empty] | Commercial_Warehouse (WA)_Existing_Food Preparation_Double Rack Oven_
Commercial_Warehouse (WA)_Existing_Food Preparation_Natural Gas_Fryer_E1 | Commercial | Warehouse (WA) | Existing | Food Preparation | Natural Gas | Fryer | E1 | Standard | 100% | 0% | 0% | 0.00020166 | 0 | 0 | 0 | 10 | 20 | 2019 | 2045 | 100% | 0 | 0 | 0% | Normal | 0% | 0.0074007 | 0 | 0 | 1 unit | 100000 | 0 | 7.2014e-08 | 1628.2323 | 2500 | 0 | 0 | 0 | 2010 | 1.1201 | COOK_FRY-Food Preparation-ILTRM-v4.0-1 | Estimate | COOK_FRY-Food Preparation-ILTRM-v4.0-1 | 1 | unit | 7.2014e-08 | Commercial_Warehouse (WA)_Existing_Food Preparation_Fryer_Standard
Commercial_Warehouse (WA)_Existing_Food Preparation_Natural Gas_Fryer_E2 | Commercial | Warehouse (WA) | Existing | Food Preparation | Natural Gas | Fryer | E2 | ENERGY STAR | 68.97% | 0% | 0% | 0.00029846 | 0 | 0 | 0 | 10 | 20 | 2019 | 2045 | 100% | 0 | 0 | 0% | Normal | 0% | 0.0051043 | 0 | 0 | 1 unit | 100000 | 0 | 7.2014e-08 | 1122.9977 | 3700 | 0 | 0 | 0 | 2010 | 1.1201 | COOK_FRY-Food Preparation-ILTRM-v4.0-1 | COOK_FRY-Food Preparation-ILTRM-v4.0-1 | COOK_FRY-Food Preparation-ILTRM-v4.0-1 | 1 | unit | 7.2014e-08 | Commercial_Warehouse (WA)_Existing_Food Preparation_Fryer_ENERGY STAR
Commercial_Warehouse (WA)_Existing_Food Preparation_Natural Gas_Fryer_E3 | Commercial | Warehouse (WA) | Existing | Food Preparation | Natural Gas | Fryer | E3 |  | 0% | 0% | 0% | 0 | 0 | 0 | 0 | 0 | 0 | 0 | 0 | 0% | 0 | 0 | 0% | Normal | 0% | 0 | 0 | 0 | [17 empty] | Commercial_Warehouse (WA)_Existing_Food Preparation_Fryer_
Commercial_Warehouse (WA)_Existing_Food Preparation_Natural Gas_Fryer_E4 | Commercial | Warehouse (WA) | Existing | Food Preparation | Natural Gas | Fryer | E4 |  | 0% | 0% | 0% | 0 | 0 | 0 | 0 | 0 | 0 | 0 | 0 | 0% | 0 | 0 | 0% | Normal | 0% | 0 | 0 | 0 | [17 empty] | Commercial_Warehouse (WA)_Existing_Food Preparation_Fryer_
Commercial_Warehouse (WA)_Existing_Food Preparation_Natural Gas_Fryer_E5 | Commercial | Warehouse (WA) | Existing | Food Preparation | Natural Gas | Fryer | E5 |  | 0% | 0% | 0% | 0 | 0 | 0 | 0 | 0 | 0 | 0 | 0 | 0% | 0 | 0 | 0% | Normal | 0% | 0 | 0 | 0 | [17 empty] | Commercial_Warehouse (WA)_Existing_Food Preparation_Fryer_
Commercial_Warehouse (WA)_Existing_Food Preparation_Natural Gas_Fryer_E6 | Commercial | Warehouse (WA) | Existing | Food Preparation | Natural Gas | Fryer | E6 |  | 0% | 0% | 0% | 0 | 0 | 0 | 0 | 0 | 0 | 0 | 0 | 0% | 0 | 0 | 0% | Normal | 0% | 0 | 0 | 0 | [17 empty] | Commercial_Warehouse (WA)_Existing_Food Preparation_Fryer_
Commercial_Warehouse (WA)_Existing_Food Preparation_Natural Gas_Fryer_E7 | Commercial | Warehouse (WA) | Existing | Food Preparation | Natural Gas | Fryer | E7 |  | 0% | 0% | 0% | 0 | 0 | 0 | 0 | 0 | 0 | 0 | 0 | 0% | 0 | 0 | 0% | Normal | 0% | 0 | 0 | 0 | [17 empty] | Commercial_Warehouse (WA)_Existing_Food Preparation_Fryer_
Commercial_Warehouse (WA)_Existing_Food Preparation_Natural Gas_Fryer_E8 | Commercial | Warehouse (WA) | Existing | Food Preparation | Natural Gas | Fryer | E8 |  | 0% | 0% | 0% | 0 | 0 | 0 | 0 | 0 | 0 | 0 | 0 | 0% | 0 | 0 | 0% | Normal | 0% | 0 | 0 | 0 | [17 empty] | Commercial_Warehouse (WA)_Existing_Food Preparation_Fryer_
Commercial_Warehouse (WA)_Existing_Food Preparation_Natural Gas_Fryer_E9 | Commercial | Warehouse (WA) | Existing | Food Preparation | Natural Gas | Fryer | E9 |  | 0% | 0% | 0% | 0 | 0 | 0 | 0 | 0 | 0 | 0 | 0 | 0% | 0 | 0 | 0% | Normal | 0% | 0 | 0 | 0 | [17 empty] | Commercial_Warehouse (WA)_Existing_Food Preparation_Fryer_
Commercial_Warehouse (WA)_Existing_Food Preparation_Natural Gas_Fryer_E10 | Commercial | Warehouse (WA) | Existing | Food Preparation | Natural Gas | Fryer | E10 |  | 0% | 0% | 0% | 0 | 0 | 0 | 0 | 0 | 0 | 0 | 0 | 0% | 0 | 0 | 0% | Normal | 0% | 0 | 0 | 0 | [17 empty] | Commercial_Warehouse (WA)_Existing_Food Preparation_Fryer_
Commercial_Warehouse (WA)_Existing_Food Preparation_Natural Gas_Broiler_E1 | Commercial | Warehouse (WA) | Existing | Food Preparation | Natural Gas | Broiler | E1 | Standard | 100% | 0% | 0% | 0.012764 | 0 | 0 | 0 | 8 | 16 | 2019 | 2045 | 100% | 0 | 0 | 0% | Normal | 0% | 0.0075598 | 0 | 0 | 1 unit | 100000 | 0 | 4.6522e-06 | 1625 | 2500 | 0 | 0 | 0 | 2011 | 1.0975 | COOK_BRL-Food Preparation-ILTRM-v4.0-2 | Estimate | COOK_BRL-Food Preparation-ILTRM-v4.0-2 | 1 | unit | 4.6522e-06 | Commercial_Warehouse (WA)_Existing_Food Preparation_Broiler_Standard
Commercial_Warehouse (WA)_Existing_Food Preparation_Natural Gas_Broiler_E2 | Commercial | Warehouse (WA) | Existing | Food Preparation | Natural Gas | Broiler | E2 | Infrared Burners | 85.29% | 0% | 0% | 0.01787 | 0 | 0 | 0 | 8 | 16 | 2019 | 2045 | 100% | 0 | 0 | 0% | Normal | 0% | 0.0064479 | 0 | 0 | 1 unit | 100000 | 0 | 4.6522e-06 | 1386 | 3500 | 0 | 0 | 0 | 2011 | 1.0975 | COOK_BRL-Food Preparation-ILTRM-v4.0-2 | COOK_BRL-Food Preparation-ILTRM-v4.0-2 | COOK_BRL-Food Preparation-ILTRM-v4.0-2 | 1 | unit | 4.6522e-06 | Commercial_Warehouse (WA)_Existing_Food Preparation_Broiler_Infrared Burners
Commercial_Warehouse (WA)_Existing_Food Preparation_Natural Gas_Broiler_E3 | Commercial | Warehouse (WA) | Existing | Food Preparation | Natural Gas | Broiler | E3 |  | 0% | 0% | 0% | 0 | 0 | 0 | 0 | 0 | 0 | 0 | 0 | 0% | 0 | 0 | 0% | Normal | 0% | 0 | 0 | 0 | [17 empty] | Commercial_Warehouse (WA)_Existing_Food Preparation_Broiler_
Commercial_Warehouse (WA)_Existing_Food Preparation_Natural Gas_Broiler_E4 | Commercial | Warehouse (WA) | Existing | Food Preparation | Natural Gas | Broiler | E4 |  | 0% | 0% | 0% | 0 | 0 | 0 | 0 | 0 | 0 | 0 | 0 | 0% | 0 | 0 | 0% | Normal | 0% | 0 | 0 | 0 | [17 empty] | Commercial_Warehouse (WA)_Existing_Food Preparation_Broiler_
Commercial_Warehouse (WA)_Existing_Food Preparation_Natural Gas_Broiler_E5 | Commercial | Warehouse (WA) | Existing | Food Preparation | Natural Gas | Broiler | E5 |  | 0% | 0% | 0% | 0 | 0 | 0 | 0 | 0 | 0 | 0 | 0 | 0% | 0 | 0 | 0% | Normal | 0% | 0 | 0 | 0 | [17 empty] | Commercial_Warehouse (WA)_Existing_Food Preparation_Broiler_
Commercial_Warehouse (WA)_Existing_Food Preparation_Natural Gas_Broiler_E6 | Commercial | Warehouse (WA) | Existing | Food Preparation | Natural Gas | Broiler | E6 |  | 0% | 0% | 0% | 0 | 0 | 0 | 0 | 0 | 0 | 0 | 0 | 0% | 0 | 0 | 0% | Normal | 0% | 0 | 0 | 0 | [17 empty] | Commercial_Warehouse (WA)_Existing_Food Preparation_Broiler_
Commercial_Warehouse (WA)_Existing_Food Preparation_Natural Gas_Broiler_E7 | Commercial | Warehouse (WA) | Existing | Food Preparation | Natural Gas | Broiler | E7 |  | 0% | 0% | 0% | 0 | 0 | 0 | 0 | 0 | 0 | 0 | 0 | 0% | 0 | 0 | 0% | Normal | 0% | 0 | 0 | 0 | [17 empty] | Commercial_Warehouse (WA)_Existing_Food Preparation_Broiler_
Commercial_Warehouse (WA)_Existing_Food Preparation_Natural Gas_Broiler_E8 | Commercial | Warehouse (WA) | Existing | Food Preparation | Natural Gas | Broiler | E8 |  | 0% | 0% | 0% | 0 | 0 | 0 | 0 | 0 | 0 | 0 | 0 | 0% | 0 | 0 | 0% | Normal | 0% | 0 | 0 | 0 | [17 empty] | Commercial_Warehouse (WA)_Existing_Food Preparation_Broiler_
Commercial_Warehouse (WA)_Existing_Food Preparation_Natural Gas_Broiler_E9 | Commercial | Warehouse (WA) | Existing | Food Preparation | Natural Gas | Broiler | E9 |  | 0% | 0% | 0% | 0 | 0 | 0 | 0 | 0 | 0 | 0 | 0 | 0% | 0 | 0 | 0% | Normal | 0% | 0 | 0 | 0 | [17 empty] | Commercial_Warehouse (WA)_Existing_Food Preparation_Broiler_
Commercial_Warehouse (WA)_Existing_Food Preparation_Natural Gas_Broiler_E10 | Commercial | Warehouse (WA) | Existing | Food Preparation | Natural Gas | Broiler | E10 |  | 0% | 0% | 0% | 0 | 0 | 0 | 0 | 0 | 0 | 0 | 0 | 0% | 0 | 0 | 0% | Normal | 0% | 0 | 0 | 0 | [17 empty] | Commercial_Warehouse (WA)_Existing_Food Preparation_Broiler_
Commercial_Warehouse (WA)_Existing_Food Preparation_Natural Gas_Griddle_E1 | Commercial | Warehouse (WA) | Existing | Food Preparation | Natural Gas | Griddle | E1 | Standard | 100% | 0% | 0% | 0.00037461 | 0 | 0 | 0 | 8 | 16 | 2019 | 2045 | 100% | 0 | 0 | 0% | Normal | 0% | 0.0052538 | 0 | 0 | 1 unit | 100000 | 0 | 6.8591e-08 | 1213.5601 | 5150 | 0 | 0 | 0 | 2013 | 1.0605 | COOK_GRD-Food Preparation-ILTRM-v5.0-1 | COOK_GRD-Food Preparation-EIA14-2014 Ref. Case-5 | COOK_GRD-Food Preparation-ILTRM-v5.0-1 | 1 | unit | 6.8591e-08 | Commercial_Warehouse (WA)_Existing_Food Preparation_Griddle_Standard
Commercial_Warehouse (WA)_Existing_Food Preparation_Natural Gas_Griddle_E2 | Commercial | Warehouse (WA) | Existing | Food Preparation | Natural Gas | Griddle | E2 | ENERGY STAR | 87.77% | 0% | 0% | 0.00040079 | 0 | 0 | 0 | 8 | 16 | 2019 | 2045 | 100% | 0 | 0 | 0% | Normal | 0% | 0.0046113 | 0 | 0 | 1 unit | 100000 | 0 | 6.8591e-08 | 1065.1506 | 5510 | 0 | 0 | 0 | 2013 | 1.0605 | COOK_GRD-Food Preparation-ILTRM-v5.0-1 | COOK_GRD-Food Preparation-EIA14-2014 Ref. Case-5 | COOK_GRD-Food Preparation-ILTRM-v5.0-1 | 1 | unit | 6.8591e-08 | Commercial_Warehouse (WA)_Existing_Food Preparation_Griddle_ENERGY STAR
Commercial_Warehouse (WA)_Existing_Food Preparation_Natural Gas_Griddle_E3 | Commercial | Warehouse (WA) | Existing | Food Preparation | Natural Gas | Griddle | E3 |  | 0% | 0% | 0% | 0 | 0 | 0 | 0 | 0 | 0 | 0 | 0 | 0% | 0 | 0 | 0% | Normal | 0% | 0 | 0 | 0 | [17 empty] | Commercial_Warehouse (WA)_Existing_Food Preparation_Griddle_
Commercial_Warehouse (WA)_Existing_Food Preparation_Natural Gas_Griddle_E4 | Commercial | Warehouse (WA) | Existing | Food Preparation | Natural Gas | Griddle | E4 |  | 0% | 0% | 0% | 0 | 0 | 0 | 0 | 0 | 0 | 0 | 0 | 0% | 0 | 0 | 0% | Normal | 0% | 0 | 0 | 0 | [17 empty] | Commercial_Warehouse (WA)_Existing_Food Preparation_Griddle_
Commercial_Warehouse (WA)_Existing_Food Preparation_Natural Gas_Griddle_E5 | Commercial | Warehouse (WA) | Existing | Food Preparation | Natural Gas | Griddle | E5 |  | 0% | 0% | 0% | 0 | 0 | 0 | 0 | 0 | 0 | 0 | 0 | 0% | 0 | 0 | 0% | Normal | 0% | 0 | 0 | 0 | [17 empty] | Commercial_Warehouse (WA)_Existing_Food Preparation_Griddle_
Commercial_Warehouse (WA)_Existing_Food Preparation_Natural Gas_Griddle_E6 | Commercial | Warehouse (WA) | Existing | Food Preparation | Natural Gas | Griddle | E6 |  | 0% | 0% | 0% | 0 | 0 | 0 | 0 | 0 | 0 | 0 | 0 | 0% | 0 | 0 | 0% | Normal | 0% | 0 | 0 | 0 | [17 empty] | Commercial_Warehouse (WA)_Existing_Food Preparation_Griddle_
Commercial_Warehouse (WA)_Existing_Food Preparation_Natural Gas_Griddle_E7 | Commercial | Warehouse (WA) | Existing | Food Preparation | Natural Gas | Griddle | E7 |  | 0% | 0% | 0% | 0 | 0 | 0 | 0 | 0 | 0 | 0 | 0 | 0% | 0 | 0 | 0% | Normal | 0% | 0 | 0 | 0 | [17 empty] | Commercial_Warehouse (WA)_Existing_Food Preparation_Griddle_
Commercial_Warehouse (WA)_Existing_Food Preparation_Natural Gas_Griddle_E8 | Commercial | Warehouse (WA) | Existing | Food Preparation | Natural Gas | Griddle | E8 |  | 0% | 0% | 0% | 0 | 0 | 0 | 0 | 0 | 0 | 0 | 0 | 0% | 0 | 0 | 0% | Normal | 0% | 0 | 0 | 0 | [17 empty] | Commercial_Warehouse (WA)_Existing_Food Preparation_Griddle_
Commercial_Warehouse (WA)_Existing_Food Preparation_Natural Gas_Griddle_E9 | Commercial | Warehouse (WA) | Existing | Food Preparation | Natural Gas | Griddle | E9 |  | 0% | 0% | 0% | 0 | 0 | 0 | 0 | 0 | 0 | 0 | 0 | 0% | 0 | 0 | 0% | Normal | 0% | 0 | 0 | 0 | [17 empty] | Commercial_Warehouse (WA)_Existing_Food Preparation_Griddle_
Commercial_Warehouse (WA)_Existing_Food Preparation_Natural Gas_Griddle_E10 | Commercial | Warehouse (WA) | Existing | Food Preparation | Natural Gas | Griddle | E10 |  | 0% | 0% | 0% | 0 | 0 | 0 | 0 | 0 | 0 | 0 | 0 | 0% | 0 | 0 | 0% | Normal | 0% | 0 | 0 | 0 | [17 empty] | Commercial_Warehouse (WA)_Existing_Food Preparation_Griddle_
Commercial_Warehouse (WA)_Existing_Food Preparation_Natural Gas_Range_E1 | Commercial | Warehouse (WA) | Existing | Food Preparation | Natural Gas | Range | E1 | Standard | 100% | 0% | 0% | 0.00038578 | 0 | 0 | 0 | 8 | 12 | 2019 | 2045 | 100% | 0 | 0 | 0% | Normal | 0% | 0.0071011 | 0 | 0 | 1 unit | 100000 | 0 | 7.6535e-08 | 1470 | 4500 | 0 | 0 | 0 | 2010 | 1.1201 | COOK_OVN-Food Preparation-AEO17-1 | Estimate | DOE Commercial R&D 2016 - Table 2-12 | 1 | unit | 7.6535e-08 | Commercial_Warehouse (WA)_Existing_Food Preparation_Range_Standard
Commercial_Warehouse (WA)_Existing_Food Preparation_Natural Gas_Range_E2 | Commercial | Warehouse (WA) | Existing | Food Preparation | Natural Gas | Range | E2 | High Efficiency | 50% | 0% | 0% | 0.00042007 | 0 | 0 | 0 | 8 | 12 | 2019 | 2045 | 100% | 0 | 0 | 0% | Normal | 0% | 0.0035505 | 0 | 0 | 1 unit | 100000 | 0 | 7.6535e-08 | 735 | 4900 | 0 | 0 | 0 | 2010 | 1.1201 | COOK_OVN-Food Preparation-AEO17-1 | DOE Commercial R&D 2016 - Table 2-10 | DOE Commercial R&D 2016 - Table 2-18 | 1 | unit | 7.6535e-08 | Commercial_Warehouse (WA)_Existing_Food Preparation_Range_High Efficiency
Commercial_Warehouse (WA)_Existing_Food Preparation_Natural Gas_Range_E3 | Commercial | Warehouse (WA) | Existing | Food Preparation | Natural Gas | Range | E3 |  | 0% | 0% | 0% | 0 | 0 | 0 | 0 | 0 | 0 | 0 | 0 | 0% | 0 | 0 | 0% | Normal | 0% | 0 | 0 | 0 | [17 empty] | Commercial_Warehouse (WA)_Existing_Food Preparation_Range_
Commercial_Warehouse (WA)_Existing_Food Preparation_Natural Gas_Range_E4 | Commercial | Warehouse (WA) | Existing | Food Preparation | Natural Gas | Range | E4 |  | 0% | 0% | 0% | 0 | 0 | 0 | 0 | 0 | 0 | 0 | 0 | 0% | 0 | 0 | 0% | Normal | 0% | 0 | 0 | 0 | [17 empty] | Commercial_Warehouse (WA)_Existing_Food Preparation_Range_
Commercial_Warehouse (WA)_Existing_Food Preparation_Natural Gas_Range_E5 | Commercial | Warehouse (WA) | Existing | Food Preparation | Natural Gas | Range | E5 |  | 0% | 0% | 0% | 0 | 0 | 0 | 0 | 0 | 0 | 0 | 0 | 0% | 0 | 0 | 0% | Normal | 0% | 0 | 0 | 0 | [17 empty] | Commercial_Warehouse (WA)_Existing_Food Preparation_Range_
Commercial_Warehouse (WA)_Existing_Food Preparation_Natural Gas_Range_E6 | Commercial | Warehouse (WA) | Existing | Food Preparation | Natural Gas | Range | E6 |  | 0% | 0% | 0% | 0 | 0 | 0 | 0 | 0 | 0 | 0 | 0 | 0% | 0 | 0 | 0% | Normal | 0% | 0 | 0 | 0 | [17 empty] | Commercial_Warehouse (WA)_Existing_Food Preparation_Range_
Commercial_Warehouse (WA)_Existing_Food Preparation_Natural Gas_Range_E7 | Commercial | Warehouse (WA) | Existing | Food Preparation | Natural Gas | Range | E7 |  | 0% | 0% | 0% | 0 | 0 | 0 | 0 | 0 | 0 | 0 | 0 | 0% | 0 | 0 | 0% | Normal | 0% | 0 | 0 | 0 | [17 empty] | Commercial_Warehouse (WA)_Existing_Food Preparation_Range_
Commercial_Warehouse (WA)_Existing_Food Preparation_Natural Gas_Range_E8 | Commercial | Warehouse (WA) | Existing | Food Preparation | Natural Gas | Range | E8 |  | 0% | 0% | 0% | 0 | 0 | 0 | 0 | 0 | 0 | 0 | 0 | 0% | 0 | 0 | 0% | Normal | 0% | 0 | 0 | 0 | [17 empty] | Commercial_Warehouse (WA)_Existing_Food Preparation_Range_
Commercial_Warehouse (WA)_Existing_Food Preparation_Natural Gas_Range_E9 | Commercial | Warehouse (WA) | Existing | Food Preparation | Natural Gas | Range | E9 |  | 0% | 0% | 0% | 0 | 0 | 0 | 0 | 0 | 0 | 0 | 0 | 0% | 0 | 0 | 0% | Normal | 0% | 0 | 0 | 0 | [17 empty] | Commercial_Warehouse (WA)_Existing_Food Preparation_Range_
Commercial_Warehouse (WA)_Existing_Food Preparation_Natural Gas_Range_E10 | Commercial | Warehouse (WA) | Existing | Food Preparation | Natural Gas | Range | E10 |  | 0% | 0% | 0% | 0 | 0 | 0 | 0 | 0 | 0 | 0 | 0 | 0% | 0 | 0 | 0% | Normal | 0% | 0 | 0 | 0 | [17 empty] | Commercial_Warehouse (WA)_Existing_Food Preparation_Range_
Commercial_Warehouse (WA)_Existing_Food Preparation_Natural Gas_Steamer_E1 | Commercial | Warehouse (WA) | Existing | Food Preparation | Natural Gas | Steamer | E1 | Standard | 100% | 0% | 0% | 0.11068 | 0 | 0 | 0 | 8 | 16 | 2019 | 2045 | 100% | 0 | 0 | 0% | Normal | 0% | 0.0097339 | 0 | 0 | 1 unit | 100000 | 0 | 7.8404e-06 | 1241.5036 | 13100 | 0 | 0 | 0 | 2012 | 1.0776 | COOK_STM-Food Preparation-ILTRM-v4.0-32 | DOE Commercial R&D 2016 - Table 2-10 | COOK_STM-Food Preparation-ILTRM-v4.0-32 | 1 | unit | 7.8404e-06 | Commercial_Warehouse (WA)_Existing_Food Preparation_Steamer_Standard
Commercial_Warehouse (WA)_Existing_Food Preparation_Natural Gas_Steamer_E2 | Commercial | Warehouse (WA) | Existing | Food Preparation | Natural Gas | Steamer | E2 | ENERGY STAR | 18.87% | 0% | 0% | 0.11911 | 0 | -2.2218e-05 | 0 | 8 | 16 | 2019 | 2045 | 100% | 0 | 0 | 0% | Normal | 0% | 0.0018365 | 0 | 0 | 1 unit | 100000 | 0 | 7.8404e-06 | 234.2394 | 14098 | 0 | -2.6298 | 0 | 2012 | 1.0776 | COOK_STM-Food Preparation-ILTRM-v4.0-32 | COOK_STM-Food Preparation-ILTRM-v4.0-32 | COOK_STM-Food Preparation-ILTRM-v4.0-32 | 1 | unit | 7.8404e-06 | Commercial_Warehouse (WA)_Existing_Food Preparation_Steamer_ENERGY STAR
Commercial_Warehouse (WA)_Existing_Food Preparation_Natural Gas_Steamer_E3 | Commercial | Warehouse (WA) | Existing | Food Preparation | Natural Gas | Steamer | E3 |  | 0% | 0% | 0% | 0 | 0 | 0 | 0 | 0 | 0 | 0 | 0 | 0% | 0 | 0 | 0% | Normal | 0% | 0 | 0 | 0 | [17 empty] | Commercial_Warehouse (WA)_Existing_Food Preparation_Steamer_
Commercial_Warehouse (WA)_Existing_Food Preparation_Natural Gas_Steamer_E4 | Commercial | Warehouse (WA) | Existing | Food Preparation | Natural Gas | Steamer | E4 |  | 0% | 0% | 0% | 0 | 0 | 0 | 0 | 0 | 0 | 0 | 0 | 0% | 0 | 0 | 0% | Normal | 0% | 0 | 0 | 0 | [17 empty] | Commercial_Warehouse (WA)_Existing_Food Preparation_Steamer_
Commercial_Warehouse (WA)_Existing_Food Preparation_Natural Gas_Steamer_E5 | Commercial | Warehouse (WA) | Existing | Food Preparation | Natural Gas | Steamer | E5 |  | 0% | 0% | 0% | 0 | 0 | 0 | 0 | 0 | 0 | 0 | 0 | 0% | 0 | 0 | 0% | Normal | 0% | 0 | 0 | 0 | [17 empty] | Commercial_Warehouse (WA)_Existing_Food Preparation_Steamer_
Commercial_Warehouse (WA)_Existing_Food Preparation_Natural Gas_Steamer_E6 | Commercial | Warehouse (WA) | Existing | Food Preparation | Natural Gas | Steamer | E6 |  | 0% | 0% | 0% | 0 | 0 | 0 | 0 | 0 | 0 | 0 | 0 | 0% | 0 | 0 | 0% | Normal | 0% | 0 | 0 | 0 | [17 empty] | Commercial_Warehouse (WA)_Existing_Food Preparation_Steamer_
Commercial_Warehouse (WA)_Existing_Food Preparation_Natural Gas_Steamer_E7 | Commercial | Warehouse (WA) | Existing | Food Preparation | Natural Gas | Steamer | E7 |  | 0% | 0% | 0% | 0 | 0 | 0 | 0 | 0 | 0 | 0 | 0 | 0% | 0 | 0 | 0% | Normal | 0% | 0 | 0 | 0 | [17 empty] | Commercial_Warehouse (WA)_Existing_Food Preparation_Steamer_
Commercial_Warehouse (WA)_Existing_Food Preparation_Natural Gas_Steamer_E8 | Commercial | Warehouse (WA) | Existing | Food Preparation | Natural Gas | Steamer | E8 |  | 0% | 0% | 0% | 0 | 0 | 0 | 0 | 0 | 0 | 0 | 0 | 0% | 0 | 0 | 0% | Normal | 0% | 0 | 0 | 0 | [17 empty] | Commercial_Warehouse (WA)_Existing_Food Preparation_Steamer_
Commercial_Warehouse (WA)_Existing_Food Preparation_Natural Gas_Steamer_E9 | Commercial | Warehouse (WA) | Existing | Food Preparation | Natural Gas | Steamer | E9 |  | 0% | 0% | 0% | 0 | 0 | 0 | 0 | 0 | 0 | 0 | 0 | 0% | 0 | 0 | 0% | Normal | 0% | 0 | 0 | 0 | [17 empty] | Commercial_Warehouse (WA)_Existing_Food Preparation_Steamer_
Commercial_Warehouse (WA)_Existing_Food Preparation_Natural Gas_Steamer_E10 | Commercial | Warehouse (WA) | Existing | Food Preparation | Natural Gas | Steamer | E10 |  | 0% | 0% | 0% | 0 | 0 | 0 | 0 | 0 | 0 | 0 | 0 | 0% | 0 | 0 | 0% | Normal | 0% | 0 | 0 | 0 | [17 empty] | Commercial_Warehouse (WA)_Existing_Food Preparation_Steamer_
Commercial_Warehouse (WA)_Existing_Food Preparation_Natural Gas_Food Prep Other_E1 | Commercial | Warehouse (WA) | Existing | Food Preparation | Natural Gas | Food Prep Other | E1 | Standard | 100% | 0% | 0% | 0.0017732 | 0 | 0 | 0 | 8 | 12 | 2019 | 2045 | 100% | 0 | 0 | 0% | Normal | 0% | 0.0022529 | 0 | 0 | 1 unit | 100000 | 0 | 1.583e-06 | 1423.18 | 1000 | 0 | 0 | 0 | 2010 | 1.1201 | Default | Default | Default | 1 | unit | 1.583e-06 | Commercial_Warehouse (WA)_Existing_Food Preparation_Food Prep Other_Standard
Commercial_Warehouse (WA)_Existing_Food Preparation_Natural Gas_Food Prep Other_E2 | Commercial | Warehouse (WA) | Existing | Food Preparation | Natural Gas | Food Prep Other | E2 | ENERGY STAR | 72.07% | 0% | 0% | 0.0032506 | 0 | 0 | 0 | 8 | 12 | 2019 | 2045 | 100% | 0 | 0 | 0% | Normal | 0% | 0.0016236 | 0 | 0 | 1 unit | 100000 | 0 | 1.583e-06 | 1025.646 | 1833.1988 | 0 | 0 | 0 | 2010 | 1.1201 | N/A | N/A | N/A | 1 | unit | 1.583e-06 | Commercial_Warehouse (WA)_Existing_Food Preparation_Food Prep Other_ENERGY STAR
Commercial_Warehouse (WA)_Existing_Food Preparation_Natural Gas_Food Prep Other_E3 | Commercial | Warehouse (WA) | Existing | Food Preparation | Natural Gas | Food Prep Other | E3 |  | 0% | 0% | 0% | 0 | 0 | 0 | 0 | 0 | 0 | 0 | 0 | 0% | 0 | 0 | 0% | Normal | 0% | 0 | 0 | 0 | [17 empty] | Commercial_Warehouse (WA)_Existing_Food Preparation_Food Prep Other_
Commercial_Warehouse (WA)_Existing_Food Preparation_Natural Gas_Food Prep Other_E4 | Commercial | Warehouse (WA) | Existing | Food Preparation | Natural Gas | Food Prep Other | E4 |  | 0% | 0% | 0% | 0 | 0 | 0 | 0 | 0 | 0 | 0 | 0 | 0% | 0 | 0 | 0% | Normal | 0% | 0 | 0 | 0 | [17 empty] | Commercial_Warehouse (WA)_Existing_Food Preparation_Food Prep Other_
Commercial_Warehouse (WA)_Existing_Food Preparation_Natural Gas_Food Prep Other_E5 | Commercial | Warehouse (WA) | Existing | Food Preparation | Natural Gas | Food Prep Other | E5 |  | 0% | 0% | 0% | 0 | 0 | 0 | 0 | 0 | 0 | 0 | 0 | 0% | 0 | 0 | 0% | Normal | 0% | 0 | 0 | 0 | [17 empty] | Commercial_Warehouse (WA)_Existing_Food Preparation_Food Prep Other_
Commercial_Warehouse (WA)_Existing_Food Preparation_Natural Gas_Food Prep Other_E6 | Commercial | Warehouse (WA) | Existing | Food Preparation | Natural Gas | Food Prep Other | E6 |  | 0% | 0% | 0% | 0 | 0 | 0 | 0 | 0 | 0 | 0 | 0 | 0% | 0 | 0 | 0% | Normal | 0% | 0 | 0 | 0 | [17 empty] | Commercial_Warehouse (WA)_Existing_Food Preparation_Food Prep Other_
Commercial_Warehouse (WA)_Existing_Food Preparation_Natural Gas_Food Prep Other_E7 | Commercial | Warehouse (WA) | Existing | Food Preparation | Natural Gas | Food Prep Other | E7 |  | 0% | 0% | 0% | 0 | 0 | 0 | 0 | 0 | 0 | 0 | 0 | 0% | 0 | 0 | 0% | Normal | 0% | 0 | 0 | 0 | [17 empty] | Commercial_Warehouse (WA)_Existing_Food Preparation_Food Prep Other_
Commercial_Warehouse (WA)_Existing_Food Preparation_Natural Gas_Food Prep Other_E8 | Commercial | Warehouse (WA) | Existing | Food Preparation | Natural Gas | Food Prep Other | E8 |  | 0% | 0% | 0% | 0 | 0 | 0 | 0 | 0 | 0 | 0 | 0 | 0% | 0 | 0 | 0% | Normal | 0% | 0 | 0 | 0 | [17 empty] | Commercial_Warehouse (WA)_Existing_Food Preparation_Food Prep Other_
Commercial_Warehouse (WA)_Existing_Food Preparation_Natural Gas_Food Prep Other_E9 | Commercial | Warehouse (WA) | Existing | Food Preparation | Natural Gas | Food Prep Other | E9 |  | 0% | 0% | 0% | 0 | 0 | 0 | 0 | 0 | 0 | 0 | 0 | 0% | 0 | 0 | 0% | Normal | 0% | 0 | 0 | 0 | [17 empty] | Commercial_Warehouse (WA)_Existing_Food Preparation_Food Prep Other_
Commercial_Warehouse (WA)_Existing_Food Preparation_Natural Gas_Food Prep Other_E10 | Commercial | Warehouse (WA) | Existing | Food Preparation | Natural Gas | Food Prep Other | E10 |  | 0% | 0% | 0% | 0 | 0 | 0 | 0 | 0 | 0 | 0 | 0 | 0% | 0 | 0 | 0% | Normal | 0% | 0 | 0 | 0 | [17 empty] | Commercial_Warehouse (WA)_Existing_Food Preparation_Food Prep Other_
Commercial_Warehouse (WA)_Existing_Miscellaneous_Natural Gas_Pool Heater_E1 | Commercial | Warehouse (WA) | Existing | Miscellaneous | Natural Gas | Pool Heater | E1 | Standard (EF .82) | 100% | 0% | 0% | 0.012823 | 0 | 0 | 0 | 4 | 8 | 2019 | 2045 | 100% | 0 | 0 | 0% | Normal | 0% | 0.010152 | 0 | 0 | 1 unit | 100000 | 0 | 6.8182e-07 | 14890 | 18052 | 0 | 0 | 0 | 2014 | 1.0418 | DOE Commercial R&D 2016 - Table 7-6 | DOE Commercial R&D 2016 - Table 7-7 | DOE Commercial R&D 2016 - Table 7-8 | 1 | unit | 6.8182e-07 | Commercial_Warehouse (WA)_Existing_Miscellaneous_Pool Heater_Standard (EF .82)
Commercial_Warehouse (WA)_Existing_Miscellaneous_Natural Gas_Pool Heater_E2 | Commercial | Warehouse (WA) | Existing | Miscellaneous | Natural Gas | Pool Heater | E2 | Condensing (EF .90) | 85% | 0% | 0% | 0.020996 | 0 | 0 | 0 | 4 | 8 | 2019 | 2045 | 100% | 0 | 0 | 0% | Normal | 0% | 0.0086294 | 0 | 0 | 1 unit | 100000 | 0 | 6.8182e-07 | 12656.5 | 29558 | 0 | 0 | 0 | 2014 | 1.0418 | DOE Commercial R&D 2016 - Table 7-6 | DOE Commercial R&D 2016 - Table 7-7 | DOE Commercial R&D 2016 - Table 7-9 | 1 | unit | 6.8182e-07 | Commercial_Warehouse (WA)_Existing_Miscellaneous_Pool Heater_Condensing (EF .90)
Commercial_Warehouse (WA)_Existing_Miscellaneous_Natural Gas_Pool Heater_E3 | Commercial | Warehouse (WA) | Existing | Miscellaneous | Natural Gas | Pool Heater | E3 |  | 0% | 0% | 0% | 0 | 0 | 0 | 0 | 0 | 0 | 0 | 0 | 0% | 0 | 0 | 0% | Normal | 0% | 0 | 0 | 0 | [17 empty] | Commercial_Warehouse (WA)_Existing_Miscellaneous_Pool Heater_
Commercial_Warehouse (WA)_Existing_Miscellaneous_Natural Gas_Pool Heater_E4 | Commercial | Warehouse (WA) | Existing | Miscellaneous | Natural Gas | Pool Heater | E4 |  | 0% | 0% | 0% | 0 | 0 | 0 | 0 | 0 | 0 | 0 | 0 | 0% | 0 | 0 | 0% | Normal | 0% | 0 | 0 | 0 | [17 empty] | Commercial_Warehouse (WA)_Existing_Miscellaneous_Pool Heater_
Commercial_Warehouse (WA)_Existing_Miscellaneous_Natural Gas_Pool Heater_E5 | Commercial | Warehouse (WA) | Existing | Miscellaneous | Natural Gas | Pool Heater | E5 |  | 0% | 0% | 0% | 0 | 0 | 0 | 0 | 0 | 0 | 0 | 0 | 0% | 0 | 0 | 0% | Normal | 0% | 0 | 0 | 0 | [17 empty] | Commercial_Warehouse (WA)_Existing_Miscellaneous_Pool Heater_
Commercial_Warehouse (WA)_Existing_Miscellaneous_Natural Gas_Pool Heater_E6 | Commercial | Warehouse (WA) | Existing | Miscellaneous | Natural Gas | Pool Heater | E6 |  | 0% | 0% | 0% | 0 | 0 | 0 | 0 | 0 | 0 | 0 | 0 | 0% | 0 | 0 | 0% | Normal | 0% | 0 | 0 | 0 | [17 empty] | Commercial_Warehouse (WA)_Existing_Miscellaneous_Pool Heater_
Commercial_Warehouse (WA)_Existing_Miscellaneous_Natural Gas_Pool Heater_E7 | Commercial | Warehouse (WA) | Existing | Miscellaneous | Natural Gas | Pool Heater | E7 |  | 0% | 0% | 0% | 0 | 0 | 0 | 0 | 0 | 0 | 0 | 0 | 0% | 0 | 0 | 0% | Normal | 0% | 0 | 0 | 0 | [17 empty] | Commercial_Warehouse (WA)_Existing_Miscellaneous_Pool Heater_
Commercial_Warehouse (WA)_Existing_Miscellaneous_Natural Gas_Pool Heater_E8 | Commercial | Warehouse (WA) | Existing | Miscellaneous | Natural Gas | Pool Heater | E8 |  | 0% | 0% | 0% | 0 | 0 | 0 | 0 | 0 | 0 | 0 | 0 | 0% | 0 | 0 | 0% | Normal | 0% | 0 | 0 | 0 | [17 empty] | Commercial_Warehouse (WA)_Existing_Miscellaneous_Pool Heater_
Commercial_Warehouse (WA)_Existing_Miscellaneous_Natural Gas_Pool Heater_E9 | Commercial | Warehouse (WA) | Existing | Miscellaneous | Natural Gas | Pool Heater | E9 |  | 0% | 0% | 0% | 0 | 0 | 0 | 0 | 0 | 0 | 0 | 0 | 0% | 0 | 0 | 0% | Normal | 0% | 0 | 0 | 0 | [17 empty] | Commercial_Warehouse (WA)_Existing_Miscellaneous_Pool Heater_
Commercial_Warehouse (WA)_Existing_Miscellaneous_Natural Gas_Pool Heater_E10 | Commercial | Warehouse (WA) | Existing | Miscellaneous | Natural Gas | Pool Heater | E10 |  | 0% | 0% | 0% | 0 | 0 | 0 | 0 | 0 | 0 | 0 | 0 | 0% | 0 | 0 | 0% | Normal | 0% | 0 | 0 | 0 | [17 empty] | Commercial_Warehouse (WA)_Existing_Miscellaneous_Pool Heater_
Commercial_Warehouse (WA)_Existing_Miscellaneous_Natural Gas_Miscellaneous_E1 | Commercial | Warehouse (WA) | Existing | Miscellaneous | Natural Gas | Miscellaneous | E1 | Standard | 100% | 0% | 0% | 0.0072276 | 0 | 0 | 0 | 2 | 8 | 2019 | 2045 | 100% | 0 | 0 | 0% | Normal | 0% | 0.0071043 | 0 | 0 | 1 unit | 100000 | 0 | 0.0071043 | 1 | 1 | 0 | 0 | 0 | 2016 | 1.0174 | N/A | N/A | N/A | 1 | unit | 0.0071043 | Commercial_Warehouse (WA)_Existing_Miscellaneous_Miscellaneous_Standard
Commercial_Warehouse (WA)_Existing_Miscellaneous_Natural Gas_Miscellaneous_E2 | Commercial | Warehouse (WA) | Existing | Miscellaneous | Natural Gas | Miscellaneous | E2 |  | 0% | 0% | 0% | 0 | 0 | 0 | 0 | 0 | 0 | 0 | 0 | 0% | 0 | 0 | 0% | Normal | 0% | 0 | 0 | 0 | [17 empty] | Commercial_Warehouse (WA)_Existing_Miscellaneous_Miscellaneous_
Commercial_Warehouse (WA)_Existing_Miscellaneous_Natural Gas_Miscellaneous_E3 | Commercial | Warehouse (WA) | Existing | Miscellaneous | Natural Gas | Miscellaneous | E3 |  | 0% | 0% | 0% | 0 | 0 | 0 | 0 | 0 | 0 | 0 | 0 | 0% | 0 | 0 | 0% | Normal | 0% | 0 | 0 | 0 | [17 empty] | Commercial_Warehouse (WA)_Existing_Miscellaneous_Miscellaneous_
Commercial_Warehouse (WA)_Existing_Miscellaneous_Natural Gas_Miscellaneous_E4 | Commercial | Warehouse (WA) | Existing | Miscellaneous | Natural Gas | Miscellaneous | E4 |  | 0% | 0% | 0% | 0 | 0 | 0 | 0 | 0 | 0 | 0 | 0 | 0% | 0 | 0 | 0% | Normal | 0% | 0 | 0 | 0 | [17 empty] | Commercial_Warehouse (WA)_Existing_Miscellaneous_Miscellaneous_
Commercial_Warehouse (WA)_Existing_Miscellaneous_Natural Gas_Miscellaneous_E5 | Commercial | Warehouse (WA) | Existing | Miscellaneous | Natural Gas | Miscellaneous | E5 |  | 0% | 0% | 0% | 0 | 0 | 0 | 0 | 0 | 0 | 0 | 0 | 0% | 0 | 0 | 0% | Normal | 0% | 0 | 0 | 0 | [17 empty] | Commercial_Warehouse (WA)_Existing_Miscellaneous_Miscellaneous_
Commercial_Warehouse (WA)_Existing_Miscellaneous_Natural Gas_Miscellaneous_E6 | Commercial | Warehouse (WA) | Existing | Miscellaneous | Natural Gas | Miscellaneous | E6 |  | 0% | 0% | 0% | 0 | 0 | 0 | 0 | 0 | 0 | 0 | 0 | 0% | 0 | 0 | 0% | Normal | 0% | 0 | 0 | 0 | [17 empty] | Commercial_Warehouse (WA)_Existing_Miscellaneous_Miscellaneous_
Commercial_Warehouse (WA)_Existing_Miscellaneous_Natural Gas_Miscellaneous_E7 | Commercial | Warehouse (WA) | Existing | Miscellaneous | Natural Gas | Miscellaneous | E7 |  | 0% | 0% | 0% | 0 | 0 | 0 | 0 | 0 | 0 | 0 | 0 | 0% | 0 | 0 | 0% | Normal | 0% | 0 | 0 | 0 | [17 empty] | Commercial_Warehouse (WA)_Existing_Miscellaneous_Miscellaneous_
Commercial_Warehouse (WA)_Existing_Miscellaneous_Natural Gas_Miscellaneous_E8 | Commercial | Warehouse (WA) | Existing | Miscellaneous | Natural Gas | Miscellaneous | E8 |  | 0% | 0% | 0% | 0 | 0 | 0 | 0 | 0 | 0 | 0 | 0 | 0% | 0 | 0 | 0% | Normal | 0% | 0 | 0 | 0 | [17 empty] | Commercial_Warehouse (WA)_Existing_Miscellaneous_Miscellaneous_
Commercial_Warehouse (WA)_Existing_Miscellaneous_Natural Gas_Miscellaneous_E9 | Commercial | Warehouse (WA) | Existing | Miscellaneous | Natural Gas | Miscellaneous | E9 |  | 0% | 0% | 0% | 0 | 0 | 0 | 0 | 0 | 0 | 0 | 0 | 0% | 0 | 0 | 0% | Normal | 0% | 0 | 0 | 0 | [17 empty] | Commercial_Warehouse (WA)_Existing_Miscellaneous_Miscellaneous_
Commercial_Warehouse (WA)_Existing_Miscellaneous_Natural Gas_Miscellaneous_E10 | Commercial | Warehouse (WA) | Existing | Miscellaneous | Natural Gas | Miscellaneous | E10 |  | 0% | 0% | 0% | 0 | 0 | 0 | 0 | 0 | 0 | 0 | 0 | 0% | 0 | 0 | 0% | Normal | 0% | 0 | 0 | 0 | [17 empty] | Commercial_Warehouse (WA)_Existing_Miscellaneous_Miscellaneous_
Commercial_Warehouse (WA)_New_Space Heating_Natural Gas_Furnace_E1 | Commercial | Warehouse (WA) | New | Space Heating | Natural Gas | Furnace | E1 | AFUE 80% (Standard) | 100% | 0% | 0% | 0.21602 | 0 | 0.020361 | 0 | 10 | 20 | 2019 | 2045 | 100% | 0 | 0 | 0% | Normal | 0% | 0.67852 | 0 | 0 | 400 kBtu/hr | 100000 | 0 | 6e-05 | 28.2718 | 3395 | 0 | 320 | 0 | 2013 | 1.0605 | GFURN-Heating-EIA14-2014 Ref. Case-2 | GFURN-Heating-EIA14-2014 Ref. Case-2 | AEG BEST | 400 | kBtu/hr | 0.024 | Commercial_Warehouse (WA)_New_Space Heating_Furnace_AFUE 80% (Standard)
Commercial_Warehouse (WA)_New_Space Heating_Natural Gas_Furnace_E2 | Commercial | Warehouse (WA) | New | Space Heating | Natural Gas | Furnace | E2 | AFUE 90% | 88.88% | 0% | 0% | 0.26247 | 0 | 0.059175 | 0 | 10 | 20 | 2019 | 2045 | 100% | 0 | 0 | 0% | Normal | 0% | 0.6031 | 0 | 0 | 400 kBtu/hr | 100000 | 0 | 6e-05 | 25.1292 | 4125 | 0 | 930 | 0 | 2013 | 1.0605 | GFURN-Heating-EIA14-2014 Ref. Case-3 | GFURN-Heating-EIA14-2014 Ref. Case-3 | AEG BEST | 400 | kBtu/hr | 0.024 | Commercial_Warehouse (WA)_New_Space Heating_Furnace_AFUE 90%
Commercial_Warehouse (WA)_New_Space Heating_Natural Gas_Furnace_E3 | Commercial | Warehouse (WA) | New | Space Heating | Natural Gas | Furnace | E3 | AFUE 96% | 83.33% | 0% | 0% | 0.50723 | 0 | 0 | 0 | 10 | 20 | 2019 | 2045 | 100% | 0 | 0 | 0% | Normal | 0% | 0.56539 | 0 | 0 | 150 kBtu/hr | 100000 | 0 | 0.00016 | 23.558 | 3042.9057 | 0 | 0 | 0 | 2014 | 1.0418 | GFURN-Heating-EIA14-2014 Ref. Case-3 | GFURN-Heating-ILTRM-v5.0-191 | AEG BEST | 150 | kBtu/hr | 0.024 | Commercial_Warehouse (WA)_New_Space Heating_Furnace_AFUE 96%
Commercial_Warehouse (WA)_New_Space Heating_Natural Gas_Furnace_E4 | Commercial | Warehouse (WA) | New | Space Heating | Natural Gas | Furnace | E4 |  | 0% | 0% | 0% | 0 | 0 | 0 | 0 | 0 | 0 | 0 | 0 | 0% | 0 | 0 | 0% | Normal | 0% | 0 | 0 | 0 | [17 empty] | Commercial_Warehouse (WA)_New_Space Heating_Furnace_
Commercial_Warehouse (WA)_New_Space Heating_Natural Gas_Furnace_E5 | Commercial | Warehouse (WA) | New | Space Heating | Natural Gas | Furnace | E5 |  | 0% | 0% | 0% | 0 | 0 | 0 | 0 | 0 | 0 | 0 | 0 | 0% | 0 | 0 | 0% | Normal | 0% | 0 | 0 | 0 | [17 empty] | Commercial_Warehouse (WA)_New_Space Heating_Furnace_
Commercial_Warehouse (WA)_New_Space Heating_Natural Gas_Furnace_E6 | Commercial | Warehouse (WA) | New | Space Heating | Natural Gas | Furnace | E6 |  | 0% | 0% | 0% | 0 | 0 | 0 | 0 | 0 | 0 | 0 | 0 | 0% | 0 | 0 | 0% | Normal | 0% | 0 | 0 | 0 | [17 empty] | Commercial_Warehouse (WA)_New_Space Heating_Furnace_
Commercial_Warehouse (WA)_New_Space Heating_Natural Gas_Furnace_E7 | Commercial | Warehouse (WA) | New | Space Heating | Natural Gas | Furnace | E7 |  | 0% | 0% | 0% | 0 | 0 | 0 | 0 | 0 | 0 | 0 | 0 | 0% | 0 | 0 | 0% | Normal | 0% | 0 | 0 | 0 | [17 empty] | Commercial_Warehouse (WA)_New_Space Heating_Furnace_
Commercial_Warehouse (WA)_New_Space Heating_Natural Gas_Furnace_E8 | Commercial | Warehouse (WA) | New | Space Heating | Natural Gas | Furnace | E8 |  | 0% | 0% | 0% | 0 | 0 | 0 | 0 | 0 | 0 | 0 | 0 | 0% | 0 | 0 | 0% | Normal | 0% | 0 | 0 | 0 | [17 empty] | Commercial_Warehouse (WA)_New_Space Heating_Furnace_
Commercial_Warehouse (WA)_New_Space Heating_Natural Gas_Furnace_E9 | Commercial | Warehouse (WA) | New | Space Heating | Natural Gas | Furnace | E9 |  | 0% | 0% | 0% | 0 | 0 | 0 | 0 | 0 | 0 | 0 | 0 | 0% | 0 | 0 | 0% | Normal | 0% | 0 | 0 | 0 | [17 empty] | Commercial_Warehouse (WA)_New_Space Heating_Furnace_
Commercial_Warehouse (WA)_New_Space Heating_Natural Gas_Furnace_E10 | Commercial | Warehouse (WA) | New | Space Heating | Natural Gas | Furnace | E10 |  | 0% | 0% | 0% | 0 | 0 | 0 | 0 | 0 | 0 | 0 | 0 | 0% | 0 | 0 | 0% | Normal | 0% | 0 | 0 | 0 | [17 empty] | Commercial_Warehouse (WA)_New_Space Heating_Furnace_
Commercial_Warehouse (WA)_New_Space Heating_Natural Gas_Boiler_E1 | Commercial | Warehouse (WA) | New | Space Heating | Natural Gas | Boiler | E1 | AFUE 80% (Standard) | 100% | 0% | 0% | 0.8053 | 0 | 0.019089 | 0 | 25 | 35 | 2019 | 2045 | 100% | 0 | 0 | 0% | Normal | 0% | 2.182 | 0 | 0 | 1 kBtu/hr | 100000 | 0 | 0.024 | 90.9146 | 31.6406 | 0 | 0.75 | 0 | 2013 | 1.0605 | GBLR-Heating-AEO15-3 | GBLR-Heating-AEO15-3 | GBLR-Heating-AEO15-3 | 1 | kBtu/hr | 0.024 | Commercial_Warehouse (WA)_New_Space Heating_Boiler_AFUE 80% (Standard)
Commercial_Warehouse (WA)_New_Space Heating_Natural Gas_Boiler_E2 | Commercial | Warehouse (WA) | New | Space Heating | Natural Gas | Boiler | E2 | AFUE 85% | 94.12% | 0% | 0% | 0.8646 | 0 | 0.017966 | 0 | 25 | 35 | 2019 | 2045 | 100% | 0 | 0 | 0% | Normal | 0% | 2.0536 | 0 | 0 | 1 kBtu/hr | 100000 | 0 | 0.024 | 85.5663 | 33.9706 | 0 | 0.70588 | 0 | 2013 | 1.0605 | GBLR-Heating-AEO15-6 | GBLR-Heating-AEO15-6 | GBLR-Heating-AEO15-6 | 1 | kBtu/hr | 0.024 | Commercial_Warehouse (WA)_New_Space Heating_Boiler_AFUE 85%
Commercial_Warehouse (WA)_New_Space Heating_Natural Gas_Boiler_E3 | Commercial | Warehouse (WA) | New | Space Heating | Natural Gas | Boiler | E3 | AFUE 97% | 82.48% | 0% | 0% | 0.82295 | 0 | 0.015583 | 0 | 25 | 35 | 2019 | 2045 | 100% | 0 | 0 | 0% | Normal | 0% | 1.7996 | 0 | 0 | 1 kBtu/hr | 100000 | 0 | 0.024 | 74.9827 | 32.3342 | 0 | 0.61224 | 0 | 2013 | 1.0605 | GBLR-Heating-AEO15-7 | GBLR-Heating-AEO15-7 | GBLR-Heating-AEO15-7 | 1 | kBtu/hr | 0.024 | Commercial_Warehouse (WA)_New_Space Heating_Boiler_AFUE 97%
Commercial_Warehouse (WA)_New_Space Heating_Natural Gas_Boiler_E4 | Commercial | Warehouse (WA) | New | Space Heating | Natural Gas | Boiler | E4 | Convert to NG Air Source Heat Pump | 57.14% | 0% | 0% | 5.5569 | 0 | 0.067871 | 0 | 10 | 20 | 2019 | 2045 | 100% | 0 | 0 | 0% | Normal | 0% | 1.2468 | 0 | 0 | 1 kBtu/hr | 100000 | 0 | 0.024 | 51.9512 | 218.3333 | 0 | 2.6667 | 0 | 2013 | 1.0605 | HP_GAS-Heating-AEO17-1 | HP_GAS-Heating-AEO17-1 | HP_GAS-Heating-AEO17-1 | 1 | kBtu/hr | 0.024 | Commercial_Warehouse (WA)_New_Space Heating_Boiler_Convert to NG Air Source Heat Pump
Commercial_Warehouse (WA)_New_Space Heating_Natural Gas_Boiler_E5 | Commercial | Warehouse (WA) | New | Space Heating | Natural Gas | Boiler | E5 |  | 0% | 0% | 0% | 0 | 0 | 0 | 0 | 0 | 0 | 0 | 0 | 0% | 0 | 0 | 0% | Normal | 0% | 0 | 0 | 0 | [17 empty] | Commercial_Warehouse (WA)_New_Space Heating_Boiler_
Commercial_Warehouse (WA)_New_Space Heating_Natural Gas_Boiler_E6 | Commercial | Warehouse (WA) | New | Space Heating | Natural Gas | Boiler | E6 |  | 0% | 0% | 0% | 0 | 0 | 0 | 0 | 0 | 0 | 0 | 0 | 0% | 0 | 0 | 0% | Normal | 0% | 0 | 0 | 0 | [17 empty] | Commercial_Warehouse (WA)_New_Space Heating_Boiler_
Commercial_Warehouse (WA)_New_Space Heating_Natural Gas_Boiler_E7 | Commercial | Warehouse (WA) | New | Space Heating | Natural Gas | Boiler | E7 |  | 0% | 0% | 0% | 0 | 0 | 0 | 0 | 0 | 0 | 0 | 0 | 0% | 0 | 0 | 0% | Normal | 0% | 0 | 0 | 0 | [17 empty] | Commercial_Warehouse (WA)_New_Space Heating_Boiler_
Commercial_Warehouse (WA)_New_Space Heating_Natural Gas_Boiler_E8 | Commercial | Warehouse (WA) | New | Space Heating | Natural Gas | Boiler | E8 |  | 0% | 0% | 0% | 0 | 0 | 0 | 0 | 0 | 0 | 0 | 0 | 0% | 0 | 0 | 0% | Normal | 0% | 0 | 0 | 0 | [17 empty] | Commercial_Warehouse (WA)_New_Space Heating_Boiler_
Commercial_Warehouse (WA)_New_Space Heating_Natural Gas_Boiler_E9 | Commercial | Warehouse (WA) | New | Space Heating | Natural Gas | Boiler | E9 |  | 0% | 0% | 0% | 0 | 0 | 0 | 0 | 0 | 0 | 0 | 0 | 0% | 0 | 0 | 0% | Normal | 0% | 0 | 0 | 0 | [17 empty] | Commercial_Warehouse (WA)_New_Space Heating_Boiler_
Commercial_Warehouse (WA)_New_Space Heating_Natural Gas_Boiler_E10 | Commercial | Warehouse (WA) | New | Space Heating | Natural Gas | Boiler | E10 |  | 0% | 0% | 0% | 0 | 0 | 0 | 0 | 0 | 0 | 0 | 0 | 0% | 0 | 0 | 0% | Normal | 0% | 0 | 0 | 0 | [17 empty] | Commercial_Warehouse (WA)_New_Space Heating_Boiler_
Commercial_Warehouse (WA)_New_Space Heating_Natural Gas_Unit Heater_E1 | Commercial | Warehouse (WA) | New | Space Heating | Natural Gas | Unit Heater | E1 | Standard | 100% | 0% | 0% | 0.042135 | 0 | 0 | 0 | 15 | 25 | 2019 | 2045 | 100% | 0 | 0 | 0% | Normal | 0% | 0.33927 | 0 | 0 | 1 kBtu/Hr | 100000 | 0 | 3.9406e-05 | 2080 | 1051 | 0 | 0 | 0 | 2016 | 1.0174 | UNITHT-Heating-XCELCO-2017-18-3 | UNITHT-Heating-XCELCO-2017-18-3 | UNITHT-Heating-XCELCO-2017-18-3 | 1 | kBtu/Hr | 3.9406e-05 | Commercial_Warehouse (WA)_New_Space Heating_Unit Heater_Standard
Commercial_Warehouse (WA)_New_Space Heating_Natural Gas_Unit Heater_E2 | Commercial | Warehouse (WA) | New | Space Heating | Natural Gas | Unit Heater | E2 | Condensing | 88.94% | 0% | 0% | 0.092407 | 0 | 0 | 0 | 15 | 25 | 2019 | 2045 | 100% | 0 | 0 | 0% | Normal | 0% | 0.30176 | 0 | 0 | 1 kBtu/Hr | 100000 | 0 | 3.9406e-05 | 1850 | 2305 | 0 | 0 | 0 | 2016 | 1.0174 | UNITHT-Heating-XCELCO-2017-18-3 | UNITHT-Heating-XCELCO-2017-18-3 | UNITHT-Heating-XCELCO-2017-18-3 | 1 | kBtu/Hr | 3.9406e-05 | Commercial_Warehouse (WA)_New_Space Heating_Unit Heater_Condensing
Commercial_Warehouse (WA)_New_Space Heating_Natural Gas_Unit Heater_E3 | Commercial | Warehouse (WA) | New | Space Heating | Natural Gas | Unit Heater | E3 | Infrared Radiant | 88.46% | 0% | 0% | 0.050313 | 0 | 0 | 0 | 10 | 20 | 2019 | 2045 | 100% | 0 | 0 | 0% | Normal | 0% | 0.30013 | 0 | 0 | 1 kBtu/Hr | 100000 | 0 | 3.9406e-05 | 1840 | 1255 | 0 | 0 | 0 | 2016 | 1.0174 | UNITHT-Heating-XCELCO-2017-18-4 | UNITHT-Heating-XCELCO-2017-18-4 | UNITHT-Heating-XCELCO-2017-18-4 | 1 | kBtu/Hr | 3.9406e-05 | Commercial_Warehouse (WA)_New_Space Heating_Unit Heater_Infrared Radiant
Commercial_Warehouse (WA)_New_Space Heating_Natural Gas_Unit Heater_E4 | Commercial | Warehouse (WA) | New | Space Heating | Natural Gas | Unit Heater | E4 |  | 0% | 0% | 0% | 0 | 0 | 0 | 0 | 0 | 0 | 0 | 0 | 0% | 0 | 0 | 0% | Normal | 0% | 0 | 0 | 0 | [17 empty] | Commercial_Warehouse (WA)_New_Space Heating_Unit Heater_
Commercial_Warehouse (WA)_New_Space Heating_Natural Gas_Unit Heater_E5 | Commercial | Warehouse (WA) | New | Space Heating | Natural Gas | Unit Heater | E5 |  | 0% | 0% | 0% | 0 | 0 | 0 | 0 | 0 | 0 | 0 | 0 | 0% | 0 | 0 | 0% | Normal | 0% | 0 | 0 | 0 | [17 empty] | Commercial_Warehouse (WA)_New_Space Heating_Unit Heater_
Commercial_Warehouse (WA)_New_Space Heating_Natural Gas_Unit Heater_E6 | Commercial | Warehouse (WA) | New | Space Heating | Natural Gas | Unit Heater | E6 |  | 0% | 0% | 0% | 0 | 0 | 0 | 0 | 0 | 0 | 0 | 0 | 0% | 0 | 0 | 0% | Normal | 0% | 0 | 0 | 0 | [17 empty] | Commercial_Warehouse (WA)_New_Space Heating_Unit Heater_
Commercial_Warehouse (WA)_New_Space Heating_Natural Gas_Unit Heater_E7 | Commercial | Warehouse (WA) | New | Space Heating | Natural Gas | Unit Heater | E7 |  | 0% | 0% | 0% | 0 | 0 | 0 | 0 | 0 | 0 | 0 | 0 | 0% | 0 | 0 | 0% | Normal | 0% | 0 | 0 | 0 | [17 empty] | Commercial_Warehouse (WA)_New_Space Heating_Unit Heater_
Commercial_Warehouse (WA)_New_Space Heating_Natural Gas_Unit Heater_E8 | Commercial | Warehouse (WA) | New | Space Heating | Natural Gas | Unit Heater | E8 |  | 0% | 0% | 0% | 0 | 0 | 0 | 0 | 0 | 0 | 0 | 0 | 0% | 0 | 0 | 0% | Normal | 0% | 0 | 0 | 0 | [17 empty] | Commercial_Warehouse (WA)_New_Space Heating_Unit Heater_
Commercial_Warehouse (WA)_New_Space Heating_Natural Gas_Unit Heater_E9 | Commercial | Warehouse (WA) | New | Space Heating | Natural Gas | Unit Heater | E9 |  | 0% | 0% | 0% | 0 | 0 | 0 | 0 | 0 | 0 | 0 | 0 | 0% | 0 | 0 | 0% | Normal | 0% | 0 | 0 | 0 | [17 empty] | Commercial_Warehouse (WA)_New_Space Heating_Unit Heater_
Commercial_Warehouse (WA)_New_Space Heating_Natural Gas_Unit Heater_E10 | Commercial | Warehouse (WA) | New | Space Heating | Natural Gas | Unit Heater | E10 |  | 0% | 0% | 0% | 0 | 0 | 0 | 0 | 0 | 0 | 0 | 0 | 0% | 0 | 0 | 0% | Normal | 0% | 0 | 0 | 0 | [17 empty] | Commercial_Warehouse (WA)_New_Space Heating_Unit Heater_
Commercial_Warehouse (WA)_New_Water Heating_Natural Gas_Water Heater_E1 | Commercial | Warehouse (WA) | New | Water Heating | Natural Gas | Water Heater | E1 | TE 0.80 | 100% | 0% | 0% | 0.048328 | 0 | 0 | 0 | 10 | 20 | 2019 | 2045 | 100% | 0 | 0 | 0% | Normal | 0% | 0.091197 | 0 | 0 | 1 kBtu/hr | 100000 | 0 | 0.002179 | 38.5485 | 21.8 | 0 | 0 | 0 | 2017 | 1.0174 | DHW_WH-Water Heating-PG&E-R7-14 | DHW_WH-Water Heating-PG&E-R7-14 | DHW_WH-Water Heating-PG&E-R7-14 | 1 | kBtu/hr | 0.002179 | Commercial_Warehouse (WA)_New_Water Heating_Water Heater_TE 0.80
Commercial_Warehouse (WA)_New_Water Heating_Natural Gas_Water Heater_E2 | Commercial | Warehouse (WA) | New | Water Heating | Natural Gas | Water Heater | E2 | TE 0.90 | 88.89% | 0% | 0% | 0.057993 | 0 | 0 | 0 | 10 | 20 | 2019 | 2045 | 100% | 0 | 0 | 0% | Normal | 0% | 0.081064 | 0 | 0 | 1 kBtu/hr | 100000 | 0 | 0.002179 | 34.2653 | 26.16 | 0 | 0 | 0 | 2017 | 1.0174 | DHW_WH-Water Heating-PG&E-R7-14 | DHW_WH-Water Heating-PG&E-R7-14 | DHW_WH-Water Heating-PG&E-R7-14 | 1 | kBtu/hr | 0.002179 | Commercial_Warehouse (WA)_New_Water Heating_Water Heater_TE 0.90
Commercial_Warehouse (WA)_New_Water Heating_Natural Gas_Water Heater_E3 | Commercial | Warehouse (WA) | New | Water Heating | Natural Gas | Water Heater | E3 | TE 0.94 | 85.11% | 0% | 0% | 0.071289 | 0 | 0 | 0 | 10 | 20 | 2019 | 2045 | 100% | 0 | 0 | 0% | Normal | 0% | 0.077615 | 0 | 0 | 1 kBtu/hr | 100000 | 0 | 0.002179 | 32.8072 | 30.3604 | 0 | 0 | 0 | 2012 | 1.0776 | DHW_WH-Water Heating-NMTRM-2016-7 | DHW_WH-Water Heating-NMTRM-2016-7 | DHW_WH-Water Heating-NMTRM-2016-7 | 1 | kBtu/hr | 0.002179 | Commercial_Warehouse (WA)_New_Water Heating_Water Heater_TE 0.94
Commercial_Warehouse (WA)_New_Water Heating_Natural Gas_Water Heater_E4 | Commercial | Warehouse (WA) | New | Water Heating | Natural Gas | Water Heater | E4 | Instantaneous TE 0.94 | 85.02% | 0% | 0% | 0.083687 | 0 | 0 | 0 | 15 | 25 | 2019 | 2045 | 100% | 0 | 0 | 0% | Normal | 0% | 0.077532 | 0 | 0 | 1 kBtu/hr | 100000 | 0 | 0.002179 | 32.7724 | 35.6404 | 0 | 0 | 0 | 2012 | 1.0776 | DHW_WH-Water Heating-NMTRM-2016-9 | DHW_WH-Water Heating-NMTRM-2016-9 | DHW_WH-Water Heating-NMTRM-2016-9 | 1 | kBtu/hr | 0.002179 | Commercial_Warehouse (WA)_New_Water Heating_Water Heater_Instantaneous TE 0.94
Commercial_Warehouse (WA)_New_Water Heating_Natural Gas_Water Heater_E5 | Commercial | Warehouse (WA) | New | Water Heating | Natural Gas | Water Heater | E5 | Gas-Fired Absorption HPWH | 53.33% | 0% | 0% | 0.14224 | 0 | 0 | 0 | 10 | 16 | 2019 | 2045 | 100% | 0 | 0 | 0% | Normal | 0% | 0.048639 | 0 | 0 | 1 kBtu/hr | 100000 | 0 | 0.002179 | 20.5592 | 62.6566 | 0 | 0 | 0 | 2014 | 1.0418 | DHW_WH-Water Heating-DOE-2014-1 | DHW_WH-Water Heating-DOE-2014-1 | DHW_WH-Water Heating-DOE-2014-1 | 1 | kBtu/hr | 0.002179 | Commercial_Warehouse (WA)_New_Water Heating_Water Heater_Gas-Fired Absorption HPWH
Commercial_Warehouse (WA)_New_Water Heating_Natural Gas_Water Heater_E6 | Commercial | Warehouse (WA) | New | Water Heating | Natural Gas | Water Heater | E6 |  | 0% | 0% | 0% | 0 | 0 | 0 | 0 | 0 | 0 | 0 | 0 | 0% | 0 | 0 | 0% | Normal | 0% | 0 | 0 | 0 | [17 empty] | Commercial_Warehouse (WA)_New_Water Heating_Water Heater_
Commercial_Warehouse (WA)_New_Water Heating_Natural Gas_Water Heater_E7 | Commercial | Warehouse (WA) | New | Water Heating | Natural Gas | Water Heater | E7 |  | 0% | 0% | 0% | 0 | 0 | 0 | 0 | 0 | 0 | 0 | 0 | 0% | 0 | 0 | 0% | Normal | 0% | 0 | 0 | 0 | [17 empty] | Commercial_Warehouse (WA)_New_Water Heating_Water Heater_
Commercial_Warehouse (WA)_New_Water Heating_Natural Gas_Water Heater_E8 | Commercial | Warehouse (WA) | New | Water Heating | Natural Gas | Water Heater | E8 |  | 0% | 0% | 0% | 0 | 0 | 0 | 0 | 0 | 0 | 0 | 0 | 0% | 0 | 0 | 0% | Normal | 0% | 0 | 0 | 0 | [17 empty] | Commercial_Warehouse (WA)_New_Water Heating_Water Heater_
Commercial_Warehouse (WA)_New_Water Heating_Natural Gas_Water Heater_E9 | Commercial | Warehouse (WA) | New | Water Heating | Natural Gas | Water Heater | E9 |  | 0% | 0% | 0% | 0 | 0 | 0 | 0 | 0 | 0 | 0 | 0 | 0% | 0 | 0 | 0% | Normal | 0% | 0 | 0 | 0 | [17 empty] | Commercial_Warehouse (WA)_New_Water Heating_Water Heater_
Commercial_Warehouse (WA)_New_Water Heating_Natural Gas_Water Heater_E10 | Commercial | Warehouse (WA) | New | Water Heating | Natural Gas | Water Heater | E10 |  | 0% | 0% | 0% | 0 | 0 | 0 | 0 | 0 | 0 | 0 | 0 | 0% | 0 | 0 | 0% | Normal | 0% | 0 | 0 | 0 | [17 empty] | Commercial_Warehouse (WA)_New_Water Heating_Water Heater_
Commercial_Warehouse (WA)_New_Food Preparation_Natural Gas_Oven_E1 | Commercial | Warehouse (WA) | New | Food Preparation | Natural Gas | Oven | E1 | Standard | 100% | 0% | 0% | 2.0754e-05 | 0 | 0 | 0 | 8 | 12 | 2019 | 2045 | 100% | 0 | 0 | 0% | Normal | 0% | 0.0052975 | 0 | 0 | 1 unit | 100000 | 0 | 3.9932e-08 | 1050.946 | 490.1 | 0 | 0 | 0 | 2013 | 1.0605 | COOK_OVN-Food Preparation-AEO17-3 | COOK_OVN-Food Preparation-AEO17-3 | COOK_OVN-Food Preparation-ILTRM-v5.0-23 | 1 | unit | 3.9932e-08 | Commercial_Warehouse (WA)_New_Food Preparation_Oven_Standard
Commercial_Warehouse (WA)_New_Food Preparation_Natural Gas_Oven_E2 | Commercial | Warehouse (WA) | New | Food Preparation | Natural Gas | Oven | E2 | ENERGY STAR (>42% Baking Efficiency) | 71.01% | 0% | 0% | 2.828e-05 | 0 | 0 | 0 | 8 | 12 | 2019 | 2045 | 100% | 0 | 0 | 0% | Normal | 0% | 0.0037618 | 0 | 0 | 1 unit | 100000 | 0 | 3.9932e-08 | 746.2722 | 667.81 | 0 | 0 | 0 | 2013 | 1.0605 | COOK_OVN-Food Preparation-AEO17-3 | COOK_OVN-Food Preparation-AEO17-3 | COOK_OVN-Food Preparation-ILTRM-v5.0-23 | 1 | unit | 3.9932e-08 | Commercial_Warehouse (WA)_New_Food Preparation_Oven_ENERGY STAR (>42% Baking Efficiency)
Commercial_Warehouse (WA)_New_Food Preparation_Natural Gas_Oven_E3 | Commercial | Warehouse (WA) | New | Food Preparation | Natural Gas | Oven | E3 |  | 0% | 0% | 0% | 0 | 0 | 0 | 0 | 0 | 0 | 0 | 0 | 0% | 0 | 0 | 0% | Normal | 0% | 0 | 0 | 0 | [17 empty] | Commercial_Warehouse (WA)_New_Food Preparation_Oven_
Commercial_Warehouse (WA)_New_Food Preparation_Natural Gas_Oven_E4 | Commercial | Warehouse (WA) | New | Food Preparation | Natural Gas | Oven | E4 |  | 0% | 0% | 0% | 0 | 0 | 0 | 0 | 0 | 0 | 0 | 0 | 0% | 0 | 0 | 0% | Normal | 0% | 0 | 0 | 0 | [17 empty] | Commercial_Warehouse (WA)_New_Food Preparation_Oven_
Commercial_Warehouse (WA)_New_Food Preparation_Natural Gas_Oven_E5 | Commercial | Warehouse (WA) | New | Food Preparation | Natural Gas | Oven | E5 |  | 0% | 0% | 0% | 0 | 0 | 0 | 0 | 0 | 0 | 0 | 0 | 0% | 0 | 0 | 0% | Normal | 0% | 0 | 0 | 0 | [17 empty] | Commercial_Warehouse (WA)_New_Food Preparation_Oven_
Commercial_Warehouse (WA)_New_Food Preparation_Natural Gas_Oven_E6 | Commercial | Warehouse (WA) | New | Food Preparation | Natural Gas | Oven | E6 |  | 0% | 0% | 0% | 0 | 0 | 0 | 0 | 0 | 0 | 0 | 0 | 0% | 0 | 0 | 0% | Normal | 0% | 0 | 0 | 0 | [17 empty] | Commercial_Warehouse (WA)_New_Food Preparation_Oven_
Commercial_Warehouse (WA)_New_Food Preparation_Natural Gas_Oven_E7 | Commercial | Warehouse (WA) | New | Food Preparation | Natural Gas | Oven | E7 |  | 0% | 0% | 0% | 0 | 0 | 0 | 0 | 0 | 0 | 0 | 0 | 0% | 0 | 0 | 0% | Normal | 0% | 0 | 0 | 0 | [17 empty] | Commercial_Warehouse (WA)_New_Food Preparation_Oven_
Commercial_Warehouse (WA)_New_Food Preparation_Natural Gas_Oven_E8 | Commercial | Warehouse (WA) | New | Food Preparation | Natural Gas | Oven | E8 |  | 0% | 0% | 0% | 0 | 0 | 0 | 0 | 0 | 0 | 0 | 0 | 0% | 0 | 0 | 0% | Normal | 0% | 0 | 0 | 0 | [17 empty] | Commercial_Warehouse (WA)_New_Food Preparation_Oven_
Commercial_Warehouse (WA)_New_Food Preparation_Natural Gas_Oven_E9 | Commercial | Warehouse (WA) | New | Food Preparation | Natural Gas | Oven | E9 |  | 0% | 0% | 0% | 0 | 0 | 0 | 0 | 0 | 0 | 0 | 0 | 0% | 0 | 0 | 0% | Normal | 0% | 0 | 0 | 0 | [17 empty] | Commercial_Warehouse (WA)_New_Food Preparation_Oven_
Commercial_Warehouse (WA)_New_Food Preparation_Natural Gas_Oven_E10 | Commercial | Warehouse (WA) | New | Food Preparation | Natural Gas | Oven | E10 |  | 0% | 0% | 0% | 0 | 0 | 0 | 0 | 0 | 0 | 0 | 0 | 0% | 0 | 0 | 0% | Normal | 0% | 0 | 0 | 0 | [17 empty] | Commercial_Warehouse (WA)_New_Food Preparation_Oven_
Commercial_Warehouse (WA)_New_Food Preparation_Natural Gas_Conveyor Oven_E1 | Commercial | Warehouse (WA) | New | Food Preparation | Natural Gas | Conveyor Oven | E1 | Standard | 100% | 0% | 0% | 1.6747e-05 | 0 | 0 | 0 | 15 | 19 | 2019 | 2045 | 100% | 0 | 0 | 0% | Normal | 0% | 0.0085494 | 0 | 0 | 1 unit | 100000 | 0 | 9.483e-09 | 3571 | 1665.3064 | 0 | 0 | 0 | 2013 | 1.0605 | COOK_OVN-Food Preparation-ILTRM-v5.0-24 | COOK_OVN-Food Preparation-AEO17-3 | https://fishnick.com/saveenergy/tools/calculators/gconvovencalc.php | 1 | unit | 9.483e-09 | Commercial_Warehouse (WA)_New_Food Preparation_Conveyor Oven_Standard
Commercial_Warehouse (WA)_New_Food Preparation_Natural Gas_Conveyor Oven_E2 | Commercial | Warehouse (WA) | New | Food Preparation | Natural Gas | Conveyor Oven | E2 | ENERGY STAR (>42% Baking Efficiency) | 79.47% | 0% | 0% | 3.548e-05 | 0 | 0 | 0 | 15 | 19 | 2019 | 2045 | 100% | 0 | 0 | 0% | Normal | 0% | 0.0067945 | 0 | 0 | 1 unit | 100000 | 0 | 9.483e-09 | 2838 | 3409.1835 | 0 | 0 | 0 | 2011 | 1.0975 | COOK_OVN-Food Preparation-ILTRM-v5.0-24 | COOK_OVN-Food Preparation-ILTRM-v5.0-24 | COOK_OVN-Food Preparation-ILTRM-v5.0-24 | 1 | unit | 9.483e-09 | Commercial_Warehouse (WA)_New_Food Preparation_Conveyor Oven_ENERGY STAR (>42% Baking Efficiency)
Commercial_Warehouse (WA)_New_Food Preparation_Natural Gas_Conveyor Oven_E3 | Commercial | Warehouse (WA) | New | Food Preparation | Natural Gas | Conveyor Oven | E3 |  | 0% | 0% | 0% | 0 | 0 | 0 | 0 | 0 | 0 | 0 | 0 | 0% | 0 | 0 | 0% | Normal | 0% | 0 | 0 | 0 | [17 empty] | Commercial_Warehouse (WA)_New_Food Preparation_Conveyor Oven_
Commercial_Warehouse (WA)_New_Food Preparation_Natural Gas_Conveyor Oven_E4 | Commercial | Warehouse (WA) | New | Food Preparation | Natural Gas | Conveyor Oven | E4 |  | 0% | 0% | 0% | 0 | 0 | 0 | 0 | 0 | 0 | 0 | 0 | 0% | 0 | 0 | 0% | Normal | 0% | 0 | 0 | 0 | [17 empty] | Commercial_Warehouse (WA)_New_Food Preparation_Conveyor Oven_
Commercial_Warehouse (WA)_New_Food Preparation_Natural Gas_Conveyor Oven_E5 | Commercial | Warehouse (WA) | New | Food Preparation | Natural Gas | Conveyor Oven | E5 |  | 0% | 0% | 0% | 0 | 0 | 0 | 0 | 0 | 0 | 0 | 0 | 0% | 0 | 0 | 0% | Normal | 0% | 0 | 0 | 0 | [17 empty] | Commercial_Warehouse (WA)_New_Food Preparation_Conveyor Oven_
Commercial_Warehouse (WA)_New_Food Preparation_Natural Gas_Conveyor Oven_E6 | Commercial | Warehouse (WA) | New | Food Preparation | Natural Gas | Conveyor Oven | E6 |  | 0% | 0% | 0% | 0 | 0 | 0 | 0 | 0 | 0 | 0 | 0 | 0% | 0 | 0 | 0% | Normal | 0% | 0 | 0 | 0 | [17 empty] | Commercial_Warehouse (WA)_New_Food Preparation_Conveyor Oven_
Commercial_Warehouse (WA)_New_Food Preparation_Natural Gas_Conveyor Oven_E7 | Commercial | Warehouse (WA) | New | Food Preparation | Natural Gas | Conveyor Oven | E7 |  | 0% | 0% | 0% | 0 | 0 | 0 | 0 | 0 | 0 | 0 | 0 | 0% | 0 | 0 | 0% | Normal | 0% | 0 | 0 | 0 | [17 empty] | Commercial_Warehouse (WA)_New_Food Preparation_Conveyor Oven_
Commercial_Warehouse (WA)_New_Food Preparation_Natural Gas_Conveyor Oven_E8 | Commercial | Warehouse (WA) | New | Food Preparation | Natural Gas | Conveyor Oven | E8 |  | 0% | 0% | 0% | 0 | 0 | 0 | 0 | 0 | 0 | 0 | 0 | 0% | 0 | 0 | 0% | Normal | 0% | 0 | 0 | 0 | [17 empty] | Commercial_Warehouse (WA)_New_Food Preparation_Conveyor Oven_
Commercial_Warehouse (WA)_New_Food Preparation_Natural Gas_Conveyor Oven_E9 | Commercial | Warehouse (WA) | New | Food Preparation | Natural Gas | Conveyor Oven | E9 |  | 0% | 0% | 0% | 0 | 0 | 0 | 0 | 0 | 0 | 0 | 0 | 0% | 0 | 0 | 0% | Normal | 0% | 0 | 0 | 0 | [17 empty] | Commercial_Warehouse (WA)_New_Food Preparation_Conveyor Oven_
Commercial_Warehouse (WA)_New_Food Preparation_Natural Gas_Conveyor Oven_E10 | Commercial | Warehouse (WA) | New | Food Preparation | Natural Gas | Conveyor Oven | E10 |  | 0% | 0% | 0% | 0 | 0 | 0 | 0 | 0 | 0 | 0 | 0 | 0% | 0 | 0 | 0% | Normal | 0% | 0 | 0 | 0 | [17 empty] | Commercial_Warehouse (WA)_New_Food Preparation_Conveyor Oven_
Commercial_Warehouse (WA)_New_Food Preparation_Natural Gas_Double Rack Oven_E1 | Commercial | Warehouse (WA) | New | Food Preparation | Natural Gas | Double Rack Oven | E1 | Standard | 100% | 0% | 0% | 2.8833e-05 | 0 | 0 | 0 | 8 | 16 | 2019 | 2045 | 100% | 0 | 0 | 0% | Normal | 0% | 0.014719 | 0 | 0 | 1 unit | 100000 | 0 | 1.0747e-08 | 5425 | 2529.904 | 0 | 0 | 0 | 2013 | 1.0605 | COOK_OVN-Food Preparation-ILTRM-v5.0-25 | COOK_OVN-Food Preparation-ILTRM-v5.0-25 | https://fishnick.com/saveenergy/tools/calculators/grackovencalc.php | 1 | unit | 1.0747e-08 | Commercial_Warehouse (WA)_New_Food Preparation_Double Rack Oven_Standard
Commercial_Warehouse (WA)_New_Food Preparation_Natural Gas_Double Rack Oven_E2 | Commercial | Warehouse (WA) | New | Food Preparation | Natural Gas | Double Rack Oven | E2 | FTSC Qualified (>50% Cooking Efficiency) | 61.95% | 0% | 0% | 0.00013081 | 0 | 0 | 0 | 8 | 16 | 2019 | 2045 | 100% | 0 | 0 | 0% | Normal | 0% | 0.0091192 | 0 | 0 | 1 unit | 100000 | 0 | 1.0747e-08 | 3361 | 11090.6431 | 0 | 0 | 0 | 2011 | 1.0975 | COOK_OVN-Food Preparation-ILTRM-v5.0-25 | COOK_OVN-Food Preparation-ILTRM-v5.0-25 | COOK_OVN-Food Preparation-ILTRM-v5.0-25 | 1 | unit | 1.0747e-08 | Commercial_Warehouse (WA)_New_Food Preparation_Double Rack Oven_FTSC Qualified (>50% Cooking Efficiency)
Commercial_Warehouse (WA)_New_Food Preparation_Natural Gas_Double Rack Oven_E3 | Commercial | Warehouse (WA) | New | Food Preparation | Natural Gas | Double Rack Oven | E3 |  | 0% | 0% | 0% | 0 | 0 | 0 | 0 | 0 | 0 | 0 | 0 | 0% | 0 | 0 | 0% | Normal | 0% | 0 | 0 | 0 | [17 empty] | Commercial_Warehouse (WA)_New_Food Preparation_Double Rack Oven_
Commercial_Warehouse (WA)_New_Food Preparation_Natural Gas_Double Rack Oven_E4 | Commercial | Warehouse (WA) | New | Food Preparation | Natural Gas | Double Rack Oven | E4 |  | 0% | 0% | 0% | 0 | 0 | 0 | 0 | 0 | 0 | 0 | 0 | 0% | 0 | 0 | 0% | Normal | 0% | 0 | 0 | 0 | [17 empty] | Commercial_Warehouse (WA)_New_Food Preparation_Double Rack Oven_
Commercial_Warehouse (WA)_New_Food Preparation_Natural Gas_Double Rack Oven_E5 | Commercial | Warehouse (WA) | New | Food Preparation | Natural Gas | Double Rack Oven | E5 |  | 0% | 0% | 0% | 0 | 0 | 0 | 0 | 0 | 0 | 0 | 0 | 0% | 0 | 0 | 0% | Normal | 0% | 0 | 0 | 0 | [17 empty] | Commercial_Warehouse (WA)_New_Food Preparation_Double Rack Oven_
Commercial_Warehouse (WA)_New_Food Preparation_Natural Gas_Double Rack Oven_E6 | Commercial | Warehouse (WA) | New | Food Preparation | Natural Gas | Double Rack Oven | E6 |  | 0% | 0% | 0% | 0 | 0 | 0 | 0 | 0 | 0 | 0 | 0 | 0% | 0 | 0 | 0% | Normal | 0% | 0 | 0 | 0 | [17 empty] | Commercial_Warehouse (WA)_New_Food Preparation_Double Rack Oven_
Commercial_Warehouse (WA)_New_Food Preparation_Natural Gas_Double Rack Oven_E7 | Commercial | Warehouse (WA) | New | Food Preparation | Natural Gas | Double Rack Oven | E7 |  | 0% | 0% | 0% | 0 | 0 | 0 | 0 | 0 | 0 | 0 | 0 | 0% | 0 | 0 | 0% | Normal | 0% | 0 | 0 | 0 | [17 empty] | Commercial_Warehouse (WA)_New_Food Preparation_Double Rack Oven_
Commercial_Warehouse (WA)_New_Food Preparation_Natural Gas_Double Rack Oven_E8 | Commercial | Warehouse (WA) | New | Food Preparation | Natural Gas | Double Rack Oven | E8 |  | 0% | 0% | 0% | 0 | 0 | 0 | 0 | 0 | 0 | 0 | 0 | 0% | 0 | 0 | 0% | Normal | 0% | 0 | 0 | 0 | [17 empty] | Commercial_Warehouse (WA)_New_Food Preparation_Double Rack Oven_
Commercial_Warehouse (WA)_New_Food Preparation_Natural Gas_Double Rack Oven_E9 | Commercial | Warehouse (WA) | New | Food Preparation | Natural Gas | Double Rack Oven | E9 |  | 0% | 0% | 0% | 0 | 0 | 0 | 0 | 0 | 0 | 0 | 0 | 0% | 0 | 0 | 0% | Normal | 0% | 0 | 0 | 0 | [17 empty] | Commercial_Warehouse (WA)_New_Food Preparation_Double Rack Oven_
Commercial_Warehouse (WA)_New_Food Preparation_Natural Gas_Double Rack Oven_E10 | Commercial | Warehouse (WA) | New | Food Preparation | Natural Gas | Double Rack Oven | E10 |  | 0% | 0% | 0% | 0 | 0 | 0 | 0 | 0 | 0 | 0 | 0 | 0% | 0 | 0 | 0% | Normal | 0% | 0 | 0 | 0 | [17 empty] | Commercial_Warehouse (WA)_New_Food Preparation_Double Rack Oven_
Commercial_Warehouse (WA)_New_Food Preparation_Natural Gas_Fryer_E1 | Commercial | Warehouse (WA) | New | Food Preparation | Natural Gas | Fryer | E1 | Standard | 100% | 0% | 0% | 0.00020166 | 0 | 0 | 0 | 10 | 20 | 2019 | 2045 | 100% | 0 | 0 | 0% | Normal | 0% | 0.0074007 | 0 | 0 | 1 unit | 100000 | 0 | 7.2014e-08 | 1628.2323 | 2500 | 0 | 0 | 0 | 2010 | 1.1201 | COOK_FRY-Food Preparation-ILTRM-v4.0-1 | Estimate | COOK_FRY-Food Preparation-ILTRM-v4.0-1 | 1 | unit | 7.2014e-08 | Commercial_Warehouse (WA)_New_Food Preparation_Fryer_Standard
Commercial_Warehouse (WA)_New_Food Preparation_Natural Gas_Fryer_E2 | Commercial | Warehouse (WA) | New | Food Preparation | Natural Gas | Fryer | E2 | ENERGY STAR | 68.97% | 0% | 0% | 0.00029846 | 0 | 0 | 0 | 10 | 20 | 2019 | 2045 | 100% | 0 | 0 | 0% | Normal | 0% | 0.0051043 | 0 | 0 | 1 unit | 100000 | 0 | 7.2014e-08 | 1122.9977 | 3700 | 0 | 0 | 0 | 2010 | 1.1201 | COOK_FRY-Food Preparation-ILTRM-v4.0-1 | COOK_FRY-Food Preparation-ILTRM-v4.0-1 | COOK_FRY-Food Preparation-ILTRM-v4.0-1 | 1 | unit | 7.2014e-08 | Commercial_Warehouse (WA)_New_Food Preparation_Fryer_ENERGY STAR
Commercial_Warehouse (WA)_New_Food Preparation_Natural Gas_Fryer_E3 | Commercial | Warehouse (WA) | New | Food Preparation | Natural Gas | Fryer | E3 |  | 0% | 0% | 0% | 0 | 0 | 0 | 0 | 0 | 0 | 0 | 0 | 0% | 0 | 0 | 0% | Normal | 0% | 0 | 0 | 0 | [17 empty] | Commercial_Warehouse (WA)_New_Food Preparation_Fryer_
Commercial_Warehouse (WA)_New_Food Preparation_Natural Gas_Fryer_E4 | Commercial | Warehouse (WA) | New | Food Preparation | Natural Gas | Fryer | E4 |  | 0% | 0% | 0% | 0 | 0 | 0 | 0 | 0 | 0 | 0 | 0 | 0% | 0 | 0 | 0% | Normal | 0% | 0 | 0 | 0 | [17 empty] | Commercial_Warehouse (WA)_New_Food Preparation_Fryer_
Commercial_Warehouse (WA)_New_Food Preparation_Natural Gas_Fryer_E5 | Commercial | Warehouse (WA) | New | Food Preparation | Natural Gas | Fryer | E5 |  | 0% | 0% | 0% | 0 | 0 | 0 | 0 | 0 | 0 | 0 | 0 | 0% | 0 | 0 | 0% | Normal | 0% | 0 | 0 | 0 | [17 empty] | Commercial_Warehouse (WA)_New_Food Preparation_Fryer_
Commercial_Warehouse (WA)_New_Food Preparation_Natural Gas_Fryer_E6 | Commercial | Warehouse (WA) | New | Food Preparation | Natural Gas | Fryer | E6 |  | 0% | 0% | 0% | 0 | 0 | 0 | 0 | 0 | 0 | 0 | 0 | 0% | 0 | 0 | 0% | Normal | 0% | 0 | 0 | 0 | [17 empty] | Commercial_Warehouse (WA)_New_Food Preparation_Fryer_
Commercial_Warehouse (WA)_New_Food Preparation_Natural Gas_Fryer_E7 | Commercial | Warehouse (WA) | New | Food Preparation | Natural Gas | Fryer | E7 |  | 0% | 0% | 0% | 0 | 0 | 0 | 0 | 0 | 0 | 0 | 0 | 0% | 0 | 0 | 0% | Normal | 0% | 0 | 0 | 0 | [17 empty] | Commercial_Warehouse (WA)_New_Food Preparation_Fryer_
Commercial_Warehouse (WA)_New_Food Preparation_Natural Gas_Fryer_E8 | Commercial | Warehouse (WA) | New | Food Preparation | Natural Gas | Fryer | E8 |  | 0% | 0% | 0% | 0 | 0 | 0 | 0 | 0 | 0 | 0 | 0 | 0% | 0 | 0 | 0% | Normal | 0% | 0 | 0 | 0 | [17 empty] | Commercial_Warehouse (WA)_New_Food Preparation_Fryer_
Commercial_Warehouse (WA)_New_Food Preparation_Natural Gas_Fryer_E9 | Commercial | Warehouse (WA) | New | Food Preparation | Natural Gas | Fryer | E9 |  | 0% | 0% | 0% | 0 | 0 | 0 | 0 | 0 | 0 | 0 | 0 | 0% | 0 | 0 | 0% | Normal | 0% | 0 | 0 | 0 | [17 empty] | Commercial_Warehouse (WA)_New_Food Preparation_Fryer_
Commercial_Warehouse (WA)_New_Food Preparation_Natural Gas_Fryer_E10 | Commercial | Warehouse (WA) | New | Food Preparation | Natural Gas | Fryer | E10 |  | 0% | 0% | 0% | 0 | 0 | 0 | 0 | 0 | 0 | 0 | 0 | 0% | 0 | 0 | 0% | Normal | 0% | 0 | 0 | 0 | [17 empty] | Commercial_Warehouse (WA)_New_Food Preparation_Fryer_
Commercial_Warehouse (WA)_New_Food Preparation_Natural Gas_Broiler_E1 | Commercial | Warehouse (WA) | New | Food Preparation | Natural Gas | Broiler | E1 | Standard | 100% | 0% | 0% | 0.012764 | 0 | 0 | 0 | 8 | 16 | 2019 | 2045 | 100% | 0 | 0 | 0% | Normal | 0% | 0.0075598 | 0 | 0 | 1 unit | 100000 | 0 | 4.6522e-06 | 1625 | 2500 | 0 | 0 | 0 | 2011 | 1.0975 | COOK_BRL-Food Preparation-ILTRM-v4.0-2 | Estimate | COOK_BRL-Food Preparation-ILTRM-v4.0-2 | 1 | unit | 4.6522e-06 | Commercial_Warehouse (WA)_New_Food Preparation_Broiler_Standard
Commercial_Warehouse (WA)_New_Food Preparation_Natural Gas_Broiler_E2 | Commercial | Warehouse (WA) | New | Food Preparation | Natural Gas | Broiler | E2 | Infrared Burners | 85.29% | 0% | 0% | 0.01787 | 0 | 0 | 0 | 8 | 16 | 2019 | 2045 | 100% | 0 | 0 | 0% | Normal | 0% | 0.0064479 | 0 | 0 | 1 unit | 100000 | 0 | 4.6522e-06 | 1386 | 3500 | 0 | 0 | 0 | 2011 | 1.0975 | COOK_BRL-Food Preparation-ILTRM-v4.0-2 | COOK_BRL-Food Preparation-ILTRM-v4.0-2 | COOK_BRL-Food Preparation-ILTRM-v4.0-2 | 1 | unit | 4.6522e-06 | Commercial_Warehouse (WA)_New_Food Preparation_Broiler_Infrared Burners
Commercial_Warehouse (WA)_New_Food Preparation_Natural Gas_Broiler_E3 | Commercial | Warehouse (WA) | New | Food Preparation | Natural Gas | Broiler | E3 |  | 0% | 0% | 0% | 0 | 0 | 0 | 0 | 0 | 0 | 0 | 0 | 0% | 0 | 0 | 0% | Normal | 0% | 0 | 0 | 0 | [17 empty] | Commercial_Warehouse (WA)_New_Food Preparation_Broiler_
Commercial_Warehouse (WA)_New_Food Preparation_Natural Gas_Broiler_E4 | Commercial | Warehouse (WA) | New | Food Preparation | Natural Gas | Broiler | E4 |  | 0% | 0% | 0% | 0 | 0 | 0 | 0 | 0 | 0 | 0 | 0 | 0% | 0 | 0 | 0% | Normal | 0% | 0 | 0 | 0 | [17 empty] | Commercial_Warehouse (WA)_New_Food Preparation_Broiler_
Commercial_Warehouse (WA)_New_Food Preparation_Natural Gas_Broiler_E5 | Commercial | Warehouse (WA) | New | Food Preparation | Natural Gas | Broiler | E5 |  | 0% | 0% | 0% | 0 | 0 | 0 | 0 | 0 | 0 | 0 | 0 | 0% | 0 | 0 | 0% | Normal | 0% | 0 | 0 | 0 | [17 empty] | Commercial_Warehouse (WA)_New_Food Preparation_Broiler_
Commercial_Warehouse (WA)_New_Food Preparation_Natural Gas_Broiler_E6 | Commercial | Warehouse (WA) | New | Food Preparation | Natural Gas | Broiler | E6 |  | 0% | 0% | 0% | 0 | 0 | 0 | 0 | 0 | 0 | 0 | 0 | 0% | 0 | 0 | 0% | Normal | 0% | 0 | 0 | 0 | [17 empty] | Commercial_Warehouse (WA)_New_Food Preparation_Broiler_
Commercial_Warehouse (WA)_New_Food Preparation_Natural Gas_Broiler_E7 | Commercial | Warehouse (WA) | New | Food Preparation | Natural Gas | Broiler | E7 |  | 0% | 0% | 0% | 0 | 0 | 0 | 0 | 0 | 0 | 0 | 0 | 0% | 0 | 0 | 0% | Normal | 0% | 0 | 0 | 0 | [17 empty] | Commercial_Warehouse (WA)_New_Food Preparation_Broiler_
Commercial_Warehouse (WA)_New_Food Preparation_Natural Gas_Broiler_E8 | Commercial | Warehouse (WA) | New | Food Preparation | Natural Gas | Broiler | E8 |  | 0% | 0% | 0% | 0 | 0 | 0 | 0 | 0 | 0 | 0 | 0 | 0% | 0 | 0 | 0% | Normal | 0% | 0 | 0 | 0 | [17 empty] | Commercial_Warehouse (WA)_New_Food Preparation_Broiler_
Commercial_Warehouse (WA)_New_Food Preparation_Natural Gas_Broiler_E9 | Commercial | Warehouse (WA) | New | Food Preparation | Natural Gas | Broiler | E9 |  | 0% | 0% | 0% | 0 | 0 | 0 | 0 | 0 | 0 | 0 | 0 | 0% | 0 | 0 | 0% | Normal | 0% | 0 | 0 | 0 | [17 empty] | Commercial_Warehouse (WA)_New_Food Preparation_Broiler_
Commercial_Warehouse (WA)_New_Food Preparation_Natural Gas_Broiler_E10 | Commercial | Warehouse (WA) | New | Food Preparation | Natural Gas | Broiler | E10 |  | 0% | 0% | 0% | 0 | 0 | 0 | 0 | 0 | 0 | 0 | 0 | 0% | 0 | 0 | 0% | Normal | 0% | 0 | 0 | 0 | [17 empty] | Commercial_Warehouse (WA)_New_Food Preparation_Broiler_
Commercial_Warehouse (WA)_New_Food Preparation_Natural Gas_Griddle_E1 | Commercial | Warehouse (WA) | New | Food Preparation | Natural Gas | Griddle | E1 | Standard | 100% | 0% | 0% | 0.00037461 | 0 | 0 | 0 | 8 | 16 | 2019 | 2045 | 100% | 0 | 0 | 0% | Normal | 0% | 0.0052538 | 0 | 0 | 1 unit | 100000 | 0 | 6.8591e-08 | 1213.5601 | 5150 | 0 | 0 | 0 | 2013 | 1.0605 | COOK_GRD-Food Preparation-ILTRM-v5.0-1 | COOK_GRD-Food Preparation-EIA14-2014 Ref. Case-5 | COOK_GRD-Food Preparation-ILTRM-v5.0-1 | 1 | unit | 6.8591e-08 | Commercial_Warehouse (WA)_New_Food Preparation_Griddle_Standard
Commercial_Warehouse (WA)_New_Food Preparation_Natural Gas_Griddle_E2 | Commercial | Warehouse (WA) | New | Food Preparation | Natural Gas | Griddle | E2 | ENERGY STAR | 87.77% | 0% | 0% | 0.00040079 | 0 | 0 | 0 | 8 | 16 | 2019 | 2045 | 100% | 0 | 0 | 0% | Normal | 0% | 0.0046113 | 0 | 0 | 1 unit | 100000 | 0 | 6.8591e-08 | 1065.1506 | 5510 | 0 | 0 | 0 | 2013 | 1.0605 | COOK_GRD-Food Preparation-ILTRM-v5.0-1 | COOK_GRD-Food Preparation-EIA14-2014 Ref. Case-5 | COOK_GRD-Food Preparation-ILTRM-v5.0-1 | 1 | unit | 6.8591e-08 | Commercial_Warehouse (WA)_New_Food Preparation_Griddle_ENERGY STAR
Commercial_Warehouse (WA)_New_Food Preparation_Natural Gas_Griddle_E3 | Commercial | Warehouse (WA) | New | Food Preparation | Natural Gas | Griddle | E3 |  | 0% | 0% | 0% | 0 | 0 | 0 | 0 | 0 | 0 | 0 | 0 | 0% | 0 | 0 | 0% | Normal | 0% | 0 | 0 | 0 | [17 empty] | Commercial_Warehouse (WA)_New_Food Preparation_Griddle_
Commercial_Warehouse (WA)_New_Food Preparation_Natural Gas_Griddle_E4 | Commercial | Warehouse (WA) | New | Food Preparation | Natural Gas | Griddle | E4 |  | 0% | 0% | 0% | 0 | 0 | 0 | 0 | 0 | 0 | 0 | 0 | 0% | 0 | 0 | 0% | Normal | 0% | 0 | 0 | 0 | [17 empty] | Commercial_Warehouse (WA)_New_Food Preparation_Griddle_
Commercial_Warehouse (WA)_New_Food Preparation_Natural Gas_Griddle_E5 | Commercial | Warehouse (WA) | New | Food Preparation | Natural Gas | Griddle | E5 |  | 0% | 0% | 0% | 0 | 0 | 0 | 0 | 0 | 0 | 0 | 0 | 0% | 0 | 0 | 0% | Normal | 0% | 0 | 0 | 0 | [17 empty] | Commercial_Warehouse (WA)_New_Food Preparation_Griddle_
Commercial_Warehouse (WA)_New_Food Preparation_Natural Gas_Griddle_E6 | Commercial | Warehouse (WA) | New | Food Preparation | Natural Gas | Griddle | E6 |  | 0% | 0% | 0% | 0 | 0 | 0 | 0 | 0 | 0 | 0 | 0 | 0% | 0 | 0 | 0% | Normal | 0% | 0 | 0 | 0 | [17 empty] | Commercial_Warehouse (WA)_New_Food Preparation_Griddle_
Commercial_Warehouse (WA)_New_Food Preparation_Natural Gas_Griddle_E7 | Commercial | Warehouse (WA) | New | Food Preparation | Natural Gas | Griddle | E7 |  | 0% | 0% | 0% | 0 | 0 | 0 | 0 | 0 | 0 | 0 | 0 | 0% | 0 | 0 | 0% | Normal | 0% | 0 | 0 | 0 | [17 empty] | Commercial_Warehouse (WA)_New_Food Preparation_Griddle_
Commercial_Warehouse (WA)_New_Food Preparation_Natural Gas_Griddle_E8 | Commercial | Warehouse (WA) | New | Food Preparation | Natural Gas | Griddle | E8 |  | 0% | 0% | 0% | 0 | 0 | 0 | 0 | 0 | 0 | 0 | 0 | 0% | 0 | 0 | 0% | Normal | 0% | 0 | 0 | 0 | [17 empty] | Commercial_Warehouse (WA)_New_Food Preparation_Griddle_
Commercial_Warehouse (WA)_New_Food Preparation_Natural Gas_Griddle_E9 | Commercial | Warehouse (WA) | New | Food Preparation | Natural Gas | Griddle | E9 |  | 0% | 0% | 0% | 0 | 0 | 0 | 0 | 0 | 0 | 0 | 0 | 0% | 0 | 0 | 0% | Normal | 0% | 0 | 0 | 0 | [17 empty] | Commercial_Warehouse (WA)_New_Food Preparation_Griddle_
Commercial_Warehouse (WA)_New_Food Preparation_Natural Gas_Griddle_E10 | Commercial | Warehouse (WA) | New | Food Preparation | Natural Gas | Griddle | E10 |  | 0% | 0% | 0% | 0 | 0 | 0 | 0 | 0 | 0 | 0 | 0 | 0% | 0 | 0 | 0% | Normal | 0% | 0 | 0 | 0 | [17 empty] | Commercial_Warehouse (WA)_New_Food Preparation_Griddle_
Commercial_Warehouse (WA)_New_Food Preparation_Natural Gas_Range_E1 | Commercial | Warehouse (WA) | New | Food Preparation | Natural Gas | Range | E1 | Standard | 100% | 0% | 0% | 0.00038578 | 0 | 0 | 0 | 8 | 12 | 2019 | 2045 | 100% | 0 | 0 | 0% | Normal | 0% | 0.0071011 | 0 | 0 | 1 unit | 100000 | 0 | 7.6535e-08 | 1470 | 4500 | 0 | 0 | 0 | 2010 | 1.1201 | COOK_OVN-Food Preparation-AEO17-1 | Estimate | DOE Commercial R&D 2016 - Table 2-12 | 1 | unit | 7.6535e-08 | Commercial_Warehouse (WA)_New_Food Preparation_Range_Standard
Commercial_Warehouse (WA)_New_Food Preparation_Natural Gas_Range_E2 | Commercial | Warehouse (WA) | New | Food Preparation | Natural Gas | Range | E2 | High Efficiency | 50% | 0% | 0% | 0.00042007 | 0 | 0 | 0 | 8 | 12 | 2019 | 2045 | 100% | 0 | 0 | 0% | Normal | 0% | 0.0035505 | 0 | 0 | 1 unit | 100000 | 0 | 7.6535e-08 | 735 | 4900 | 0 | 0 | 0 | 2010 | 1.1201 | COOK_OVN-Food Preparation-AEO17-1 | DOE Commercial R&D 2016 - Table 2-10 | DOE Commercial R&D 2016 - Table 2-18 | 1 | unit | 7.6535e-08 | Commercial_Warehouse (WA)_New_Food Preparation_Range_High Efficiency
Commercial_Warehouse (WA)_New_Food Preparation_Natural Gas_Range_E3 | Commercial | Warehouse (WA) | New | Food Preparation | Natural Gas | Range | E3 |  | 0% | 0% | 0% | 0 | 0 | 0 | 0 | 0 | 0 | 0 | 0 | 0% | 0 | 0 | 0% | Normal | 0% | 0 | 0 | 0 | [17 empty] | Commercial_Warehouse (WA)_New_Food Preparation_Range_
Commercial_Warehouse (WA)_New_Food Preparation_Natural Gas_Range_E4 | Commercial | Warehouse (WA) | New | Food Preparation | Natural Gas | Range | E4 |  | 0% | 0% | 0% | 0 | 0 | 0 | 0 | 0 | 0 | 0 | 0 | 0% | 0 | 0 | 0% | Normal | 0% | 0 | 0 | 0 | [17 empty] | Commercial_Warehouse (WA)_New_Food Preparation_Range_
Commercial_Warehouse (WA)_New_Food Preparation_Natural Gas_Range_E5 | Commercial | Warehouse (WA) | New | Food Preparation | Natural Gas | Range | E5 |  | 0% | 0% | 0% | 0 | 0 | 0 | 0 | 0 | 0 | 0 | 0 | 0% | 0 | 0 | 0% | Normal | 0% | 0 | 0 | 0 | [17 empty] | Commercial_Warehouse (WA)_New_Food Preparation_Range_
Commercial_Warehouse (WA)_New_Food Preparation_Natural Gas_Range_E6 | Commercial | Warehouse (WA) | New | Food Preparation | Natural Gas | Range | E6 |  | 0% | 0% | 0% | 0 | 0 | 0 | 0 | 0 | 0 | 0 | 0 | 0% | 0 | 0 | 0% | Normal | 0% | 0 | 0 | 0 | [17 empty] | Commercial_Warehouse (WA)_New_Food Preparation_Range_
Commercial_Warehouse (WA)_New_Food Preparation_Natural Gas_Range_E7 | Commercial | Warehouse (WA) | New | Food Preparation | Natural Gas | Range | E7 |  | 0% | 0% | 0% | 0 | 0 | 0 | 0 | 0 | 0 | 0 | 0 | 0% | 0 | 0 | 0% | Normal | 0% | 0 | 0 | 0 | [17 empty] | Commercial_Warehouse (WA)_New_Food Preparation_Range_
Commercial_Warehouse (WA)_New_Food Preparation_Natural Gas_Range_E8 | Commercial | Warehouse (WA) | New | Food Preparation | Natural Gas | Range | E8 |  | 0% | 0% | 0% | 0 | 0 | 0 | 0 | 0 | 0 | 0 | 0 | 0% | 0 | 0 | 0% | Normal | 0% | 0 | 0 | 0 | [17 empty] | Commercial_Warehouse (WA)_New_Food Preparation_Range_
Commercial_Warehouse (WA)_New_Food Preparation_Natural Gas_Range_E9 | Commercial | Warehouse (WA) | New | Food Preparation | Natural Gas | Range | E9 |  | 0% | 0% | 0% | 0 | 0 | 0 | 0 | 0 | 0 | 0 | 0 | 0% | 0 | 0 | 0% | Normal | 0% | 0 | 0 | 0 | [17 empty] | Commercial_Warehouse (WA)_New_Food Preparation_Range_
Commercial_Warehouse (WA)_New_Food Preparation_Natural Gas_Range_E10 | Commercial | Warehouse (WA) | New | Food Preparation | Natural Gas | Range | E10 |  | 0% | 0% | 0% | 0 | 0 | 0 | 0 | 0 | 0 | 0 | 0 | 0% | 0 | 0 | 0% | Normal | 0% | 0 | 0 | 0 | [17 empty] | Commercial_Warehouse (WA)_New_Food Preparation_Range_
Commercial_Warehouse (WA)_New_Food Preparation_Natural Gas_Steamer_E1 | Commercial | Warehouse (WA) | New | Food Preparation | Natural Gas | Steamer | E1 | Standard | 100% | 0% | 0% | 0.11068 | 0 | 0 | 0 | 8 | 16 | 2019 | 2045 | 100% | 0 | 0 | 0% | Normal | 0% | 0.0097339 | 0 | 0 | 1 unit | 100000 | 0 | 7.8404e-06 | 1241.5036 | 13100 | 0 | 0 | 0 | 2012 | 1.0776 | COOK_STM-Food Preparation-ILTRM-v4.0-32 | DOE Commercial R&D 2016 - Table 2-10 | COOK_STM-Food Preparation-ILTRM-v4.0-32 | 1 | unit | 7.8404e-06 | Commercial_Warehouse (WA)_New_Food Preparation_Steamer_Standard
Commercial_Warehouse (WA)_New_Food Preparation_Natural Gas_Steamer_E2 | Commercial | Warehouse (WA) | New | Food Preparation | Natural Gas | Steamer | E2 | ENERGY STAR | 18.87% | 0% | 0% | 0.11911 | 0 | -2.2218e-05 | 0 | 8 | 16 | 2019 | 2045 | 100% | 0 | 0 | 0% | Normal | 0% | 0.0018365 | 0 | 0 | 1 unit | 100000 | 0 | 7.8404e-06 | 234.2394 | 14098 | 0 | -2.6298 | 0 | 2012 | 1.0776 | COOK_STM-Food Preparation-ILTRM-v4.0-32 | COOK_STM-Food Preparation-ILTRM-v4.0-32 | COOK_STM-Food Preparation-ILTRM-v4.0-32 | 1 | unit | 7.8404e-06 | Commercial_Warehouse (WA)_New_Food Preparation_Steamer_ENERGY STAR
Commercial_Warehouse (WA)_New_Food Preparation_Natural Gas_Steamer_E3 | Commercial | Warehouse (WA) | New | Food Preparation | Natural Gas | Steamer | E3 |  | 0% | 0% | 0% | 0 | 0 | 0 | 0 | 0 | 0 | 0 | 0 | 0% | 0 | 0 | 0% | Normal | 0% | 0 | 0 | 0 | [17 empty] | Commercial_Warehouse (WA)_New_Food Preparation_Steamer_
Commercial_Warehouse (WA)_New_Food Preparation_Natural Gas_Steamer_E4 | Commercial | Warehouse (WA) | New | Food Preparation | Natural Gas | Steamer | E4 |  | 0% | 0% | 0% | 0 | 0 | 0 | 0 | 0 | 0 | 0 | 0 | 0% | 0 | 0 | 0% | Normal | 0% | 0 | 0 | 0 | [17 empty] | Commercial_Warehouse (WA)_New_Food Preparation_Steamer_
Commercial_Warehouse (WA)_New_Food Preparation_Natural Gas_Steamer_E5 | Commercial | Warehouse (WA) | New | Food Preparation | Natural Gas | Steamer | E5 |  | 0% | 0% | 0% | 0 | 0 | 0 | 0 | 0 | 0 | 0 | 0 | 0% | 0 | 0 | 0% | Normal | 0% | 0 | 0 | 0 | [17 empty] | Commercial_Warehouse (WA)_New_Food Preparation_Steamer_
Commercial_Warehouse (WA)_New_Food Preparation_Natural Gas_Steamer_E6 | Commercial | Warehouse (WA) | New | Food Preparation | Natural Gas | Steamer | E6 |  | 0% | 0% | 0% | 0 | 0 | 0 | 0 | 0 | 0 | 0 | 0 | 0% | 0 | 0 | 0% | Normal | 0% | 0 | 0 | 0 | [17 empty] | Commercial_Warehouse (WA)_New_Food Preparation_Steamer_
Commercial_Warehouse (WA)_New_Food Preparation_Natural Gas_Steamer_E7 | Commercial | Warehouse (WA) | New | Food Preparation | Natural Gas | Steamer | E7 |  | 0% | 0% | 0% | 0 | 0 | 0 | 0 | 0 | 0 | 0 | 0 | 0% | 0 | 0 | 0% | Normal | 0% | 0 | 0 | 0 | [17 empty] | Commercial_Warehouse (WA)_New_Food Preparation_Steamer_
Commercial_Warehouse (WA)_New_Food Preparation_Natural Gas_Steamer_E8 | Commercial | Warehouse (WA) | New | Food Preparation | Natural Gas | Steamer | E8 |  | 0% | 0% | 0% | 0 | 0 | 0 | 0 | 0 | 0 | 0 | 0 | 0% | 0 | 0 | 0% | Normal | 0% | 0 | 0 | 0 | [17 empty] | Commercial_Warehouse (WA)_New_Food Preparation_Steamer_
Commercial_Warehouse (WA)_New_Food Preparation_Natural Gas_Steamer_E9 | Commercial | Warehouse (WA) | New | Food Preparation | Natural Gas | Steamer | E9 |  | 0% | 0% | 0% | 0 | 0 | 0 | 0 | 0 | 0 | 0 | 0 | 0% | 0 | 0 | 0% | Normal | 0% | 0 | 0 | 0 | [17 empty] | Commercial_Warehouse (WA)_New_Food Preparation_Steamer_
Commercial_Warehouse (WA)_New_Food Preparation_Natural Gas_Steamer_E10 | Commercial | Warehouse (WA) | New | Food Preparation | Natural Gas | Steamer | E10 |  | 0% | 0% | 0% | 0 | 0 | 0 | 0 | 0 | 0 | 0 | 0 | 0% | 0 | 0 | 0% | Normal | 0% | 0 | 0 | 0 | [17 empty] | Commercial_Warehouse (WA)_New_Food Preparation_Steamer_
Commercial_Warehouse (WA)_New_Food Preparation_Natural Gas_Food Prep Other_E1 | Commercial | Warehouse (WA) | New | Food Preparation | Natural Gas | Food Prep Other | E1 | Standard | 100% | 0% | 0% | 0.0017732 | 0 | 0 | 0 | 8 | 12 | 2019 | 2045 | 100% | 0 | 0 | 0% | Normal | 0% | 0.0022529 | 0 | 0 | 1 unit | 100000 | 0 | 1.583e-06 | 1423.18 | 1000 | 0 | 0 | 0 | 2010 | 1.1201 | Default | Default | Default | 1 | unit | 1.583e-06 | Commercial_Warehouse (WA)_New_Food Preparation_Food Prep Other_Standard
Commercial_Warehouse (WA)_New_Food Preparation_Natural Gas_Food Prep Other_E2 | Commercial | Warehouse (WA) | New | Food Preparation | Natural Gas | Food Prep Other | E2 | ENERGY STAR | 72.07% | 0% | 0% | 0.0032506 | 0 | 0 | 0 | 8 | 12 | 2019 | 2045 | 100% | 0 | 0 | 0% | Normal | 0% | 0.0016236 | 0 | 0 | 1 unit | 100000 | 0 | 1.583e-06 | 1025.646 | 1833.1988 | 0 | 0 | 0 | 2010 | 1.1201 | N/A | N/A | N/A | 1 | unit | 1.583e-06 | Commercial_Warehouse (WA)_New_Food Preparation_Food Prep Other_ENERGY STAR
Commercial_Warehouse (WA)_New_Food Preparation_Natural Gas_Food Prep Other_E3 | Commercial | Warehouse (WA) | New | Food Preparation | Natural Gas | Food Prep Other | E3 |  | 0% | 0% | 0% | 0 | 0 | 0 | 0 | 0 | 0 | 0 | 0 | 0% | 0 | 0 | 0% | Normal | 0% | 0 | 0 | 0 | [17 empty] | Commercial_Warehouse (WA)_New_Food Preparation_Food Prep Other_
Commercial_Warehouse (WA)_New_Food Preparation_Natural Gas_Food Prep Other_E4 | Commercial | Warehouse (WA) | New | Food Preparation | Natural Gas | Food Prep Other | E4 |  | 0% | 0% | 0% | 0 | 0 | 0 | 0 | 0 | 0 | 0 | 0 | 0% | 0 | 0 | 0% | Normal | 0% | 0 | 0 | 0 | [17 empty] | Commercial_Warehouse (WA)_New_Food Preparation_Food Prep Other_
Commercial_Warehouse (WA)_New_Food Preparation_Natural Gas_Food Prep Other_E5 | Commercial | Warehouse (WA) | New | Food Preparation | Natural Gas | Food Prep Other | E5 |  | 0% | 0% | 0% | 0 | 0 | 0 | 0 | 0 | 0 | 0 | 0 | 0% | 0 | 0 | 0% | Normal | 0% | 0 | 0 | 0 | [17 empty] | Commercial_Warehouse (WA)_New_Food Preparation_Food Prep Other_
Commercial_Warehouse (WA)_New_Food Preparation_Natural Gas_Food Prep Other_E6 | Commercial | Warehouse (WA) | New | Food Preparation | Natural Gas | Food Prep Other | E6 |  | 0% | 0% | 0% | 0 | 0 | 0 | 0 | 0 | 0 | 0 | 0 | 0% | 0 | 0 | 0% | Normal | 0% | 0 | 0 | 0 | [17 empty] | Commercial_Warehouse (WA)_New_Food Preparation_Food Prep Other_
Commercial_Warehouse (WA)_New_Food Preparation_Natural Gas_Food Prep Other_E7 | Commercial | Warehouse (WA) | New | Food Preparation | Natural Gas | Food Prep Other | E7 |  | 0% | 0% | 0% | 0 | 0 | 0 | 0 | 0 | 0 | 0 | 0 | 0% | 0 | 0 | 0% | Normal | 0% | 0 | 0 | 0 | [17 empty] | Commercial_Warehouse (WA)_New_Food Preparation_Food Prep Other_
Commercial_Warehouse (WA)_New_Food Preparation_Natural Gas_Food Prep Other_E8 | Commercial | Warehouse (WA) | New | Food Preparation | Natural Gas | Food Prep Other | E8 |  | 0% | 0% | 0% | 0 | 0 | 0 | 0 | 0 | 0 | 0 | 0 | 0% | 0 | 0 | 0% | Normal | 0% | 0 | 0 | 0 | [17 empty] | Commercial_Warehouse (WA)_New_Food Preparation_Food Prep Other_
Commercial_Warehouse (WA)_New_Food Preparation_Natural Gas_Food Prep Other_E9 | Commercial | Warehouse (WA) | New | Food Preparation | Natural Gas | Food Prep Other | E9 |  | 0% | 0% | 0% | 0 | 0 | 0 | 0 | 0 | 0 | 0 | 0 | 0% | 0 | 0 | 0% | Normal | 0% | 0 | 0 | 0 | [17 empty] | Commercial_Warehouse (WA)_New_Food Preparation_Food Prep Other_
Commercial_Warehouse (WA)_New_Food Preparation_Natural Gas_Food Prep Other_E10 | Commercial | Warehouse (WA) | New | Food Preparation | Natural Gas | Food Prep Other | E10 |  | 0% | 0% | 0% | 0 | 0 | 0 | 0 | 0 | 0 | 0 | 0 | 0% | 0 | 0 | 0% | Normal | 0% | 0 | 0 | 0 | [17 empty] | Commercial_Warehouse (WA)_New_Food Preparation_Food Prep Other_
Commercial_Warehouse (WA)_New_Miscellaneous_Natural Gas_Pool Heater_E1 | Commercial | Warehouse (WA) | New | Miscellaneous | Natural Gas | Pool Heater | E1 | Standard (EF .82) | 100% | 0% | 0% | 0.012823 | 0 | 0 | 0 | 4 | 8 | 2019 | 2045 | 100% | 0 | 0 | 0% | Normal | 0% | 0.010152 | 0 | 0 | 1 unit | 100000 | 0 | 6.8182e-07 | 14890 | 18052 | 0 | 0 | 0 | 2014 | 1.0418 | DOE Commercial R&D 2016 - Table 7-6 | DOE Commercial R&D 2016 - Table 7-7 | DOE Commercial R&D 2016 - Table 7-8 | 1 | unit | 6.8182e-07 | Commercial_Warehouse (WA)_New_Miscellaneous_Pool Heater_Standard (EF .82)
Commercial_Warehouse (WA)_New_Miscellaneous_Natural Gas_Pool Heater_E2 | Commercial | Warehouse (WA) | New | Miscellaneous | Natural Gas | Pool Heater | E2 | Condensing (EF .90) | 85% | 0% | 0% | 0.020996 | 0 | 0 | 0 | 4 | 8 | 2019 | 2045 | 100% | 0 | 0 | 0% | Normal | 0% | 0.0086294 | 0 | 0 | 1 unit | 100000 | 0 | 6.8182e-07 | 12656.5 | 29558 | 0 | 0 | 0 | 2014 | 1.0418 | DOE Commercial R&D 2016 - Table 7-6 | DOE Commercial R&D 2016 - Table 7-7 | DOE Commercial R&D 2016 - Table 7-9 | 1 | unit | 6.8182e-07 | Commercial_Warehouse (WA)_New_Miscellaneous_Pool Heater_Condensing (EF .90)
Commercial_Warehouse (WA)_New_Miscellaneous_Natural Gas_Pool Heater_E3 | Commercial | Warehouse (WA) | New | Miscellaneous | Natural Gas | Pool Heater | E3 |  | 0% | 0% | 0% | 0 | 0 | 0 | 0 | 0 | 0 | 0 | 0 | 0% | 0 | 0 | 0% | Normal | 0% | 0 | 0 | 0 | [17 empty] | Commercial_Warehouse (WA)_New_Miscellaneous_Pool Heater_
Commercial_Warehouse (WA)_New_Miscellaneous_Natural Gas_Pool Heater_E4 | Commercial | Warehouse (WA) | New | Miscellaneous | Natural Gas | Pool Heater | E4 |  | 0% | 0% | 0% | 0 | 0 | 0 | 0 | 0 | 0 | 0 | 0 | 0% | 0 | 0 | 0% | Normal | 0% | 0 | 0 | 0 | [17 empty] | Commercial_Warehouse (WA)_New_Miscellaneous_Pool Heater_
Commercial_Warehouse (WA)_New_Miscellaneous_Natural Gas_Pool Heater_E5 | Commercial | Warehouse (WA) | New | Miscellaneous | Natural Gas | Pool Heater | E5 |  | 0% | 0% | 0% | 0 | 0 | 0 | 0 | 0 | 0 | 0 | 0 | 0% | 0 | 0 | 0% | Normal | 0% | 0 | 0 | 0 | [17 empty] | Commercial_Warehouse (WA)_New_Miscellaneous_Pool Heater_
Commercial_Warehouse (WA)_New_Miscellaneous_Natural Gas_Pool Heater_E6 | Commercial | Warehouse (WA) | New | Miscellaneous | Natural Gas | Pool Heater | E6 |  | 0% | 0% | 0% | 0 | 0 | 0 | 0 | 0 | 0 | 0 | 0 | 0% | 0 | 0 | 0% | Normal | 0% | 0 | 0 | 0 | [17 empty] | Commercial_Warehouse (WA)_New_Miscellaneous_Pool Heater_
Commercial_Warehouse (WA)_New_Miscellaneous_Natural Gas_Pool Heater_E7 | Commercial | Warehouse (WA) | New | Miscellaneous | Natural Gas | Pool Heater | E7 |  | 0% | 0% | 0% | 0 | 0 | 0 | 0 | 0 | 0 | 0 | 0 | 0% | 0 | 0 | 0% | Normal | 0% | 0 | 0 | 0 | [17 empty] | Commercial_Warehouse (WA)_New_Miscellaneous_Pool Heater_
Commercial_Warehouse (WA)_New_Miscellaneous_Natural Gas_Pool Heater_E8 | Commercial | Warehouse (WA) | New | Miscellaneous | Natural Gas | Pool Heater | E8 |  | 0% | 0% | 0% | 0 | 0 | 0 | 0 | 0 | 0 | 0 | 0 | 0% | 0 | 0 | 0% | Normal | 0% | 0 | 0 | 0 | [17 empty] | Commercial_Warehouse (WA)_New_Miscellaneous_Pool Heater_
Commercial_Warehouse (WA)_New_Miscellaneous_Natural Gas_Pool Heater_E9 | Commercial | Warehouse (WA) | New | Miscellaneous | Natural Gas | Pool Heater | E9 |  | 0% | 0% | 0% | 0 | 0 | 0 | 0 | 0 | 0 | 0 | 0 | 0% | 0 | 0 | 0% | Normal | 0% | 0 | 0 | 0 | [17 empty] | Commercial_Warehouse (WA)_New_Miscellaneous_Pool Heater_
Commercial_Warehouse (WA)_New_Miscellaneous_Natural Gas_Pool Heater_E10 | Commercial | Warehouse (WA) | New | Miscellaneous | Natural Gas | Pool Heater | E10 |  | 0% | 0% | 0% | 0 | 0 | 0 | 0 | 0 | 0 | 0 | 0 | 0% | 0 | 0 | 0% | Normal | 0% | 0 | 0 | 0 | [17 empty] | Commercial_Warehouse (WA)_New_Miscellaneous_Pool Heater_
Commercial_Warehouse (WA)_New_Miscellaneous_Natural Gas_Miscellaneous_E1 | Commercial | Warehouse (WA) | New | Miscellaneous | Natural Gas | Miscellaneous | E1 | Standard | 100% | 0% | 0% | 1.0174 | 0 | 0 | 0 | 2 | 8 | 2019 | 2045 | 100% | 0 | 0 | 0% | Normal | 0% | 0.0071043 | 0 | 0 | 1 unit | 100000 | 0 | 1 | 1 | 1 | 0 | 0 | 0 | 2016 | 1.0174 | N/A | N/A | N/A | 1 | unit | 1 | Commercial_Warehouse (WA)_New_Miscellaneous_Miscellaneous_Standard
Commercial_Warehouse (WA)_New_Miscellaneous_Natural Gas_Miscellaneous_E2 | Commercial | Warehouse (WA) | New | Miscellaneous | Natural Gas | Miscellaneous | E2 |  | 0% | 0% | 0% | 0 | 0 | 0 | 0 | 0 | 0 | 0 | 0 | 0% | 0 | 0 | 0% | Normal | 0% | 0 | 0 | 0 | [17 empty] | Commercial_Warehouse (WA)_New_Miscellaneous_Miscellaneous_
Commercial_Warehouse (WA)_New_Miscellaneous_Natural Gas_Miscellaneous_E3 | Commercial | Warehouse (WA) | New | Miscellaneous | Natural Gas | Miscellaneous | E3 |  | 0% | 0% | 0% | 0 | 0 | 0 | 0 | 0 | 0 | 0 | 0 | 0% | 0 | 0 | 0% | Normal | 0% | 0 | 0 | 0 | [17 empty] | Commercial_Warehouse (WA)_New_Miscellaneous_Miscellaneous_
Commercial_Warehouse (WA)_New_Miscellaneous_Natural Gas_Miscellaneous_E4 | Commercial | Warehouse (WA) | New | Miscellaneous | Natural Gas | Miscellaneous | E4 |  | 0% | 0% | 0% | 0 | 0 | 0 | 0 | 0 | 0 | 0 | 0 | 0% | 0 | 0 | 0% | Normal | 0% | 0 | 0 | 0 | [17 empty] | Commercial_Warehouse (WA)_New_Miscellaneous_Miscellaneous_
Commercial_Warehouse (WA)_New_Miscellaneous_Natural Gas_Miscellaneous_E5 | Commercial | Warehouse (WA) | New | Miscellaneous | Natural Gas | Miscellaneous | E5 |  | 0% | 0% | 0% | 0 | 0 | 0 | 0 | 0 | 0 | 0 | 0 | 0% | 0 | 0 | 0% | Normal | 0% | 0 | 0 | 0 | [17 empty] | Commercial_Warehouse (WA)_New_Miscellaneous_Miscellaneous_
Commercial_Warehouse (WA)_New_Miscellaneous_Natural Gas_Miscellaneous_E6 | Commercial | Warehouse (WA) | New | Miscellaneous | Natural Gas | Miscellaneous | E6 |  | 0% | 0% | 0% | 0 | 0 | 0 | 0 | 0 | 0 | 0 | 0 | 0% | 0 | 0 | 0% | Normal | 0% | 0 | 0 | 0 | [17 empty] | Commercial_Warehouse (WA)_New_Miscellaneous_Miscellaneous_
Commercial_Warehouse (WA)_New_Miscellaneous_Natural Gas_Miscellaneous_E7 | Commercial | Warehouse (WA) | New | Miscellaneous | Natural Gas | Miscellaneous | E7 |  | 0% | 0% | 0% | 0 | 0 | 0 | 0 | 0 | 0 | 0 | 0 | 0% | 0 | 0 | 0% | Normal | 0% | 0 | 0 | 0 | [17 empty] | Commercial_Warehouse (WA)_New_Miscellaneous_Miscellaneous_
Commercial_Warehouse (WA)_New_Miscellaneous_Natural Gas_Miscellaneous_E8 | Commercial | Warehouse (WA) | New | Miscellaneous | Natural Gas | Miscellaneous | E8 |  | 0% | 0% | 0% | 0 | 0 | 0 | 0 | 0 | 0 | 0 | 0 | 0% | 0 | 0 | 0% | Normal | 0% | 0 | 0 | 0 | [17 empty] | Commercial_Warehouse (WA)_New_Miscellaneous_Miscellaneous_
Commercial_Warehouse (WA)_New_Miscellaneous_Natural Gas_Miscellaneous_E9 | Commercial | Warehouse (WA) | New | Miscellaneous | Natural Gas | Miscellaneous | E9 |  | 0% | 0% | 0% | 0 | 0 | 0 | 0 | 0 | 0 | 0 | 0 | 0% | 0 | 0 | 0% | Normal | 0% | 0 | 0 | 0 | [17 empty] | Commercial_Warehouse (WA)_New_Miscellaneous_Miscellaneous_
Commercial_Warehouse (WA)_New_Miscellaneous_Natural Gas_Miscellaneous_E10 | Commercial | Warehouse (WA) | New | Miscellaneous | Natural Gas | Miscellaneous | E10 |  | 0% | 0% | 0% | 0 | 0 | 0 | 0 | 0 | 0 | 0 | 0 | 0% | 0 | 0 | 0% | Normal | 0% | 0 | 0 | 0 | [17 empty] | Commercial_Warehouse (WA)_New_Miscellaneous_Miscellaneous_
Commercial_Miscellaneous (WA)_Existing_Space Heating_Natural Gas_Furnace_E1 | Commercial | Miscellaneous (WA) | Existing | Space Heating | Natural Gas | Furnace | E1 | AFUE 80% (Standard) | 100% | 0% | 0% | 0.6172 | 0 | 0.058175 | 0 | 10 | 20 | 2019 | 2045 | 100% | 0 | 0 | 0% | Normal | 0% | 0.41947 | 0 | 0 | 400 kBtu/hr | 15000 | 0 | 0.00017143 | 6.1172 | 3395 | 0 | 320 | 0 | 2013 | 1.0605 | GFURN-Heating-EIA14-2014 Ref. Case-2 | GFURN-Heating-EIA14-2014 Ref. Case-2 | AEG BEST | 400 | kBtu/hr | 0.068571 | Commercial_Miscellaneous (WA)_Existing_Space Heating_Furnace_AFUE 80% (Standard)
Commercial_Miscellaneous (WA)_Existing_Space Heating_Natural Gas_Furnace_E2 | Commercial | Miscellaneous (WA) | Existing | Space Heating | Natural Gas | Furnace | E2 | AFUE 90% | 88.91% | 0% | 0% | 0.74991 | 0 | 0.16907 | 0 | 10 | 20 | 2019 | 2045 | 100% | 0 | 0 | 0% | Normal | 0% | 0.37294 | 0 | 0 | 400 kBtu/hr | 15000 | 0 | 0.00017143 | 5.4387 | 4125 | 0 | 930 | 0 | 2013 | 1.0605 | GFURN-Heating-EIA14-2014 Ref. Case-3 | GFURN-Heating-EIA14-2014 Ref. Case-3 | AEG BEST | 400 | kBtu/hr | 0.068571 | Commercial_Miscellaneous (WA)_Existing_Space Heating_Furnace_AFUE 90%
Commercial_Miscellaneous (WA)_Existing_Space Heating_Natural Gas_Furnace_E3 | Commercial | Miscellaneous (WA) | Existing | Space Heating | Natural Gas | Furnace | E3 | AFUE 96% | 83.35% | 0% | 0% | 1.4492 | 0 | 0 | 0 | 10 | 20 | 2019 | 2045 | 100% | 0 | 0 | 0% | Normal | 0% | 0.34962 | 0 | 0 | 150 kBtu/hr | 15000 | 0 | 0.00045714 | 5.0986 | 3042.9057 | 0 | 0 | 0 | 2014 | 1.0418 | GFURN-Heating-EIA14-2014 Ref. Case-3 | GFURN-Heating-ILTRM-v5.0-191 | AEG BEST | 150 | kBtu/hr | 0.068571 | Commercial_Miscellaneous (WA)_Existing_Space Heating_Furnace_AFUE 96%
Commercial_Miscellaneous (WA)_Existing_Space Heating_Natural Gas_Furnace_E4 | Commercial | Miscellaneous (WA) | Existing | Space Heating | Natural Gas | Furnace | E4 |  | 0% | 0% | 0% | 0 | 0 | 0 | 0 | 0 | 0 | 0 | 0 | 0% | 0 | 0 | 0% | Normal | 0% | 0 | 0 | 0 | [17 empty] | Commercial_Miscellaneous (WA)_Existing_Space Heating_Furnace_
Commercial_Miscellaneous (WA)_Existing_Space Heating_Natural Gas_Furnace_E5 | Commercial | Miscellaneous (WA) | Existing | Space Heating | Natural Gas | Furnace | E5 |  | 0% | 0% | 0% | 0 | 0 | 0 | 0 | 0 | 0 | 0 | 0 | 0% | 0 | 0 | 0% | Normal | 0% | 0 | 0 | 0 | [17 empty] | Commercial_Miscellaneous (WA)_Existing_Space Heating_Furnace_
Commercial_Miscellaneous (WA)_Existing_Space Heating_Natural Gas_Furnace_E6 | Commercial | Miscellaneous (WA) | Existing | Space Heating | Natural Gas | Furnace | E6 |  | 0% | 0% | 0% | 0 | 0 | 0 | 0 | 0 | 0 | 0 | 0 | 0% | 0 | 0 | 0% | Normal | 0% | 0 | 0 | 0 | [17 empty] | Commercial_Miscellaneous (WA)_Existing_Space Heating_Furnace_
Commercial_Miscellaneous (WA)_Existing_Space Heating_Natural Gas_Furnace_E7 | Commercial | Miscellaneous (WA) | Existing | Space Heating | Natural Gas | Furnace | E7 |  | 0% | 0% | 0% | 0 | 0 | 0 | 0 | 0 | 0 | 0 | 0 | 0% | 0 | 0 | 0% | Normal | 0% | 0 | 0 | 0 | [17 empty] | Commercial_Miscellaneous (WA)_Existing_Space Heating_Furnace_
Commercial_Miscellaneous (WA)_Existing_Space Heating_Natural Gas_Furnace_E8 | Commercial | Miscellaneous (WA) | Existing | Space Heating | Natural Gas | Furnace | E8 |  | 0% | 0% | 0% | 0 | 0 | 0 | 0 | 0 | 0 | 0 | 0 | 0% | 0 | 0 | 0% | Normal | 0% | 0 | 0 | 0 | [17 empty] | Commercial_Miscellaneous (WA)_Existing_Space Heating_Furnace_
Commercial_Miscellaneous (WA)_Existing_Space Heating_Natural Gas_Furnace_E9 | Commercial | Miscellaneous (WA) | Existing | Space Heating | Natural Gas | Furnace | E9 |  | 0% | 0% | 0% | 0 | 0 | 0 | 0 | 0 | 0 | 0 | 0 | 0% | 0 | 0 | 0% | Normal | 0% | 0 | 0 | 0 | [17 empty] | Commercial_Miscellaneous (WA)_Existing_Space Heating_Furnace_
Commercial_Miscellaneous (WA)_Existing_Space Heating_Natural Gas_Furnace_E10 | Commercial | Miscellaneous (WA) | Existing | Space Heating | Natural Gas | Furnace | E10 |  | 0% | 0% | 0% | 0 | 0 | 0 | 0 | 0 | 0 | 0 | 0 | 0% | 0 | 0 | 0% | Normal | 0% | 0 | 0 | 0 | [17 empty] | Commercial_Miscellaneous (WA)_Existing_Space Heating_Furnace_
Commercial_Miscellaneous (WA)_Existing_Space Heating_Natural Gas_Boiler_E1 | Commercial | Miscellaneous (WA) | Existing | Space Heating | Natural Gas | Boiler | E1 | AFUE 80% (Standard) | 100% | 0% | 0% | 2.3009 | 0 | 0.054539 | 0 | 25 | 35 | 2019 | 2045 | 100% | 0 | 0 | 0% | Normal | 0% | 1.3145 | 0 | 0 | 1 kBtu/hr | 15000 | 0 | 0.068571 | 18.3472 | 31.6406 | 0 | 0.75 | 0 | 2013 | 1.0605 | GBLR-Heating-AEO15-3 | GBLR-Heating-AEO15-3 | GBLR-Heating-AEO15-3 | 1 | kBtu/hr | 0.068571 | Commercial_Miscellaneous (WA)_Existing_Space Heating_Boiler_AFUE 80% (Standard)
Commercial_Miscellaneous (WA)_Existing_Space Heating_Natural Gas_Boiler_E2 | Commercial | Miscellaneous (WA) | Existing | Space Heating | Natural Gas | Boiler | E2 | AFUE 85% | 94.12% | 0% | 0% | 2.4703 | 0 | 0.051331 | 0 | 25 | 35 | 2019 | 2045 | 100% | 0 | 0 | 0% | Normal | 0% | 1.2372 | 0 | 0 | 1 kBtu/hr | 15000 | 0 | 0.068571 | 17.2679 | 33.9706 | 0 | 0.70588 | 0 | 2013 | 1.0605 | GBLR-Heating-AEO15-6 | GBLR-Heating-AEO15-6 | GBLR-Heating-AEO15-6 | 1 | kBtu/hr | 0.068571 | Commercial_Miscellaneous (WA)_Existing_Space Heating_Boiler_AFUE 85%
Commercial_Miscellaneous (WA)_Existing_Space Heating_Natural Gas_Boiler_E3 | Commercial | Miscellaneous (WA) | Existing | Space Heating | Natural Gas | Boiler | E3 | AFUE 97% | 82.47% | 0% | 0% | 2.3513 | 0 | 0.044522 | 0 | 25 | 35 | 2019 | 2045 | 100% | 0 | 0 | 0% | Normal | 0% | 1.0841 | 0 | 0 | 1 kBtu/hr | 15000 | 0 | 0.068571 | 15.1317 | 32.3342 | 0 | 0.61224 | 0 | 2013 | 1.0605 | GBLR-Heating-AEO15-7 | GBLR-Heating-AEO15-7 | GBLR-Heating-AEO15-7 | 1 | kBtu/hr | 0.068571 | Commercial_Miscellaneous (WA)_Existing_Space Heating_Boiler_AFUE 97%
Commercial_Miscellaneous (WA)_Existing_Space Heating_Natural Gas_Boiler_E4 | Commercial | Miscellaneous (WA) | Existing | Space Heating | Natural Gas | Boiler | E4 | Convert to NG Air Source Heat Pump | 57.14% | 0% | 0% | 15.8769 | 0 | 0.19392 | 0 | 10 | 20 | 2019 | 2045 | 100% | 0 | 0 | 0% | Normal | 0% | 0.75114 | 0 | 0 | 1 kBtu/hr | 15000 | 0 | 0.068571 | 10.4841 | 218.3333 | 0 | 2.6667 | 0 | 2013 | 1.0605 | HP_GAS-Heating-AEO17-1 | HP_GAS-Heating-AEO17-1 | HP_GAS-Heating-AEO17-1 | 1 | kBtu/hr | 0.068571 | Commercial_Miscellaneous (WA)_Existing_Space Heating_Boiler_Convert to NG Air Source Heat Pump
Commercial_Miscellaneous (WA)_Existing_Space Heating_Natural Gas_Boiler_E5 | Commercial | Miscellaneous (WA) | Existing | Space Heating | Natural Gas | Boiler | E5 |  | 0% | 0% | 0% | 0 | 0 | 0 | 0 | 0 | 0 | 0 | 0 | 0% | 0 | 0 | 0% | Normal | 0% | 0 | 0 | 0 | [17 empty] | Commercial_Miscellaneous (WA)_Existing_Space Heating_Boiler_
Commercial_Miscellaneous (WA)_Existing_Space Heating_Natural Gas_Boiler_E6 | Commercial | Miscellaneous (WA) | Existing | Space Heating | Natural Gas | Boiler | E6 |  | 0% | 0% | 0% | 0 | 0 | 0 | 0 | 0 | 0 | 0 | 0 | 0% | 0 | 0 | 0% | Normal | 0% | 0 | 0 | 0 | [17 empty] | Commercial_Miscellaneous (WA)_Existing_Space Heating_Boiler_
Commercial_Miscellaneous (WA)_Existing_Space Heating_Natural Gas_Boiler_E7 | Commercial | Miscellaneous (WA) | Existing | Space Heating | Natural Gas | Boiler | E7 |  | 0% | 0% | 0% | 0 | 0 | 0 | 0 | 0 | 0 | 0 | 0 | 0% | 0 | 0 | 0% | Normal | 0% | 0 | 0 | 0 | [17 empty] | Commercial_Miscellaneous (WA)_Existing_Space Heating_Boiler_
Commercial_Miscellaneous (WA)_Existing_Space Heating_Natural Gas_Boiler_E8 | Commercial | Miscellaneous (WA) | Existing | Space Heating | Natural Gas | Boiler | E8 |  | 0% | 0% | 0% | 0 | 0 | 0 | 0 | 0 | 0 | 0 | 0 | 0% | 0 | 0 | 0% | Normal | 0% | 0 | 0 | 0 | [17 empty] | Commercial_Miscellaneous (WA)_Existing_Space Heating_Boiler_
Commercial_Miscellaneous (WA)_Existing_Space Heating_Natural Gas_Boiler_E9 | Commercial | Miscellaneous (WA) | Existing | Space Heating | Natural Gas | Boiler | E9 |  | 0% | 0% | 0% | 0 | 0 | 0 | 0 | 0 | 0 | 0 | 0 | 0% | 0 | 0 | 0% | Normal | 0% | 0 | 0 | 0 | [17 empty] | Commercial_Miscellaneous (WA)_Existing_Space Heating_Boiler_
Commercial_Miscellaneous (WA)_Existing_Space Heating_Natural Gas_Boiler_E10 | Commercial | Miscellaneous (WA) | Existing | Space Heating | Natural Gas | Boiler | E10 |  | 0% | 0% | 0% | 0 | 0 | 0 | 0 | 0 | 0 | 0 | 0 | 0% | 0 | 0 | 0% | Normal | 0% | 0 | 0 | 0 | [17 empty] | Commercial_Miscellaneous (WA)_Existing_Space Heating_Boiler_
Commercial_Miscellaneous (WA)_Existing_Space Heating_Natural Gas_Unit Heater_E1 | Commercial | Miscellaneous (WA) | Existing | Space Heating | Natural Gas | Unit Heater | E1 | Standard | 100% | 0% | 0% | 0.00052823 | 0 | 0 | 0 | 15 | 25 | 2019 | 2045 | 100% | 0 | 0 | 0% | Normal | 0% | 0.21514 | 0 | 0 | 1 kBtu/Hr | 15000 | 0 | 4.9402e-07 | 2080 | 1051 | 0 | 0 | 0 | 2016 | 1.0174 | UNITHT-Heating-XCELCO-2017-18-3 | UNITHT-Heating-XCELCO-2017-18-3 | UNITHT-Heating-XCELCO-2017-18-3 | 1 | kBtu/Hr | 4.9402e-07 | Commercial_Miscellaneous (WA)_Existing_Space Heating_Unit Heater_Standard
Commercial_Miscellaneous (WA)_Existing_Space Heating_Natural Gas_Unit Heater_E2 | Commercial | Miscellaneous (WA) | Existing | Space Heating | Natural Gas | Unit Heater | E2 | Condensing | 88.94% | 0% | 0% | 0.0011585 | 0 | 0 | 0 | 15 | 25 | 2019 | 2045 | 100% | 0 | 0 | 0% | Normal | 0% | 0.19135 | 0 | 0 | 1 kBtu/Hr | 15000 | 0 | 4.9402e-07 | 1850 | 2305 | 0 | 0 | 0 | 2016 | 1.0174 | UNITHT-Heating-XCELCO-2017-18-3 | UNITHT-Heating-XCELCO-2017-18-3 | UNITHT-Heating-XCELCO-2017-18-3 | 1 | kBtu/Hr | 4.9402e-07 | Commercial_Miscellaneous (WA)_Existing_Space Heating_Unit Heater_Condensing
Commercial_Miscellaneous (WA)_Existing_Space Heating_Natural Gas_Unit Heater_E3 | Commercial | Miscellaneous (WA) | Existing | Space Heating | Natural Gas | Unit Heater | E3 | Infrared Radiant | 88.46% | 0% | 0% | 0.00063076 | 0 | 0 | 0 | 10 | 20 | 2019 | 2045 | 100% | 0 | 0 | 0% | Normal | 0% | 0.19032 | 0 | 0 | 1 kBtu/Hr | 15000 | 0 | 4.9402e-07 | 1840 | 1255 | 0 | 0 | 0 | 2016 | 1.0174 | UNITHT-Heating-XCELCO-2017-18-4 | UNITHT-Heating-XCELCO-2017-18-4 | UNITHT-Heating-XCELCO-2017-18-4 | 1 | kBtu/Hr | 4.9402e-07 | Commercial_Miscellaneous (WA)_Existing_Space Heating_Unit Heater_Infrared Radiant
Commercial_Miscellaneous (WA)_Existing_Space Heating_Natural Gas_Unit Heater_E4 | Commercial | Miscellaneous (WA) | Existing | Space Heating | Natural Gas | Unit Heater | E4 |  | 0% | 0% | 0% | 0 | 0 | 0 | 0 | 0 | 0 | 0 | 0 | 0% | 0 | 0 | 0% | Normal | 0% | 0 | 0 | 0 | [17 empty] | Commercial_Miscellaneous (WA)_Existing_Space Heating_Unit Heater_
Commercial_Miscellaneous (WA)_Existing_Space Heating_Natural Gas_Unit Heater_E5 | Commercial | Miscellaneous (WA) | Existing | Space Heating | Natural Gas | Unit Heater | E5 |  | 0% | 0% | 0% | 0 | 0 | 0 | 0 | 0 | 0 | 0 | 0 | 0% | 0 | 0 | 0% | Normal | 0% | 0 | 0 | 0 | [17 empty] | Commercial_Miscellaneous (WA)_Existing_Space Heating_Unit Heater_
Commercial_Miscellaneous (WA)_Existing_Space Heating_Natural Gas_Unit Heater_E6 | Commercial | Miscellaneous (WA) | Existing | Space Heating | Natural Gas | Unit Heater | E6 |  | 0% | 0% | 0% | 0 | 0 | 0 | 0 | 0 | 0 | 0 | 0 | 0% | 0 | 0 | 0% | Normal | 0% | 0 | 0 | 0 | [17 empty] | Commercial_Miscellaneous (WA)_Existing_Space Heating_Unit Heater_
Commercial_Miscellaneous (WA)_Existing_Space Heating_Natural Gas_Unit Heater_E7 | Commercial | Miscellaneous (WA) | Existing | Space Heating | Natural Gas | Unit Heater | E7 |  | 0% | 0% | 0% | 0 | 0 | 0 | 0 | 0 | 0 | 0 | 0 | 0% | 0 | 0 | 0% | Normal | 0% | 0 | 0 | 0 | [17 empty] | Commercial_Miscellaneous (WA)_Existing_Space Heating_Unit Heater_
Commercial_Miscellaneous (WA)_Existing_Space Heating_Natural Gas_Unit Heater_E8 | Commercial | Miscellaneous (WA) | Existing | Space Heating | Natural Gas | Unit Heater | E8 |  | 0% | 0% | 0% | 0 | 0 | 0 | 0 | 0 | 0 | 0 | 0 | 0% | 0 | 0 | 0% | Normal | 0% | 0 | 0 | 0 | [17 empty] | Commercial_Miscellaneous (WA)_Existing_Space Heating_Unit Heater_
Commercial_Miscellaneous (WA)_Existing_Space Heating_Natural Gas_Unit Heater_E9 | Commercial | Miscellaneous (WA) | Existing | Space Heating | Natural Gas | Unit Heater | E9 |  | 0% | 0% | 0% | 0 | 0 | 0 | 0 | 0 | 0 | 0 | 0 | 0% | 0 | 0 | 0% | Normal | 0% | 0 | 0 | 0 | [17 empty] | Commercial_Miscellaneous (WA)_Existing_Space Heating_Unit Heater_
Commercial_Miscellaneous (WA)_Existing_Space Heating_Natural Gas_Unit Heater_E10 | Commercial | Miscellaneous (WA) | Existing | Space Heating | Natural Gas | Unit Heater | E10 |  | 0% | 0% | 0% | 0 | 0 | 0 | 0 | 0 | 0 | 0 | 0 | 0% | 0 | 0 | 0% | Normal | 0% | 0 | 0 | 0 | [17 empty] | Commercial_Miscellaneous (WA)_Existing_Space Heating_Unit Heater_
Commercial_Miscellaneous (WA)_Existing_Water Heating_Natural Gas_Water Heater_E1 | Commercial | Miscellaneous (WA) | Existing | Water Heating | Natural Gas | Water Heater | E1 | TE 0.80 | 100% | 0% | 0% | 0.22704 | 0 | 0 | 0 | 10 | 20 | 2019 | 2045 | 100% | 0 | 0 | 0% | Normal | 0% | 0.3568 | 0 | 0 | 1 kBtu/hr | 15000 | 0 | 0.010237 | 32.1036 | 21.8 | 0 | 0 | 0 | 2017 | 1.0174 | DHW_WH-Water Heating-PG&E-R7-14 | DHW_WH-Water Heating-PG&E-R7-14 | DHW_WH-Water Heating-PG&E-R7-14 | 1 | kBtu/hr | 0.010237 | Commercial_Miscellaneous (WA)_Existing_Water Heating_Water Heater_TE 0.80
Commercial_Miscellaneous (WA)_Existing_Water Heating_Natural Gas_Water Heater_E2 | Commercial | Miscellaneous (WA) | Existing | Water Heating | Natural Gas | Water Heater | E2 | TE 0.90 | 88.89% | 0% | 0% | 0.27244 | 0 | 0 | 0 | 10 | 20 | 2019 | 2045 | 100% | 0 | 0 | 0% | Normal | 0% | 0.31716 | 0 | 0 | 1 kBtu/hr | 15000 | 0 | 0.010237 | 28.5365 | 26.16 | 0 | 0 | 0 | 2017 | 1.0174 | DHW_WH-Water Heating-PG&E-R7-14 | DHW_WH-Water Heating-PG&E-R7-14 | DHW_WH-Water Heating-PG&E-R7-14 | 1 | kBtu/hr | 0.010237 | Commercial_Miscellaneous (WA)_Existing_Water Heating_Water Heater_TE 0.90
Commercial_Miscellaneous (WA)_Existing_Water Heating_Natural Gas_Water Heater_E3 | Commercial | Miscellaneous (WA) | Existing | Water Heating | Natural Gas | Water Heater | E3 | TE 0.94 | 85.11% | 0% | 0% | 0.3349 | 0 | 0 | 0 | 10 | 20 | 2019 | 2045 | 100% | 0 | 0 | 0% | Normal | 0% | 0.30366 | 0 | 0 | 1 kBtu/hr | 15000 | 0 | 0.010237 | 27.3222 | 30.3604 | 0 | 0 | 0 | 2012 | 1.0776 | DHW_WH-Water Heating-NMTRM-2016-7 | DHW_WH-Water Heating-NMTRM-2016-7 | DHW_WH-Water Heating-NMTRM-2016-7 | 1 | kBtu/hr | 0.010237 | Commercial_Miscellaneous (WA)_Existing_Water Heating_Water Heater_TE 0.94
Commercial_Miscellaneous (WA)_Existing_Water Heating_Natural Gas_Water Heater_E4 | Commercial | Miscellaneous (WA) | Existing | Water Heating | Natural Gas | Water Heater | E4 | Instantaneous TE 0.94 | 85.02% | 0% | 0% | 0.39315 | 0 | 0 | 0 | 15 | 25 | 2019 | 2045 | 100% | 0 | 0 | 0% | Normal | 0% | 0.30334 | 0 | 0 | 1 kBtu/hr | 15000 | 0 | 0.010237 | 27.2931 | 35.6404 | 0 | 0 | 0 | 2012 | 1.0776 | DHW_WH-Water Heating-NMTRM-2016-9 | DHW_WH-Water Heating-NMTRM-2016-9 | DHW_WH-Water Heating-NMTRM-2016-9 | 1 | kBtu/hr | 0.010237 | Commercial_Miscellaneous (WA)_Existing_Water Heating_Water Heater_Instantaneous TE 0.94
Commercial_Miscellaneous (WA)_Existing_Water Heating_Natural Gas_Water Heater_E5 | Commercial | Miscellaneous (WA) | Existing | Water Heating | Natural Gas | Water Heater | E5 | Gas-Fired Absorption HPWH | 53.33% | 0% | 0% | 0.66823 | 0 | 0 | 0 | 10 | 16 | 2019 | 2045 | 100% | 0 | 0 | 0% | Normal | 0% | 0.19029 | 0 | 0 | 1 kBtu/hr | 15000 | 0 | 0.010237 | 17.1219 | 62.6566 | 0 | 0 | 0 | 2014 | 1.0418 | DHW_WH-Water Heating-DOE-2014-1 | DHW_WH-Water Heating-DOE-2014-1 | DHW_WH-Water Heating-DOE-2014-1 | 1 | kBtu/hr | 0.010237 | Commercial_Miscellaneous (WA)_Existing_Water Heating_Water Heater_Gas-Fired Absorption HPWH
Commercial_Miscellaneous (WA)_Existing_Water Heating_Natural Gas_Water Heater_E6 | Commercial | Miscellaneous (WA) | Existing | Water Heating | Natural Gas | Water Heater | E6 |  | 0% | 0% | 0% | 0 | 0 | 0 | 0 | 0 | 0 | 0 | 0 | 0% | 0 | 0 | 0% | Normal | 0% | 0 | 0 | 0 | [17 empty] | Commercial_Miscellaneous (WA)_Existing_Water Heating_Water Heater_
Commercial_Miscellaneous (WA)_Existing_Water Heating_Natural Gas_Water Heater_E7 | Commercial | Miscellaneous (WA) | Existing | Water Heating | Natural Gas | Water Heater | E7 |  | 0% | 0% | 0% | 0 | 0 | 0 | 0 | 0 | 0 | 0 | 0 | 0% | 0 | 0 | 0% | Normal | 0% | 0 | 0 | 0 | [17 empty] | Commercial_Miscellaneous (WA)_Existing_Water Heating_Water Heater_
Commercial_Miscellaneous (WA)_Existing_Water Heating_Natural Gas_Water Heater_E8 | Commercial | Miscellaneous (WA) | Existing | Water Heating | Natural Gas | Water Heater | E8 |  | 0% | 0% | 0% | 0 | 0 | 0 | 0 | 0 | 0 | 0 | 0 | 0% | 0 | 0 | 0% | Normal | 0% | 0 | 0 | 0 | [17 empty] | Commercial_Miscellaneous (WA)_Existing_Water Heating_Water Heater_
Commercial_Miscellaneous (WA)_Existing_Water Heating_Natural Gas_Water Heater_E9 | Commercial | Miscellaneous (WA) | Existing | Water Heating | Natural Gas | Water Heater | E9 |  | 0% | 0% | 0% | 0 | 0 | 0 | 0 | 0 | 0 | 0 | 0 | 0% | 0 | 0 | 0% | Normal | 0% | 0 | 0 | 0 | [17 empty] | Commercial_Miscellaneous (WA)_Existing_Water Heating_Water Heater_
Commercial_Miscellaneous (WA)_Existing_Water Heating_Natural Gas_Water Heater_E10 | Commercial | Miscellaneous (WA) | Existing | Water Heating | Natural Gas | Water Heater | E10 |  | 0% | 0% | 0% | 0 | 0 | 0 | 0 | 0 | 0 | 0 | 0 | 0% | 0 | 0 | 0% | Normal | 0% | 0 | 0 | 0 | [17 empty] | Commercial_Miscellaneous (WA)_Existing_Water Heating_Water Heater_
Commercial_Miscellaneous (WA)_Existing_Food Preparation_Natural Gas_Oven_E1 | Commercial | Miscellaneous (WA) | Existing | Food Preparation | Natural Gas | Oven | E1 | Standard | 100% | 0% | 0% | 0.0023232 | 0 | 0 | 0 | 8 | 12 | 2019 | 2045 | 100% | 0 | 0 | 0% | Normal | 0% | 0.014194 | 0 | 0 | 1 unit | 15000 | 0 | 4.4699e-06 | 1050.946 | 490.1 | 0 | 0 | 0 | 2013 | 1.0605 | COOK_OVN-Food Preparation-AEO17-3 | COOK_OVN-Food Preparation-AEO17-3 | COOK_OVN-Food Preparation-ILTRM-v5.0-23 | 1 | unit | 4.4699e-06 | Commercial_Miscellaneous (WA)_Existing_Food Preparation_Oven_Standard
Commercial_Miscellaneous (WA)_Existing_Food Preparation_Natural Gas_Oven_E2 | Commercial | Miscellaneous (WA) | Existing | Food Preparation | Natural Gas | Oven | E2 | ENERGY STAR (>42% Baking Efficiency) | 71.01% | 0% | 0% | 0.0031655 | 0 | 0 | 0 | 8 | 12 | 2019 | 2045 | 100% | 0 | 0 | 0% | Normal | 0% | 0.010079 | 0 | 0 | 1 unit | 15000 | 0 | 4.4699e-06 | 746.2722 | 667.81 | 0 | 0 | 0 | 2013 | 1.0605 | COOK_OVN-Food Preparation-AEO17-3 | COOK_OVN-Food Preparation-AEO17-3 | COOK_OVN-Food Preparation-ILTRM-v5.0-23 | 1 | unit | 4.4699e-06 | Commercial_Miscellaneous (WA)_Existing_Food Preparation_Oven_ENERGY STAR (>42% Baking Efficiency)
Commercial_Miscellaneous (WA)_Existing_Food Preparation_Natural Gas_Oven_E3 | Commercial | Miscellaneous (WA) | Existing | Food Preparation | Natural Gas | Oven | E3 |  | 0% | 0% | 0% | 0 | 0 | 0 | 0 | 0 | 0 | 0 | 0 | 0% | 0 | 0 | 0% | Normal | 0% | 0 | 0 | 0 | [17 empty] | Commercial_Miscellaneous (WA)_Existing_Food Preparation_Oven_
Commercial_Miscellaneous (WA)_Existing_Food Preparation_Natural Gas_Oven_E4 | Commercial | Miscellaneous (WA) | Existing | Food Preparation | Natural Gas | Oven | E4 |  | 0% | 0% | 0% | 0 | 0 | 0 | 0 | 0 | 0 | 0 | 0 | 0% | 0 | 0 | 0% | Normal | 0% | 0 | 0 | 0 | [17 empty] | Commercial_Miscellaneous (WA)_Existing_Food Preparation_Oven_
Commercial_Miscellaneous (WA)_Existing_Food Preparation_Natural Gas_Oven_E5 | Commercial | Miscellaneous (WA) | Existing | Food Preparation | Natural Gas | Oven | E5 |  | 0% | 0% | 0% | 0 | 0 | 0 | 0 | 0 | 0 | 0 | 0 | 0% | 0 | 0 | 0% | Normal | 0% | 0 | 0 | 0 | [17 empty] | Commercial_Miscellaneous (WA)_Existing_Food Preparation_Oven_
Commercial_Miscellaneous (WA)_Existing_Food Preparation_Natural Gas_Oven_E6 | Commercial | Miscellaneous (WA) | Existing | Food Preparation | Natural Gas | Oven | E6 |  | 0% | 0% | 0% | 0 | 0 | 0 | 0 | 0 | 0 | 0 | 0 | 0% | 0 | 0 | 0% | Normal | 0% | 0 | 0 | 0 | [17 empty] | Commercial_Miscellaneous (WA)_Existing_Food Preparation_Oven_
Commercial_Miscellaneous (WA)_Existing_Food Preparation_Natural Gas_Oven_E7 | Commercial | Miscellaneous (WA) | Existing | Food Preparation | Natural Gas | Oven | E7 |  | 0% | 0% | 0% | 0 | 0 | 0 | 0 | 0 | 0 | 0 | 0 | 0% | 0 | 0 | 0% | Normal | 0% | 0 | 0 | 0 | [17 empty] | Commercial_Miscellaneous (WA)_Existing_Food Preparation_Oven_
Commercial_Miscellaneous (WA)_Existing_Food Preparation_Natural Gas_Oven_E8 | Commercial | Miscellaneous (WA) | Existing | Food Preparation | Natural Gas | Oven | E8 |  | 0% | 0% | 0% | 0 | 0 | 0 | 0 | 0 | 0 | 0 | 0 | 0% | 0 | 0 | 0% | Normal | 0% | 0 | 0 | 0 | [17 empty] | Commercial_Miscellaneous (WA)_Existing_Food Preparation_Oven_
Commercial_Miscellaneous (WA)_Existing_Food Preparation_Natural Gas_Oven_E9 | Commercial | Miscellaneous (WA) | Existing | Food Preparation | Natural Gas | Oven | E9 |  | 0% | 0% | 0% | 0 | 0 | 0 | 0 | 0 | 0 | 0 | 0 | 0% | 0 | 0 | 0% | Normal | 0% | 0 | 0 | 0 | [17 empty] | Commercial_Miscellaneous (WA)_Existing_Food Preparation_Oven_
Commercial_Miscellaneous (WA)_Existing_Food Preparation_Natural Gas_Oven_E10 | Commercial | Miscellaneous (WA) | Existing | Food Preparation | Natural Gas | Oven | E10 |  | 0% | 0% | 0% | 0 | 0 | 0 | 0 | 0 | 0 | 0 | 0 | 0% | 0 | 0 | 0% | Normal | 0% | 0 | 0 | 0 | [17 empty] | Commercial_Miscellaneous (WA)_Existing_Food Preparation_Oven_
Commercial_Miscellaneous (WA)_Existing_Food Preparation_Natural Gas_Conveyor Oven_E1 | Commercial | Miscellaneous (WA) | Existing | Food Preparation | Natural Gas | Conveyor Oven | E1 | Standard | 100% | 0% | 0% | 0.0018746 | 0 | 0 | 0 | 15 | 19 | 2019 | 2045 | 100% | 0 | 0 | 0% | Normal | 0% | 0.022906 | 0 | 0 | 1 unit | 15000 | 0 | 1.0615e-06 | 3571 | 1665.3064 | 0 | 0 | 0 | 2013 | 1.0605 | COOK_OVN-Food Preparation-ILTRM-v5.0-24 | COOK_OVN-Food Preparation-AEO17-3 | https://fishnick.com/saveenergy/tools/calculators/gconvovencalc.php | 1 | unit | 1.0615e-06 | Commercial_Miscellaneous (WA)_Existing_Food Preparation_Conveyor Oven_Standard
Commercial_Miscellaneous (WA)_Existing_Food Preparation_Natural Gas_Conveyor Oven_E2 | Commercial | Miscellaneous (WA) | Existing | Food Preparation | Natural Gas | Conveyor Oven | E2 | ENERGY STAR (>42% Baking Efficiency) | 79.47% | 0% | 0% | 0.0039715 | 0 | 0 | 0 | 15 | 19 | 2019 | 2045 | 100% | 0 | 0 | 0% | Normal | 0% | 0.018204 | 0 | 0 | 1 unit | 15000 | 0 | 1.0615e-06 | 2838 | 3409.1835 | 0 | 0 | 0 | 2011 | 1.0975 | COOK_OVN-Food Preparation-ILTRM-v5.0-24 | COOK_OVN-Food Preparation-ILTRM-v5.0-24 | COOK_OVN-Food Preparation-ILTRM-v5.0-24 | 1 | unit | 1.0615e-06 | Commercial_Miscellaneous (WA)_Existing_Food Preparation_Conveyor Oven_ENERGY STAR (>42% Baking Efficiency)
Commercial_Miscellaneous (WA)_Existing_Food Preparation_Natural Gas_Conveyor Oven_E3 | Commercial | Miscellaneous (WA) | Existing | Food Preparation | Natural Gas | Conveyor Oven | E3 |  | 0% | 0% | 0% | 0 | 0 | 0 | 0 | 0 | 0 | 0 | 0 | 0% | 0 | 0 | 0% | Normal | 0% | 0 | 0 | 0 | [17 empty] | Commercial_Miscellaneous (WA)_Existing_Food Preparation_Conveyor Oven_
Commercial_Miscellaneous (WA)_Existing_Food Preparation_Natural Gas_Conveyor Oven_E4 | Commercial | Miscellaneous (WA) | Existing | Food Preparation | Natural Gas | Conveyor Oven | E4 |  | 0% | 0% | 0% | 0 | 0 | 0 | 0 | 0 | 0 | 0 | 0 | 0% | 0 | 0 | 0% | Normal | 0% | 0 | 0 | 0 | [17 empty] | Commercial_Miscellaneous (WA)_Existing_Food Preparation_Conveyor Oven_
Commercial_Miscellaneous (WA)_Existing_Food Preparation_Natural Gas_Conveyor Oven_E5 | Commercial | Miscellaneous (WA) | Existing | Food Preparation | Natural Gas | Conveyor Oven | E5 |  | 0% | 0% | 0% | 0 | 0 | 0 | 0 | 0 | 0 | 0 | 0 | 0% | 0 | 0 | 0% | Normal | 0% | 0 | 0 | 0 | [17 empty] | Commercial_Miscellaneous (WA)_Existing_Food Preparation_Conveyor Oven_
Commercial_Miscellaneous (WA)_Existing_Food Preparation_Natural Gas_Conveyor Oven_E6 | Commercial | Miscellaneous (WA) | Existing | Food Preparation | Natural Gas | Conveyor Oven | E6 |  | 0% | 0% | 0% | 0 | 0 | 0 | 0 | 0 | 0 | 0 | 0 | 0% | 0 | 0 | 0% | Normal | 0% | 0 | 0 | 0 | [17 empty] | Commercial_Miscellaneous (WA)_Existing_Food Preparation_Conveyor Oven_
Commercial_Miscellaneous (WA)_Existing_Food Preparation_Natural Gas_Conveyor Oven_E7 | Commercial | Miscellaneous (WA) | Existing | Food Preparation | Natural Gas | Conveyor Oven | E7 |  | 0% | 0% | 0% | 0 | 0 | 0 | 0 | 0 | 0 | 0 | 0 | 0% | 0 | 0 | 0% | Normal | 0% | 0 | 0 | 0 | [17 empty] | Commercial_Miscellaneous (WA)_Existing_Food Preparation_Conveyor Oven_
Commercial_Miscellaneous (WA)_Existing_Food Preparation_Natural Gas_Conveyor Oven_E8 | Commercial | Miscellaneous (WA) | Existing | Food Preparation | Natural Gas | Conveyor Oven | E8 |  | 0% | 0% | 0% | 0 | 0 | 0 | 0 | 0 | 0 | 0 | 0 | 0% | 0 | 0 | 0% | Normal | 0% | 0 | 0 | 0 | [17 empty] | Commercial_Miscellaneous (WA)_Existing_Food Preparation_Conveyor Oven_
Commercial_Miscellaneous (WA)_Existing_Food Preparation_Natural Gas_Conveyor Oven_E9 | Commercial | Miscellaneous (WA) | Existing | Food Preparation | Natural Gas | Conveyor Oven | E9 |  | 0% | 0% | 0% | 0 | 0 | 0 | 0 | 0 | 0 | 0 | 0 | 0% | 0 | 0 | 0% | Normal | 0% | 0 | 0 | 0 | [17 empty] | Commercial_Miscellaneous (WA)_Existing_Food Preparation_Conveyor Oven_
Commercial_Miscellaneous (WA)_Existing_Food Preparation_Natural Gas_Conveyor Oven_E10 | Commercial | Miscellaneous (WA) | Existing | Food Preparation | Natural Gas | Conveyor Oven | E10 |  | 0% | 0% | 0% | 0 | 0 | 0 | 0 | 0 | 0 | 0 | 0 | 0% | 0 | 0 | 0% | Normal | 0% | 0 | 0 | 0 | [17 empty] | Commercial_Miscellaneous (WA)_Existing_Food Preparation_Conveyor Oven_
Commercial_Miscellaneous (WA)_Existing_Food Preparation_Natural Gas_Double Rack Oven_E1 | Commercial | Miscellaneous (WA) | Existing | Food Preparation | Natural Gas | Double Rack Oven | E1 | Standard | 100% | 0% | 0% | 0.0032275 | 0 | 0 | 0 | 8 | 16 | 2019 | 2045 | 100% | 0 | 0 | 0% | Normal | 0% | 0.039437 | 0 | 0 | 1 unit | 15000 | 0 | 1.203e-06 | 5425 | 2529.904 | 0 | 0 | 0 | 2013 | 1.0605 | COOK_OVN-Food Preparation-ILTRM-v5.0-25 | COOK_OVN-Food Preparation-ILTRM-v5.0-25 | https://fishnick.com/saveenergy/tools/calculators/grackovencalc.php | 1 | unit | 1.203e-06 | Commercial_Miscellaneous (WA)_Existing_Food Preparation_Double Rack Oven_Standard
Commercial_Miscellaneous (WA)_Existing_Food Preparation_Natural Gas_Double Rack Oven_E2 | Commercial | Miscellaneous (WA) | Existing | Food Preparation | Natural Gas | Double Rack Oven | E2 | FTSC Qualified (>50% Cooking Efficiency) | 61.95% | 0% | 0% | 0.014642 | 0 | 0 | 0 | 8 | 16 | 2019 | 2045 | 100% | 0 | 0 | 0% | Normal | 0% | 0.024433 | 0 | 0 | 1 unit | 15000 | 0 | 1.203e-06 | 3361 | 11090.6431 | 0 | 0 | 0 | 2011 | 1.0975 | COOK_OVN-Food Preparation-ILTRM-v5.0-25 | COOK_OVN-Food Preparation-ILTRM-v5.0-25 | COOK_OVN-Food Preparation-ILTRM-v5.0-25 | 1 | unit | 1.203e-06 | Commercial_Miscellaneous (WA)_Existing_Food Preparation_Double Rack Oven_FTSC Qualified (>50% Cooking Efficiency)
Commercial_Miscellaneous (WA)_Existing_Food Preparation_Natural Gas_Double Rack Oven_E3 | Commercial | Miscellaneous (WA) | Existing | Food Preparation | Natural Gas | Double Rack Oven | E3 |  | 0% | 0% | 0% | 0 | 0 | 0 | 0 | 0 | 0 | 0 | 0 | 0% | 0 | 0 | 0% | Normal | 0% | 0 | 0 | 0 | [17 empty] | Commercial_Miscellaneous (WA)_Existing_Food Preparation_Double Rack Oven_
Commercial_Miscellaneous (WA)_Existing_Food Preparation_Natural Gas_Double Rack Oven_E4 | Commercial | Miscellaneous (WA) | Existing | Food Preparation | Natural Gas | Double Rack Oven | E4 |  | 0% | 0% | 0% | 0 | 0 | 0 | 0 | 0 | 0 | 0 | 0 | 0% | 0 | 0 | 0% | Normal | 0% | 0 | 0 | 0 | [17 empty] | Commercial_Miscellaneous (WA)_Existing_Food Preparation_Double Rack Oven_
Commercial_Miscellaneous (WA)_Existing_Food Preparation_Natural Gas_Double Rack Oven_E5 | Commercial | Miscellaneous (WA) | Existing | Food Preparation | Natural Gas | Double Rack Oven | E5 |  | 0% | 0% | 0% | 0 | 0 | 0 | 0 | 0 | 0 | 0 | 0 | 0% | 0 | 0 | 0% | Normal | 0% | 0 | 0 | 0 | [17 empty] | Commercial_Miscellaneous (WA)_Existing_Food Preparation_Double Rack Oven_
Commercial_Miscellaneous (WA)_Existing_Food Preparation_Natural Gas_Double Rack Oven_E6 | Commercial | Miscellaneous (WA) | Existing | Food Preparation | Natural Gas | Double Rack Oven | E6 |  | 0% | 0% | 0% | 0 | 0 | 0 | 0 | 0 | 0 | 0 | 0 | 0% | 0 | 0 | 0% | Normal | 0% | 0 | 0 | 0 | [17 empty] | Commercial_Miscellaneous (WA)_Existing_Food Preparation_Double Rack Oven_
Commercial_Miscellaneous (WA)_Existing_Food Preparation_Natural Gas_Double Rack Oven_E7 | Commercial | Miscellaneous (WA) | Existing | Food Preparation | Natural Gas | Double Rack Oven | E7 |  | 0% | 0% | 0% | 0 | 0 | 0 | 0 | 0 | 0 | 0 | 0 | 0% | 0 | 0 | 0% | Normal | 0% | 0 | 0 | 0 | [17 empty] | Commercial_Miscellaneous (WA)_Existing_Food Preparation_Double Rack Oven_
Commercial_Miscellaneous (WA)_Existing_Food Preparation_Natural Gas_Double Rack Oven_E8 | Commercial | Miscellaneous (WA) | Existing | Food Preparation | Natural Gas | Double Rack Oven | E8 |  | 0% | 0% | 0% | 0 | 0 | 0 | 0 | 0 | 0 | 0 | 0 | 0% | 0 | 0 | 0% | Normal | 0% | 0 | 0 | 0 | [17 empty] | Commercial_Miscellaneous (WA)_Existing_Food Preparation_Double Rack Oven_
Commercial_Miscellaneous (WA)_Existing_Food Preparation_Natural Gas_Double Rack Oven_E9 | Commercial | Miscellaneous (WA) | Existing | Food Preparation | Natural Gas | Double Rack Oven | E9 |  | 0% | 0% | 0% | 0 | 0 | 0 | 0 | 0 | 0 | 0 | 0 | 0% | 0 | 0 | 0% | Normal | 0% | 0 | 0 | 0 | [17 empty] | Commercial_Miscellaneous (WA)_Existing_Food Preparation_Double Rack Oven_
Commercial_Miscellaneous (WA)_Existing_Food Preparation_Natural Gas_Double Rack Oven_E10 | Commercial | Miscellaneous (WA) | Existing | Food Preparation | Natural Gas | Double Rack Oven | E10 |  | 0% | 0% | 0% | 0 | 0 | 0 | 0 | 0 | 0 | 0 | 0 | 0% | 0 | 0 | 0% | Normal | 0% | 0 | 0 | 0 | [17 empty] | Commercial_Miscellaneous (WA)_Existing_Food Preparation_Double Rack Oven_
Commercial_Miscellaneous (WA)_Existing_Food Preparation_Natural Gas_Fryer_E1 | Commercial | Miscellaneous (WA) | Existing | Food Preparation | Natural Gas | Fryer | E1 | Standard | 100% | 0% | 0% | 0.00096918 | 0 | 0 | 0 | 10 | 20 | 2019 | 2045 | 100% | 0 | 0 | 0% | Normal | 0% | 0.019829 | 0 | 0 | 1 unit | 15000 | 0 | 3.461e-07 | 1628.2323 | 2500 | 0 | 0 | 0 | 2010 | 1.1201 | COOK_FRY-Food Preparation-ILTRM-v4.0-1 | Estimate | COOK_FRY-Food Preparation-ILTRM-v4.0-1 | 1 | unit | 3.461e-07 | Commercial_Miscellaneous (WA)_Existing_Food Preparation_Fryer_Standard
Commercial_Miscellaneous (WA)_Existing_Food Preparation_Natural Gas_Fryer_E2 | Commercial | Miscellaneous (WA) | Existing | Food Preparation | Natural Gas | Fryer | E2 | ENERGY STAR | 68.97% | 0% | 0% | 0.0014344 | 0 | 0 | 0 | 10 | 20 | 2019 | 2045 | 100% | 0 | 0 | 0% | Normal | 0% | 0.013676 | 0 | 0 | 1 unit | 15000 | 0 | 3.461e-07 | 1122.9977 | 3700 | 0 | 0 | 0 | 2010 | 1.1201 | COOK_FRY-Food Preparation-ILTRM-v4.0-1 | COOK_FRY-Food Preparation-ILTRM-v4.0-1 | COOK_FRY-Food Preparation-ILTRM-v4.0-1 | 1 | unit | 3.461e-07 | Commercial_Miscellaneous (WA)_Existing_Food Preparation_Fryer_ENERGY STAR
Commercial_Miscellaneous (WA)_Existing_Food Preparation_Natural Gas_Fryer_E3 | Commercial | Miscellaneous (WA) | Existing | Food Preparation | Natural Gas | Fryer | E3 |  | 0% | 0% | 0% | 0 | 0 | 0 | 0 | 0 | 0 | 0 | 0 | 0% | 0 | 0 | 0% | Normal | 0% | 0 | 0 | 0 | [17 empty] | Commercial_Miscellaneous (WA)_Existing_Food Preparation_Fryer_
Commercial_Miscellaneous (WA)_Existing_Food Preparation_Natural Gas_Fryer_E4 | Commercial | Miscellaneous (WA) | Existing | Food Preparation | Natural Gas | Fryer | E4 |  | 0% | 0% | 0% | 0 | 0 | 0 | 0 | 0 | 0 | 0 | 0 | 0% | 0 | 0 | 0% | Normal | 0% | 0 | 0 | 0 | [17 empty] | Commercial_Miscellaneous (WA)_Existing_Food Preparation_Fryer_
Commercial_Miscellaneous (WA)_Existing_Food Preparation_Natural Gas_Fryer_E5 | Commercial | Miscellaneous (WA) | Existing | Food Preparation | Natural Gas | Fryer | E5 |  | 0% | 0% | 0% | 0 | 0 | 0 | 0 | 0 | 0 | 0 | 0 | 0% | 0 | 0 | 0% | Normal | 0% | 0 | 0 | 0 | [17 empty] | Commercial_Miscellaneous (WA)_Existing_Food Preparation_Fryer_
Commercial_Miscellaneous (WA)_Existing_Food Preparation_Natural Gas_Fryer_E6 | Commercial | Miscellaneous (WA) | Existing | Food Preparation | Natural Gas | Fryer | E6 |  | 0% | 0% | 0% | 0 | 0 | 0 | 0 | 0 | 0 | 0 | 0 | 0% | 0 | 0 | 0% | Normal | 0% | 0 | 0 | 0 | [17 empty] | Commercial_Miscellaneous (WA)_Existing_Food Preparation_Fryer_
Commercial_Miscellaneous (WA)_Existing_Food Preparation_Natural Gas_Fryer_E7 | Commercial | Miscellaneous (WA) | Existing | Food Preparation | Natural Gas | Fryer | E7 |  | 0% | 0% | 0% | 0 | 0 | 0 | 0 | 0 | 0 | 0 | 0 | 0% | 0 | 0 | 0% | Normal | 0% | 0 | 0 | 0 | [17 empty] | Commercial_Miscellaneous (WA)_Existing_Food Preparation_Fryer_
Commercial_Miscellaneous (WA)_Existing_Food Preparation_Natural Gas_Fryer_E8 | Commercial | Miscellaneous (WA) | Existing | Food Preparation | Natural Gas | Fryer | E8 |  | 0% | 0% | 0% | 0 | 0 | 0 | 0 | 0 | 0 | 0 | 0 | 0% | 0 | 0 | 0% | Normal | 0% | 0 | 0 | 0 | [17 empty] | Commercial_Miscellaneous (WA)_Existing_Food Preparation_Fryer_
Commercial_Miscellaneous (WA)_Existing_Food Preparation_Natural Gas_Fryer_E9 | Commercial | Miscellaneous (WA) | Existing | Food Preparation | Natural Gas | Fryer | E9 |  | 0% | 0% | 0% | 0 | 0 | 0 | 0 | 0 | 0 | 0 | 0 | 0% | 0 | 0 | 0% | Normal | 0% | 0 | 0 | 0 | [17 empty] | Commercial_Miscellaneous (WA)_Existing_Food Preparation_Fryer_
Commercial_Miscellaneous (WA)_Existing_Food Preparation_Natural Gas_Fryer_E10 | Commercial | Miscellaneous (WA) | Existing | Food Preparation | Natural Gas | Fryer | E10 |  | 0% | 0% | 0% | 0 | 0 | 0 | 0 | 0 | 0 | 0 | 0 | 0% | 0 | 0 | 0% | Normal | 0% | 0 | 0 | 0 | [17 empty] | Commercial_Miscellaneous (WA)_Existing_Food Preparation_Fryer_
Commercial_Miscellaneous (WA)_Existing_Food Preparation_Natural Gas_Broiler_E1 | Commercial | Miscellaneous (WA) | Existing | Food Preparation | Natural Gas | Broiler | E1 | Standard | 100% | 0% | 0% | 0.011078 | 0 | 0 | 0 | 8 | 16 | 2019 | 2045 | 100% | 0 | 0 | 0% | Normal | 0% | 0.020255 | 0 | 0 | 1 unit | 15000 | 0 | 4.0375e-06 | 1625 | 2500 | 0 | 0 | 0 | 2011 | 1.0975 | COOK_BRL-Food Preparation-ILTRM-v4.0-2 | Estimate | COOK_BRL-Food Preparation-ILTRM-v4.0-2 | 1 | unit | 4.0375e-06 | Commercial_Miscellaneous (WA)_Existing_Food Preparation_Broiler_Standard
Commercial_Miscellaneous (WA)_Existing_Food Preparation_Natural Gas_Broiler_E2 | Commercial | Miscellaneous (WA) | Existing | Food Preparation | Natural Gas | Broiler | E2 | Infrared Burners | 85.29% | 0% | 0% | 0.015509 | 0 | 0 | 0 | 8 | 16 | 2019 | 2045 | 100% | 0 | 0 | 0% | Normal | 0% | 0.017276 | 0 | 0 | 1 unit | 15000 | 0 | 4.0375e-06 | 1386 | 3500 | 0 | 0 | 0 | 2011 | 1.0975 | COOK_BRL-Food Preparation-ILTRM-v4.0-2 | COOK_BRL-Food Preparation-ILTRM-v4.0-2 | COOK_BRL-Food Preparation-ILTRM-v4.0-2 | 1 | unit | 4.0375e-06 | Commercial_Miscellaneous (WA)_Existing_Food Preparation_Broiler_Infrared Burners
Commercial_Miscellaneous (WA)_Existing_Food Preparation_Natural Gas_Broiler_E3 | Commercial | Miscellaneous (WA) | Existing | Food Preparation | Natural Gas | Broiler | E3 |  | 0% | 0% | 0% | 0 | 0 | 0 | 0 | 0 | 0 | 0 | 0 | 0% | 0 | 0 | 0% | Normal | 0% | 0 | 0 | 0 | [17 empty] | Commercial_Miscellaneous (WA)_Existing_Food Preparation_Broiler_
Commercial_Miscellaneous (WA)_Existing_Food Preparation_Natural Gas_Broiler_E4 | Commercial | Miscellaneous (WA) | Existing | Food Preparation | Natural Gas | Broiler | E4 |  | 0% | 0% | 0% | 0 | 0 | 0 | 0 | 0 | 0 | 0 | 0 | 0% | 0 | 0 | 0% | Normal | 0% | 0 | 0 | 0 | [17 empty] | Commercial_Miscellaneous (WA)_Existing_Food Preparation_Broiler_
Commercial_Miscellaneous (WA)_Existing_Food Preparation_Natural Gas_Broiler_E5 | Commercial | Miscellaneous (WA) | Existing | Food Preparation | Natural Gas | Broiler | E5 |  | 0% | 0% | 0% | 0 | 0 | 0 | 0 | 0 | 0 | 0 | 0 | 0% | 0 | 0 | 0% | Normal | 0% | 0 | 0 | 0 | [17 empty] | Commercial_Miscellaneous (WA)_Existing_Food Preparation_Broiler_
Commercial_Miscellaneous (WA)_Existing_Food Preparation_Natural Gas_Broiler_E6 | Commercial | Miscellaneous (WA) | Existing | Food Preparation | Natural Gas | Broiler | E6 |  | 0% | 0% | 0% | 0 | 0 | 0 | 0 | 0 | 0 | 0 | 0 | 0% | 0 | 0 | 0% | Normal | 0% | 0 | 0 | 0 | [17 empty] | Commercial_Miscellaneous (WA)_Existing_Food Preparation_Broiler_
Commercial_Miscellaneous (WA)_Existing_Food Preparation_Natural Gas_Broiler_E7 | Commercial | Miscellaneous (WA) | Existing | Food Preparation | Natural Gas | Broiler | E7 |  | 0% | 0% | 0% | 0 | 0 | 0 | 0 | 0 | 0 | 0 | 0 | 0% | 0 | 0 | 0% | Normal | 0% | 0 | 0 | 0 | [17 empty] | Commercial_Miscellaneous (WA)_Existing_Food Preparation_Broiler_
Commercial_Miscellaneous (WA)_Existing_Food Preparation_Natural Gas_Broiler_E8 | Commercial | Miscellaneous (WA) | Existing | Food Preparation | Natural Gas | Broiler | E8 |  | 0% | 0% | 0% | 0 | 0 | 0 | 0 | 0 | 0 | 0 | 0 | 0% | 0 | 0 | 0% | Normal | 0% | 0 | 0 | 0 | [17 empty] | Commercial_Miscellaneous (WA)_Existing_Food Preparation_Broiler_
Commercial_Miscellaneous (WA)_Existing_Food Preparation_Natural Gas_Broiler_E9 | Commercial | Miscellaneous (WA) | Existing | Food Preparation | Natural Gas | Broiler | E9 |  | 0% | 0% | 0% | 0 | 0 | 0 | 0 | 0 | 0 | 0 | 0 | 0% | 0 | 0 | 0% | Normal | 0% | 0 | 0 | 0 | [17 empty] | Commercial_Miscellaneous (WA)_Existing_Food Preparation_Broiler_
Commercial_Miscellaneous (WA)_Existing_Food Preparation_Natural Gas_Broiler_E10 | Commercial | Miscellaneous (WA) | Existing | Food Preparation | Natural Gas | Broiler | E10 |  | 0% | 0% | 0% | 0 | 0 | 0 | 0 | 0 | 0 | 0 | 0 | 0% | 0 | 0 | 0% | Normal | 0% | 0 | 0 | 0 | [17 empty] | Commercial_Miscellaneous (WA)_Existing_Food Preparation_Broiler_
Commercial_Miscellaneous (WA)_Existing_Food Preparation_Natural Gas_Griddle_E1 | Commercial | Miscellaneous (WA) | Existing | Food Preparation | Natural Gas | Griddle | E1 | Standard | 100% | 0% | 0% | 0.02276 | 0 | 0 | 0 | 8 | 16 | 2019 | 2045 | 100% | 0 | 0 | 0% | Normal | 0% | 0.014076 | 0 | 0 | 1 unit | 15000 | 0 | 4.1675e-06 | 1213.5601 | 5150 | 0 | 0 | 0 | 2013 | 1.0605 | COOK_GRD-Food Preparation-ILTRM-v5.0-1 | COOK_GRD-Food Preparation-EIA14-2014 Ref. Case-5 | COOK_GRD-Food Preparation-ILTRM-v5.0-1 | 1 | unit | 4.1675e-06 | Commercial_Miscellaneous (WA)_Existing_Food Preparation_Griddle_Standard
Commercial_Miscellaneous (WA)_Existing_Food Preparation_Natural Gas_Griddle_E2 | Commercial | Miscellaneous (WA) | Existing | Food Preparation | Natural Gas | Griddle | E2 | ENERGY STAR | 87.77% | 0% | 0% | 0.024351 | 0 | 0 | 0 | 8 | 16 | 2019 | 2045 | 100% | 0 | 0 | 0% | Normal | 0% | 0.012355 | 0 | 0 | 1 unit | 15000 | 0 | 4.1675e-06 | 1065.1506 | 5510 | 0 | 0 | 0 | 2013 | 1.0605 | COOK_GRD-Food Preparation-ILTRM-v5.0-1 | COOK_GRD-Food Preparation-EIA14-2014 Ref. Case-5 | COOK_GRD-Food Preparation-ILTRM-v5.0-1 | 1 | unit | 4.1675e-06 | Commercial_Miscellaneous (WA)_Existing_Food Preparation_Griddle_ENERGY STAR
Commercial_Miscellaneous (WA)_Existing_Food Preparation_Natural Gas_Griddle_E3 | Commercial | Miscellaneous (WA) | Existing | Food Preparation | Natural Gas | Griddle | E3 |  | 0% | 0% | 0% | 0 | 0 | 0 | 0 | 0 | 0 | 0 | 0 | 0% | 0 | 0 | 0% | Normal | 0% | 0 | 0 | 0 | [17 empty] | Commercial_Miscellaneous (WA)_Existing_Food Preparation_Griddle_
Commercial_Miscellaneous (WA)_Existing_Food Preparation_Natural Gas_Griddle_E4 | Commercial | Miscellaneous (WA) | Existing | Food Preparation | Natural Gas | Griddle | E4 |  | 0% | 0% | 0% | 0 | 0 | 0 | 0 | 0 | 0 | 0 | 0 | 0% | 0 | 0 | 0% | Normal | 0% | 0 | 0 | 0 | [17 empty] | Commercial_Miscellaneous (WA)_Existing_Food Preparation_Griddle_
Commercial_Miscellaneous (WA)_Existing_Food Preparation_Natural Gas_Griddle_E5 | Commercial | Miscellaneous (WA) | Existing | Food Preparation | Natural Gas | Griddle | E5 |  | 0% | 0% | 0% | 0 | 0 | 0 | 0 | 0 | 0 | 0 | 0 | 0% | 0 | 0 | 0% | Normal | 0% | 0 | 0 | 0 | [17 empty] | Commercial_Miscellaneous (WA)_Existing_Food Preparation_Griddle_
Commercial_Miscellaneous (WA)_Existing_Food Preparation_Natural Gas_Griddle_E6 | Commercial | Miscellaneous (WA) | Existing | Food Preparation | Natural Gas | Griddle | E6 |  | 0% | 0% | 0% | 0 | 0 | 0 | 0 | 0 | 0 | 0 | 0 | 0% | 0 | 0 | 0% | Normal | 0% | 0 | 0 | 0 | [17 empty] | Commercial_Miscellaneous (WA)_Existing_Food Preparation_Griddle_
Commercial_Miscellaneous (WA)_Existing_Food Preparation_Natural Gas_Griddle_E7 | Commercial | Miscellaneous (WA) | Existing | Food Preparation | Natural Gas | Griddle | E7 |  | 0% | 0% | 0% | 0 | 0 | 0 | 0 | 0 | 0 | 0 | 0 | 0% | 0 | 0 | 0% | Normal | 0% | 0 | 0 | 0 | [17 empty] | Commercial_Miscellaneous (WA)_Existing_Food Preparation_Griddle_
Commercial_Miscellaneous (WA)_Existing_Food Preparation_Natural Gas_Griddle_E8 | Commercial | Miscellaneous (WA) | Existing | Food Preparation | Natural Gas | Griddle | E8 |  | 0% | 0% | 0% | 0 | 0 | 0 | 0 | 0 | 0 | 0 | 0 | 0% | 0 | 0 | 0% | Normal | 0% | 0 | 0 | 0 | [17 empty] | Commercial_Miscellaneous (WA)_Existing_Food Preparation_Griddle_
Commercial_Miscellaneous (WA)_Existing_Food Preparation_Natural Gas_Griddle_E9 | Commercial | Miscellaneous (WA) | Existing | Food Preparation | Natural Gas | Griddle | E9 |  | 0% | 0% | 0% | 0 | 0 | 0 | 0 | 0 | 0 | 0 | 0 | 0% | 0 | 0 | 0% | Normal | 0% | 0 | 0 | 0 | [17 empty] | Commercial_Miscellaneous (WA)_Existing_Food Preparation_Griddle_
Commercial_Miscellaneous (WA)_Existing_Food Preparation_Natural Gas_Griddle_E10 | Commercial | Miscellaneous (WA) | Existing | Food Preparation | Natural Gas | Griddle | E10 |  | 0% | 0% | 0% | 0 | 0 | 0 | 0 | 0 | 0 | 0 | 0 | 0% | 0 | 0 | 0% | Normal | 0% | 0 | 0 | 0 | [17 empty] | Commercial_Miscellaneous (WA)_Existing_Food Preparation_Griddle_
Commercial_Miscellaneous (WA)_Existing_Food Preparation_Natural Gas_Range_E1 | Commercial | Miscellaneous (WA) | Existing | Food Preparation | Natural Gas | Range | E1 | Standard | 100% | 0% | 0% | 0.026057 | 0 | 0 | 0 | 8 | 12 | 2019 | 2045 | 100% | 0 | 0 | 0% | Normal | 0% | 0.019026 | 0 | 0 | 1 unit | 15000 | 0 | 5.1695e-06 | 1470 | 4500 | 0 | 0 | 0 | 2010 | 1.1201 | COOK_OVN-Food Preparation-AEO17-1 | Estimate | DOE Commercial R&D 2016 - Table 2-12 | 1 | unit | 5.1695e-06 | Commercial_Miscellaneous (WA)_Existing_Food Preparation_Range_Standard
Commercial_Miscellaneous (WA)_Existing_Food Preparation_Natural Gas_Range_E2 | Commercial | Miscellaneous (WA) | Existing | Food Preparation | Natural Gas | Range | E2 | High Efficiency | 50% | 0% | 0% | 0.028374 | 0 | 0 | 0 | 8 | 12 | 2019 | 2045 | 100% | 0 | 0 | 0% | Normal | 0% | 0.0095128 | 0 | 0 | 1 unit | 15000 | 0 | 5.1695e-06 | 735 | 4900 | 0 | 0 | 0 | 2010 | 1.1201 | COOK_OVN-Food Preparation-AEO17-1 | DOE Commercial R&D 2016 - Table 2-10 | DOE Commercial R&D 2016 - Table 2-18 | 1 | unit | 5.1695e-06 | Commercial_Miscellaneous (WA)_Existing_Food Preparation_Range_High Efficiency
Commercial_Miscellaneous (WA)_Existing_Food Preparation_Natural Gas_Range_E3 | Commercial | Miscellaneous (WA) | Existing | Food Preparation | Natural Gas | Range | E3 |  | 0% | 0% | 0% | 0 | 0 | 0 | 0 | 0 | 0 | 0 | 0 | 0% | 0 | 0 | 0% | Normal | 0% | 0 | 0 | 0 | [17 empty] | Commercial_Miscellaneous (WA)_Existing_Food Preparation_Range_
Commercial_Miscellaneous (WA)_Existing_Food Preparation_Natural Gas_Range_E4 | Commercial | Miscellaneous (WA) | Existing | Food Preparation | Natural Gas | Range | E4 |  | 0% | 0% | 0% | 0 | 0 | 0 | 0 | 0 | 0 | 0 | 0 | 0% | 0 | 0 | 0% | Normal | 0% | 0 | 0 | 0 | [17 empty] | Commercial_Miscellaneous (WA)_Existing_Food Preparation_Range_
Commercial_Miscellaneous (WA)_Existing_Food Preparation_Natural Gas_Range_E5 | Commercial | Miscellaneous (WA) | Existing | Food Preparation | Natural Gas | Range | E5 |  | 0% | 0% | 0% | 0 | 0 | 0 | 0 | 0 | 0 | 0 | 0 | 0% | 0 | 0 | 0% | Normal | 0% | 0 | 0 | 0 | [17 empty] | Commercial_Miscellaneous (WA)_Existing_Food Preparation_Range_
Commercial_Miscellaneous (WA)_Existing_Food Preparation_Natural Gas_Range_E6 | Commercial | Miscellaneous (WA) | Existing | Food Preparation | Natural Gas | Range | E6 |  | 0% | 0% | 0% | 0 | 0 | 0 | 0 | 0 | 0 | 0 | 0 | 0% | 0 | 0 | 0% | Normal | 0% | 0 | 0 | 0 | [17 empty] | Commercial_Miscellaneous (WA)_Existing_Food Preparation_Range_
Commercial_Miscellaneous (WA)_Existing_Food Preparation_Natural Gas_Range_E7 | Commercial | Miscellaneous (WA) | Existing | Food Preparation | Natural Gas | Range | E7 |  | 0% | 0% | 0% | 0 | 0 | 0 | 0 | 0 | 0 | 0 | 0 | 0% | 0 | 0 | 0% | Normal | 0% | 0 | 0 | 0 | [17 empty] | Commercial_Miscellaneous (WA)_Existing_Food Preparation_Range_
Commercial_Miscellaneous (WA)_Existing_Food Preparation_Natural Gas_Range_E8 | Commercial | Miscellaneous (WA) | Existing | Food Preparation | Natural Gas | Range | E8 |  | 0% | 0% | 0% | 0 | 0 | 0 | 0 | 0 | 0 | 0 | 0 | 0% | 0 | 0 | 0% | Normal | 0% | 0 | 0 | 0 | [17 empty] | Commercial_Miscellaneous (WA)_Existing_Food Preparation_Range_
Commercial_Miscellaneous (WA)_Existing_Food Preparation_Natural Gas_Range_E9 | Commercial | Miscellaneous (WA) | Existing | Food Preparation | Natural Gas | Range | E9 |  | 0% | 0% | 0% | 0 | 0 | 0 | 0 | 0 | 0 | 0 | 0 | 0% | 0 | 0 | 0% | Normal | 0% | 0 | 0 | 0 | [17 empty] | Commercial_Miscellaneous (WA)_Existing_Food Preparation_Range_
Commercial_Miscellaneous (WA)_Existing_Food Preparation_Natural Gas_Range_E10 | Commercial | Miscellaneous (WA) | Existing | Food Preparation | Natural Gas | Range | E10 |  | 0% | 0% | 0% | 0 | 0 | 0 | 0 | 0 | 0 | 0 | 0 | 0% | 0 | 0 | 0% | Normal | 0% | 0 | 0 | 0 | [17 empty] | Commercial_Miscellaneous (WA)_Existing_Food Preparation_Range_
Commercial_Miscellaneous (WA)_Existing_Food Preparation_Natural Gas_Steamer_E1 | Commercial | Miscellaneous (WA) | Existing | Food Preparation | Natural Gas | Steamer | E1 | Standard | 100% | 0% | 0% | 0.0041738 | 0 | 0 | 0 | 8 | 16 | 2019 | 2045 | 100% | 0 | 0 | 0% | Normal | 0% | 0.02608 | 0 | 0 | 1 unit | 15000 | 0 | 2.9567e-07 | 1241.5036 | 13100 | 0 | 0 | 0 | 2012 | 1.0776 | COOK_STM-Food Preparation-ILTRM-v4.0-32 | DOE Commercial R&D 2016 - Table 2-10 | COOK_STM-Food Preparation-ILTRM-v4.0-32 | 1 | unit | 2.9567e-07 | Commercial_Miscellaneous (WA)_Existing_Food Preparation_Steamer_Standard
Commercial_Miscellaneous (WA)_Existing_Food Preparation_Natural Gas_Steamer_E2 | Commercial | Miscellaneous (WA) | Existing | Food Preparation | Natural Gas | Steamer | E2 | ENERGY STAR | 18.87% | 0% | 0% | 0.0044917 | 0 | -8.3787e-07 | 0 | 8 | 16 | 2019 | 2045 | 100% | 0 | 0 | 0% | Normal | 0% | 0.0049206 | 0 | 0 | 1 unit | 15000 | 0 | 2.9567e-07 | 234.2394 | 14098 | 0 | -2.6298 | 0 | 2012 | 1.0776 | COOK_STM-Food Preparation-ILTRM-v4.0-32 | COOK_STM-Food Preparation-ILTRM-v4.0-32 | COOK_STM-Food Preparation-ILTRM-v4.0-32 | 1 | unit | 2.9567e-07 | Commercial_Miscellaneous (WA)_Existing_Food Preparation_Steamer_ENERGY STAR
Commercial_Miscellaneous (WA)_Existing_Food Preparation_Natural Gas_Steamer_E3 | Commercial | Miscellaneous (WA) | Existing | Food Preparation | Natural Gas | Steamer | E3 |  | 0% | 0% | 0% | 0 | 0 | 0 | 0 | 0 | 0 | 0 | 0 | 0% | 0 | 0 | 0% | Normal | 0% | 0 | 0 | 0 | [17 empty] | Commercial_Miscellaneous (WA)_Existing_Food Preparation_Steamer_
Commercial_Miscellaneous (WA)_Existing_Food Preparation_Natural Gas_Steamer_E4 | Commercial | Miscellaneous (WA) | Existing | Food Preparation | Natural Gas | Steamer | E4 |  | 0% | 0% | 0% | 0 | 0 | 0 | 0 | 0 | 0 | 0 | 0 | 0% | 0 | 0 | 0% | Normal | 0% | 0 | 0 | 0 | [17 empty] | Commercial_Miscellaneous (WA)_Existing_Food Preparation_Steamer_
Commercial_Miscellaneous (WA)_Existing_Food Preparation_Natural Gas_Steamer_E5 | Commercial | Miscellaneous (WA) | Existing | Food Preparation | Natural Gas | Steamer | E5 |  | 0% | 0% | 0% | 0 | 0 | 0 | 0 | 0 | 0 | 0 | 0 | 0% | 0 | 0 | 0% | Normal | 0% | 0 | 0 | 0 | [17 empty] | Commercial_Miscellaneous (WA)_Existing_Food Preparation_Steamer_
Commercial_Miscellaneous (WA)_Existing_Food Preparation_Natural Gas_Steamer_E6 | Commercial | Miscellaneous (WA) | Existing | Food Preparation | Natural Gas | Steamer | E6 |  | 0% | 0% | 0% | 0 | 0 | 0 | 0 | 0 | 0 | 0 | 0 | 0% | 0 | 0 | 0% | Normal | 0% | 0 | 0 | 0 | [17 empty] | Commercial_Miscellaneous (WA)_Existing_Food Preparation_Steamer_
Commercial_Miscellaneous (WA)_Existing_Food Preparation_Natural Gas_Steamer_E7 | Commercial | Miscellaneous (WA) | Existing | Food Preparation | Natural Gas | Steamer | E7 |  | 0% | 0% | 0% | 0 | 0 | 0 | 0 | 0 | 0 | 0 | 0 | 0% | 0 | 0 | 0% | Normal | 0% | 0 | 0 | 0 | [17 empty] | Commercial_Miscellaneous (WA)_Existing_Food Preparation_Steamer_
Commercial_Miscellaneous (WA)_Existing_Food Preparation_Natural Gas_Steamer_E8 | Commercial | Miscellaneous (WA) | Existing | Food Preparation | Natural Gas | Steamer | E8 |  | 0% | 0% | 0% | 0 | 0 | 0 | 0 | 0 | 0 | 0 | 0 | 0% | 0 | 0 | 0% | Normal | 0% | 0 | 0 | 0 | [17 empty] | Commercial_Miscellaneous (WA)_Existing_Food Preparation_Steamer_
Commercial_Miscellaneous (WA)_Existing_Food Preparation_Natural Gas_Steamer_E9 | Commercial | Miscellaneous (WA) | Existing | Food Preparation | Natural Gas | Steamer | E9 |  | 0% | 0% | 0% | 0 | 0 | 0 | 0 | 0 | 0 | 0 | 0 | 0% | 0 | 0 | 0% | Normal | 0% | 0 | 0 | 0 | [17 empty] | Commercial_Miscellaneous (WA)_Existing_Food Preparation_Steamer_
Commercial_Miscellaneous (WA)_Existing_Food Preparation_Natural Gas_Steamer_E10 | Commercial | Miscellaneous (WA) | Existing | Food Preparation | Natural Gas | Steamer | E10 |  | 0% | 0% | 0% | 0 | 0 | 0 | 0 | 0 | 0 | 0 | 0 | 0% | 0 | 0 | 0% | Normal | 0% | 0 | 0 | 0 | [17 empty] | Commercial_Miscellaneous (WA)_Existing_Food Preparation_Steamer_
Commercial_Miscellaneous (WA)_Existing_Food Preparation_Natural Gas_Food Prep Other_E1 | Commercial | Miscellaneous (WA) | Existing | Food Preparation | Natural Gas | Food Prep Other | E1 | Standard | 100% | 0% | 0% | 0.0047508 | 0 | 0 | 0 | 8 | 12 | 2019 | 2045 | 100% | 0 | 0 | 0% | Normal | 0% | 0.0060361 | 0 | 0 | 1 unit | 15000 | 0 | 4.2413e-06 | 1423.18 | 1000 | 0 | 0 | 0 | 2010 | 1.1201 | Default | Default | Default | 1 | unit | 4.2413e-06 | Commercial_Miscellaneous (WA)_Existing_Food Preparation_Food Prep Other_Standard
Commercial_Miscellaneous (WA)_Existing_Food Preparation_Natural Gas_Food Prep Other_E2 | Commercial | Miscellaneous (WA) | Existing | Food Preparation | Natural Gas | Food Prep Other | E2 | ENERGY STAR | 72.07% | 0% | 0% | 0.0087091 | 0 | 0 | 0 | 8 | 12 | 2019 | 2045 | 100% | 0 | 0 | 0% | Normal | 0% | 0.0043501 | 0 | 0 | 1 unit | 15000 | 0 | 4.2413e-06 | 1025.646 | 1833.1988 | 0 | 0 | 0 | 2010 | 1.1201 | N/A | N/A | N/A | 1 | unit | 4.2413e-06 | Commercial_Miscellaneous (WA)_Existing_Food Preparation_Food Prep Other_ENERGY STAR
Commercial_Miscellaneous (WA)_Existing_Food Preparation_Natural Gas_Food Prep Other_E3 | Commercial | Miscellaneous (WA) | Existing | Food Preparation | Natural Gas | Food Prep Other | E3 |  | 0% | 0% | 0% | 0 | 0 | 0 | 0 | 0 | 0 | 0 | 0 | 0% | 0 | 0 | 0% | Normal | 0% | 0 | 0 | 0 | [17 empty] | Commercial_Miscellaneous (WA)_Existing_Food Preparation_Food Prep Other_
Commercial_Miscellaneous (WA)_Existing_Food Preparation_Natural Gas_Food Prep Other_E4 | Commercial | Miscellaneous (WA) | Existing | Food Preparation | Natural Gas | Food Prep Other | E4 |  | 0% | 0% | 0% | 0 | 0 | 0 | 0 | 0 | 0 | 0 | 0 | 0% | 0 | 0 | 0% | Normal | 0% | 0 | 0 | 0 | [17 empty] | Commercial_Miscellaneous (WA)_Existing_Food Preparation_Food Prep Other_
Commercial_Miscellaneous (WA)_Existing_Food Preparation_Natural Gas_Food Prep Other_E5 | Commercial | Miscellaneous (WA) | Existing | Food Preparation | Natural Gas | Food Prep Other | E5 |  | 0% | 0% | 0% | 0 | 0 | 0 | 0 | 0 | 0 | 0 | 0 | 0% | 0 | 0 | 0% | Normal | 0% | 0 | 0 | 0 | [17 empty] | Commercial_Miscellaneous (WA)_Existing_Food Preparation_Food Prep Other_
Commercial_Miscellaneous (WA)_Existing_Food Preparation_Natural Gas_Food Prep Other_E6 | Commercial | Miscellaneous (WA) | Existing | Food Preparation | Natural Gas | Food Prep Other | E6 |  | 0% | 0% | 0% | 0 | 0 | 0 | 0 | 0 | 0 | 0 | 0 | 0% | 0 | 0 | 0% | Normal | 0% | 0 | 0 | 0 | [17 empty] | Commercial_Miscellaneous (WA)_Existing_Food Preparation_Food Prep Other_
Commercial_Miscellaneous (WA)_Existing_Food Preparation_Natural Gas_Food Prep Other_E7 | Commercial | Miscellaneous (WA) | Existing | Food Preparation | Natural Gas | Food Prep Other | E7 |  | 0% | 0% | 0% | 0 | 0 | 0 | 0 | 0 | 0 | 0 | 0 | 0% | 0 | 0 | 0% | Normal | 0% | 0 | 0 | 0 | [17 empty] | Commercial_Miscellaneous (WA)_Existing_Food Preparation_Food Prep Other_
Commercial_Miscellaneous (WA)_Existing_Food Preparation_Natural Gas_Food Prep Other_E8 | Commercial | Miscellaneous (WA) | Existing | Food Preparation | Natural Gas | Food Prep Other | E8 |  | 0% | 0% | 0% | 0 | 0 | 0 | 0 | 0 | 0 | 0 | 0 | 0% | 0 | 0 | 0% | Normal | 0% | 0 | 0 | 0 | [17 empty] | Commercial_Miscellaneous (WA)_Existing_Food Preparation_Food Prep Other_
Commercial_Miscellaneous (WA)_Existing_Food Preparation_Natural Gas_Food Prep Other_E9 | Commercial | Miscellaneous (WA) | Existing | Food Preparation | Natural Gas | Food Prep Other | E9 |  | 0% | 0% | 0% | 0 | 0 | 0 | 0 | 0 | 0 | 0 | 0 | 0% | 0 | 0 | 0% | Normal | 0% | 0 | 0 | 0 | [17 empty] | Commercial_Miscellaneous (WA)_Existing_Food Preparation_Food Prep Other_
Commercial_Miscellaneous (WA)_Existing_Food Preparation_Natural Gas_Food Prep Other_E10 | Commercial | Miscellaneous (WA) | Existing | Food Preparation | Natural Gas | Food Prep Other | E10 |  | 0% | 0% | 0% | 0 | 0 | 0 | 0 | 0 | 0 | 0 | 0 | 0% | 0 | 0 | 0% | Normal | 0% | 0 | 0 | 0 | [17 empty] | Commercial_Miscellaneous (WA)_Existing_Food Preparation_Food Prep Other_
Commercial_Miscellaneous (WA)_Existing_Miscellaneous_Natural Gas_Pool Heater_E1 | Commercial | Miscellaneous (WA) | Existing | Miscellaneous | Natural Gas | Pool Heater | E1 | Standard (EF .82) | 100% | 0% | 0% | 0.0004856 | 0 | 0 | 0 | 4 | 8 | 2019 | 2045 | 100% | 0 | 0 | 0% | Normal | 0% | 0.031645 | 0 | 0 | 1 unit | 15000 | 0 | 2.582e-08 | 14890 | 18052 | 0 | 0 | 0 | 2014 | 1.0418 | DOE Commercial R&D 2016 - Table 7-6 | DOE Commercial R&D 2016 - Table 7-7 | DOE Commercial R&D 2016 - Table 7-8 | 1 | unit | 2.582e-08 | Commercial_Miscellaneous (WA)_Existing_Miscellaneous_Pool Heater_Standard (EF .82)
Commercial_Miscellaneous (WA)_Existing_Miscellaneous_Natural Gas_Pool Heater_E2 | Commercial | Miscellaneous (WA) | Existing | Miscellaneous | Natural Gas | Pool Heater | E2 | Condensing (EF .90) | 85% | 0% | 0% | 0.00079511 | 0 | 0 | 0 | 4 | 8 | 2019 | 2045 | 100% | 0 | 0 | 0% | Normal | 0% | 0.026899 | 0 | 0 | 1 unit | 15000 | 0 | 2.582e-08 | 12656.5 | 29558 | 0 | 0 | 0 | 2014 | 1.0418 | DOE Commercial R&D 2016 - Table 7-6 | DOE Commercial R&D 2016 - Table 7-7 | DOE Commercial R&D 2016 - Table 7-9 | 1 | unit | 2.582e-08 | Commercial_Miscellaneous (WA)_Existing_Miscellaneous_Pool Heater_Condensing (EF .90)
Commercial_Miscellaneous (WA)_Existing_Miscellaneous_Natural Gas_Pool Heater_E3 | Commercial | Miscellaneous (WA) | Existing | Miscellaneous | Natural Gas | Pool Heater | E3 |  | 0% | 0% | 0% | 0 | 0 | 0 | 0 | 0 | 0 | 0 | 0 | 0% | 0 | 0 | 0% | Normal | 0% | 0 | 0 | 0 | [17 empty] | Commercial_Miscellaneous (WA)_Existing_Miscellaneous_Pool Heater_
Commercial_Miscellaneous (WA)_Existing_Miscellaneous_Natural Gas_Pool Heater_E4 | Commercial | Miscellaneous (WA) | Existing | Miscellaneous | Natural Gas | Pool Heater | E4 |  | 0% | 0% | 0% | 0 | 0 | 0 | 0 | 0 | 0 | 0 | 0 | 0% | 0 | 0 | 0% | Normal | 0% | 0 | 0 | 0 | [17 empty] | Commercial_Miscellaneous (WA)_Existing_Miscellaneous_Pool Heater_
Commercial_Miscellaneous (WA)_Existing_Miscellaneous_Natural Gas_Pool Heater_E5 | Commercial | Miscellaneous (WA) | Existing | Miscellaneous | Natural Gas | Pool Heater | E5 |  | 0% | 0% | 0% | 0 | 0 | 0 | 0 | 0 | 0 | 0 | 0 | 0% | 0 | 0 | 0% | Normal | 0% | 0 | 0 | 0 | [17 empty] | Commercial_Miscellaneous (WA)_Existing_Miscellaneous_Pool Heater_
Commercial_Miscellaneous (WA)_Existing_Miscellaneous_Natural Gas_Pool Heater_E6 | Commercial | Miscellaneous (WA) | Existing | Miscellaneous | Natural Gas | Pool Heater | E6 |  | 0% | 0% | 0% | 0 | 0 | 0 | 0 | 0 | 0 | 0 | 0 | 0% | 0 | 0 | 0% | Normal | 0% | 0 | 0 | 0 | [17 empty] | Commercial_Miscellaneous (WA)_Existing_Miscellaneous_Pool Heater_
Commercial_Miscellaneous (WA)_Existing_Miscellaneous_Natural Gas_Pool Heater_E7 | Commercial | Miscellaneous (WA) | Existing | Miscellaneous | Natural Gas | Pool Heater | E7 |  | 0% | 0% | 0% | 0 | 0 | 0 | 0 | 0 | 0 | 0 | 0 | 0% | 0 | 0 | 0% | Normal | 0% | 0 | 0 | 0 | [17 empty] | Commercial_Miscellaneous (WA)_Existing_Miscellaneous_Pool Heater_
Commercial_Miscellaneous (WA)_Existing_Miscellaneous_Natural Gas_Pool Heater_E8 | Commercial | Miscellaneous (WA) | Existing | Miscellaneous | Natural Gas | Pool Heater | E8 |  | 0% | 0% | 0% | 0 | 0 | 0 | 0 | 0 | 0 | 0 | 0 | 0% | 0 | 0 | 0% | Normal | 0% | 0 | 0 | 0 | [17 empty] | Commercial_Miscellaneous (WA)_Existing_Miscellaneous_Pool Heater_
Commercial_Miscellaneous (WA)_Existing_Miscellaneous_Natural Gas_Pool Heater_E9 | Commercial | Miscellaneous (WA) | Existing | Miscellaneous | Natural Gas | Pool Heater | E9 |  | 0% | 0% | 0% | 0 | 0 | 0 | 0 | 0 | 0 | 0 | 0 | 0% | 0 | 0 | 0% | Normal | 0% | 0 | 0 | 0 | [17 empty] | Commercial_Miscellaneous (WA)_Existing_Miscellaneous_Pool Heater_
Commercial_Miscellaneous (WA)_Existing_Miscellaneous_Natural Gas_Pool Heater_E10 | Commercial | Miscellaneous (WA) | Existing | Miscellaneous | Natural Gas | Pool Heater | E10 |  | 0% | 0% | 0% | 0 | 0 | 0 | 0 | 0 | 0 | 0 | 0 | 0% | 0 | 0 | 0% | Normal | 0% | 0 | 0 | 0 | [17 empty] | Commercial_Miscellaneous (WA)_Existing_Miscellaneous_Pool Heater_
Commercial_Miscellaneous (WA)_Existing_Miscellaneous_Natural Gas_Miscellaneous_E1 | Commercial | Miscellaneous (WA) | Existing | Miscellaneous | Natural Gas | Miscellaneous | E1 | Standard | 100% | 0% | 0% | 0.13189 | 0 | 0 | 0 | 2 | 8 | 2019 | 2045 | 100% | 0 | 0 | 0% | Normal | 0% | 0.12964 | 0 | 0 | 1 unit | 15000 | 0 | 0.12964 | 1 | 1 | 0 | 0 | 0 | 2016 | 1.0174 | N/A | N/A | N/A | 1 | unit | 0.12964 | Commercial_Miscellaneous (WA)_Existing_Miscellaneous_Miscellaneous_Standard
Commercial_Miscellaneous (WA)_Existing_Miscellaneous_Natural Gas_Miscellaneous_E2 | Commercial | Miscellaneous (WA) | Existing | Miscellaneous | Natural Gas | Miscellaneous | E2 |  | 0% | 0% | 0% | 0 | 0 | 0 | 0 | 0 | 0 | 0 | 0 | 0% | 0 | 0 | 0% | Normal | 0% | 0 | 0 | 0 | [17 empty] | Commercial_Miscellaneous (WA)_Existing_Miscellaneous_Miscellaneous_
Commercial_Miscellaneous (WA)_Existing_Miscellaneous_Natural Gas_Miscellaneous_E3 | Commercial | Miscellaneous (WA) | Existing | Miscellaneous | Natural Gas | Miscellaneous | E3 |  | 0% | 0% | 0% | 0 | 0 | 0 | 0 | 0 | 0 | 0 | 0 | 0% | 0 | 0 | 0% | Normal | 0% | 0 | 0 | 0 | [17 empty] | Commercial_Miscellaneous (WA)_Existing_Miscellaneous_Miscellaneous_
Commercial_Miscellaneous (WA)_Existing_Miscellaneous_Natural Gas_Miscellaneous_E4 | Commercial | Miscellaneous (WA) | Existing | Miscellaneous | Natural Gas | Miscellaneous | E4 |  | 0% | 0% | 0% | 0 | 0 | 0 | 0 | 0 | 0 | 0 | 0 | 0% | 0 | 0 | 0% | Normal | 0% | 0 | 0 | 0 | [17 empty] | Commercial_Miscellaneous (WA)_Existing_Miscellaneous_Miscellaneous_
Commercial_Miscellaneous (WA)_Existing_Miscellaneous_Natural Gas_Miscellaneous_E5 | Commercial | Miscellaneous (WA) | Existing | Miscellaneous | Natural Gas | Miscellaneous | E5 |  | 0% | 0% | 0% | 0 | 0 | 0 | 0 | 0 | 0 | 0 | 0 | 0% | 0 | 0 | 0% | Normal | 0% | 0 | 0 | 0 | [17 empty] | Commercial_Miscellaneous (WA)_Existing_Miscellaneous_Miscellaneous_
Commercial_Miscellaneous (WA)_Existing_Miscellaneous_Natural Gas_Miscellaneous_E6 | Commercial | Miscellaneous (WA) | Existing | Miscellaneous | Natural Gas | Miscellaneous | E6 |  | 0% | 0% | 0% | 0 | 0 | 0 | 0 | 0 | 0 | 0 | 0 | 0% | 0 | 0 | 0% | Normal | 0% | 0 | 0 | 0 | [17 empty] | Commercial_Miscellaneous (WA)_Existing_Miscellaneous_Miscellaneous_
Commercial_Miscellaneous (WA)_Existing_Miscellaneous_Natural Gas_Miscellaneous_E7 | Commercial | Miscellaneous (WA) | Existing | Miscellaneous | Natural Gas | Miscellaneous | E7 |  | 0% | 0% | 0% | 0 | 0 | 0 | 0 | 0 | 0 | 0 | 0 | 0% | 0 | 0 | 0% | Normal | 0% | 0 | 0 | 0 | [17 empty] | Commercial_Miscellaneous (WA)_Existing_Miscellaneous_Miscellaneous_
Commercial_Miscellaneous (WA)_Existing_Miscellaneous_Natural Gas_Miscellaneous_E8 | Commercial | Miscellaneous (WA) | Existing | Miscellaneous | Natural Gas | Miscellaneous | E8 |  | 0% | 0% | 0% | 0 | 0 | 0 | 0 | 0 | 0 | 0 | 0 | 0% | 0 | 0 | 0% | Normal | 0% | 0 | 0 | 0 | [17 empty] | Commercial_Miscellaneous (WA)_Existing_Miscellaneous_Miscellaneous_
Commercial_Miscellaneous (WA)_Existing_Miscellaneous_Natural Gas_Miscellaneous_E9 | Commercial | Miscellaneous (WA) | Existing | Miscellaneous | Natural Gas | Miscellaneous | E9 |  | 0% | 0% | 0% | 0 | 0 | 0 | 0 | 0 | 0 | 0 | 0 | 0% | 0 | 0 | 0% | Normal | 0% | 0 | 0 | 0 | [17 empty] | Commercial_Miscellaneous (WA)_Existing_Miscellaneous_Miscellaneous_
Commercial_Miscellaneous (WA)_Existing_Miscellaneous_Natural Gas_Miscellaneous_E10 | Commercial | Miscellaneous (WA) | Existing | Miscellaneous | Natural Gas | Miscellaneous | E10 |  | 0% | 0% | 0% | 0 | 0 | 0 | 0 | 0 | 0 | 0 | 0 | 0% | 0 | 0 | 0% | Normal | 0% | 0 | 0 | 0 | [17 empty] | Commercial_Miscellaneous (WA)_Existing_Miscellaneous_Miscellaneous_
Commercial_Miscellaneous (WA)_New_Space Heating_Natural Gas_Furnace_E1 | Commercial | Miscellaneous (WA) | New | Space Heating | Natural Gas | Furnace | E1 | AFUE 80% (Standard) | 100% | 0% | 0% | 0.6172 | 0 | 0.058175 | 0 | 10 | 20 | 2019 | 2045 | 100% | 0 | 0 | 0% | Normal | 0% | 0.43029 | 0 | 0 | 400 kBtu/hr | 15000 | 0 | 0.00017143 | 6.275 | 3395 | 0 | 320 | 0 | 2013 | 1.0605 | GFURN-Heating-EIA14-2014 Ref. Case-2 | GFURN-Heating-EIA14-2014 Ref. Case-2 | AEG BEST | 400 | kBtu/hr | 0.068571 | Commercial_Miscellaneous (WA)_New_Space Heating_Furnace_AFUE 80% (Standard)
Commercial_Miscellaneous (WA)_New_Space Heating_Natural Gas_Furnace_E2 | Commercial | Miscellaneous (WA) | New | Space Heating | Natural Gas | Furnace | E2 | AFUE 90% | 88.87% | 0% | 0% | 0.74991 | 0 | 0.16907 | 0 | 10 | 20 | 2019 | 2045 | 100% | 0 | 0 | 0% | Normal | 0% | 0.38239 | 0 | 0 | 400 kBtu/hr | 15000 | 0 | 0.00017143 | 5.5765 | 4125 | 0 | 930 | 0 | 2013 | 1.0605 | GFURN-Heating-EIA14-2014 Ref. Case-3 | GFURN-Heating-EIA14-2014 Ref. Case-3 | AEG BEST | 400 | kBtu/hr | 0.068571 | Commercial_Miscellaneous (WA)_New_Space Heating_Furnace_AFUE 90%
Commercial_Miscellaneous (WA)_New_Space Heating_Natural Gas_Furnace_E3 | Commercial | Miscellaneous (WA) | New | Space Heating | Natural Gas | Furnace | E3 | AFUE 96% | 83.32% | 0% | 0% | 1.4492 | 0 | 0 | 0 | 10 | 20 | 2019 | 2045 | 100% | 0 | 0 | 0% | Normal | 0% | 0.35852 | 0 | 0 | 150 kBtu/hr | 15000 | 0 | 0.00045714 | 5.2284 | 3042.9057 | 0 | 0 | 0 | 2014 | 1.0418 | GFURN-Heating-EIA14-2014 Ref. Case-3 | GFURN-Heating-ILTRM-v5.0-191 | AEG BEST | 150 | kBtu/hr | 0.068571 | Commercial_Miscellaneous (WA)_New_Space Heating_Furnace_AFUE 96%
Commercial_Miscellaneous (WA)_New_Space Heating_Natural Gas_Furnace_E4 | Commercial | Miscellaneous (WA) | New | Space Heating | Natural Gas | Furnace | E4 |  | 0% | 0% | 0% | 0 | 0 | 0 | 0 | 0 | 0 | 0 | 0 | 0% | 0 | 0 | 0% | Normal | 0% | 0 | 0 | 0 | [17 empty] | Commercial_Miscellaneous (WA)_New_Space Heating_Furnace_
Commercial_Miscellaneous (WA)_New_Space Heating_Natural Gas_Furnace_E5 | Commercial | Miscellaneous (WA) | New | Space Heating | Natural Gas | Furnace | E5 |  | 0% | 0% | 0% | 0 | 0 | 0 | 0 | 0 | 0 | 0 | 0 | 0% | 0 | 0 | 0% | Normal | 0% | 0 | 0 | 0 | [17 empty] | Commercial_Miscellaneous (WA)_New_Space Heating_Furnace_
Commercial_Miscellaneous (WA)_New_Space Heating_Natural Gas_Furnace_E6 | Commercial | Miscellaneous (WA) | New | Space Heating | Natural Gas | Furnace | E6 |  | 0% | 0% | 0% | 0 | 0 | 0 | 0 | 0 | 0 | 0 | 0 | 0% | 0 | 0 | 0% | Normal | 0% | 0 | 0 | 0 | [17 empty] | Commercial_Miscellaneous (WA)_New_Space Heating_Furnace_
Commercial_Miscellaneous (WA)_New_Space Heating_Natural Gas_Furnace_E7 | Commercial | Miscellaneous (WA) | New | Space Heating | Natural Gas | Furnace | E7 |  | 0% | 0% | 0% | 0 | 0 | 0 | 0 | 0 | 0 | 0 | 0 | 0% | 0 | 0 | 0% | Normal | 0% | 0 | 0 | 0 | [17 empty] | Commercial_Miscellaneous (WA)_New_Space Heating_Furnace_
Commercial_Miscellaneous (WA)_New_Space Heating_Natural Gas_Furnace_E8 | Commercial | Miscellaneous (WA) | New | Space Heating | Natural Gas | Furnace | E8 |  | 0% | 0% | 0% | 0 | 0 | 0 | 0 | 0 | 0 | 0 | 0 | 0% | 0 | 0 | 0% | Normal | 0% | 0 | 0 | 0 | [17 empty] | Commercial_Miscellaneous (WA)_New_Space Heating_Furnace_
Commercial_Miscellaneous (WA)_New_Space Heating_Natural Gas_Furnace_E9 | Commercial | Miscellaneous (WA) | New | Space Heating | Natural Gas | Furnace | E9 |  | 0% | 0% | 0% | 0 | 0 | 0 | 0 | 0 | 0 | 0 | 0 | 0% | 0 | 0 | 0% | Normal | 0% | 0 | 0 | 0 | [17 empty] | Commercial_Miscellaneous (WA)_New_Space Heating_Furnace_
Commercial_Miscellaneous (WA)_New_Space Heating_Natural Gas_Furnace_E10 | Commercial | Miscellaneous (WA) | New | Space Heating | Natural Gas | Furnace | E10 |  | 0% | 0% | 0% | 0 | 0 | 0 | 0 | 0 | 0 | 0 | 0 | 0% | 0 | 0 | 0% | Normal | 0% | 0 | 0 | 0 | [17 empty] | Commercial_Miscellaneous (WA)_New_Space Heating_Furnace_
Commercial_Miscellaneous (WA)_New_Space Heating_Natural Gas_Boiler_E1 | Commercial | Miscellaneous (WA) | New | Space Heating | Natural Gas | Boiler | E1 | AFUE 80% (Standard) | 100% | 0% | 0% | 2.3009 | 0 | 0.054539 | 0 | 25 | 35 | 2019 | 2045 | 100% | 0 | 0 | 0% | Normal | 0% | 1.3836 | 0 | 0 | 1 kBtu/hr | 15000 | 0 | 0.068571 | 19.7504 | 31.6406 | 0 | 0.75 | 0 | 2013 | 1.0605 | GBLR-Heating-AEO15-3 | GBLR-Heating-AEO15-3 | GBLR-Heating-AEO15-3 | 1 | kBtu/hr | 0.068571 | Commercial_Miscellaneous (WA)_New_Space Heating_Boiler_AFUE 80% (Standard)
Commercial_Miscellaneous (WA)_New_Space Heating_Natural Gas_Boiler_E2 | Commercial | Miscellaneous (WA) | New | Space Heating | Natural Gas | Boiler | E2 | AFUE 85% | 94.12% | 0% | 0% | 2.4703 | 0 | 0.051331 | 0 | 25 | 35 | 2019 | 2045 | 100% | 0 | 0 | 0% | Normal | 0% | 1.3023 | 0 | 0 | 1 kBtu/hr | 15000 | 0 | 0.068571 | 18.5889 | 33.9706 | 0 | 0.70588 | 0 | 2013 | 1.0605 | GBLR-Heating-AEO15-6 | GBLR-Heating-AEO15-6 | GBLR-Heating-AEO15-6 | 1 | kBtu/hr | 0.068571 | Commercial_Miscellaneous (WA)_New_Space Heating_Boiler_AFUE 85%
Commercial_Miscellaneous (WA)_New_Space Heating_Natural Gas_Boiler_E3 | Commercial | Miscellaneous (WA) | New | Space Heating | Natural Gas | Boiler | E3 | AFUE 97% | 82.48% | 0% | 0% | 2.3513 | 0 | 0.044522 | 0 | 25 | 35 | 2019 | 2045 | 100% | 0 | 0 | 0% | Normal | 0% | 1.1412 | 0 | 0 | 1 kBtu/hr | 15000 | 0 | 0.068571 | 16.2893 | 32.3342 | 0 | 0.61224 | 0 | 2013 | 1.0605 | GBLR-Heating-AEO15-7 | GBLR-Heating-AEO15-7 | GBLR-Heating-AEO15-7 | 1 | kBtu/hr | 0.068571 | Commercial_Miscellaneous (WA)_New_Space Heating_Boiler_AFUE 97%
Commercial_Miscellaneous (WA)_New_Space Heating_Natural Gas_Boiler_E4 | Commercial | Miscellaneous (WA) | New | Space Heating | Natural Gas | Boiler | E4 | Convert to NG Air Source Heat Pump | 57.14% | 0% | 0% | 15.8769 | 0 | 0.19392 | 0 | 10 | 20 | 2019 | 2045 | 100% | 0 | 0 | 0% | Normal | 0% | 0.79065 | 0 | 0 | 1 kBtu/hr | 15000 | 0 | 0.068571 | 11.286 | 218.3333 | 0 | 2.6667 | 0 | 2013 | 1.0605 | HP_GAS-Heating-AEO17-1 | HP_GAS-Heating-AEO17-1 | HP_GAS-Heating-AEO17-1 | 1 | kBtu/hr | 0.068571 | Commercial_Miscellaneous (WA)_New_Space Heating_Boiler_Convert to NG Air Source Heat Pump
Commercial_Miscellaneous (WA)_New_Space Heating_Natural Gas_Boiler_E5 | Commercial | Miscellaneous (WA) | New | Space Heating | Natural Gas | Boiler | E5 |  | 0% | 0% | 0% | 0 | 0 | 0 | 0 | 0 | 0 | 0 | 0 | 0% | 0 | 0 | 0% | Normal | 0% | 0 | 0 | 0 | [17 empty] | Commercial_Miscellaneous (WA)_New_Space Heating_Boiler_
Commercial_Miscellaneous (WA)_New_Space Heating_Natural Gas_Boiler_E6 | Commercial | Miscellaneous (WA) | New | Space Heating | Natural Gas | Boiler | E6 |  | 0% | 0% | 0% | 0 | 0 | 0 | 0 | 0 | 0 | 0 | 0 | 0% | 0 | 0 | 0% | Normal | 0% | 0 | 0 | 0 | [17 empty] | Commercial_Miscellaneous (WA)_New_Space Heating_Boiler_
Commercial_Miscellaneous (WA)_New_Space Heating_Natural Gas_Boiler_E7 | Commercial | Miscellaneous (WA) | New | Space Heating | Natural Gas | Boiler | E7 |  | 0% | 0% | 0% | 0 | 0 | 0 | 0 | 0 | 0 | 0 | 0 | 0% | 0 | 0 | 0% | Normal | 0% | 0 | 0 | 0 | [17 empty] | Commercial_Miscellaneous (WA)_New_Space Heating_Boiler_
Commercial_Miscellaneous (WA)_New_Space Heating_Natural Gas_Boiler_E8 | Commercial | Miscellaneous (WA) | New | Space Heating | Natural Gas | Boiler | E8 |  | 0% | 0% | 0% | 0 | 0 | 0 | 0 | 0 | 0 | 0 | 0 | 0% | 0 | 0 | 0% | Normal | 0% | 0 | 0 | 0 | [17 empty] | Commercial_Miscellaneous (WA)_New_Space Heating_Boiler_
Commercial_Miscellaneous (WA)_New_Space Heating_Natural Gas_Boiler_E9 | Commercial | Miscellaneous (WA) | New | Space Heating | Natural Gas | Boiler | E9 |  | 0% | 0% | 0% | 0 | 0 | 0 | 0 | 0 | 0 | 0 | 0 | 0% | 0 | 0 | 0% | Normal | 0% | 0 | 0 | 0 | [17 empty] | Commercial_Miscellaneous (WA)_New_Space Heating_Boiler_
Commercial_Miscellaneous (WA)_New_Space Heating_Natural Gas_Boiler_E10 | Commercial | Miscellaneous (WA) | New | Space Heating | Natural Gas | Boiler | E10 |  | 0% | 0% | 0% | 0 | 0 | 0 | 0 | 0 | 0 | 0 | 0 | 0% | 0 | 0 | 0% | Normal | 0% | 0 | 0 | 0 | [17 empty] | Commercial_Miscellaneous (WA)_New_Space Heating_Boiler_
Commercial_Miscellaneous (WA)_New_Space Heating_Natural Gas_Unit Heater_E1 | Commercial | Miscellaneous (WA) | New | Space Heating | Natural Gas | Unit Heater | E1 | Standard | 100% | 0% | 0% | 0.00052823 | 0 | 0 | 0 | 15 | 25 | 2019 | 2045 | 100% | 0 | 0 | 0% | Normal | 0% | 0.21514 | 0 | 0 | 1 kBtu/Hr | 15000 | 0 | 4.9402e-07 | 2080 | 1051 | 0 | 0 | 0 | 2016 | 1.0174 | UNITHT-Heating-XCELCO-2017-18-3 | UNITHT-Heating-XCELCO-2017-18-3 | UNITHT-Heating-XCELCO-2017-18-3 | 1 | kBtu/Hr | 4.9402e-07 | Commercial_Miscellaneous (WA)_New_Space Heating_Unit Heater_Standard
Commercial_Miscellaneous (WA)_New_Space Heating_Natural Gas_Unit Heater_E2 | Commercial | Miscellaneous (WA) | New | Space Heating | Natural Gas | Unit Heater | E2 | Condensing | 88.94% | 0% | 0% | 0.0011585 | 0 | 0 | 0 | 15 | 25 | 2019 | 2045 | 100% | 0 | 0 | 0% | Normal | 0% | 0.19135 | 0 | 0 | 1 kBtu/Hr | 15000 | 0 | 4.9402e-07 | 1850 | 2305 | 0 | 0 | 0 | 2016 | 1.0174 | UNITHT-Heating-XCELCO-2017-18-3 | UNITHT-Heating-XCELCO-2017-18-3 | UNITHT-Heating-XCELCO-2017-18-3 | 1 | kBtu/Hr | 4.9402e-07 | Commercial_Miscellaneous (WA)_New_Space Heating_Unit Heater_Condensing
Commercial_Miscellaneous (WA)_New_Space Heating_Natural Gas_Unit Heater_E3 | Commercial | Miscellaneous (WA) | New | Space Heating | Natural Gas | Unit Heater | E3 | Infrared Radiant | 88.46% | 0% | 0% | 0.00063076 | 0 | 0 | 0 | 10 | 20 | 2019 | 2045 | 100% | 0 | 0 | 0% | Normal | 0% | 0.19032 | 0 | 0 | 1 kBtu/Hr | 15000 | 0 | 4.9402e-07 | 1840 | 1255 | 0 | 0 | 0 | 2016 | 1.0174 | UNITHT-Heating-XCELCO-2017-18-4 | UNITHT-Heating-XCELCO-2017-18-4 | UNITHT-Heating-XCELCO-2017-18-4 | 1 | kBtu/Hr | 4.9402e-07 | Commercial_Miscellaneous (WA)_New_Space Heating_Unit Heater_Infrared Radiant
Commercial_Miscellaneous (WA)_New_Space Heating_Natural Gas_Unit Heater_E4 | Commercial | Miscellaneous (WA) | New | Space Heating | Natural Gas | Unit Heater | E4 |  | 0% | 0% | 0% | 0 | 0 | 0 | 0 | 0 | 0 | 0 | 0 | 0% | 0 | 0 | 0% | Normal | 0% | 0 | 0 | 0 | [17 empty] | Commercial_Miscellaneous (WA)_New_Space Heating_Unit Heater_
Commercial_Miscellaneous (WA)_New_Space Heating_Natural Gas_Unit Heater_E5 | Commercial | Miscellaneous (WA) | New | Space Heating | Natural Gas | Unit Heater | E5 |  | 0% | 0% | 0% | 0 | 0 | 0 | 0 | 0 | 0 | 0 | 0 | 0% | 0 | 0 | 0% | Normal | 0% | 0 | 0 | 0 | [17 empty] | Commercial_Miscellaneous (WA)_New_Space Heating_Unit Heater_
Commercial_Miscellaneous (WA)_New_Space Heating_Natural Gas_Unit Heater_E6 | Commercial | Miscellaneous (WA) | New | Space Heating | Natural Gas | Unit Heater | E6 |  | 0% | 0% | 0% | 0 | 0 | 0 | 0 | 0 | 0 | 0 | 0 | 0% | 0 | 0 | 0% | Normal | 0% | 0 | 0 | 0 | [17 empty] | Commercial_Miscellaneous (WA)_New_Space Heating_Unit Heater_
Commercial_Miscellaneous (WA)_New_Space Heating_Natural Gas_Unit Heater_E7 | Commercial | Miscellaneous (WA) | New | Space Heating | Natural Gas | Unit Heater | E7 |  | 0% | 0% | 0% | 0 | 0 | 0 | 0 | 0 | 0 | 0 | 0 | 0% | 0 | 0 | 0% | Normal | 0% | 0 | 0 | 0 | [17 empty] | Commercial_Miscellaneous (WA)_New_Space Heating_Unit Heater_
Commercial_Miscellaneous (WA)_New_Space Heating_Natural Gas_Unit Heater_E8 | Commercial | Miscellaneous (WA) | New | Space Heating | Natural Gas | Unit Heater | E8 |  | 0% | 0% | 0% | 0 | 0 | 0 | 0 | 0 | 0 | 0 | 0 | 0% | 0 | 0 | 0% | Normal | 0% | 0 | 0 | 0 | [17 empty] | Commercial_Miscellaneous (WA)_New_Space Heating_Unit Heater_
Commercial_Miscellaneous (WA)_New_Space Heating_Natural Gas_Unit Heater_E9 | Commercial | Miscellaneous (WA) | New | Space Heating | Natural Gas | Unit Heater | E9 |  | 0% | 0% | 0% | 0 | 0 | 0 | 0 | 0 | 0 | 0 | 0 | 0% | 0 | 0 | 0% | Normal | 0% | 0 | 0 | 0 | [17 empty] | Commercial_Miscellaneous (WA)_New_Space Heating_Unit Heater_
Commercial_Miscellaneous (WA)_New_Space Heating_Natural Gas_Unit Heater_E10 | Commercial | Miscellaneous (WA) | New | Space Heating | Natural Gas | Unit Heater | E10 |  | 0% | 0% | 0% | 0 | 0 | 0 | 0 | 0 | 0 | 0 | 0 | 0% | 0 | 0 | 0% | Normal | 0% | 0 | 0 | 0 | [17 empty] | Commercial_Miscellaneous (WA)_New_Space Heating_Unit Heater_
Commercial_Miscellaneous (WA)_New_Water Heating_Natural Gas_Water Heater_E1 | Commercial | Miscellaneous (WA) | New | Water Heating | Natural Gas | Water Heater | E1 | TE 0.80 | 100% | 0% | 0% | 0.21454 | 0 | 0 | 0 | 10 | 20 | 2019 | 2045 | 100% | 0 | 0 | 0% | Normal | 0% | 0.36606 | 0 | 0 | 1 kBtu/hr | 15000 | 0 | 0.0096733 | 34.8549 | 21.8 | 0 | 0 | 0 | 2017 | 1.0174 | DHW_WH-Water Heating-PG&E-R7-14 | DHW_WH-Water Heating-PG&E-R7-14 | DHW_WH-Water Heating-PG&E-R7-14 | 1 | kBtu/hr | 0.0096733 | Commercial_Miscellaneous (WA)_New_Water Heating_Water Heater_TE 0.80
Commercial_Miscellaneous (WA)_New_Water Heating_Natural Gas_Water Heater_E2 | Commercial | Miscellaneous (WA) | New | Water Heating | Natural Gas | Water Heater | E2 | TE 0.90 | 88.89% | 0% | 0% | 0.25745 | 0 | 0 | 0 | 10 | 20 | 2019 | 2045 | 100% | 0 | 0 | 0% | Normal | 0% | 0.32538 | 0 | 0 | 1 kBtu/hr | 15000 | 0 | 0.0096733 | 30.9821 | 26.16 | 0 | 0 | 0 | 2017 | 1.0174 | DHW_WH-Water Heating-PG&E-R7-14 | DHW_WH-Water Heating-PG&E-R7-14 | DHW_WH-Water Heating-PG&E-R7-14 | 1 | kBtu/hr | 0.0096733 | Commercial_Miscellaneous (WA)_New_Water Heating_Water Heater_TE 0.90
Commercial_Miscellaneous (WA)_New_Water Heating_Natural Gas_Water Heater_E3 | Commercial | Miscellaneous (WA) | New | Water Heating | Natural Gas | Water Heater | E3 | TE 0.94 | 85.11% | 0% | 0% | 0.31647 | 0 | 0 | 0 | 10 | 20 | 2019 | 2045 | 100% | 0 | 0 | 0% | Normal | 0% | 0.31154 | 0 | 0 | 1 kBtu/hr | 15000 | 0 | 0.0096733 | 29.6637 | 30.3604 | 0 | 0 | 0 | 2012 | 1.0776 | DHW_WH-Water Heating-NMTRM-2016-7 | DHW_WH-Water Heating-NMTRM-2016-7 | DHW_WH-Water Heating-NMTRM-2016-7 | 1 | kBtu/hr | 0.0096733 | Commercial_Miscellaneous (WA)_New_Water Heating_Water Heater_TE 0.94
Commercial_Miscellaneous (WA)_New_Water Heating_Natural Gas_Water Heater_E4 | Commercial | Miscellaneous (WA) | New | Water Heating | Natural Gas | Water Heater | E4 | Instantaneous TE 0.94 | 85.02% | 0% | 0% | 0.37151 | 0 | 0 | 0 | 15 | 25 | 2019 | 2045 | 100% | 0 | 0 | 0% | Normal | 0% | 0.31121 | 0 | 0 | 1 kBtu/hr | 15000 | 0 | 0.0096733 | 29.6322 | 35.6404 | 0 | 0 | 0 | 2012 | 1.0776 | DHW_WH-Water Heating-NMTRM-2016-9 | DHW_WH-Water Heating-NMTRM-2016-9 | DHW_WH-Water Heating-NMTRM-2016-9 | 1 | kBtu/hr | 0.0096733 | Commercial_Miscellaneous (WA)_New_Water Heating_Water Heater_Instantaneous TE 0.94
Commercial_Miscellaneous (WA)_New_Water Heating_Natural Gas_Water Heater_E5 | Commercial | Miscellaneous (WA) | New | Water Heating | Natural Gas | Water Heater | E5 | Gas-Fired Absorption HPWH | 53.33% | 0% | 0% | 0.63145 | 0 | 0 | 0 | 10 | 16 | 2019 | 2045 | 100% | 0 | 0 | 0% | Normal | 0% | 0.19523 | 0 | 0 | 1 kBtu/hr | 15000 | 0 | 0.0096733 | 18.5893 | 62.6566 | 0 | 0 | 0 | 2014 | 1.0418 | DHW_WH-Water Heating-DOE-2014-1 | DHW_WH-Water Heating-DOE-2014-1 | DHW_WH-Water Heating-DOE-2014-1 | 1 | kBtu/hr | 0.0096733 | Commercial_Miscellaneous (WA)_New_Water Heating_Water Heater_Gas-Fired Absorption HPWH
Commercial_Miscellaneous (WA)_New_Water Heating_Natural Gas_Water Heater_E6 | Commercial | Miscellaneous (WA) | New | Water Heating | Natural Gas | Water Heater | E6 |  | 0% | 0% | 0% | 0 | 0 | 0 | 0 | 0 | 0 | 0 | 0 | 0% | 0 | 0 | 0% | Normal | 0% | 0 | 0 | 0 | [17 empty] | Commercial_Miscellaneous (WA)_New_Water Heating_Water Heater_
Commercial_Miscellaneous (WA)_New_Water Heating_Natural Gas_Water Heater_E7 | Commercial | Miscellaneous (WA) | New | Water Heating | Natural Gas | Water Heater | E7 |  | 0% | 0% | 0% | 0 | 0 | 0 | 0 | 0 | 0 | 0 | 0 | 0% | 0 | 0 | 0% | Normal | 0% | 0 | 0 | 0 | [17 empty] | Commercial_Miscellaneous (WA)_New_Water Heating_Water Heater_
Commercial_Miscellaneous (WA)_New_Water Heating_Natural Gas_Water Heater_E8 | Commercial | Miscellaneous (WA) | New | Water Heating | Natural Gas | Water Heater | E8 |  | 0% | 0% | 0% | 0 | 0 | 0 | 0 | 0 | 0 | 0 | 0 | 0% | 0 | 0 | 0% | Normal | 0% | 0 | 0 | 0 | [17 empty] | Commercial_Miscellaneous (WA)_New_Water Heating_Water Heater_
Commercial_Miscellaneous (WA)_New_Water Heating_Natural Gas_Water Heater_E9 | Commercial | Miscellaneous (WA) | New | Water Heating | Natural Gas | Water Heater | E9 |  | 0% | 0% | 0% | 0 | 0 | 0 | 0 | 0 | 0 | 0 | 0 | 0% | 0 | 0 | 0% | Normal | 0% | 0 | 0 | 0 | [17 empty] | Commercial_Miscellaneous (WA)_New_Water Heating_Water Heater_
Commercial_Miscellaneous (WA)_New_Water Heating_Natural Gas_Water Heater_E10 | Commercial | Miscellaneous (WA) | New | Water Heating | Natural Gas | Water Heater | E10 |  | 0% | 0% | 0% | 0 | 0 | 0 | 0 | 0 | 0 | 0 | 0 | 0% | 0 | 0 | 0% | Normal | 0% | 0 | 0 | 0 | [17 empty] | Commercial_Miscellaneous (WA)_New_Water Heating_Water Heater_
Commercial_Miscellaneous (WA)_New_Food Preparation_Natural Gas_Oven_E1 | Commercial | Miscellaneous (WA) | New | Food Preparation | Natural Gas | Oven | E1 | Standard | 100% | 0% | 0% | 0.0023232 | 0 | 0 | 0 | 8 | 12 | 2019 | 2045 | 100% | 0 | 0 | 0% | Normal | 0% | 0.014194 | 0 | 0 | 1 unit | 15000 | 0 | 4.4699e-06 | 1050.946 | 490.1 | 0 | 0 | 0 | 2013 | 1.0605 | COOK_OVN-Food Preparation-AEO17-3 | COOK_OVN-Food Preparation-AEO17-3 | COOK_OVN-Food Preparation-ILTRM-v5.0-23 | 1 | unit | 4.4699e-06 | Commercial_Miscellaneous (WA)_New_Food Preparation_Oven_Standard
Commercial_Miscellaneous (WA)_New_Food Preparation_Natural Gas_Oven_E2 | Commercial | Miscellaneous (WA) | New | Food Preparation | Natural Gas | Oven | E2 | ENERGY STAR (>42% Baking Efficiency) | 71.01% | 0% | 0% | 0.0031655 | 0 | 0 | 0 | 8 | 12 | 2019 | 2045 | 100% | 0 | 0 | 0% | Normal | 0% | 0.010079 | 0 | 0 | 1 unit | 15000 | 0 | 4.4699e-06 | 746.2722 | 667.81 | 0 | 0 | 0 | 2013 | 1.0605 | COOK_OVN-Food Preparation-AEO17-3 | COOK_OVN-Food Preparation-AEO17-3 | COOK_OVN-Food Preparation-ILTRM-v5.0-23 | 1 | unit | 4.4699e-06 | Commercial_Miscellaneous (WA)_New_Food Preparation_Oven_ENERGY STAR (>42% Baking Efficiency)
Commercial_Miscellaneous (WA)_New_Food Preparation_Natural Gas_Oven_E3 | Commercial | Miscellaneous (WA) | New | Food Preparation | Natural Gas | Oven | E3 |  | 0% | 0% | 0% | 0 | 0 | 0 | 0 | 0 | 0 | 0 | 0 | 0% | 0 | 0 | 0% | Normal | 0% | 0 | 0 | 0 | [17 empty] | Commercial_Miscellaneous (WA)_New_Food Preparation_Oven_
Commercial_Miscellaneous (WA)_New_Food Preparation_Natural Gas_Oven_E4 | Commercial | Miscellaneous (WA) | New | Food Preparation | Natural Gas | Oven | E4 |  | 0% | 0% | 0% | 0 | 0 | 0 | 0 | 0 | 0 | 0 | 0 | 0% | 0 | 0 | 0% | Normal | 0% | 0 | 0 | 0 | [17 empty] | Commercial_Miscellaneous (WA)_New_Food Preparation_Oven_
Commercial_Miscellaneous (WA)_New_Food Preparation_Natural Gas_Oven_E5 | Commercial | Miscellaneous (WA) | New | Food Preparation | Natural Gas | Oven | E5 |  | 0% | 0% | 0% | 0 | 0 | 0 | 0 | 0 | 0 | 0 | 0 | 0% | 0 | 0 | 0% | Normal | 0% | 0 | 0 | 0 | [17 empty] | Commercial_Miscellaneous (WA)_New_Food Preparation_Oven_
Commercial_Miscellaneous (WA)_New_Food Preparation_Natural Gas_Oven_E6 | Commercial | Miscellaneous (WA) | New | Food Preparation | Natural Gas | Oven | E6 |  | 0% | 0% | 0% | 0 | 0 | 0 | 0 | 0 | 0 | 0 | 0 | 0% | 0 | 0 | 0% | Normal | 0% | 0 | 0 | 0 | [17 empty] | Commercial_Miscellaneous (WA)_New_Food Preparation_Oven_
Commercial_Miscellaneous (WA)_New_Food Preparation_Natural Gas_Oven_E7 | Commercial | Miscellaneous (WA) | New | Food Preparation | Natural Gas | Oven | E7 |  | 0% | 0% | 0% | 0 | 0 | 0 | 0 | 0 | 0 | 0 | 0 | 0% | 0 | 0 | 0% | Normal | 0% | 0 | 0 | 0 | [17 empty] | Commercial_Miscellaneous (WA)_New_Food Preparation_Oven_
Commercial_Miscellaneous (WA)_New_Food Preparation_Natural Gas_Oven_E8 | Commercial | Miscellaneous (WA) | New | Food Preparation | Natural Gas | Oven | E8 |  | 0% | 0% | 0% | 0 | 0 | 0 | 0 | 0 | 0 | 0 | 0 | 0% | 0 | 0 | 0% | Normal | 0% | 0 | 0 | 0 | [17 empty] | Commercial_Miscellaneous (WA)_New_Food Preparation_Oven_
Commercial_Miscellaneous (WA)_New_Food Preparation_Natural Gas_Oven_E9 | Commercial | Miscellaneous (WA) | New | Food Preparation | Natural Gas | Oven | E9 |  | 0% | 0% | 0% | 0 | 0 | 0 | 0 | 0 | 0 | 0 | 0 | 0% | 0 | 0 | 0% | Normal | 0% | 0 | 0 | 0 | [17 empty] | Commercial_Miscellaneous (WA)_New_Food Preparation_Oven_
Commercial_Miscellaneous (WA)_New_Food Preparation_Natural Gas_Oven_E10 | Commercial | Miscellaneous (WA) | New | Food Preparation | Natural Gas | Oven | E10 |  | 0% | 0% | 0% | 0 | 0 | 0 | 0 | 0 | 0 | 0 | 0 | 0% | 0 | 0 | 0% | Normal | 0% | 0 | 0 | 0 | [17 empty] | Commercial_Miscellaneous (WA)_New_Food Preparation_Oven_
Commercial_Miscellaneous (WA)_New_Food Preparation_Natural Gas_Conveyor Oven_E1 | Commercial | Miscellaneous (WA) | New | Food Preparation | Natural Gas | Conveyor Oven | E1 | Standard | 100% | 0% | 0% | 0.0018746 | 0 | 0 | 0 | 15 | 19 | 2019 | 2045 | 100% | 0 | 0 | 0% | Normal | 0% | 0.022906 | 0 | 0 | 1 unit | 15000 | 0 | 1.0615e-06 | 3571 | 1665.3064 | 0 | 0 | 0 | 2013 | 1.0605 | COOK_OVN-Food Preparation-ILTRM-v5.0-24 | COOK_OVN-Food Preparation-AEO17-3 | https://fishnick.com/saveenergy/tools/calculators/gconvovencalc.php | 1 | unit | 1.0615e-06 | Commercial_Miscellaneous (WA)_New_Food Preparation_Conveyor Oven_Standard
Commercial_Miscellaneous (WA)_New_Food Preparation_Natural Gas_Conveyor Oven_E2 | Commercial | Miscellaneous (WA) | New | Food Preparation | Natural Gas | Conveyor Oven | E2 | ENERGY STAR (>42% Baking Efficiency) | 79.47% | 0% | 0% | 0.0039715 | 0 | 0 | 0 | 15 | 19 | 2019 | 2045 | 100% | 0 | 0 | 0% | Normal | 0% | 0.018204 | 0 | 0 | 1 unit | 15000 | 0 | 1.0615e-06 | 2838 | 3409.1835 | 0 | 0 | 0 | 2011 | 1.0975 | COOK_OVN-Food Preparation-ILTRM-v5.0-24 | COOK_OVN-Food Preparation-ILTRM-v5.0-24 | COOK_OVN-Food Preparation-ILTRM-v5.0-24 | 1 | unit | 1.0615e-06 | Commercial_Miscellaneous (WA)_New_Food Preparation_Conveyor Oven_ENERGY STAR (>42% Baking Efficiency)
Commercial_Miscellaneous (WA)_New_Food Preparation_Natural Gas_Conveyor Oven_E3 | Commercial | Miscellaneous (WA) | New | Food Preparation | Natural Gas | Conveyor Oven | E3 |  | 0% | 0% | 0% | 0 | 0 | 0 | 0 | 0 | 0 | 0 | 0 | 0% | 0 | 0 | 0% | Normal | 0% | 0 | 0 | 0 | [17 empty] | Commercial_Miscellaneous (WA)_New_Food Preparation_Conveyor Oven_
Commercial_Miscellaneous (WA)_New_Food Preparation_Natural Gas_Conveyor Oven_E4 | Commercial | Miscellaneous (WA) | New | Food Preparation | Natural Gas | Conveyor Oven | E4 |  | 0% | 0% | 0% | 0 | 0 | 0 | 0 | 0 | 0 | 0 | 0 | 0% | 0 | 0 | 0% | Normal | 0% | 0 | 0 | 0 | [17 empty] | Commercial_Miscellaneous (WA)_New_Food Preparation_Conveyor Oven_
Commercial_Miscellaneous (WA)_New_Food Preparation_Natural Gas_Conveyor Oven_E5 | Commercial | Miscellaneous (WA) | New | Food Preparation | Natural Gas | Conveyor Oven | E5 |  | 0% | 0% | 0% | 0 | 0 | 0 | 0 | 0 | 0 | 0 | 0 | 0% | 0 | 0 | 0% | Normal | 0% | 0 | 0 | 0 | [17 empty] | Commercial_Miscellaneous (WA)_New_Food Preparation_Conveyor Oven_
Commercial_Miscellaneous (WA)_New_Food Preparation_Natural Gas_Conveyor Oven_E6 | Commercial | Miscellaneous (WA) | New | Food Preparation | Natural Gas | Conveyor Oven | E6 |  | 0% | 0% | 0% | 0 | 0 | 0 | 0 | 0 | 0 | 0 | 0 | 0% | 0 | 0 | 0% | Normal | 0% | 0 | 0 | 0 | [17 empty] | Commercial_Miscellaneous (WA)_New_Food Preparation_Conveyor Oven_
Commercial_Miscellaneous (WA)_New_Food Preparation_Natural Gas_Conveyor Oven_E7 | Commercial | Miscellaneous (WA) | New | Food Preparation | Natural Gas | Conveyor Oven | E7 |  | 0% | 0% | 0% | 0 | 0 | 0 | 0 | 0 | 0 | 0 | 0 | 0% | 0 | 0 | 0% | Normal | 0% | 0 | 0 | 0 | [17 empty] | Commercial_Miscellaneous (WA)_New_Food Preparation_Conveyor Oven_
Commercial_Miscellaneous (WA)_New_Food Preparation_Natural Gas_Conveyor Oven_E8 | Commercial | Miscellaneous (WA) | New | Food Preparation | Natural Gas | Conveyor Oven | E8 |  | 0% | 0% | 0% | 0 | 0 | 0 | 0 | 0 | 0 | 0 | 0 | 0% | 0 | 0 | 0% | Normal | 0% | 0 | 0 | 0 | [17 empty] | Commercial_Miscellaneous (WA)_New_Food Preparation_Conveyor Oven_
Commercial_Miscellaneous (WA)_New_Food Preparation_Natural Gas_Conveyor Oven_E9 | Commercial | Miscellaneous (WA) | New | Food Preparation | Natural Gas | Conveyor Oven | E9 |  | 0% | 0% | 0% | 0 | 0 | 0 | 0 | 0 | 0 | 0 | 0 | 0% | 0 | 0 | 0% | Normal | 0% | 0 | 0 | 0 | [17 empty] | Commercial_Miscellaneous (WA)_New_Food Preparation_Conveyor Oven_
Commercial_Miscellaneous (WA)_New_Food Preparation_Natural Gas_Conveyor Oven_E10 | Commercial | Miscellaneous (WA) | New | Food Preparation | Natural Gas | Conveyor Oven | E10 |  | 0% | 0% | 0% | 0 | 0 | 0 | 0 | 0 | 0 | 0 | 0 | 0% | 0 | 0 | 0% | Normal | 0% | 0 | 0 | 0 | [17 empty] | Commercial_Miscellaneous (WA)_New_Food Preparation_Conveyor Oven_
Commercial_Miscellaneous (WA)_New_Food Preparation_Natural Gas_Double Rack Oven_E1 | Commercial | Miscellaneous (WA) | New | Food Preparation | Natural Gas | Double Rack Oven | E1 | Standard | 100% | 0% | 0% | 0.0032275 | 0 | 0 | 0 | 8 | 16 | 2019 | 2045 | 100% | 0 | 0 | 0% | Normal | 0% | 0.039437 | 0 | 0 | 1 unit | 15000 | 0 | 1.203e-06 | 5425 | 2529.904 | 0 | 0 | 0 | 2013 | 1.0605 | COOK_OVN-Food Preparation-ILTRM-v5.0-25 | COOK_OVN-Food Preparation-ILTRM-v5.0-25 | https://fishnick.com/saveenergy/tools/calculators/grackovencalc.php | 1 | unit | 1.203e-06 | Commercial_Miscellaneous (WA)_New_Food Preparation_Double Rack Oven_Standard
Commercial_Miscellaneous (WA)_New_Food Preparation_Natural Gas_Double Rack Oven_E2 | Commercial | Miscellaneous (WA) | New | Food Preparation | Natural Gas | Double Rack Oven | E2 | FTSC Qualified (>50% Cooking Efficiency) | 61.95% | 0% | 0% | 0.014642 | 0 | 0 | 0 | 8 | 16 | 2019 | 2045 | 100% | 0 | 0 | 0% | Normal | 0% | 0.024433 | 0 | 0 | 1 unit | 15000 | 0 | 1.203e-06 | 3361 | 11090.6431 | 0 | 0 | 0 | 2011 | 1.0975 | COOK_OVN-Food Preparation-ILTRM-v5.0-25 | COOK_OVN-Food Preparation-ILTRM-v5.0-25 | COOK_OVN-Food Preparation-ILTRM-v5.0-25 | 1 | unit | 1.203e-06 | Commercial_Miscellaneous (WA)_New_Food Preparation_Double Rack Oven_FTSC Qualified (>50% Cooking Efficiency)
Commercial_Miscellaneous (WA)_New_Food Preparation_Natural Gas_Double Rack Oven_E3 | Commercial | Miscellaneous (WA) | New | Food Preparation | Natural Gas | Double Rack Oven | E3 |  | 0% | 0% | 0% | 0 | 0 | 0 | 0 | 0 | 0 | 0 | 0 | 0% | 0 | 0 | 0% | Normal | 0% | 0 | 0 | 0 | [17 empty] | Commercial_Miscellaneous (WA)_New_Food Preparation_Double Rack Oven_
Commercial_Miscellaneous (WA)_New_Food Preparation_Natural Gas_Double Rack Oven_E4 | Commercial | Miscellaneous (WA) | New | Food Preparation | Natural Gas | Double Rack Oven | E4 |  | 0% | 0% | 0% | 0 | 0 | 0 | 0 | 0 | 0 | 0 | 0 | 0% | 0 | 0 | 0% | Normal | 0% | 0 | 0 | 0 | [17 empty] | Commercial_Miscellaneous (WA)_New_Food Preparation_Double Rack Oven_
Commercial_Miscellaneous (WA)_New_Food Preparation_Natural Gas_Double Rack Oven_E5 | Commercial | Miscellaneous (WA) | New | Food Preparation | Natural Gas | Double Rack Oven | E5 |  | 0% | 0% | 0% | 0 | 0 | 0 | 0 | 0 | 0 | 0 | 0 | 0% | 0 | 0 | 0% | Normal | 0% | 0 | 0 | 0 | [17 empty] | Commercial_Miscellaneous (WA)_New_Food Preparation_Double Rack Oven_
Commercial_Miscellaneous (WA)_New_Food Preparation_Natural Gas_Double Rack Oven_E6 | Commercial | Miscellaneous (WA) | New | Food Preparation | Natural Gas | Double Rack Oven | E6 |  | 0% | 0% | 0% | 0 | 0 | 0 | 0 | 0 | 0 | 0 | 0 | 0% | 0 | 0 | 0% | Normal | 0% | 0 | 0 | 0 | [17 empty] | Commercial_Miscellaneous (WA)_New_Food Preparation_Double Rack Oven_
Commercial_Miscellaneous (WA)_New_Food Preparation_Natural Gas_Double Rack Oven_E7 | Commercial | Miscellaneous (WA) | New | Food Preparation | Natural Gas | Double Rack Oven | E7 |  | 0% | 0% | 0% | 0 | 0 | 0 | 0 | 0 | 0 | 0 | 0 | 0% | 0 | 0 | 0% | Normal | 0% | 0 | 0 | 0 | [17 empty] | Commercial_Miscellaneous (WA)_New_Food Preparation_Double Rack Oven_
Commercial_Miscellaneous (WA)_New_Food Preparation_Natural Gas_Double Rack Oven_E8 | Commercial | Miscellaneous (WA) | New | Food Preparation | Natural Gas | Double Rack Oven | E8 |  | 0% | 0% | 0% | 0 | 0 | 0 | 0 | 0 | 0 | 0 | 0 | 0% | 0 | 0 | 0% | Normal | 0% | 0 | 0 | 0 | [17 empty] | Commercial_Miscellaneous (WA)_New_Food Preparation_Double Rack Oven_
Commercial_Miscellaneous (WA)_New_Food Preparation_Natural Gas_Double Rack Oven_E9 | Commercial | Miscellaneous (WA) | New | Food Preparation | Natural Gas | Double Rack Oven | E9 |  | 0% | 0% | 0% | 0 | 0 | 0 | 0 | 0 | 0 | 0 | 0 | 0% | 0 | 0 | 0% | Normal | 0% | 0 | 0 | 0 | [17 empty] | Commercial_Miscellaneous (WA)_New_Food Preparation_Double Rack Oven_
Commercial_Miscellaneous (WA)_New_Food Preparation_Natural Gas_Double Rack Oven_E10 | Commercial | Miscellaneous (WA) | New | Food Preparation | Natural Gas | Double Rack Oven | E10 |  | 0% | 0% | 0% | 0 | 0 | 0 | 0 | 0 | 0 | 0 | 0 | 0% | 0 | 0 | 0% | Normal | 0% | 0 | 0 | 0 | [17 empty] | Commercial_Miscellaneous (WA)_New_Food Preparation_Double Rack Oven_
Commercial_Miscellaneous (WA)_New_Food Preparation_Natural Gas_Fryer_E1 | Commercial | Miscellaneous (WA) | New | Food Preparation | Natural Gas | Fryer | E1 | Standard | 100% | 0% | 0% | 0.00096918 | 0 | 0 | 0 | 10 | 20 | 2019 | 2045 | 100% | 0 | 0 | 0% | Normal | 0% | 0.019829 | 0 | 0 | 1 unit | 15000 | 0 | 3.461e-07 | 1628.2323 | 2500 | 0 | 0 | 0 | 2010 | 1.1201 | COOK_FRY-Food Preparation-ILTRM-v4.0-1 | Estimate | COOK_FRY-Food Preparation-ILTRM-v4.0-1 | 1 | unit | 3.461e-07 | Commercial_Miscellaneous (WA)_New_Food Preparation_Fryer_Standard
Commercial_Miscellaneous (WA)_New_Food Preparation_Natural Gas_Fryer_E2 | Commercial | Miscellaneous (WA) | New | Food Preparation | Natural Gas | Fryer | E2 | ENERGY STAR | 68.97% | 0% | 0% | 0.0014344 | 0 | 0 | 0 | 10 | 20 | 2019 | 2045 | 100% | 0 | 0 | 0% | Normal | 0% | 0.013676 | 0 | 0 | 1 unit | 15000 | 0 | 3.461e-07 | 1122.9977 | 3700 | 0 | 0 | 0 | 2010 | 1.1201 | COOK_FRY-Food Preparation-ILTRM-v4.0-1 | COOK_FRY-Food Preparation-ILTRM-v4.0-1 | COOK_FRY-Food Preparation-ILTRM-v4.0-1 | 1 | unit | 3.461e-07 | Commercial_Miscellaneous (WA)_New_Food Preparation_Fryer_ENERGY STAR
Commercial_Miscellaneous (WA)_New_Food Preparation_Natural Gas_Fryer_E3 | Commercial | Miscellaneous (WA) | New | Food Preparation | Natural Gas | Fryer | E3 |  | 0% | 0% | 0% | 0 | 0 | 0 | 0 | 0 | 0 | 0 | 0 | 0% | 0 | 0 | 0% | Normal | 0% | 0 | 0 | 0 | [17 empty] | Commercial_Miscellaneous (WA)_New_Food Preparation_Fryer_
Commercial_Miscellaneous (WA)_New_Food Preparation_Natural Gas_Fryer_E4 | Commercial | Miscellaneous (WA) | New | Food Preparation | Natural Gas | Fryer | E4 |  | 0% | 0% | 0% | 0 | 0 | 0 | 0 | 0 | 0 | 0 | 0 | 0% | 0 | 0 | 0% | Normal | 0% | 0 | 0 | 0 | [17 empty] | Commercial_Miscellaneous (WA)_New_Food Preparation_Fryer_
Commercial_Miscellaneous (WA)_New_Food Preparation_Natural Gas_Fryer_E5 | Commercial | Miscellaneous (WA) | New | Food Preparation | Natural Gas | Fryer | E5 |  | 0% | 0% | 0% | 0 | 0 | 0 | 0 | 0 | 0 | 0 | 0 | 0% | 0 | 0 | 0% | Normal | 0% | 0 | 0 | 0 | [17 empty] | Commercial_Miscellaneous (WA)_New_Food Preparation_Fryer_
Commercial_Miscellaneous (WA)_New_Food Preparation_Natural Gas_Fryer_E6 | Commercial | Miscellaneous (WA) | New | Food Preparation | Natural Gas | Fryer | E6 |  | 0% | 0% | 0% | 0 | 0 | 0 | 0 | 0 | 0 | 0 | 0 | 0% | 0 | 0 | 0% | Normal | 0% | 0 | 0 | 0 | [17 empty] | Commercial_Miscellaneous (WA)_New_Food Preparation_Fryer_
Commercial_Miscellaneous (WA)_New_Food Preparation_Natural Gas_Fryer_E7 | Commercial | Miscellaneous (WA) | New | Food Preparation | Natural Gas | Fryer | E7 |  | 0% | 0% | 0% | 0 | 0 | 0 | 0 | 0 | 0 | 0 | 0 | 0% | 0 | 0 | 0% | Normal | 0% | 0 | 0 | 0 | [17 empty] | Commercial_Miscellaneous (WA)_New_Food Preparation_Fryer_
Commercial_Miscellaneous (WA)_New_Food Preparation_Natural Gas_Fryer_E8 | Commercial | Miscellaneous (WA) | New | Food Preparation | Natural Gas | Fryer | E8 |  | 0% | 0% | 0% | 0 | 0 | 0 | 0 | 0 | 0 | 0 | 0 | 0% | 0 | 0 | 0% | Normal | 0% | 0 | 0 | 0 | [17 empty] | Commercial_Miscellaneous (WA)_New_Food Preparation_Fryer_
Commercial_Miscellaneous (WA)_New_Food Preparation_Natural Gas_Fryer_E9 | Commercial | Miscellaneous (WA) | New | Food Preparation | Natural Gas | Fryer | E9 |  | 0% | 0% | 0% | 0 | 0 | 0 | 0 | 0 | 0 | 0 | 0 | 0% | 0 | 0 | 0% | Normal | 0% | 0 | 0 | 0 | [17 empty] | Commercial_Miscellaneous (WA)_New_Food Preparation_Fryer_
Commercial_Miscellaneous (WA)_New_Food Preparation_Natural Gas_Fryer_E10 | Commercial | Miscellaneous (WA) | New | Food Preparation | Natural Gas | Fryer | E10 |  | 0% | 0% | 0% | 0 | 0 | 0 | 0 | 0 | 0 | 0 | 0 | 0% | 0 | 0 | 0% | Normal | 0% | 0 | 0 | 0 | [17 empty] | Commercial_Miscellaneous (WA)_New_Food Preparation_Fryer_
Commercial_Miscellaneous (WA)_New_Food Preparation_Natural Gas_Broiler_E1 | Commercial | Miscellaneous (WA) | New | Food Preparation | Natural Gas | Broiler | E1 | Standard | 100% | 0% | 0% | 0.011078 | 0 | 0 | 0 | 8 | 16 | 2019 | 2045 | 100% | 0 | 0 | 0% | Normal | 0% | 0.020255 | 0 | 0 | 1 unit | 15000 | 0 | 4.0375e-06 | 1625 | 2500 | 0 | 0 | 0 | 2011 | 1.0975 | COOK_BRL-Food Preparation-ILTRM-v4.0-2 | Estimate | COOK_BRL-Food Preparation-ILTRM-v4.0-2 | 1 | unit | 4.0375e-06 | Commercial_Miscellaneous (WA)_New_Food Preparation_Broiler_Standard
Commercial_Miscellaneous (WA)_New_Food Preparation_Natural Gas_Broiler_E2 | Commercial | Miscellaneous (WA) | New | Food Preparation | Natural Gas | Broiler | E2 | Infrared Burners | 85.29% | 0% | 0% | 0.015509 | 0 | 0 | 0 | 8 | 16 | 2019 | 2045 | 100% | 0 | 0 | 0% | Normal | 0% | 0.017276 | 0 | 0 | 1 unit | 15000 | 0 | 4.0375e-06 | 1386 | 3500 | 0 | 0 | 0 | 2011 | 1.0975 | COOK_BRL-Food Preparation-ILTRM-v4.0-2 | COOK_BRL-Food Preparation-ILTRM-v4.0-2 | COOK_BRL-Food Preparation-ILTRM-v4.0-2 | 1 | unit | 4.0375e-06 | Commercial_Miscellaneous (WA)_New_Food Preparation_Broiler_Infrared Burners
Commercial_Miscellaneous (WA)_New_Food Preparation_Natural Gas_Broiler_E3 | Commercial | Miscellaneous (WA) | New | Food Preparation | Natural Gas | Broiler | E3 |  | 0% | 0% | 0% | 0 | 0 | 0 | 0 | 0 | 0 | 0 | 0 | 0% | 0 | 0 | 0% | Normal | 0% | 0 | 0 | 0 | [17 empty] | Commercial_Miscellaneous (WA)_New_Food Preparation_Broiler_
Commercial_Miscellaneous (WA)_New_Food Preparation_Natural Gas_Broiler_E4 | Commercial | Miscellaneous (WA) | New | Food Preparation | Natural Gas | Broiler | E4 |  | 0% | 0% | 0% | 0 | 0 | 0 | 0 | 0 | 0 | 0 | 0 | 0% | 0 | 0 | 0% | Normal | 0% | 0 | 0 | 0 | [17 empty] | Commercial_Miscellaneous (WA)_New_Food Preparation_Broiler_
Commercial_Miscellaneous (WA)_New_Food Preparation_Natural Gas_Broiler_E5 | Commercial | Miscellaneous (WA) | New | Food Preparation | Natural Gas | Broiler | E5 |  | 0% | 0% | 0% | 0 | 0 | 0 | 0 | 0 | 0 | 0 | 0 | 0% | 0 | 0 | 0% | Normal | 0% | 0 | 0 | 0 | [17 empty] | Commercial_Miscellaneous (WA)_New_Food Preparation_Broiler_
Commercial_Miscellaneous (WA)_New_Food Preparation_Natural Gas_Broiler_E6 | Commercial | Miscellaneous (WA) | New | Food Preparation | Natural Gas | Broiler | E6 |  | 0% | 0% | 0% | 0 | 0 | 0 | 0 | 0 | 0 | 0 | 0 | 0% | 0 | 0 | 0% | Normal | 0% | 0 | 0 | 0 | [17 empty] | Commercial_Miscellaneous (WA)_New_Food Preparation_Broiler_
Commercial_Miscellaneous (WA)_New_Food Preparation_Natural Gas_Broiler_E7 | Commercial | Miscellaneous (WA) | New | Food Preparation | Natural Gas | Broiler | E7 |  | 0% | 0% | 0% | 0 | 0 | 0 | 0 | 0 | 0 | 0 | 0 | 0% | 0 | 0 | 0% | Normal | 0% | 0 | 0 | 0 | [17 empty] | Commercial_Miscellaneous (WA)_New_Food Preparation_Broiler_
Commercial_Miscellaneous (WA)_New_Food Preparation_Natural Gas_Broiler_E8 | Commercial | Miscellaneous (WA) | New | Food Preparation | Natural Gas | Broiler | E8 |  | 0% | 0% | 0% | 0 | 0 | 0 | 0 | 0 | 0 | 0 | 0 | 0% | 0 | 0 | 0% | Normal | 0% | 0 | 0 | 0 | [17 empty] | Commercial_Miscellaneous (WA)_New_Food Preparation_Broiler_
Commercial_Miscellaneous (WA)_New_Food Preparation_Natural Gas_Broiler_E9 | Commercial | Miscellaneous (WA) | New | Food Preparation | Natural Gas | Broiler | E9 |  | 0% | 0% | 0% | 0 | 0 | 0 | 0 | 0 | 0 | 0 | 0 | 0% | 0 | 0 | 0% | Normal | 0% | 0 | 0 | 0 | [17 empty] | Commercial_Miscellaneous (WA)_New_Food Preparation_Broiler_
Commercial_Miscellaneous (WA)_New_Food Preparation_Natural Gas_Broiler_E10 | Commercial | Miscellaneous (WA) | New | Food Preparation | Natural Gas | Broiler | E10 |  | 0% | 0% | 0% | 0 | 0 | 0 | 0 | 0 | 0 | 0 | 0 | 0% | 0 | 0 | 0% | Normal | 0% | 0 | 0 | 0 | [17 empty] | Commercial_Miscellaneous (WA)_New_Food Preparation_Broiler_
Commercial_Miscellaneous (WA)_New_Food Preparation_Natural Gas_Griddle_E1 | Commercial | Miscellaneous (WA) | New | Food Preparation | Natural Gas | Griddle | E1 | Standard | 100% | 0% | 0% | 0.02276 | 0 | 0 | 0 | 8 | 16 | 2019 | 2045 | 100% | 0 | 0 | 0% | Normal | 0% | 0.014076 | 0 | 0 | 1 unit | 15000 | 0 | 4.1675e-06 | 1213.5601 | 5150 | 0 | 0 | 0 | 2013 | 1.0605 | COOK_GRD-Food Preparation-ILTRM-v5.0-1 | COOK_GRD-Food Preparation-EIA14-2014 Ref. Case-5 | COOK_GRD-Food Preparation-ILTRM-v5.0-1 | 1 | unit | 4.1675e-06 | Commercial_Miscellaneous (WA)_New_Food Preparation_Griddle_Standard
Commercial_Miscellaneous (WA)_New_Food Preparation_Natural Gas_Griddle_E2 | Commercial | Miscellaneous (WA) | New | Food Preparation | Natural Gas | Griddle | E2 | ENERGY STAR | 87.77% | 0% | 0% | 0.024351 | 0 | 0 | 0 | 8 | 16 | 2019 | 2045 | 100% | 0 | 0 | 0% | Normal | 0% | 0.012355 | 0 | 0 | 1 unit | 15000 | 0 | 4.1675e-06 | 1065.1506 | 5510 | 0 | 0 | 0 | 2013 | 1.0605 | COOK_GRD-Food Preparation-ILTRM-v5.0-1 | COOK_GRD-Food Preparation-EIA14-2014 Ref. Case-5 | COOK_GRD-Food Preparation-ILTRM-v5.0-1 | 1 | unit | 4.1675e-06 | Commercial_Miscellaneous (WA)_New_Food Preparation_Griddle_ENERGY STAR
Commercial_Miscellaneous (WA)_New_Food Preparation_Natural Gas_Griddle_E3 | Commercial | Miscellaneous (WA) | New | Food Preparation | Natural Gas | Griddle | E3 |  | 0% | 0% | 0% | 0 | 0 | 0 | 0 | 0 | 0 | 0 | 0 | 0% | 0 | 0 | 0% | Normal | 0% | 0 | 0 | 0 | [17 empty] | Commercial_Miscellaneous (WA)_New_Food Preparation_Griddle_
Commercial_Miscellaneous (WA)_New_Food Preparation_Natural Gas_Griddle_E4 | Commercial | Miscellaneous (WA) | New | Food Preparation | Natural Gas | Griddle | E4 |  | 0% | 0% | 0% | 0 | 0 | 0 | 0 | 0 | 0 | 0 | 0 | 0% | 0 | 0 | 0% | Normal | 0% | 0 | 0 | 0 | [17 empty] | Commercial_Miscellaneous (WA)_New_Food Preparation_Griddle_
Commercial_Miscellaneous (WA)_New_Food Preparation_Natural Gas_Griddle_E5 | Commercial | Miscellaneous (WA) | New | Food Preparation | Natural Gas | Griddle | E5 |  | 0% | 0% | 0% | 0 | 0 | 0 | 0 | 0 | 0 | 0 | 0 | 0% | 0 | 0 | 0% | Normal | 0% | 0 | 0 | 0 | [17 empty] | Commercial_Miscellaneous (WA)_New_Food Preparation_Griddle_
Commercial_Miscellaneous (WA)_New_Food Preparation_Natural Gas_Griddle_E6 | Commercial | Miscellaneous (WA) | New | Food Preparation | Natural Gas | Griddle | E6 |  | 0% | 0% | 0% | 0 | 0 | 0 | 0 | 0 | 0 | 0 | 0 | 0% | 0 | 0 | 0% | Normal | 0% | 0 | 0 | 0 | [17 empty] | Commercial_Miscellaneous (WA)_New_Food Preparation_Griddle_
Commercial_Miscellaneous (WA)_New_Food Preparation_Natural Gas_Griddle_E7 | Commercial | Miscellaneous (WA) | New | Food Preparation | Natural Gas | Griddle | E7 |  | 0% | 0% | 0% | 0 | 0 | 0 | 0 | 0 | 0 | 0 | 0 | 0% | 0 | 0 | 0% | Normal | 0% | 0 | 0 | 0 | [17 empty] | Commercial_Miscellaneous (WA)_New_Food Preparation_Griddle_
Commercial_Miscellaneous (WA)_New_Food Preparation_Natural Gas_Griddle_E8 | Commercial | Miscellaneous (WA) | New | Food Preparation | Natural Gas | Griddle | E8 |  | 0% | 0% | 0% | 0 | 0 | 0 | 0 | 0 | 0 | 0 | 0 | 0% | 0 | 0 | 0% | Normal | 0% | 0 | 0 | 0 | [17 empty] | Commercial_Miscellaneous (WA)_New_Food Preparation_Griddle_
Commercial_Miscellaneous (WA)_New_Food Preparation_Natural Gas_Griddle_E9 | Commercial | Miscellaneous (WA) | New | Food Preparation | Natural Gas | Griddle | E9 |  | 0% | 0% | 0% | 0 | 0 | 0 | 0 | 0 | 0 | 0 | 0 | 0% | 0 | 0 | 0% | Normal | 0% | 0 | 0 | 0 | [17 empty] | Commercial_Miscellaneous (WA)_New_Food Preparation_Griddle_
Commercial_Miscellaneous (WA)_New_Food Preparation_Natural Gas_Griddle_E10 | Commercial | Miscellaneous (WA) | New | Food Preparation | Natural Gas | Griddle | E10 |  | 0% | 0% | 0% | 0 | 0 | 0 | 0 | 0 | 0 | 0 | 0 | 0% | 0 | 0 | 0% | Normal | 0% | 0 | 0 | 0 | [17 empty] | Commercial_Miscellaneous (WA)_New_Food Preparation_Griddle_
Commercial_Miscellaneous (WA)_New_Food Preparation_Natural Gas_Range_E1 | Commercial | Miscellaneous (WA) | New | Food Preparation | Natural Gas | Range | E1 | Standard | 100% | 0% | 0% | 0.026057 | 0 | 0 | 0 | 8 | 12 | 2019 | 2045 | 100% | 0 | 0 | 0% | Normal | 0% | 0.019026 | 0 | 0 | 1 unit | 15000 | 0 | 5.1695e-06 | 1470 | 4500 | 0 | 0 | 0 | 2010 | 1.1201 | COOK_OVN-Food Preparation-AEO17-1 | Estimate | DOE Commercial R&D 2016 - Table 2-12 | 1 | unit | 5.1695e-06 | Commercial_Miscellaneous (WA)_New_Food Preparation_Range_Standard
Commercial_Miscellaneous (WA)_New_Food Preparation_Natural Gas_Range_E2 | Commercial | Miscellaneous (WA) | New | Food Preparation | Natural Gas | Range | E2 | High Efficiency | 50% | 0% | 0% | 0.028374 | 0 | 0 | 0 | 8 | 12 | 2019 | 2045 | 100% | 0 | 0 | 0% | Normal | 0% | 0.0095128 | 0 | 0 | 1 unit | 15000 | 0 | 5.1695e-06 | 735 | 4900 | 0 | 0 | 0 | 2010 | 1.1201 | COOK_OVN-Food Preparation-AEO17-1 | DOE Commercial R&D 2016 - Table 2-10 | DOE Commercial R&D 2016 - Table 2-18 | 1 | unit | 5.1695e-06 | Commercial_Miscellaneous (WA)_New_Food Preparation_Range_High Efficiency
Commercial_Miscellaneous (WA)_New_Food Preparation_Natural Gas_Range_E3 | Commercial | Miscellaneous (WA) | New | Food Preparation | Natural Gas | Range | E3 |  | 0% | 0% | 0% | 0 | 0 | 0 | 0 | 0 | 0 | 0 | 0 | 0% | 0 | 0 | 0% | Normal | 0% | 0 | 0 | 0 | [17 empty] | Commercial_Miscellaneous (WA)_New_Food Preparation_Range_
Commercial_Miscellaneous (WA)_New_Food Preparation_Natural Gas_Range_E4 | Commercial | Miscellaneous (WA) | New | Food Preparation | Natural Gas | Range | E4 |  | 0% | 0% | 0% | 0 | 0 | 0 | 0 | 0 | 0 | 0 | 0 | 0% | 0 | 0 | 0% | Normal | 0% | 0 | 0 | 0 | [17 empty] | Commercial_Miscellaneous (WA)_New_Food Preparation_Range_
Commercial_Miscellaneous (WA)_New_Food Preparation_Natural Gas_Range_E5 | Commercial | Miscellaneous (WA) | New | Food Preparation | Natural Gas | Range | E5 |  | 0% | 0% | 0% | 0 | 0 | 0 | 0 | 0 | 0 | 0 | 0 | 0% | 0 | 0 | 0% | Normal | 0% | 0 | 0 | 0 | [17 empty] | Commercial_Miscellaneous (WA)_New_Food Preparation_Range_
Commercial_Miscellaneous (WA)_New_Food Preparation_Natural Gas_Range_E6 | Commercial | Miscellaneous (WA) | New | Food Preparation | Natural Gas | Range | E6 |  | 0% | 0% | 0% | 0 | 0 | 0 | 0 | 0 | 0 | 0 | 0 | 0% | 0 | 0 | 0% | Normal | 0% | 0 | 0 | 0 | [17 empty] | Commercial_Miscellaneous (WA)_New_Food Preparation_Range_
Commercial_Miscellaneous (WA)_New_Food Preparation_Natural Gas_Range_E7 | Commercial | Miscellaneous (WA) | New | Food Preparation | Natural Gas | Range | E7 |  | 0% | 0% | 0% | 0 | 0 | 0 | 0 | 0 | 0 | 0 | 0 | 0% | 0 | 0 | 0% | Normal | 0% | 0 | 0 | 0 | [17 empty] | Commercial_Miscellaneous (WA)_New_Food Preparation_Range_
Commercial_Miscellaneous (WA)_New_Food Preparation_Natural Gas_Range_E8 | Commercial | Miscellaneous (WA) | New | Food Preparation | Natural Gas | Range | E8 |  | 0% | 0% | 0% | 0 | 0 | 0 | 0 | 0 | 0 | 0 | 0 | 0% | 0 | 0 | 0% | Normal | 0% | 0 | 0 | 0 | [17 empty] | Commercial_Miscellaneous (WA)_New_Food Preparation_Range_
Commercial_Miscellaneous (WA)_New_Food Preparation_Natural Gas_Range_E9 | Commercial | Miscellaneous (WA) | New | Food Preparation | Natural Gas | Range | E9 |  | 0% | 0% | 0% | 0 | 0 | 0 | 0 | 0 | 0 | 0 | 0 | 0% | 0 | 0 | 0% | Normal | 0% | 0 | 0 | 0 | [17 empty] | Commercial_Miscellaneous (WA)_New_Food Preparation_Range_
Commercial_Miscellaneous (WA)_New_Food Preparation_Natural Gas_Range_E10 | Commercial | Miscellaneous (WA) | New | Food Preparation | Natural Gas | Range | E10 |  | 0% | 0% | 0% | 0 | 0 | 0 | 0 | 0 | 0 | 0 | 0 | 0% | 0 | 0 | 0% | Normal | 0% | 0 | 0 | 0 | [17 empty] | Commercial_Miscellaneous (WA)_New_Food Preparation_Range_
Commercial_Miscellaneous (WA)_New_Food Preparation_Natural Gas_Steamer_E1 | Commercial | Miscellaneous (WA) | New | Food Preparation | Natural Gas | Steamer | E1 | Standard | 100% | 0% | 0% | 0.0041738 | 0 | 0 | 0 | 8 | 16 | 2019 | 2045 | 100% | 0 | 0 | 0% | Normal | 0% | 0.02608 | 0 | 0 | 1 unit | 15000 | 0 | 2.9567e-07 | 1241.5036 | 13100 | 0 | 0 | 0 | 2012 | 1.0776 | COOK_STM-Food Preparation-ILTRM-v4.0-32 | DOE Commercial R&D 2016 - Table 2-10 | COOK_STM-Food Preparation-ILTRM-v4.0-32 | 1 | unit | 2.9567e-07 | Commercial_Miscellaneous (WA)_New_Food Preparation_Steamer_Standard
Commercial_Miscellaneous (WA)_New_Food Preparation_Natural Gas_Steamer_E2 | Commercial | Miscellaneous (WA) | New | Food Preparation | Natural Gas | Steamer | E2 | ENERGY STAR | 18.87% | 0% | 0% | 0.0044917 | 0 | -8.3787e-07 | 0 | 8 | 16 | 2019 | 2045 | 100% | 0 | 0 | 0% | Normal | 0% | 0.0049206 | 0 | 0 | 1 unit | 15000 | 0 | 2.9567e-07 | 234.2394 | 14098 | 0 | -2.6298 | 0 | 2012 | 1.0776 | COOK_STM-Food Preparation-ILTRM-v4.0-32 | COOK_STM-Food Preparation-ILTRM-v4.0-32 | COOK_STM-Food Preparation-ILTRM-v4.0-32 | 1 | unit | 2.9567e-07 | Commercial_Miscellaneous (WA)_New_Food Preparation_Steamer_ENERGY STAR
Commercial_Miscellaneous (WA)_New_Food Preparation_Natural Gas_Steamer_E3 | Commercial | Miscellaneous (WA) | New | Food Preparation | Natural Gas | Steamer | E3 |  | 0% | 0% | 0% | 0 | 0 | 0 | 0 | 0 | 0 | 0 | 0 | 0% | 0 | 0 | 0% | Normal | 0% | 0 | 0 | 0 | [17 empty] | Commercial_Miscellaneous (WA)_New_Food Preparation_Steamer_
Commercial_Miscellaneous (WA)_New_Food Preparation_Natural Gas_Steamer_E4 | Commercial | Miscellaneous (WA) | New | Food Preparation | Natural Gas | Steamer | E4 |  | 0% | 0% | 0% | 0 | 0 | 0 | 0 | 0 | 0 | 0 | 0 | 0% | 0 | 0 | 0% | Normal | 0% | 0 | 0 | 0 | [17 empty] | Commercial_Miscellaneous (WA)_New_Food Preparation_Steamer_
Commercial_Miscellaneous (WA)_New_Food Preparation_Natural Gas_Steamer_E5 | Commercial | Miscellaneous (WA) | New | Food Preparation | Natural Gas | Steamer | E5 |  | 0% | 0% | 0% | 0 | 0 | 0 | 0 | 0 | 0 | 0 | 0 | 0% | 0 | 0 | 0% | Normal | 0% | 0 | 0 | 0 | [17 empty] | Commercial_Miscellaneous (WA)_New_Food Preparation_Steamer_
Commercial_Miscellaneous (WA)_New_Food Preparation_Natural Gas_Steamer_E6 | Commercial | Miscellaneous (WA) | New | Food Preparation | Natural Gas | Steamer | E6 |  | 0% | 0% | 0% | 0 | 0 | 0 | 0 | 0 | 0 | 0 | 0 | 0% | 0 | 0 | 0% | Normal | 0% | 0 | 0 | 0 | [17 empty] | Commercial_Miscellaneous (WA)_New_Food Preparation_Steamer_
Commercial_Miscellaneous (WA)_New_Food Preparation_Natural Gas_Steamer_E7 | Commercial | Miscellaneous (WA) | New | Food Preparation | Natural Gas | Steamer | E7 |  | 0% | 0% | 0% | 0 | 0 | 0 | 0 | 0 | 0 | 0 | 0 | 0% | 0 | 0 | 0% | Normal | 0% | 0 | 0 | 0 | [17 empty] | Commercial_Miscellaneous (WA)_New_Food Preparation_Steamer_
Commercial_Miscellaneous (WA)_New_Food Preparation_Natural Gas_Steamer_E8 | Commercial | Miscellaneous (WA) | New | Food Preparation | Natural Gas | Steamer | E8 |  | 0% | 0% | 0% | 0 | 0 | 0 | 0 | 0 | 0 | 0 | 0 | 0% | 0 | 0 | 0% | Normal | 0% | 0 | 0 | 0 | [17 empty] | Commercial_Miscellaneous (WA)_New_Food Preparation_Steamer_
Commercial_Miscellaneous (WA)_New_Food Preparation_Natural Gas_Steamer_E9 | Commercial | Miscellaneous (WA) | New | Food Preparation | Natural Gas | Steamer | E9 |  | 0% | 0% | 0% | 0 | 0 | 0 | 0 | 0 | 0 | 0 | 0 | 0% | 0 | 0 | 0% | Normal | 0% | 0 | 0 | 0 | [17 empty] | Commercial_Miscellaneous (WA)_New_Food Preparation_Steamer_
Commercial_Miscellaneous (WA)_New_Food Preparation_Natural Gas_Steamer_E10 | Commercial | Miscellaneous (WA) | New | Food Preparation | Natural Gas | Steamer | E10 |  | 0% | 0% | 0% | 0 | 0 | 0 | 0 | 0 | 0 | 0 | 0 | 0% | 0 | 0 | 0% | Normal | 0% | 0 | 0 | 0 | [17 empty] | Commercial_Miscellaneous (WA)_New_Food Preparation_Steamer_
Commercial_Miscellaneous (WA)_New_Food Preparation_Natural Gas_Food Prep Other_E1 | Commercial | Miscellaneous (WA) | New | Food Preparation | Natural Gas | Food Prep Other | E1 | Standard | 100% | 0% | 0% | 0.0047508 | 0 | 0 | 0 | 8 | 12 | 2019 | 2045 | 100% | 0 | 0 | 0% | Normal | 0% | 0.0060361 | 0 | 0 | 1 unit | 15000 | 0 | 4.2413e-06 | 1423.18 | 1000 | 0 | 0 | 0 | 2010 | 1.1201 | Default | Default | Default | 1 | unit | 4.2413e-06 | Commercial_Miscellaneous (WA)_New_Food Preparation_Food Prep Other_Standard
Commercial_Miscellaneous (WA)_New_Food Preparation_Natural Gas_Food Prep Other_E2 | Commercial | Miscellaneous (WA) | New | Food Preparation | Natural Gas | Food Prep Other | E2 | ENERGY STAR | 72.07% | 0% | 0% | 0.0087091 | 0 | 0 | 0 | 8 | 12 | 2019 | 2045 | 100% | 0 | 0 | 0% | Normal | 0% | 0.0043501 | 0 | 0 | 1 unit | 15000 | 0 | 4.2413e-06 | 1025.646 | 1833.1988 | 0 | 0 | 0 | 2010 | 1.1201 | N/A | N/A | N/A | 1 | unit | 4.2413e-06 | Commercial_Miscellaneous (WA)_New_Food Preparation_Food Prep Other_ENERGY STAR
Commercial_Miscellaneous (WA)_New_Food Preparation_Natural Gas_Food Prep Other_E3 | Commercial | Miscellaneous (WA) | New | Food Preparation | Natural Gas | Food Prep Other | E3 |  | 0% | 0% | 0% | 0 | 0 | 0 | 0 | 0 | 0 | 0 | 0 | 0% | 0 | 0 | 0% | Normal | 0% | 0 | 0 | 0 | [17 empty] | Commercial_Miscellaneous (WA)_New_Food Preparation_Food Prep Other_
Commercial_Miscellaneous (WA)_New_Food Preparation_Natural Gas_Food Prep Other_E4 | Commercial | Miscellaneous (WA) | New | Food Preparation | Natural Gas | Food Prep Other | E4 |  | 0% | 0% | 0% | 0 | 0 | 0 | 0 | 0 | 0 | 0 | 0 | 0% | 0 | 0 | 0% | Normal | 0% | 0 | 0 | 0 | [17 empty] | Commercial_Miscellaneous (WA)_New_Food Preparation_Food Prep Other_
Commercial_Miscellaneous (WA)_New_Food Preparation_Natural Gas_Food Prep Other_E5 | Commercial | Miscellaneous (WA) | New | Food Preparation | Natural Gas | Food Prep Other | E5 |  | 0% | 0% | 0% | 0 | 0 | 0 | 0 | 0 | 0 | 0 | 0 | 0% | 0 | 0 | 0% | Normal | 0% | 0 | 0 | 0 | [17 empty] | Commercial_Miscellaneous (WA)_New_Food Preparation_Food Prep Other_
Commercial_Miscellaneous (WA)_New_Food Preparation_Natural Gas_Food Prep Other_E6 | Commercial | Miscellaneous (WA) | New | Food Preparation | Natural Gas | Food Prep Other | E6 |  | 0% | 0% | 0% | 0 | 0 | 0 | 0 | 0 | 0 | 0 | 0 | 0% | 0 | 0 | 0% | Normal | 0% | 0 | 0 | 0 | [17 empty] | Commercial_Miscellaneous (WA)_New_Food Preparation_Food Prep Other_
Commercial_Miscellaneous (WA)_New_Food Preparation_Natural Gas_Food Prep Other_E7 | Commercial | Miscellaneous (WA) | New | Food Preparation | Natural Gas | Food Prep Other | E7 |  | 0% | 0% | 0% | 0 | 0 | 0 | 0 | 0 | 0 | 0 | 0 | 0% | 0 | 0 | 0% | Normal | 0% | 0 | 0 | 0 | [17 empty] | Commercial_Miscellaneous (WA)_New_Food Preparation_Food Prep Other_
Commercial_Miscellaneous (WA)_New_Food Preparation_Natural Gas_Food Prep Other_E8 | Commercial | Miscellaneous (WA) | New | Food Preparation | Natural Gas | Food Prep Other | E8 |  | 0% | 0% | 0% | 0 | 0 | 0 | 0 | 0 | 0 | 0 | 0 | 0% | 0 | 0 | 0% | Normal | 0% | 0 | 0 | 0 | [17 empty] | Commercial_Miscellaneous (WA)_New_Food Preparation_Food Prep Other_
Commercial_Miscellaneous (WA)_New_Food Preparation_Natural Gas_Food Prep Other_E9 | Commercial | Miscellaneous (WA) | New | Food Preparation | Natural Gas | Food Prep Other | E9 |  | 0% | 0% | 0% | 0 | 0 | 0 | 0 | 0 | 0 | 0 | 0 | 0% | 0 | 0 | 0% | Normal | 0% | 0 | 0 | 0 | [17 empty] | Commercial_Miscellaneous (WA)_New_Food Preparation_Food Prep Other_
Commercial_Miscellaneous (WA)_New_Food Preparation_Natural Gas_Food Prep Other_E10 | Commercial | Miscellaneous (WA) | New | Food Preparation | Natural Gas | Food Prep Other | E10 |  | 0% | 0% | 0% | 0 | 0 | 0 | 0 | 0 | 0 | 0 | 0 | 0% | 0 | 0 | 0% | Normal | 0% | 0 | 0 | 0 | [17 empty] | Commercial_Miscellaneous (WA)_New_Food Preparation_Food Prep Other_
Commercial_Miscellaneous (WA)_New_Miscellaneous_Natural Gas_Pool Heater_E1 | Commercial | Miscellaneous (WA) | New | Miscellaneous | Natural Gas | Pool Heater | E1 | Standard (EF .82) | 100% | 0% | 0% | 0.0004856 | 0 | 0 | 0 | 4 | 8 | 2019 | 2045 | 100% | 0 | 0 | 0% | Normal | 0% | 0.031645 | 0 | 0 | 1 unit | 15000 | 0 | 2.582e-08 | 14890 | 18052 | 0 | 0 | 0 | 2014 | 1.0418 | DOE Commercial R&D 2016 - Table 7-6 | DOE Commercial R&D 2016 - Table 7-7 | DOE Commercial R&D 2016 - Table 7-8 | 1 | unit | 2.582e-08 | Commercial_Miscellaneous (WA)_New_Miscellaneous_Pool Heater_Standard (EF .82)
Commercial_Miscellaneous (WA)_New_Miscellaneous_Natural Gas_Pool Heater_E2 | Commercial | Miscellaneous (WA) | New | Miscellaneous | Natural Gas | Pool Heater | E2 | Condensing (EF .90) | 85% | 0% | 0% | 0.00079511 | 0 | 0 | 0 | 4 | 8 | 2019 | 2045 | 100% | 0 | 0 | 0% | Normal | 0% | 0.026899 | 0 | 0 | 1 unit | 15000 | 0 | 2.582e-08 | 12656.5 | 29558 | 0 | 0 | 0 | 2014 | 1.0418 | DOE Commercial R&D 2016 - Table 7-6 | DOE Commercial R&D 2016 - Table 7-7 | DOE Commercial R&D 2016 - Table 7-9 | 1 | unit | 2.582e-08 | Commercial_Miscellaneous (WA)_New_Miscellaneous_Pool Heater_Condensing (EF .90)
Commercial_Miscellaneous (WA)_New_Miscellaneous_Natural Gas_Pool Heater_E3 | Commercial | Miscellaneous (WA) | New | Miscellaneous | Natural Gas | Pool Heater | E3 |  | 0% | 0% | 0% | 0 | 0 | 0 | 0 | 0 | 0 | 0 | 0 | 0% | 0 | 0 | 0% | Normal | 0% | 0 | 0 | 0 | [17 empty] | Commercial_Miscellaneous (WA)_New_Miscellaneous_Pool Heater_
Commercial_Miscellaneous (WA)_New_Miscellaneous_Natural Gas_Pool Heater_E4 | Commercial | Miscellaneous (WA) | New | Miscellaneous | Natural Gas | Pool Heater | E4 |  | 0% | 0% | 0% | 0 | 0 | 0 | 0 | 0 | 0 | 0 | 0 | 0% | 0 | 0 | 0% | Normal | 0% | 0 | 0 | 0 | [17 empty] | Commercial_Miscellaneous (WA)_New_Miscellaneous_Pool Heater_
Commercial_Miscellaneous (WA)_New_Miscellaneous_Natural Gas_Pool Heater_E5 | Commercial | Miscellaneous (WA) | New | Miscellaneous | Natural Gas | Pool Heater | E5 |  | 0% | 0% | 0% | 0 | 0 | 0 | 0 | 0 | 0 | 0 | 0 | 0% | 0 | 0 | 0% | Normal | 0% | 0 | 0 | 0 | [17 empty] | Commercial_Miscellaneous (WA)_New_Miscellaneous_Pool Heater_
Commercial_Miscellaneous (WA)_New_Miscellaneous_Natural Gas_Pool Heater_E6 | Commercial | Miscellaneous (WA) | New | Miscellaneous | Natural Gas | Pool Heater | E6 |  | 0% | 0% | 0% | 0 | 0 | 0 | 0 | 0 | 0 | 0 | 0 | 0% | 0 | 0 | 0% | Normal | 0% | 0 | 0 | 0 | [17 empty] | Commercial_Miscellaneous (WA)_New_Miscellaneous_Pool Heater_
Commercial_Miscellaneous (WA)_New_Miscellaneous_Natural Gas_Pool Heater_E7 | Commercial | Miscellaneous (WA) | New | Miscellaneous | Natural Gas | Pool Heater | E7 |  | 0% | 0% | 0% | 0 | 0 | 0 | 0 | 0 | 0 | 0 | 0 | 0% | 0 | 0 | 0% | Normal | 0% | 0 | 0 | 0 | [17 empty] | Commercial_Miscellaneous (WA)_New_Miscellaneous_Pool Heater_
Commercial_Miscellaneous (WA)_New_Miscellaneous_Natural Gas_Pool Heater_E8 | Commercial | Miscellaneous (WA) | New | Miscellaneous | Natural Gas | Pool Heater | E8 |  | 0% | 0% | 0% | 0 | 0 | 0 | 0 | 0 | 0 | 0 | 0 | 0% | 0 | 0 | 0% | Normal | 0% | 0 | 0 | 0 | [17 empty] | Commercial_Miscellaneous (WA)_New_Miscellaneous_Pool Heater_
Commercial_Miscellaneous (WA)_New_Miscellaneous_Natural Gas_Pool Heater_E9 | Commercial | Miscellaneous (WA) | New | Miscellaneous | Natural Gas | Pool Heater | E9 |  | 0% | 0% | 0% | 0 | 0 | 0 | 0 | 0 | 0 | 0 | 0 | 0% | 0 | 0 | 0% | Normal | 0% | 0 | 0 | 0 | [17 empty] | Commercial_Miscellaneous (WA)_New_Miscellaneous_Pool Heater_
Commercial_Miscellaneous (WA)_New_Miscellaneous_Natural Gas_Pool Heater_E10 | Commercial | Miscellaneous (WA) | New | Miscellaneous | Natural Gas | Pool Heater | E10 |  | 0% | 0% | 0% | 0 | 0 | 0 | 0 | 0 | 0 | 0 | 0 | 0% | 0 | 0 | 0% | Normal | 0% | 0 | 0 | 0 | [17 empty] | Commercial_Miscellaneous (WA)_New_Miscellaneous_Pool Heater_
Commercial_Miscellaneous (WA)_New_Miscellaneous_Natural Gas_Miscellaneous_E1 | Commercial | Miscellaneous (WA) | New | Miscellaneous | Natural Gas | Miscellaneous | E1 | Standard | 100% | 0% | 0% | 1.0174 | 0 | 0 | 0 | 2 | 8 | 2019 | 2045 | 100% | 0 | 0 | 0% | Normal | 0% | 0.12964 | 0 | 0 | 1 unit | 15000 | 0 | 1 | 1 | 1 | 0 | 0 | 0 | 2016 | 1.0174 | N/A | N/A | N/A | 1 | unit | 1 | Commercial_Miscellaneous (WA)_New_Miscellaneous_Miscellaneous_Standard
Commercial_Miscellaneous (WA)_New_Miscellaneous_Natural Gas_Miscellaneous_E2 | Commercial | Miscellaneous (WA) | New | Miscellaneous | Natural Gas | Miscellaneous | E2 |  | 0% | 0% | 0% | 0 | 0 | 0 | 0 | 0 | 0 | 0 | 0 | 0% | 0 | 0 | 0% | Normal | 0% | 0 | 0 | 0 | [17 empty] | Commercial_Miscellaneous (WA)_New_Miscellaneous_Miscellaneous_
Commercial_Miscellaneous (WA)_New_Miscellaneous_Natural Gas_Miscellaneous_E3 | Commercial | Miscellaneous (WA) | New | Miscellaneous | Natural Gas | Miscellaneous | E3 |  | 0% | 0% | 0% | 0 | 0 | 0 | 0 | 0 | 0 | 0 | 0 | 0% | 0 | 0 | 0% | Normal | 0% | 0 | 0 | 0 | [17 empty] | Commercial_Miscellaneous (WA)_New_Miscellaneous_Miscellaneous_
Commercial_Miscellaneous (WA)_New_Miscellaneous_Natural Gas_Miscellaneous_E4 | Commercial | Miscellaneous (WA) | New | Miscellaneous | Natural Gas | Miscellaneous | E4 |  | 0% | 0% | 0% | 0 | 0 | 0 | 0 | 0 | 0 | 0 | 0 | 0% | 0 | 0 | 0% | Normal | 0% | 0 | 0 | 0 | [17 empty] | Commercial_Miscellaneous (WA)_New_Miscellaneous_Miscellaneous_
Commercial_Miscellaneous (WA)_New_Miscellaneous_Natural Gas_Miscellaneous_E5 | Commercial | Miscellaneous (WA) | New | Miscellaneous | Natural Gas | Miscellaneous | E5 |  | 0% | 0% | 0% | 0 | 0 | 0 | 0 | 0 | 0 | 0 | 0 | 0% | 0 | 0 | 0% | Normal | 0% | 0 | 0 | 0 | [17 empty] | Commercial_Miscellaneous (WA)_New_Miscellaneous_Miscellaneous_
Commercial_Miscellaneous (WA)_New_Miscellaneous_Natural Gas_Miscellaneous_E6 | Commercial | Miscellaneous (WA) | New | Miscellaneous | Natural Gas | Miscellaneous | E6 |  | 0% | 0% | 0% | 0 | 0 | 0 | 0 | 0 | 0 | 0 | 0 | 0% | 0 | 0 | 0% | Normal | 0% | 0 | 0 | 0 | [17 empty] | Commercial_Miscellaneous (WA)_New_Miscellaneous_Miscellaneous_
Commercial_Miscellaneous (WA)_New_Miscellaneous_Natural Gas_Miscellaneous_E7 | Commercial | Miscellaneous (WA) | New | Miscellaneous | Natural Gas | Miscellaneous | E7 |  | 0% | 0% | 0% | 0 | 0 | 0 | 0 | 0 | 0 | 0 | 0 | 0% | 0 | 0 | 0% | Normal | 0% | 0 | 0 | 0 | [17 empty] | Commercial_Miscellaneous (WA)_New_Miscellaneous_Miscellaneous_
Commercial_Miscellaneous (WA)_New_Miscellaneous_Natural Gas_Miscellaneous_E8 | Commercial | Miscellaneous (WA) | New | Miscellaneous | Natural Gas | Miscellaneous | E8 |  | 0% | 0% | 0% | 0 | 0 | 0 | 0 | 0 | 0 | 0 | 0 | 0% | 0 | 0 | 0% | Normal | 0% | 0 | 0 | 0 | [17 empty] | Commercial_Miscellaneous (WA)_New_Miscellaneous_Miscellaneous_
Commercial_Miscellaneous (WA)_New_Miscellaneous_Natural Gas_Miscellaneous_E9 | Commercial | Miscellaneous (WA) | New | Miscellaneous | Natural Gas | Miscellaneous | E9 |  | 0% | 0% | 0% | 0 | 0 | 0 | 0 | 0 | 0 | 0 | 0 | 0% | 0 | 0 | 0% | Normal | 0% | 0 | 0 | 0 | [17 empty] | Commercial_Miscellaneous (WA)_New_Miscellaneous_Miscellaneous_
Commercial_Miscellaneous (WA)_New_Miscellaneous_Natural Gas_Miscellaneous_E10 | Commercial | Miscellaneous (WA) | New | Miscellaneous | Natural Gas | Miscellaneous | E10 |  | 0% | 0% | 0% | 0 | 0 | 0 | 0 | 0 | 0 | 0 | 0 | 0% | 0 | 0 | 0% | Normal | 0% | 0 | 0 | 0 | [17 empty] | Commercial_Miscellaneous (WA)_New_Miscellaneous_Miscellaneous_
Commercial_Office (ID)_Existing_Space Heating_Natural Gas_Furnace_E1 | Commercial | Office (ID) | Existing | Space Heating | Natural Gas | Furnace | E1 | AFUE 80% (Standard) | 100% | 0% | 0% | 0.3086 | 0 | 0.029087 | 0 | 10 | 20 | 2019 | 2045 | 100% | 0 | 0 | 0% | Normal | 0% | 0.21129 | 0 | 0 | 400 kBtu/hr | 10000 | 0 | 8.5714e-05 | 6.1627 | 3395 | 0 | 320 | 0 | 2013 | 1.0605 | GFURN-Heating-EIA14-2014 Ref. Case-2 | GFURN-Heating-EIA14-2014 Ref. Case-2 | AEG BEST | 400 | kBtu/hr | 0.034286 | Commercial_Office (ID)_Existing_Space Heating_Furnace_AFUE 80% (Standard)
Commercial_Office (ID)_Existing_Space Heating_Natural Gas_Furnace_E2 | Commercial | Office (ID) | Existing | Space Heating | Natural Gas | Furnace | E2 | AFUE 90% | 88.87% | 0% | 0% | 0.37495 | 0 | 0.084535 | 0 | 10 | 20 | 2019 | 2045 | 100% | 0 | 0 | 0% | Normal | 0% | 0.18777 | 0 | 0 | 400 kBtu/hr | 10000 | 0 | 8.5714e-05 | 5.4767 | 4125 | 0 | 930 | 0 | 2013 | 1.0605 | GFURN-Heating-EIA14-2014 Ref. Case-3 | GFURN-Heating-EIA14-2014 Ref. Case-3 | AEG BEST | 400 | kBtu/hr | 0.034286 | Commercial_Office (ID)_Existing_Space Heating_Furnace_AFUE 90%
Commercial_Office (ID)_Existing_Space Heating_Natural Gas_Furnace_E3 | Commercial | Office (ID) | Existing | Space Heating | Natural Gas | Furnace | E3 | AFUE 96% | 83.33% | 0% | 0% | 0.72462 | 0 | 0 | 0 | 10 | 20 | 2019 | 2045 | 100% | 0 | 0 | 0% | Normal | 0% | 0.17606 | 0 | 0 | 150 kBtu/hr | 10000 | 0 | 0.00022857 | 5.1351 | 3042.9057 | 0 | 0 | 0 | 2014 | 1.0418 | GFURN-Heating-EIA14-2014 Ref. Case-3 | GFURN-Heating-ILTRM-v5.0-191 | AEG BEST | 150 | kBtu/hr | 0.034286 | Commercial_Office (ID)_Existing_Space Heating_Furnace_AFUE 96%
Commercial_Office (ID)_Existing_Space Heating_Natural Gas_Furnace_E4 | Commercial | Office (ID) | Existing | Space Heating | Natural Gas | Furnace | E4 |  | 0% | 0% | 0% | 0 | 0 | 0 | 0 | 0 | 0 | 0 | 0 | 0% | 0 | 0 | 0% | Normal | 0% | 0 | 0 | 0 | [17 empty] | Commercial_Office (ID)_Existing_Space Heating_Furnace_
Commercial_Office (ID)_Existing_Space Heating_Natural Gas_Furnace_E5 | Commercial | Office (ID) | Existing | Space Heating | Natural Gas | Furnace | E5 |  | 0% | 0% | 0% | 0 | 0 | 0 | 0 | 0 | 0 | 0 | 0 | 0% | 0 | 0 | 0% | Normal | 0% | 0 | 0 | 0 | [17 empty] | Commercial_Office (ID)_Existing_Space Heating_Furnace_
Commercial_Office (ID)_Existing_Space Heating_Natural Gas_Furnace_E6 | Commercial | Office (ID) | Existing | Space Heating | Natural Gas | Furnace | E6 |  | 0% | 0% | 0% | 0 | 0 | 0 | 0 | 0 | 0 | 0 | 0 | 0% | 0 | 0 | 0% | Normal | 0% | 0 | 0 | 0 | [17 empty] | Commercial_Office (ID)_Existing_Space Heating_Furnace_
Commercial_Office (ID)_Existing_Space Heating_Natural Gas_Furnace_E7 | Commercial | Office (ID) | Existing | Space Heating | Natural Gas | Furnace | E7 |  | 0% | 0% | 0% | 0 | 0 | 0 | 0 | 0 | 0 | 0 | 0 | 0% | 0 | 0 | 0% | Normal | 0% | 0 | 0 | 0 | [17 empty] | Commercial_Office (ID)_Existing_Space Heating_Furnace_
Commercial_Office (ID)_Existing_Space Heating_Natural Gas_Furnace_E8 | Commercial | Office (ID) | Existing | Space Heating | Natural Gas | Furnace | E8 |  | 0% | 0% | 0% | 0 | 0 | 0 | 0 | 0 | 0 | 0 | 0 | 0% | 0 | 0 | 0% | Normal | 0% | 0 | 0 | 0 | [17 empty] | Commercial_Office (ID)_Existing_Space Heating_Furnace_
Commercial_Office (ID)_Existing_Space Heating_Natural Gas_Furnace_E9 | Commercial | Office (ID) | Existing | Space Heating | Natural Gas | Furnace | E9 |  | 0% | 0% | 0% | 0 | 0 | 0 | 0 | 0 | 0 | 0 | 0 | 0% | 0 | 0 | 0% | Normal | 0% | 0 | 0 | 0 | [17 empty] | Commercial_Office (ID)_Existing_Space Heating_Furnace_
Commercial_Office (ID)_Existing_Space Heating_Natural Gas_Furnace_E10 | Commercial | Office (ID) | Existing | Space Heating | Natural Gas | Furnace | E10 |  | 0% | 0% | 0% | 0 | 0 | 0 | 0 | 0 | 0 | 0 | 0 | 0% | 0 | 0 | 0% | Normal | 0% | 0 | 0 | 0 | [17 empty] | Commercial_Office (ID)_Existing_Space Heating_Furnace_
Commercial_Office (ID)_Existing_Space Heating_Natural Gas_Boiler_E1 | Commercial | Office (ID) | Existing | Space Heating | Natural Gas | Boiler | E1 | AFUE 80% (Standard) | 100% | 0% | 0% | 1.1504 | 0 | 0.027269 | 0 | 25 | 35 | 2019 | 2045 | 100% | 0 | 0 | 0% | Normal | 0% | 0.83983 | 0 | 0 | 1 kBtu/hr | 10000 | 0 | 0.034286 | 23.9632 | 31.6406 | 0 | 0.75 | 0 | 2013 | 1.0605 | GBLR-Heating-AEO15-3 | GBLR-Heating-AEO15-3 | GBLR-Heating-AEO15-3 | 1 | kBtu/hr | 0.034286 | Commercial_Office (ID)_Existing_Space Heating_Boiler_AFUE 80% (Standard)
Commercial_Office (ID)_Existing_Space Heating_Natural Gas_Boiler_E2 | Commercial | Office (ID) | Existing | Space Heating | Natural Gas | Boiler | E2 | AFUE 85% | 94.12% | 0% | 0% | 1.2351 | 0 | 0.025665 | 0 | 25 | 35 | 2019 | 2045 | 100% | 0 | 0 | 0% | Normal | 0% | 0.79041 | 0 | 0 | 1 kBtu/hr | 10000 | 0 | 0.034286 | 22.5532 | 33.9706 | 0 | 0.70588 | 0 | 2013 | 1.0605 | GBLR-Heating-AEO15-6 | GBLR-Heating-AEO15-6 | GBLR-Heating-AEO15-6 | 1 | kBtu/hr | 0.034286 | Commercial_Office (ID)_Existing_Space Heating_Boiler_AFUE 85%
Commercial_Office (ID)_Existing_Space Heating_Natural Gas_Boiler_E3 | Commercial | Office (ID) | Existing | Space Heating | Natural Gas | Boiler | E3 | AFUE 97% | 82.48% | 0% | 0% | 1.1756 | 0 | 0.022261 | 0 | 25 | 35 | 2019 | 2045 | 100% | 0 | 0 | 0% | Normal | 0% | 0.69266 | 0 | 0 | 1 kBtu/hr | 10000 | 0 | 0.034286 | 19.764 | 32.3342 | 0 | 0.61224 | 0 | 2013 | 1.0605 | GBLR-Heating-AEO15-7 | GBLR-Heating-AEO15-7 | GBLR-Heating-AEO15-7 | 1 | kBtu/hr | 0.034286 | Commercial_Office (ID)_Existing_Space Heating_Boiler_AFUE 97%
Commercial_Office (ID)_Existing_Space Heating_Natural Gas_Boiler_E4 | Commercial | Office (ID) | Existing | Space Heating | Natural Gas | Boiler | E4 | Convert to NG Air Source Heat Pump | 57.14% | 0% | 0% | 7.9384 | 0 | 0.096958 | 0 | 10 | 20 | 2019 | 2045 | 100% | 0 | 0 | 0% | Normal | 0% | 0.4799 | 0 | 0 | 1 kBtu/hr | 10000 | 0 | 0.034286 | 13.6933 | 218.3333 | 0 | 2.6667 | 0 | 2013 | 1.0605 | HP_GAS-Heating-AEO17-1 | HP_GAS-Heating-AEO17-1 | HP_GAS-Heating-AEO17-1 | 1 | kBtu/hr | 0.034286 | Commercial_Office (ID)_Existing_Space Heating_Boiler_Convert to NG Air Source Heat Pump
Commercial_Office (ID)_Existing_Space Heating_Natural Gas_Boiler_E5 | Commercial | Office (ID) | Existing | Space Heating | Natural Gas | Boiler | E5 |  | 0% | 0% | 0% | 0 | 0 | 0 | 0 | 0 | 0 | 0 | 0 | 0% | 0 | 0 | 0% | Normal | 0% | 0 | 0 | 0 | [17 empty] | Commercial_Office (ID)_Existing_Space Heating_Boiler_
Commercial_Office (ID)_Existing_Space Heating_Natural Gas_Boiler_E6 | Commercial | Office (ID) | Existing | Space Heating | Natural Gas | Boiler | E6 |  | 0% | 0% | 0% | 0 | 0 | 0 | 0 | 0 | 0 | 0 | 0 | 0% | 0 | 0 | 0% | Normal | 0% | 0 | 0 | 0 | [17 empty] | Commercial_Office (ID)_Existing_Space Heating_Boiler_
Commercial_Office (ID)_Existing_Space Heating_Natural Gas_Boiler_E7 | Commercial | Office (ID) | Existing | Space Heating | Natural Gas | Boiler | E7 |  | 0% | 0% | 0% | 0 | 0 | 0 | 0 | 0 | 0 | 0 | 0 | 0% | 0 | 0 | 0% | Normal | 0% | 0 | 0 | 0 | [17 empty] | Commercial_Office (ID)_Existing_Space Heating_Boiler_
Commercial_Office (ID)_Existing_Space Heating_Natural Gas_Boiler_E8 | Commercial | Office (ID) | Existing | Space Heating | Natural Gas | Boiler | E8 |  | 0% | 0% | 0% | 0 | 0 | 0 | 0 | 0 | 0 | 0 | 0 | 0% | 0 | 0 | 0% | Normal | 0% | 0 | 0 | 0 | [17 empty] | Commercial_Office (ID)_Existing_Space Heating_Boiler_
Commercial_Office (ID)_Existing_Space Heating_Natural Gas_Boiler_E9 | Commercial | Office (ID) | Existing | Space Heating | Natural Gas | Boiler | E9 |  | 0% | 0% | 0% | 0 | 0 | 0 | 0 | 0 | 0 | 0 | 0 | 0% | 0 | 0 | 0% | Normal | 0% | 0 | 0 | 0 | [17 empty] | Commercial_Office (ID)_Existing_Space Heating_Boiler_
Commercial_Office (ID)_Existing_Space Heating_Natural Gas_Boiler_E10 | Commercial | Office (ID) | Existing | Space Heating | Natural Gas | Boiler | E10 |  | 0% | 0% | 0% | 0 | 0 | 0 | 0 | 0 | 0 | 0 | 0 | 0% | 0 | 0 | 0% | Normal | 0% | 0 | 0 | 0 | [17 empty] | Commercial_Office (ID)_Existing_Space Heating_Boiler_
Commercial_Office (ID)_Existing_Space Heating_Natural Gas_Unit Heater_E1 | Commercial | Office (ID) | Existing | Space Heating | Natural Gas | Unit Heater | E1 | Standard | 100% | 0% | 0% | 0.00095971 | 0 | 0 | 0 | 15 | 25 | 2019 | 2045 | 100% | 0 | 0 | 0% | Normal | 0% | 0.10836 | 0 | 0 | 1 kBtu/Hr | 10000 | 0 | 8.9756e-07 | 2080 | 1051 | 0 | 0 | 0 | 2016 | 1.0174 | UNITHT-Heating-XCELCO-2017-18-3 | UNITHT-Heating-XCELCO-2017-18-3 | UNITHT-Heating-XCELCO-2017-18-3 | 1 | kBtu/Hr | 8.9756e-07 | Commercial_Office (ID)_Existing_Space Heating_Unit Heater_Standard
Commercial_Office (ID)_Existing_Space Heating_Natural Gas_Unit Heater_E2 | Commercial | Office (ID) | Existing | Space Heating | Natural Gas | Unit Heater | E2 | Condensing | 88.94% | 0% | 0% | 0.0021048 | 0 | 0 | 0 | 15 | 25 | 2019 | 2045 | 100% | 0 | 0 | 0% | Normal | 0% | 0.096379 | 0 | 0 | 1 kBtu/Hr | 10000 | 0 | 8.9756e-07 | 1850 | 2305 | 0 | 0 | 0 | 2016 | 1.0174 | UNITHT-Heating-XCELCO-2017-18-3 | UNITHT-Heating-XCELCO-2017-18-3 | UNITHT-Heating-XCELCO-2017-18-3 | 1 | kBtu/Hr | 8.9756e-07 | Commercial_Office (ID)_Existing_Space Heating_Unit Heater_Condensing
Commercial_Office (ID)_Existing_Space Heating_Natural Gas_Unit Heater_E3 | Commercial | Office (ID) | Existing | Space Heating | Natural Gas | Unit Heater | E3 | Infrared Radiant | 88.46% | 0% | 0% | 0.001146 | 0 | 0 | 0 | 10 | 20 | 2019 | 2045 | 100% | 0 | 0 | 0% | Normal | 0% | 0.095858 | 0 | 0 | 1 kBtu/Hr | 10000 | 0 | 8.9756e-07 | 1840 | 1255 | 0 | 0 | 0 | 2016 | 1.0174 | UNITHT-Heating-XCELCO-2017-18-4 | UNITHT-Heating-XCELCO-2017-18-4 | UNITHT-Heating-XCELCO-2017-18-4 | 1 | kBtu/Hr | 8.9756e-07 | Commercial_Office (ID)_Existing_Space Heating_Unit Heater_Infrared Radiant
Commercial_Office (ID)_Existing_Space Heating_Natural Gas_Unit Heater_E4 | Commercial | Office (ID) | Existing | Space Heating | Natural Gas | Unit Heater | E4 |  | 0% | 0% | 0% | 0 | 0 | 0 | 0 | 0 | 0 | 0 | 0 | 0% | 0 | 0 | 0% | Normal | 0% | 0 | 0 | 0 | [17 empty] | Commercial_Office (ID)_Existing_Space Heating_Unit Heater_
Commercial_Office (ID)_Existing_Space Heating_Natural Gas_Unit Heater_E5 | Commercial | Office (ID) | Existing | Space Heating | Natural Gas | Unit Heater | E5 |  | 0% | 0% | 0% | 0 | 0 | 0 | 0 | 0 | 0 | 0 | 0 | 0% | 0 | 0 | 0% | Normal | 0% | 0 | 0 | 0 | [17 empty] | Commercial_Office (ID)_Existing_Space Heating_Unit Heater_
Commercial_Office (ID)_Existing_Space Heating_Natural Gas_Unit Heater_E6 | Commercial | Office (ID) | Existing | Space Heating | Natural Gas | Unit Heater | E6 |  | 0% | 0% | 0% | 0 | 0 | 0 | 0 | 0 | 0 | 0 | 0 | 0% | 0 | 0 | 0% | Normal | 0% | 0 | 0 | 0 | [17 empty] | Commercial_Office (ID)_Existing_Space Heating_Unit Heater_
Commercial_Office (ID)_Existing_Space Heating_Natural Gas_Unit Heater_E7 | Commercial | Office (ID) | Existing | Space Heating | Natural Gas | Unit Heater | E7 |  | 0% | 0% | 0% | 0 | 0 | 0 | 0 | 0 | 0 | 0 | 0 | 0% | 0 | 0 | 0% | Normal | 0% | 0 | 0 | 0 | [17 empty] | Commercial_Office (ID)_Existing_Space Heating_Unit Heater_
Commercial_Office (ID)_Existing_Space Heating_Natural Gas_Unit Heater_E8 | Commercial | Office (ID) | Existing | Space Heating | Natural Gas | Unit Heater | E8 |  | 0% | 0% | 0% | 0 | 0 | 0 | 0 | 0 | 0 | 0 | 0 | 0% | 0 | 0 | 0% | Normal | 0% | 0 | 0 | 0 | [17 empty] | Commercial_Office (ID)_Existing_Space Heating_Unit Heater_
Commercial_Office (ID)_Existing_Space Heating_Natural Gas_Unit Heater_E9 | Commercial | Office (ID) | Existing | Space Heating | Natural Gas | Unit Heater | E9 |  | 0% | 0% | 0% | 0 | 0 | 0 | 0 | 0 | 0 | 0 | 0 | 0% | 0 | 0 | 0% | Normal | 0% | 0 | 0 | 0 | [17 empty] | Commercial_Office (ID)_Existing_Space Heating_Unit Heater_
Commercial_Office (ID)_Existing_Space Heating_Natural Gas_Unit Heater_E10 | Commercial | Office (ID) | Existing | Space Heating | Natural Gas | Unit Heater | E10 |  | 0% | 0% | 0% | 0 | 0 | 0 | 0 | 0 | 0 | 0 | 0 | 0% | 0 | 0 | 0% | Normal | 0% | 0 | 0 | 0 | [17 empty] | Commercial_Office (ID)_Existing_Space Heating_Unit Heater_
Commercial_Office (ID)_Existing_Water Heating_Natural Gas_Water Heater_E1 | Commercial | Office (ID) | Existing | Water Heating | Natural Gas | Water Heater | E1 | TE 0.80 | 100% | 0% | 0% | 0.10534 | 0 | 0 | 0 | 10 | 20 | 2019 | 2045 | 100% | 0 | 0 | 0% | Normal | 0% | 0.17796 | 0 | 0 | 1 kBtu/hr | 10000 | 0 | 0.0047498 | 34.5094 | 21.8 | 0 | 0 | 0 | 2017 | 1.0174 | DHW_WH-Water Heating-PG&E-R7-14 | DHW_WH-Water Heating-PG&E-R7-14 | DHW_WH-Water Heating-PG&E-R7-14 | 1 | kBtu/hr | 0.0047498 | Commercial_Office (ID)_Existing_Water Heating_Water Heater_TE 0.80
Commercial_Office (ID)_Existing_Water Heating_Natural Gas_Water Heater_E2 | Commercial | Office (ID) | Existing | Water Heating | Natural Gas | Water Heater | E2 | TE 0.90 | 88.89% | 0% | 0% | 0.12641 | 0 | 0 | 0 | 10 | 20 | 2019 | 2045 | 100% | 0 | 0 | 0% | Normal | 0% | 0.15819 | 0 | 0 | 1 kBtu/hr | 10000 | 0 | 0.0047498 | 30.6751 | 26.16 | 0 | 0 | 0 | 2017 | 1.0174 | DHW_WH-Water Heating-PG&E-R7-14 | DHW_WH-Water Heating-PG&E-R7-14 | DHW_WH-Water Heating-PG&E-R7-14 | 1 | kBtu/hr | 0.0047498 | Commercial_Office (ID)_Existing_Water Heating_Water Heater_TE 0.90
Commercial_Office (ID)_Existing_Water Heating_Natural Gas_Water Heater_E3 | Commercial | Office (ID) | Existing | Water Heating | Natural Gas | Water Heater | E3 | TE 0.94 | 85.11% | 0% | 0% | 0.15539 | 0 | 0 | 0 | 10 | 20 | 2019 | 2045 | 100% | 0 | 0 | 0% | Normal | 0% | 0.15146 | 0 | 0 | 1 kBtu/hr | 10000 | 0 | 0.0047498 | 29.3697 | 30.3604 | 0 | 0 | 0 | 2012 | 1.0776 | DHW_WH-Water Heating-NMTRM-2016-7 | DHW_WH-Water Heating-NMTRM-2016-7 | DHW_WH-Water Heating-NMTRM-2016-7 | 1 | kBtu/hr | 0.0047498 | Commercial_Office (ID)_Existing_Water Heating_Water Heater_TE 0.94
Commercial_Office (ID)_Existing_Water Heating_Natural Gas_Water Heater_E4 | Commercial | Office (ID) | Existing | Water Heating | Natural Gas | Water Heater | E4 | Instantaneous TE 0.94 | 85.02% | 0% | 0% | 0.18242 | 0 | 0 | 0 | 15 | 25 | 2019 | 2045 | 100% | 0 | 0 | 0% | Normal | 0% | 0.1513 | 0 | 0 | 1 kBtu/hr | 10000 | 0 | 0.0047498 | 29.3385 | 35.6404 | 0 | 0 | 0 | 2012 | 1.0776 | DHW_WH-Water Heating-NMTRM-2016-9 | DHW_WH-Water Heating-NMTRM-2016-9 | DHW_WH-Water Heating-NMTRM-2016-9 | 1 | kBtu/hr | 0.0047498 | Commercial_Office (ID)_Existing_Water Heating_Water Heater_Instantaneous TE 0.94
Commercial_Office (ID)_Existing_Water Heating_Natural Gas_Water Heater_E5 | Commercial | Office (ID) | Existing | Water Heating | Natural Gas | Water Heater | E5 | Gas-Fired Absorption HPWH | 53.33% | 0% | 0% | 0.31006 | 0 | 0 | 0 | 10 | 16 | 2019 | 2045 | 100% | 0 | 0 | 0% | Normal | 0% | 0.094913 | 0 | 0 | 1 kBtu/hr | 10000 | 0 | 0.0047498 | 18.405 | 62.6566 | 0 | 0 | 0 | 2014 | 1.0418 | DHW_WH-Water Heating-DOE-2014-1 | DHW_WH-Water Heating-DOE-2014-1 | DHW_WH-Water Heating-DOE-2014-1 | 1 | kBtu/hr | 0.0047498 | Commercial_Office (ID)_Existing_Water Heating_Water Heater_Gas-Fired Absorption HPWH
Commercial_Office (ID)_Existing_Water Heating_Natural Gas_Water Heater_E6 | Commercial | Office (ID) | Existing | Water Heating | Natural Gas | Water Heater | E6 |  | 0% | 0% | 0% | 0 | 0 | 0 | 0 | 0 | 0 | 0 | 0 | 0% | 0 | 0 | 0% | Normal | 0% | 0 | 0 | 0 | [17 empty] | Commercial_Office (ID)_Existing_Water Heating_Water Heater_
Commercial_Office (ID)_Existing_Water Heating_Natural Gas_Water Heater_E7 | Commercial | Office (ID) | Existing | Water Heating | Natural Gas | Water Heater | E7 |  | 0% | 0% | 0% | 0 | 0 | 0 | 0 | 0 | 0 | 0 | 0 | 0% | 0 | 0 | 0% | Normal | 0% | 0 | 0 | 0 | [17 empty] | Commercial_Office (ID)_Existing_Water Heating_Water Heater_
Commercial_Office (ID)_Existing_Water Heating_Natural Gas_Water Heater_E8 | Commercial | Office (ID) | Existing | Water Heating | Natural Gas | Water Heater | E8 |  | 0% | 0% | 0% | 0 | 0 | 0 | 0 | 0 | 0 | 0 | 0 | 0% | 0 | 0 | 0% | Normal | 0% | 0 | 0 | 0 | [17 empty] | Commercial_Office (ID)_Existing_Water Heating_Water Heater_
Commercial_Office (ID)_Existing_Water Heating_Natural Gas_Water Heater_E9 | Commercial | Office (ID) | Existing | Water Heating | Natural Gas | Water Heater | E9 |  | 0% | 0% | 0% | 0 | 0 | 0 | 0 | 0 | 0 | 0 | 0 | 0% | 0 | 0 | 0% | Normal | 0% | 0 | 0 | 0 | [17 empty] | Commercial_Office (ID)_Existing_Water Heating_Water Heater_
Commercial_Office (ID)_Existing_Water Heating_Natural Gas_Water Heater_E10 | Commercial | Office (ID) | Existing | Water Heating | Natural Gas | Water Heater | E10 |  | 0% | 0% | 0% | 0 | 0 | 0 | 0 | 0 | 0 | 0 | 0 | 0% | 0 | 0 | 0% | Normal | 0% | 0 | 0 | 0 | [17 empty] | Commercial_Office (ID)_Existing_Water Heating_Water Heater_
Commercial_Office (ID)_Existing_Food Preparation_Natural Gas_Oven_E1 | Commercial | Office (ID) | Existing | Food Preparation | Natural Gas | Oven | E1 | Standard | 100% | 0% | 0% | 0.00015688 | 0 | 0 | 0 | 8 | 12 | 2019 | 2045 | 100% | 0 | 0 | 0% | Normal | 0% | 0.040045 | 0 | 0 | 1 unit | 10000 | 0 | 3.0185e-07 | 1050.946 | 490.1 | 0 | 0 | 0 | 2013 | 1.0605 | COOK_OVN-Food Preparation-AEO17-3 | COOK_OVN-Food Preparation-AEO17-3 | COOK_OVN-Food Preparation-ILTRM-v5.0-23 | 1 | unit | 3.0185e-07 | Commercial_Office (ID)_Existing_Food Preparation_Oven_Standard
Commercial_Office (ID)_Existing_Food Preparation_Natural Gas_Oven_E2 | Commercial | Office (ID) | Existing | Food Preparation | Natural Gas | Oven | E2 | ENERGY STAR (>42% Baking Efficiency) | 71.01% | 0% | 0% | 0.00021377 | 0 | 0 | 0 | 8 | 12 | 2019 | 2045 | 100% | 0 | 0 | 0% | Normal | 0% | 0.028436 | 0 | 0 | 1 unit | 10000 | 0 | 3.0185e-07 | 746.2722 | 667.81 | 0 | 0 | 0 | 2013 | 1.0605 | COOK_OVN-Food Preparation-AEO17-3 | COOK_OVN-Food Preparation-AEO17-3 | COOK_OVN-Food Preparation-ILTRM-v5.0-23 | 1 | unit | 3.0185e-07 | Commercial_Office (ID)_Existing_Food Preparation_Oven_ENERGY STAR (>42% Baking Efficiency)
Commercial_Office (ID)_Existing_Food Preparation_Natural Gas_Oven_E3 | Commercial | Office (ID) | Existing | Food Preparation | Natural Gas | Oven | E3 |  | 0% | 0% | 0% | 0 | 0 | 0 | 0 | 0 | 0 | 0 | 0 | 0% | 0 | 0 | 0% | Normal | 0% | 0 | 0 | 0 | [17 empty] | Commercial_Office (ID)_Existing_Food Preparation_Oven_
Commercial_Office (ID)_Existing_Food Preparation_Natural Gas_Oven_E4 | Commercial | Office (ID) | Existing | Food Preparation | Natural Gas | Oven | E4 |  | 0% | 0% | 0% | 0 | 0 | 0 | 0 | 0 | 0 | 0 | 0 | 0% | 0 | 0 | 0% | Normal | 0% | 0 | 0 | 0 | [17 empty] | Commercial_Office (ID)_Existing_Food Preparation_Oven_
Commercial_Office (ID)_Existing_Food Preparation_Natural Gas_Oven_E5 | Commercial | Office (ID) | Existing | Food Preparation | Natural Gas | Oven | E5 |  | 0% | 0% | 0% | 0 | 0 | 0 | 0 | 0 | 0 | 0 | 0 | 0% | 0 | 0 | 0% | Normal | 0% | 0 | 0 | 0 | [17 empty] | Commercial_Office (ID)_Existing_Food Preparation_Oven_
Commercial_Office (ID)_Existing_Food Preparation_Natural Gas_Oven_E6 | Commercial | Office (ID) | Existing | Food Preparation | Natural Gas | Oven | E6 |  | 0% | 0% | 0% | 0 | 0 | 0 | 0 | 0 | 0 | 0 | 0 | 0% | 0 | 0 | 0% | Normal | 0% | 0 | 0 | 0 | [17 empty] | Commercial_Office (ID)_Existing_Food Preparation_Oven_
Commercial_Office (ID)_Existing_Food Preparation_Natural Gas_Oven_E7 | Commercial | Office (ID) | Existing | Food Preparation | Natural Gas | Oven | E7 |  | 0% | 0% | 0% | 0 | 0 | 0 | 0 | 0 | 0 | 0 | 0 | 0% | 0 | 0 | 0% | Normal | 0% | 0 | 0 | 0 | [17 empty] | Commercial_Office (ID)_Existing_Food Preparation_Oven_
Commercial_Office (ID)_Existing_Food Preparation_Natural Gas_Oven_E8 | Commercial | Office (ID) | Existing | Food Preparation | Natural Gas | Oven | E8 |  | 0% | 0% | 0% | 0 | 0 | 0 | 0 | 0 | 0 | 0 | 0 | 0% | 0 | 0 | 0% | Normal | 0% | 0 | 0 | 0 | [17 empty] | Commercial_Office (ID)_Existing_Food Preparation_Oven_
Commercial_Office (ID)_Existing_Food Preparation_Natural Gas_Oven_E9 | Commercial | Office (ID) | Existing | Food Preparation | Natural Gas | Oven | E9 |  | 0% | 0% | 0% | 0 | 0 | 0 | 0 | 0 | 0 | 0 | 0 | 0% | 0 | 0 | 0% | Normal | 0% | 0 | 0 | 0 | [17 empty] | Commercial_Office (ID)_Existing_Food Preparation_Oven_
Commercial_Office (ID)_Existing_Food Preparation_Natural Gas_Oven_E10 | Commercial | Office (ID) | Existing | Food Preparation | Natural Gas | Oven | E10 |  | 0% | 0% | 0% | 0 | 0 | 0 | 0 | 0 | 0 | 0 | 0 | 0% | 0 | 0 | 0% | Normal | 0% | 0 | 0 | 0 | [17 empty] | Commercial_Office (ID)_Existing_Food Preparation_Oven_
Commercial_Office (ID)_Existing_Food Preparation_Natural Gas_Conveyor Oven_E1 | Commercial | Office (ID) | Existing | Food Preparation | Natural Gas | Conveyor Oven | E1 | Standard | 100% | 0% | 0% | 0.00012659 | 0 | 0 | 0 | 15 | 19 | 2019 | 2045 | 100% | 0 | 0 | 0% | Normal | 0% | 0.064627 | 0 | 0 | 1 unit | 10000 | 0 | 7.1683e-08 | 3571 | 1665.3064 | 0 | 0 | 0 | 2013 | 1.0605 | COOK_OVN-Food Preparation-ILTRM-v5.0-24 | COOK_OVN-Food Preparation-AEO17-3 | https://fishnick.com/saveenergy/tools/calculators/gconvovencalc.php | 1 | unit | 7.1683e-08 | Commercial_Office (ID)_Existing_Food Preparation_Conveyor Oven_Standard
Commercial_Office (ID)_Existing_Food Preparation_Natural Gas_Conveyor Oven_E2 | Commercial | Office (ID) | Existing | Food Preparation | Natural Gas | Conveyor Oven | E2 | ENERGY STAR (>42% Baking Efficiency) | 79.47% | 0% | 0% | 0.0002682 | 0 | 0 | 0 | 15 | 19 | 2019 | 2045 | 100% | 0 | 0 | 0% | Normal | 0% | 0.051361 | 0 | 0 | 1 unit | 10000 | 0 | 7.1683e-08 | 2838 | 3409.1835 | 0 | 0 | 0 | 2011 | 1.0975 | COOK_OVN-Food Preparation-ILTRM-v5.0-24 | COOK_OVN-Food Preparation-ILTRM-v5.0-24 | COOK_OVN-Food Preparation-ILTRM-v5.0-24 | 1 | unit | 7.1683e-08 | Commercial_Office (ID)_Existing_Food Preparation_Conveyor Oven_ENERGY STAR (>42% Baking Efficiency)
Commercial_Office (ID)_Existing_Food Preparation_Natural Gas_Conveyor Oven_E3 | Commercial | Office (ID) | Existing | Food Preparation | Natural Gas | Conveyor Oven | E3 |  | 0% | 0% | 0% | 0 | 0 | 0 | 0 | 0 | 0 | 0 | 0 | 0% | 0 | 0 | 0% | Normal | 0% | 0 | 0 | 0 | [17 empty] | Commercial_Office (ID)_Existing_Food Preparation_Conveyor Oven_
Commercial_Office (ID)_Existing_Food Preparation_Natural Gas_Conveyor Oven_E4 | Commercial | Office (ID) | Existing | Food Preparation | Natural Gas | Conveyor Oven | E4 |  | 0% | 0% | 0% | 0 | 0 | 0 | 0 | 0 | 0 | 0 | 0 | 0% | 0 | 0 | 0% | Normal | 0% | 0 | 0 | 0 | [17 empty] | Commercial_Office (ID)_Existing_Food Preparation_Conveyor Oven_
Commercial_Office (ID)_Existing_Food Preparation_Natural Gas_Conveyor Oven_E5 | Commercial | Office (ID) | Existing | Food Preparation | Natural Gas | Conveyor Oven | E5 |  | 0% | 0% | 0% | 0 | 0 | 0 | 0 | 0 | 0 | 0 | 0 | 0% | 0 | 0 | 0% | Normal | 0% | 0 | 0 | 0 | [17 empty] | Commercial_Office (ID)_Existing_Food Preparation_Conveyor Oven_
Commercial_Office (ID)_Existing_Food Preparation_Natural Gas_Conveyor Oven_E6 | Commercial | Office (ID) | Existing | Food Preparation | Natural Gas | Conveyor Oven | E6 |  | 0% | 0% | 0% | 0 | 0 | 0 | 0 | 0 | 0 | 0 | 0 | 0% | 0 | 0 | 0% | Normal | 0% | 0 | 0 | 0 | [17 empty] | Commercial_Office (ID)_Existing_Food Preparation_Conveyor Oven_
Commercial_Office (ID)_Existing_Food Preparation_Natural Gas_Conveyor Oven_E7 | Commercial | Office (ID) | Existing | Food Preparation | Natural Gas | Conveyor Oven | E7 |  | 0% | 0% | 0% | 0 | 0 | 0 | 0 | 0 | 0 | 0 | 0 | 0% | 0 | 0 | 0% | Normal | 0% | 0 | 0 | 0 | [17 empty] | Commercial_Office (ID)_Existing_Food Preparation_Conveyor Oven_
Commercial_Office (ID)_Existing_Food Preparation_Natural Gas_Conveyor Oven_E8 | Commercial | Office (ID) | Existing | Food Preparation | Natural Gas | Conveyor Oven | E8 |  | 0% | 0% | 0% | 0 | 0 | 0 | 0 | 0 | 0 | 0 | 0 | 0% | 0 | 0 | 0% | Normal | 0% | 0 | 0 | 0 | [17 empty] | Commercial_Office (ID)_Existing_Food Preparation_Conveyor Oven_
Commercial_Office (ID)_Existing_Food Preparation_Natural Gas_Conveyor Oven_E9 | Commercial | Office (ID) | Existing | Food Preparation | Natural Gas | Conveyor Oven | E9 |  | 0% | 0% | 0% | 0 | 0 | 0 | 0 | 0 | 0 | 0 | 0 | 0% | 0 | 0 | 0% | Normal | 0% | 0 | 0 | 0 | [17 empty] | Commercial_Office (ID)_Existing_Food Preparation_Conveyor Oven_
Commercial_Office (ID)_Existing_Food Preparation_Natural Gas_Conveyor Oven_E10 | Commercial | Office (ID) | Existing | Food Preparation | Natural Gas | Conveyor Oven | E10 |  | 0% | 0% | 0% | 0 | 0 | 0 | 0 | 0 | 0 | 0 | 0 | 0% | 0 | 0 | 0% | Normal | 0% | 0 | 0 | 0 | [17 empty] | Commercial_Office (ID)_Existing_Food Preparation_Conveyor Oven_
Commercial_Office (ID)_Existing_Food Preparation_Natural Gas_Double Rack Oven_E1 | Commercial | Office (ID) | Existing | Food Preparation | Natural Gas | Double Rack Oven | E1 | Standard | 100% | 0% | 0% | 0.00021795 | 0 | 0 | 0 | 8 | 16 | 2019 | 2045 | 100% | 0 | 0 | 0% | Normal | 0% | 0.11127 | 0 | 0 | 1 unit | 10000 | 0 | 8.1238e-08 | 5425 | 2529.904 | 0 | 0 | 0 | 2013 | 1.0605 | COOK_OVN-Food Preparation-ILTRM-v5.0-25 | COOK_OVN-Food Preparation-ILTRM-v5.0-25 | https://fishnick.com/saveenergy/tools/calculators/grackovencalc.php | 1 | unit | 8.1238e-08 | Commercial_Office (ID)_Existing_Food Preparation_Double Rack Oven_Standard
Commercial_Office (ID)_Existing_Food Preparation_Natural Gas_Double Rack Oven_E2 | Commercial | Office (ID) | Existing | Food Preparation | Natural Gas | Double Rack Oven | E2 | FTSC Qualified (>50% Cooking Efficiency) | 61.95% | 0% | 0% | 0.00098879 | 0 | 0 | 0 | 8 | 16 | 2019 | 2045 | 100% | 0 | 0 | 0% | Normal | 0% | 0.068933 | 0 | 0 | 1 unit | 10000 | 0 | 8.1238e-08 | 3361 | 11090.6431 | 0 | 0 | 0 | 2011 | 1.0975 | COOK_OVN-Food Preparation-ILTRM-v5.0-25 | COOK_OVN-Food Preparation-ILTRM-v5.0-25 | COOK_OVN-Food Preparation-ILTRM-v5.0-25 | 1 | unit | 8.1238e-08 | Commercial_Office (ID)_Existing_Food Preparation_Double Rack Oven_FTSC Qualified (>50% Cooking Efficiency)
Commercial_Office (ID)_Existing_Food Preparation_Natural Gas_Double Rack Oven_E3 | Commercial | Office (ID) | Existing | Food Preparation | Natural Gas | Double Rack Oven | E3 |  | 0% | 0% | 0% | 0 | 0 | 0 | 0 | 0 | 0 | 0 | 0 | 0% | 0 | 0 | 0% | Normal | 0% | 0 | 0 | 0 | [17 empty] | Commercial_Office (ID)_Existing_Food Preparation_Double Rack Oven_
Commercial_Office (ID)_Existing_Food Preparation_Natural Gas_Double Rack Oven_E4 | Commercial | Office (ID) | Existing | Food Preparation | Natural Gas | Double Rack Oven | E4 |  | 0% | 0% | 0% | 0 | 0 | 0 | 0 | 0 | 0 | 0 | 0 | 0% | 0 | 0 | 0% | Normal | 0% | 0 | 0 | 0 | [17 empty] | Commercial_Office (ID)_Existing_Food Preparation_Double Rack Oven_
Commercial_Office (ID)_Existing_Food Preparation_Natural Gas_Double Rack Oven_E5 | Commercial | Office (ID) | Existing | Food Preparation | Natural Gas | Double Rack Oven | E5 |  | 0% | 0% | 0% | 0 | 0 | 0 | 0 | 0 | 0 | 0 | 0 | 0% | 0 | 0 | 0% | Normal | 0% | 0 | 0 | 0 | [17 empty] | Commercial_Office (ID)_Existing_Food Preparation_Double Rack Oven_
Commercial_Office (ID)_Existing_Food Preparation_Natural Gas_Double Rack Oven_E6 | Commercial | Office (ID) | Existing | Food Preparation | Natural Gas | Double Rack Oven | E6 |  | 0% | 0% | 0% | 0 | 0 | 0 | 0 | 0 | 0 | 0 | 0 | 0% | 0 | 0 | 0% | Normal | 0% | 0 | 0 | 0 | [17 empty] | Commercial_Office (ID)_Existing_Food Preparation_Double Rack Oven_
Commercial_Office (ID)_Existing_Food Preparation_Natural Gas_Double Rack Oven_E7 | Commercial | Office (ID) | Existing | Food Preparation | Natural Gas | Double Rack Oven | E7 |  | 0% | 0% | 0% | 0 | 0 | 0 | 0 | 0 | 0 | 0 | 0 | 0% | 0 | 0 | 0% | Normal | 0% | 0 | 0 | 0 | [17 empty] | Commercial_Office (ID)_Existing_Food Preparation_Double Rack Oven_
Commercial_Office (ID)_Existing_Food Preparation_Natural Gas_Double Rack Oven_E8 | Commercial | Office (ID) | Existing | Food Preparation | Natural Gas | Double Rack Oven | E8 |  | 0% | 0% | 0% | 0 | 0 | 0 | 0 | 0 | 0 | 0 | 0 | 0% | 0 | 0 | 0% | Normal | 0% | 0 | 0 | 0 | [17 empty] | Commercial_Office (ID)_Existing_Food Preparation_Double Rack Oven_
Commercial_Office (ID)_Existing_Food Preparation_Natural Gas_Double Rack Oven_E9 | Commercial | Office (ID) | Existing | Food Preparation | Natural Gas | Double Rack Oven | E9 |  | 0% | 0% | 0% | 0 | 0 | 0 | 0 | 0 | 0 | 0 | 0 | 0% | 0 | 0 | 0% | Normal | 0% | 0 | 0 | 0 | [17 empty] | Commercial_Office (ID)_Existing_Food Preparation_Double Rack Oven_
Commercial_Office (ID)_Existing_Food Preparation_Natural Gas_Double Rack Oven_E10 | Commercial | Office (ID) | Existing | Food Preparation | Natural Gas | Double Rack Oven | E10 |  | 0% | 0% | 0% | 0 | 0 | 0 | 0 | 0 | 0 | 0 | 0 | 0% | 0 | 0 | 0% | Normal | 0% | 0 | 0 | 0 | [17 empty] | Commercial_Office (ID)_Existing_Food Preparation_Double Rack Oven_
Commercial_Office (ID)_Existing_Food Preparation_Natural Gas_Fryer_E1 | Commercial | Office (ID) | Existing | Food Preparation | Natural Gas | Fryer | E1 | Standard | 100% | 0% | 0% | 0.0015244 | 0 | 0 | 0 | 10 | 20 | 2019 | 2045 | 100% | 0 | 0 | 0% | Normal | 0% | 0.055943 | 0 | 0 | 1 unit | 10000 | 0 | 5.4436e-07 | 1628.2323 | 2500 | 0 | 0 | 0 | 2010 | 1.1201 | COOK_FRY-Food Preparation-ILTRM-v4.0-1 | Estimate | COOK_FRY-Food Preparation-ILTRM-v4.0-1 | 1 | unit | 5.4436e-07 | Commercial_Office (ID)_Existing_Food Preparation_Fryer_Standard
Commercial_Office (ID)_Existing_Food Preparation_Natural Gas_Fryer_E2 | Commercial | Office (ID) | Existing | Food Preparation | Natural Gas | Fryer | E2 | ENERGY STAR | 68.97% | 0% | 0% | 0.0022561 | 0 | 0 | 0 | 10 | 20 | 2019 | 2045 | 100% | 0 | 0 | 0% | Normal | 0% | 0.038584 | 0 | 0 | 1 unit | 10000 | 0 | 5.4436e-07 | 1122.9977 | 3700 | 0 | 0 | 0 | 2010 | 1.1201 | COOK_FRY-Food Preparation-ILTRM-v4.0-1 | COOK_FRY-Food Preparation-ILTRM-v4.0-1 | COOK_FRY-Food Preparation-ILTRM-v4.0-1 | 1 | unit | 5.4436e-07 | Commercial_Office (ID)_Existing_Food Preparation_Fryer_ENERGY STAR
Commercial_Office (ID)_Existing_Food Preparation_Natural Gas_Fryer_E3 | Commercial | Office (ID) | Existing | Food Preparation | Natural Gas | Fryer | E3 |  | 0% | 0% | 0% | 0 | 0 | 0 | 0 | 0 | 0 | 0 | 0 | 0% | 0 | 0 | 0% | Normal | 0% | 0 | 0 | 0 | [17 empty] | Commercial_Office (ID)_Existing_Food Preparation_Fryer_
Commercial_Office (ID)_Existing_Food Preparation_Natural Gas_Fryer_E4 | Commercial | Office (ID) | Existing | Food Preparation | Natural Gas | Fryer | E4 |  | 0% | 0% | 0% | 0 | 0 | 0 | 0 | 0 | 0 | 0 | 0 | 0% | 0 | 0 | 0% | Normal | 0% | 0 | 0 | 0 | [17 empty] | Commercial_Office (ID)_Existing_Food Preparation_Fryer_
Commercial_Office (ID)_Existing_Food Preparation_Natural Gas_Fryer_E5 | Commercial | Office (ID) | Existing | Food Preparation | Natural Gas | Fryer | E5 |  | 0% | 0% | 0% | 0 | 0 | 0 | 0 | 0 | 0 | 0 | 0 | 0% | 0 | 0 | 0% | Normal | 0% | 0 | 0 | 0 | [17 empty] | Commercial_Office (ID)_Existing_Food Preparation_Fryer_
Commercial_Office (ID)_Existing_Food Preparation_Natural Gas_Fryer_E6 | Commercial | Office (ID) | Existing | Food Preparation | Natural Gas | Fryer | E6 |  | 0% | 0% | 0% | 0 | 0 | 0 | 0 | 0 | 0 | 0 | 0 | 0% | 0 | 0 | 0% | Normal | 0% | 0 | 0 | 0 | [17 empty] | Commercial_Office (ID)_Existing_Food Preparation_Fryer_
Commercial_Office (ID)_Existing_Food Preparation_Natural Gas_Fryer_E7 | Commercial | Office (ID) | Existing | Food Preparation | Natural Gas | Fryer | E7 |  | 0% | 0% | 0% | 0 | 0 | 0 | 0 | 0 | 0 | 0 | 0 | 0% | 0 | 0 | 0% | Normal | 0% | 0 | 0 | 0 | [17 empty] | Commercial_Office (ID)_Existing_Food Preparation_Fryer_
Commercial_Office (ID)_Existing_Food Preparation_Natural Gas_Fryer_E8 | Commercial | Office (ID) | Existing | Food Preparation | Natural Gas | Fryer | E8 |  | 0% | 0% | 0% | 0 | 0 | 0 | 0 | 0 | 0 | 0 | 0 | 0% | 0 | 0 | 0% | Normal | 0% | 0 | 0 | 0 | [17 empty] | Commercial_Office (ID)_Existing_Food Preparation_Fryer_
Commercial_Office (ID)_Existing_Food Preparation_Natural Gas_Fryer_E9 | Commercial | Office (ID) | Existing | Food Preparation | Natural Gas | Fryer | E9 |  | 0% | 0% | 0% | 0 | 0 | 0 | 0 | 0 | 0 | 0 | 0 | 0% | 0 | 0 | 0% | Normal | 0% | 0 | 0 | 0 | [17 empty] | Commercial_Office (ID)_Existing_Food Preparation_Fryer_
Commercial_Office (ID)_Existing_Food Preparation_Natural Gas_Fryer_E10 | Commercial | Office (ID) | Existing | Food Preparation | Natural Gas | Fryer | E10 |  | 0% | 0% | 0% | 0 | 0 | 0 | 0 | 0 | 0 | 0 | 0 | 0% | 0 | 0 | 0% | Normal | 0% | 0 | 0 | 0 | [17 empty] | Commercial_Office (ID)_Existing_Food Preparation_Fryer_
Commercial_Office (ID)_Existing_Food Preparation_Natural Gas_Broiler_E1 | Commercial | Office (ID) | Existing | Food Preparation | Natural Gas | Broiler | E1 | Standard | 100% | 0% | 0% | 0.096485 | 0 | 0 | 0 | 8 | 16 | 2019 | 2045 | 100% | 0 | 0 | 0% | Normal | 0% | 0.057146 | 0 | 0 | 1 unit | 10000 | 0 | 3.5167e-05 | 1625 | 2500 | 0 | 0 | 0 | 2011 | 1.0975 | COOK_BRL-Food Preparation-ILTRM-v4.0-2 | Estimate | COOK_BRL-Food Preparation-ILTRM-v4.0-2 | 1 | unit | 3.5167e-05 | Commercial_Office (ID)_Existing_Food Preparation_Broiler_Standard
Commercial_Office (ID)_Existing_Food Preparation_Natural Gas_Broiler_E2 | Commercial | Office (ID) | Existing | Food Preparation | Natural Gas | Broiler | E2 | Infrared Burners | 85.29% | 0% | 0% | 0.13508 | 0 | 0 | 0 | 8 | 16 | 2019 | 2045 | 100% | 0 | 0 | 0% | Normal | 0% | 0.048741 | 0 | 0 | 1 unit | 10000 | 0 | 3.5167e-05 | 1386 | 3500 | 0 | 0 | 0 | 2011 | 1.0975 | COOK_BRL-Food Preparation-ILTRM-v4.0-2 | COOK_BRL-Food Preparation-ILTRM-v4.0-2 | COOK_BRL-Food Preparation-ILTRM-v4.0-2 | 1 | unit | 3.5167e-05 | Commercial_Office (ID)_Existing_Food Preparation_Broiler_Infrared Burners
Commercial_Office (ID)_Existing_Food Preparation_Natural Gas_Broiler_E3 | Commercial | Office (ID) | Existing | Food Preparation | Natural Gas | Broiler | E3 |  | 0% | 0% | 0% | 0 | 0 | 0 | 0 | 0 | 0 | 0 | 0 | 0% | 0 | 0 | 0% | Normal | 0% | 0 | 0 | 0 | [17 empty] | Commercial_Office (ID)_Existing_Food Preparation_Broiler_
Commercial_Office (ID)_Existing_Food Preparation_Natural Gas_Broiler_E4 | Commercial | Office (ID) | Existing | Food Preparation | Natural Gas | Broiler | E4 |  | 0% | 0% | 0% | 0 | 0 | 0 | 0 | 0 | 0 | 0 | 0 | 0% | 0 | 0 | 0% | Normal | 0% | 0 | 0 | 0 | [17 empty] | Commercial_Office (ID)_Existing_Food Preparation_Broiler_
Commercial_Office (ID)_Existing_Food Preparation_Natural Gas_Broiler_E5 | Commercial | Office (ID) | Existing | Food Preparation | Natural Gas | Broiler | E5 |  | 0% | 0% | 0% | 0 | 0 | 0 | 0 | 0 | 0 | 0 | 0 | 0% | 0 | 0 | 0% | Normal | 0% | 0 | 0 | 0 | [17 empty] | Commercial_Office (ID)_Existing_Food Preparation_Broiler_
Commercial_Office (ID)_Existing_Food Preparation_Natural Gas_Broiler_E6 | Commercial | Office (ID) | Existing | Food Preparation | Natural Gas | Broiler | E6 |  | 0% | 0% | 0% | 0 | 0 | 0 | 0 | 0 | 0 | 0 | 0 | 0% | 0 | 0 | 0% | Normal | 0% | 0 | 0 | 0 | [17 empty] | Commercial_Office (ID)_Existing_Food Preparation_Broiler_
Commercial_Office (ID)_Existing_Food Preparation_Natural Gas_Broiler_E7 | Commercial | Office (ID) | Existing | Food Preparation | Natural Gas | Broiler | E7 |  | 0% | 0% | 0% | 0 | 0 | 0 | 0 | 0 | 0 | 0 | 0 | 0% | 0 | 0 | 0% | Normal | 0% | 0 | 0 | 0 | [17 empty] | Commercial_Office (ID)_Existing_Food Preparation_Broiler_
Commercial_Office (ID)_Existing_Food Preparation_Natural Gas_Broiler_E8 | Commercial | Office (ID) | Existing | Food Preparation | Natural Gas | Broiler | E8 |  | 0% | 0% | 0% | 0 | 0 | 0 | 0 | 0 | 0 | 0 | 0 | 0% | 0 | 0 | 0% | Normal | 0% | 0 | 0 | 0 | [17 empty] | Commercial_Office (ID)_Existing_Food Preparation_Broiler_
Commercial_Office (ID)_Existing_Food Preparation_Natural Gas_Broiler_E9 | Commercial | Office (ID) | Existing | Food Preparation | Natural Gas | Broiler | E9 |  | 0% | 0% | 0% | 0 | 0 | 0 | 0 | 0 | 0 | 0 | 0 | 0% | 0 | 0 | 0% | Normal | 0% | 0 | 0 | 0 | [17 empty] | Commercial_Office (ID)_Existing_Food Preparation_Broiler_
Commercial_Office (ID)_Existing_Food Preparation_Natural Gas_Broiler_E10 | Commercial | Office (ID) | Existing | Food Preparation | Natural Gas | Broiler | E10 |  | 0% | 0% | 0% | 0 | 0 | 0 | 0 | 0 | 0 | 0 | 0 | 0% | 0 | 0 | 0% | Normal | 0% | 0 | 0 | 0 | [17 empty] | Commercial_Office (ID)_Existing_Food Preparation_Broiler_
Commercial_Office (ID)_Existing_Food Preparation_Natural Gas_Griddle_E1 | Commercial | Office (ID) | Existing | Food Preparation | Natural Gas | Griddle | E1 | Standard | 100% | 0% | 0% | 0.0028317 | 0 | 0 | 0 | 8 | 16 | 2019 | 2045 | 100% | 0 | 0 | 0% | Normal | 0% | 0.039714 | 0 | 0 | 1 unit | 10000 | 0 | 5.1849e-07 | 1213.5601 | 5150 | 0 | 0 | 0 | 2013 | 1.0605 | COOK_GRD-Food Preparation-ILTRM-v5.0-1 | COOK_GRD-Food Preparation-EIA14-2014 Ref. Case-5 | COOK_GRD-Food Preparation-ILTRM-v5.0-1 | 1 | unit | 5.1849e-07 | Commercial_Office (ID)_Existing_Food Preparation_Griddle_Standard
Commercial_Office (ID)_Existing_Food Preparation_Natural Gas_Griddle_E2 | Commercial | Office (ID) | Existing | Food Preparation | Natural Gas | Griddle | E2 | ENERGY STAR | 87.77% | 0% | 0% | 0.0030297 | 0 | 0 | 0 | 8 | 16 | 2019 | 2045 | 100% | 0 | 0 | 0% | Normal | 0% | 0.034858 | 0 | 0 | 1 unit | 10000 | 0 | 5.1849e-07 | 1065.1506 | 5510 | 0 | 0 | 0 | 2013 | 1.0605 | COOK_GRD-Food Preparation-ILTRM-v5.0-1 | COOK_GRD-Food Preparation-EIA14-2014 Ref. Case-5 | COOK_GRD-Food Preparation-ILTRM-v5.0-1 | 1 | unit | 5.1849e-07 | Commercial_Office (ID)_Existing_Food Preparation_Griddle_ENERGY STAR
Commercial_Office (ID)_Existing_Food Preparation_Natural Gas_Griddle_E3 | Commercial | Office (ID) | Existing | Food Preparation | Natural Gas | Griddle | E3 |  | 0% | 0% | 0% | 0 | 0 | 0 | 0 | 0 | 0 | 0 | 0 | 0% | 0 | 0 | 0% | Normal | 0% | 0 | 0 | 0 | [17 empty] | Commercial_Office (ID)_Existing_Food Preparation_Griddle_
Commercial_Office (ID)_Existing_Food Preparation_Natural Gas_Griddle_E4 | Commercial | Office (ID) | Existing | Food Preparation | Natural Gas | Griddle | E4 |  | 0% | 0% | 0% | 0 | 0 | 0 | 0 | 0 | 0 | 0 | 0 | 0% | 0 | 0 | 0% | Normal | 0% | 0 | 0 | 0 | [17 empty] | Commercial_Office (ID)_Existing_Food Preparation_Griddle_
Commercial_Office (ID)_Existing_Food Preparation_Natural Gas_Griddle_E5 | Commercial | Office (ID) | Existing | Food Preparation | Natural Gas | Griddle | E5 |  | 0% | 0% | 0% | 0 | 0 | 0 | 0 | 0 | 0 | 0 | 0 | 0% | 0 | 0 | 0% | Normal | 0% | 0 | 0 | 0 | [17 empty] | Commercial_Office (ID)_Existing_Food Preparation_Griddle_
Commercial_Office (ID)_Existing_Food Preparation_Natural Gas_Griddle_E6 | Commercial | Office (ID) | Existing | Food Preparation | Natural Gas | Griddle | E6 |  | 0% | 0% | 0% | 0 | 0 | 0 | 0 | 0 | 0 | 0 | 0 | 0% | 0 | 0 | 0% | Normal | 0% | 0 | 0 | 0 | [17 empty] | Commercial_Office (ID)_Existing_Food Preparation_Griddle_
Commercial_Office (ID)_Existing_Food Preparation_Natural Gas_Griddle_E7 | Commercial | Office (ID) | Existing | Food Preparation | Natural Gas | Griddle | E7 |  | 0% | 0% | 0% | 0 | 0 | 0 | 0 | 0 | 0 | 0 | 0 | 0% | 0 | 0 | 0% | Normal | 0% | 0 | 0 | 0 | [17 empty] | Commercial_Office (ID)_Existing_Food Preparation_Griddle_
Commercial_Office (ID)_Existing_Food Preparation_Natural Gas_Griddle_E8 | Commercial | Office (ID) | Existing | Food Preparation | Natural Gas | Griddle | E8 |  | 0% | 0% | 0% | 0 | 0 | 0 | 0 | 0 | 0 | 0 | 0 | 0% | 0 | 0 | 0% | Normal | 0% | 0 | 0 | 0 | [17 empty] | Commercial_Office (ID)_Existing_Food Preparation_Griddle_
Commercial_Office (ID)_Existing_Food Preparation_Natural Gas_Griddle_E9 | Commercial | Office (ID) | Existing | Food Preparation | Natural Gas | Griddle | E9 |  | 0% | 0% | 0% | 0 | 0 | 0 | 0 | 0 | 0 | 0 | 0 | 0% | 0 | 0 | 0% | Normal | 0% | 0 | 0 | 0 | [17 empty] | Commercial_Office (ID)_Existing_Food Preparation_Griddle_
Commercial_Office (ID)_Existing_Food Preparation_Natural Gas_Griddle_E10 | Commercial | Office (ID) | Existing | Food Preparation | Natural Gas | Griddle | E10 |  | 0% | 0% | 0% | 0 | 0 | 0 | 0 | 0 | 0 | 0 | 0 | 0% | 0 | 0 | 0% | Normal | 0% | 0 | 0 | 0 | [17 empty] | Commercial_Office (ID)_Existing_Food Preparation_Griddle_
Commercial_Office (ID)_Existing_Food Preparation_Natural Gas_Range_E1 | Commercial | Office (ID) | Existing | Food Preparation | Natural Gas | Range | E1 | Standard | 100% | 0% | 0% | 0.0029162 | 0 | 0 | 0 | 8 | 12 | 2019 | 2045 | 100% | 0 | 0 | 0% | Normal | 0% | 0.053678 | 0 | 0 | 1 unit | 10000 | 0 | 5.7854e-07 | 1470 | 4500 | 0 | 0 | 0 | 2010 | 1.1201 | COOK_OVN-Food Preparation-AEO17-1 | Estimate | DOE Commercial R&D 2016 - Table 2-12 | 1 | unit | 5.7854e-07 | Commercial_Office (ID)_Existing_Food Preparation_Range_Standard
Commercial_Office (ID)_Existing_Food Preparation_Natural Gas_Range_E2 | Commercial | Office (ID) | Existing | Food Preparation | Natural Gas | Range | E2 | High Efficiency | 50% | 0% | 0% | 0.0031754 | 0 | 0 | 0 | 8 | 12 | 2019 | 2045 | 100% | 0 | 0 | 0% | Normal | 0% | 0.026839 | 0 | 0 | 1 unit | 10000 | 0 | 5.7854e-07 | 735 | 4900 | 0 | 0 | 0 | 2010 | 1.1201 | COOK_OVN-Food Preparation-AEO17-1 | DOE Commercial R&D 2016 - Table 2-10 | DOE Commercial R&D 2016 - Table 2-18 | 1 | unit | 5.7854e-07 | Commercial_Office (ID)_Existing_Food Preparation_Range_High Efficiency
Commercial_Office (ID)_Existing_Food Preparation_Natural Gas_Range_E3 | Commercial | Office (ID) | Existing | Food Preparation | Natural Gas | Range | E3 |  | 0% | 0% | 0% | 0 | 0 | 0 | 0 | 0 | 0 | 0 | 0 | 0% | 0 | 0 | 0% | Normal | 0% | 0 | 0 | 0 | [17 empty] | Commercial_Office (ID)_Existing_Food Preparation_Range_
Commercial_Office (ID)_Existing_Food Preparation_Natural Gas_Range_E4 | Commercial | Office (ID) | Existing | Food Preparation | Natural Gas | Range | E4 |  | 0% | 0% | 0% | 0 | 0 | 0 | 0 | 0 | 0 | 0 | 0 | 0% | 0 | 0 | 0% | Normal | 0% | 0 | 0 | 0 | [17 empty] | Commercial_Office (ID)_Existing_Food Preparation_Range_
Commercial_Office (ID)_Existing_Food Preparation_Natural Gas_Range_E5 | Commercial | Office (ID) | Existing | Food Preparation | Natural Gas | Range | E5 |  | 0% | 0% | 0% | 0 | 0 | 0 | 0 | 0 | 0 | 0 | 0 | 0% | 0 | 0 | 0% | Normal | 0% | 0 | 0 | 0 | [17 empty] | Commercial_Office (ID)_Existing_Food Preparation_Range_
Commercial_Office (ID)_Existing_Food Preparation_Natural Gas_Range_E6 | Commercial | Office (ID) | Existing | Food Preparation | Natural Gas | Range | E6 |  | 0% | 0% | 0% | 0 | 0 | 0 | 0 | 0 | 0 | 0 | 0 | 0% | 0 | 0 | 0% | Normal | 0% | 0 | 0 | 0 | [17 empty] | Commercial_Office (ID)_Existing_Food Preparation_Range_
Commercial_Office (ID)_Existing_Food Preparation_Natural Gas_Range_E7 | Commercial | Office (ID) | Existing | Food Preparation | Natural Gas | Range | E7 |  | 0% | 0% | 0% | 0 | 0 | 0 | 0 | 0 | 0 | 0 | 0 | 0% | 0 | 0 | 0% | Normal | 0% | 0 | 0 | 0 | [17 empty] | Commercial_Office (ID)_Existing_Food Preparation_Range_
Commercial_Office (ID)_Existing_Food Preparation_Natural Gas_Range_E8 | Commercial | Office (ID) | Existing | Food Preparation | Natural Gas | Range | E8 |  | 0% | 0% | 0% | 0 | 0 | 0 | 0 | 0 | 0 | 0 | 0 | 0% | 0 | 0 | 0% | Normal | 0% | 0 | 0 | 0 | [17 empty] | Commercial_Office (ID)_Existing_Food Preparation_Range_
Commercial_Office (ID)_Existing_Food Preparation_Natural Gas_Range_E9 | Commercial | Office (ID) | Existing | Food Preparation | Natural Gas | Range | E9 |  | 0% | 0% | 0% | 0 | 0 | 0 | 0 | 0 | 0 | 0 | 0 | 0% | 0 | 0 | 0% | Normal | 0% | 0 | 0 | 0 | [17 empty] | Commercial_Office (ID)_Existing_Food Preparation_Range_
Commercial_Office (ID)_Existing_Food Preparation_Natural Gas_Range_E10 | Commercial | Office (ID) | Existing | Food Preparation | Natural Gas | Range | E10 |  | 0% | 0% | 0% | 0 | 0 | 0 | 0 | 0 | 0 | 0 | 0 | 0% | 0 | 0 | 0% | Normal | 0% | 0 | 0 | 0 | [17 empty] | Commercial_Office (ID)_Existing_Food Preparation_Range_
Commercial_Office (ID)_Existing_Food Preparation_Natural Gas_Steamer_E1 | Commercial | Office (ID) | Existing | Food Preparation | Natural Gas | Steamer | E1 | Standard | 100% | 0% | 0% | 0.83663 | 0 | 0 | 0 | 8 | 16 | 2019 | 2045 | 100% | 0 | 0 | 0% | Normal | 0% | 0.07358 | 0 | 0 | 1 unit | 10000 | 0 | 5.9267e-05 | 1241.5036 | 13100 | 0 | 0 | 0 | 2012 | 1.0776 | COOK_STM-Food Preparation-ILTRM-v4.0-32 | DOE Commercial R&D 2016 - Table 2-10 | COOK_STM-Food Preparation-ILTRM-v4.0-32 | 1 | unit | 5.9267e-05 | Commercial_Office (ID)_Existing_Food Preparation_Steamer_Standard
Commercial_Office (ID)_Existing_Food Preparation_Natural Gas_Steamer_E2 | Commercial | Office (ID) | Existing | Food Preparation | Natural Gas | Steamer | E2 | ENERGY STAR | 18.87% | 0% | 0% | 0.90037 | 0 | -0.00016795 | 0 | 8 | 16 | 2019 | 2045 | 100% | 0 | 0 | 0% | Normal | 0% | 0.013883 | 0 | 0 | 1 unit | 10000 | 0 | 5.9267e-05 | 234.2394 | 14098 | 0 | -2.6298 | 0 | 2012 | 1.0776 | COOK_STM-Food Preparation-ILTRM-v4.0-32 | COOK_STM-Food Preparation-ILTRM-v4.0-32 | COOK_STM-Food Preparation-ILTRM-v4.0-32 | 1 | unit | 5.9267e-05 | Commercial_Office (ID)_Existing_Food Preparation_Steamer_ENERGY STAR
Commercial_Office (ID)_Existing_Food Preparation_Natural Gas_Steamer_E3 | Commercial | Office (ID) | Existing | Food Preparation | Natural Gas | Steamer | E3 |  | 0% | 0% | 0% | 0 | 0 | 0 | 0 | 0 | 0 | 0 | 0 | 0% | 0 | 0 | 0% | Normal | 0% | 0 | 0 | 0 | [17 empty] | Commercial_Office (ID)_Existing_Food Preparation_Steamer_
Commercial_Office (ID)_Existing_Food Preparation_Natural Gas_Steamer_E4 | Commercial | Office (ID) | Existing | Food Preparation | Natural Gas | Steamer | E4 |  | 0% | 0% | 0% | 0 | 0 | 0 | 0 | 0 | 0 | 0 | 0 | 0% | 0 | 0 | 0% | Normal | 0% | 0 | 0 | 0 | [17 empty] | Commercial_Office (ID)_Existing_Food Preparation_Steamer_
Commercial_Office (ID)_Existing_Food Preparation_Natural Gas_Steamer_E5 | Commercial | Office (ID) | Existing | Food Preparation | Natural Gas | Steamer | E5 |  | 0% | 0% | 0% | 0 | 0 | 0 | 0 | 0 | 0 | 0 | 0 | 0% | 0 | 0 | 0% | Normal | 0% | 0 | 0 | 0 | [17 empty] | Commercial_Office (ID)_Existing_Food Preparation_Steamer_
Commercial_Office (ID)_Existing_Food Preparation_Natural Gas_Steamer_E6 | Commercial | Office (ID) | Existing | Food Preparation | Natural Gas | Steamer | E6 |  | 0% | 0% | 0% | 0 | 0 | 0 | 0 | 0 | 0 | 0 | 0 | 0% | 0 | 0 | 0% | Normal | 0% | 0 | 0 | 0 | [17 empty] | Commercial_Office (ID)_Existing_Food Preparation_Steamer_
Commercial_Office (ID)_Existing_Food Preparation_Natural Gas_Steamer_E7 | Commercial | Office (ID) | Existing | Food Preparation | Natural Gas | Steamer | E7 |  | 0% | 0% | 0% | 0 | 0 | 0 | 0 | 0 | 0 | 0 | 0 | 0% | 0 | 0 | 0% | Normal | 0% | 0 | 0 | 0 | [17 empty] | Commercial_Office (ID)_Existing_Food Preparation_Steamer_
Commercial_Office (ID)_Existing_Food Preparation_Natural Gas_Steamer_E8 | Commercial | Office (ID) | Existing | Food Preparation | Natural Gas | Steamer | E8 |  | 0% | 0% | 0% | 0 | 0 | 0 | 0 | 0 | 0 | 0 | 0 | 0% | 0 | 0 | 0% | Normal | 0% | 0 | 0 | 0 | [17 empty] | Commercial_Office (ID)_Existing_Food Preparation_Steamer_
Commercial_Office (ID)_Existing_Food Preparation_Natural Gas_Steamer_E9 | Commercial | Office (ID) | Existing | Food Preparation | Natural Gas | Steamer | E9 |  | 0% | 0% | 0% | 0 | 0 | 0 | 0 | 0 | 0 | 0 | 0 | 0% | 0 | 0 | 0% | Normal | 0% | 0 | 0 | 0 | [17 empty] | Commercial_Office (ID)_Existing_Food Preparation_Steamer_
Commercial_Office (ID)_Existing_Food Preparation_Natural Gas_Steamer_E10 | Commercial | Office (ID) | Existing | Food Preparation | Natural Gas | Steamer | E10 |  | 0% | 0% | 0% | 0 | 0 | 0 | 0 | 0 | 0 | 0 | 0 | 0% | 0 | 0 | 0% | Normal | 0% | 0 | 0 | 0 | [17 empty] | Commercial_Office (ID)_Existing_Food Preparation_Steamer_
Commercial_Office (ID)_Existing_Food Preparation_Natural Gas_Food Prep Other_E1 | Commercial | Office (ID) | Existing | Food Preparation | Natural Gas | Food Prep Other | E1 | Standard | 100% | 0% | 0% | 0.013404 | 0 | 0 | 0 | 8 | 12 | 2019 | 2045 | 100% | 0 | 0 | 0% | Normal | 0% | 0.01703 | 0 | 0 | 1 unit | 10000 | 0 | 1.1966e-05 | 1423.18 | 1000 | 0 | 0 | 0 | 2010 | 1.1201 | Default | Default | Default | 1 | unit | 1.1966e-05 | Commercial_Office (ID)_Existing_Food Preparation_Food Prep Other_Standard
Commercial_Office (ID)_Existing_Food Preparation_Natural Gas_Food Prep Other_E2 | Commercial | Office (ID) | Existing | Food Preparation | Natural Gas | Food Prep Other | E2 | ENERGY STAR | 72.07% | 0% | 0% | 0.024571 | 0 | 0 | 0 | 8 | 12 | 2019 | 2045 | 100% | 0 | 0 | 0% | Normal | 0% | 0.012273 | 0 | 0 | 1 unit | 10000 | 0 | 1.1966e-05 | 1025.646 | 1833.1988 | 0 | 0 | 0 | 2010 | 1.1201 | N/A | N/A | N/A | 1 | unit | 1.1966e-05 | Commercial_Office (ID)_Existing_Food Preparation_Food Prep Other_ENERGY STAR
Commercial_Office (ID)_Existing_Food Preparation_Natural Gas_Food Prep Other_E3 | Commercial | Office (ID) | Existing | Food Preparation | Natural Gas | Food Prep Other | E3 |  | 0% | 0% | 0% | 0 | 0 | 0 | 0 | 0 | 0 | 0 | 0 | 0% | 0 | 0 | 0% | Normal | 0% | 0 | 0 | 0 | [17 empty] | Commercial_Office (ID)_Existing_Food Preparation_Food Prep Other_
Commercial_Office (ID)_Existing_Food Preparation_Natural Gas_Food Prep Other_E4 | Commercial | Office (ID) | Existing | Food Preparation | Natural Gas | Food Prep Other | E4 |  | 0% | 0% | 0% | 0 | 0 | 0 | 0 | 0 | 0 | 0 | 0 | 0% | 0 | 0 | 0% | Normal | 0% | 0 | 0 | 0 | [17 empty] | Commercial_Office (ID)_Existing_Food Preparation_Food Prep Other_
Commercial_Office (ID)_Existing_Food Preparation_Natural Gas_Food Prep Other_E5 | Commercial | Office (ID) | Existing | Food Preparation | Natural Gas | Food Prep Other | E5 |  | 0% | 0% | 0% | 0 | 0 | 0 | 0 | 0 | 0 | 0 | 0 | 0% | 0 | 0 | 0% | Normal | 0% | 0 | 0 | 0 | [17 empty] | Commercial_Office (ID)_Existing_Food Preparation_Food Prep Other_
Commercial_Office (ID)_Existing_Food Preparation_Natural Gas_Food Prep Other_E6 | Commercial | Office (ID) | Existing | Food Preparation | Natural Gas | Food Prep Other | E6 |  | 0% | 0% | 0% | 0 | 0 | 0 | 0 | 0 | 0 | 0 | 0 | 0% | 0 | 0 | 0% | Normal | 0% | 0 | 0 | 0 | [17 empty] | Commercial_Office (ID)_Existing_Food Preparation_Food Prep Other_
Commercial_Office (ID)_Existing_Food Preparation_Natural Gas_Food Prep Other_E7 | Commercial | Office (ID) | Existing | Food Preparation | Natural Gas | Food Prep Other | E7 |  | 0% | 0% | 0% | 0 | 0 | 0 | 0 | 0 | 0 | 0 | 0 | 0% | 0 | 0 | 0% | Normal | 0% | 0 | 0 | 0 | [17 empty] | Commercial_Office (ID)_Existing_Food Preparation_Food Prep Other_
Commercial_Office (ID)_Existing_Food Preparation_Natural Gas_Food Prep Other_E8 | Commercial | Office (ID) | Existing | Food Preparation | Natural Gas | Food Prep Other | E8 |  | 0% | 0% | 0% | 0 | 0 | 0 | 0 | 0 | 0 | 0 | 0 | 0% | 0 | 0 | 0% | Normal | 0% | 0 | 0 | 0 | [17 empty] | Commercial_Office (ID)_Existing_Food Preparation_Food Prep Other_
Commercial_Office (ID)_Existing_Food Preparation_Natural Gas_Food Prep Other_E9 | Commercial | Office (ID) | Existing | Food Preparation | Natural Gas | Food Prep Other | E9 |  | 0% | 0% | 0% | 0 | 0 | 0 | 0 | 0 | 0 | 0 | 0 | 0% | 0 | 0 | 0% | Normal | 0% | 0 | 0 | 0 | [17 empty] | Commercial_Office (ID)_Existing_Food Preparation_Food Prep Other_
Commercial_Office (ID)_Existing_Food Preparation_Natural Gas_Food Prep Other_E10 | Commercial | Office (ID) | Existing | Food Preparation | Natural Gas | Food Prep Other | E10 |  | 0% | 0% | 0% | 0 | 0 | 0 | 0 | 0 | 0 | 0 | 0 | 0% | 0 | 0 | 0% | Normal | 0% | 0 | 0 | 0 | [17 empty] | Commercial_Office (ID)_Existing_Food Preparation_Food Prep Other_
Commercial_Office (ID)_Existing_Miscellaneous_Natural Gas_Pool Heater_E1 | Commercial | Office (ID) | Existing | Miscellaneous | Natural Gas | Pool Heater | E1 | Standard (EF .82) | 100% | 0% | 0% | 0.012823 | 0 | 0 | 0 | 4 | 8 | 2019 | 2045 | 100% | 0 | 0 | 0% | Normal | 0% | 0.010152 | 0 | 0 | 1 unit | 10000 | 0 | 6.8182e-07 | 14890 | 18052 | 0 | 0 | 0 | 2014 | 1.0418 | DOE Commercial R&D 2016 - Table 7-6 | DOE Commercial R&D 2016 - Table 7-7 | DOE Commercial R&D 2016 - Table 7-8 | 1 | unit | 6.8182e-07 | Commercial_Office (ID)_Existing_Miscellaneous_Pool Heater_Standard (EF .82)
Commercial_Office (ID)_Existing_Miscellaneous_Natural Gas_Pool Heater_E2 | Commercial | Office (ID) | Existing | Miscellaneous | Natural Gas | Pool Heater | E2 | Condensing (EF .90) | 85% | 0% | 0% | 0.020996 | 0 | 0 | 0 | 4 | 8 | 2019 | 2045 | 100% | 0 | 0 | 0% | Normal | 0% | 0.0086294 | 0 | 0 | 1 unit | 10000 | 0 | 6.8182e-07 | 12656.5 | 29558 | 0 | 0 | 0 | 2014 | 1.0418 | DOE Commercial R&D 2016 - Table 7-6 | DOE Commercial R&D 2016 - Table 7-7 | DOE Commercial R&D 2016 - Table 7-9 | 1 | unit | 6.8182e-07 | Commercial_Office (ID)_Existing_Miscellaneous_Pool Heater_Condensing (EF .90)
Commercial_Office (ID)_Existing_Miscellaneous_Natural Gas_Pool Heater_E3 | Commercial | Office (ID) | Existing | Miscellaneous | Natural Gas | Pool Heater | E3 |  | 0% | 0% | 0% | 0 | 0 | 0 | 0 | 0 | 0 | 0 | 0 | 0% | 0 | 0 | 0% | Normal | 0% | 0 | 0 | 0 | [17 empty] | Commercial_Office (ID)_Existing_Miscellaneous_Pool Heater_
Commercial_Office (ID)_Existing_Miscellaneous_Natural Gas_Pool Heater_E4 | Commercial | Office (ID) | Existing | Miscellaneous | Natural Gas | Pool Heater | E4 |  | 0% | 0% | 0% | 0 | 0 | 0 | 0 | 0 | 0 | 0 | 0 | 0% | 0 | 0 | 0% | Normal | 0% | 0 | 0 | 0 | [17 empty] | Commercial_Office (ID)_Existing_Miscellaneous_Pool Heater_
Commercial_Office (ID)_Existing_Miscellaneous_Natural Gas_Pool Heater_E5 | Commercial | Office (ID) | Existing | Miscellaneous | Natural Gas | Pool Heater | E5 |  | 0% | 0% | 0% | 0 | 0 | 0 | 0 | 0 | 0 | 0 | 0 | 0% | 0 | 0 | 0% | Normal | 0% | 0 | 0 | 0 | [17 empty] | Commercial_Office (ID)_Existing_Miscellaneous_Pool Heater_
Commercial_Office (ID)_Existing_Miscellaneous_Natural Gas_Pool Heater_E6 | Commercial | Office (ID) | Existing | Miscellaneous | Natural Gas | Pool Heater | E6 |  | 0% | 0% | 0% | 0 | 0 | 0 | 0 | 0 | 0 | 0 | 0 | 0% | 0 | 0 | 0% | Normal | 0% | 0 | 0 | 0 | [17 empty] | Commercial_Office (ID)_Existing_Miscellaneous_Pool Heater_
Commercial_Office (ID)_Existing_Miscellaneous_Natural Gas_Pool Heater_E7 | Commercial | Office (ID) | Existing | Miscellaneous | Natural Gas | Pool Heater | E7 |  | 0% | 0% | 0% | 0 | 0 | 0 | 0 | 0 | 0 | 0 | 0 | 0% | 0 | 0 | 0% | Normal | 0% | 0 | 0 | 0 | [17 empty] | Commercial_Office (ID)_Existing_Miscellaneous_Pool Heater_
Commercial_Office (ID)_Existing_Miscellaneous_Natural Gas_Pool Heater_E8 | Commercial | Office (ID) | Existing | Miscellaneous | Natural Gas | Pool Heater | E8 |  | 0% | 0% | 0% | 0 | 0 | 0 | 0 | 0 | 0 | 0 | 0 | 0% | 0 | 0 | 0% | Normal | 0% | 0 | 0 | 0 | [17 empty] | Commercial_Office (ID)_Existing_Miscellaneous_Pool Heater_
Commercial_Office (ID)_Existing_Miscellaneous_Natural Gas_Pool Heater_E9 | Commercial | Office (ID) | Existing | Miscellaneous | Natural Gas | Pool Heater | E9 |  | 0% | 0% | 0% | 0 | 0 | 0 | 0 | 0 | 0 | 0 | 0 | 0% | 0 | 0 | 0% | Normal | 0% | 0 | 0 | 0 | [17 empty] | Commercial_Office (ID)_Existing_Miscellaneous_Pool Heater_
Commercial_Office (ID)_Existing_Miscellaneous_Natural Gas_Pool Heater_E10 | Commercial | Office (ID) | Existing | Miscellaneous | Natural Gas | Pool Heater | E10 |  | 0% | 0% | 0% | 0 | 0 | 0 | 0 | 0 | 0 | 0 | 0 | 0% | 0 | 0 | 0% | Normal | 0% | 0 | 0 | 0 | [17 empty] | Commercial_Office (ID)_Existing_Miscellaneous_Pool Heater_
Commercial_Office (ID)_Existing_Miscellaneous_Natural Gas_Miscellaneous_E1 | Commercial | Office (ID) | Existing | Miscellaneous | Natural Gas | Miscellaneous | E1 | Standard | 100% | 0% | 0% | 0.0033439 | 0 | 0 | 0 | 2 | 8 | 2019 | 2045 | 100% | 0 | 0 | 0% | Normal | 0% | 0.0032869 | 0 | 0 | 1 unit | 10000 | 0 | 0.0032869 | 1 | 1 | 0 | 0 | 0 | 2016 | 1.0174 | N/A | N/A | N/A | 1 | unit | 0.0032869 | Commercial_Office (ID)_Existing_Miscellaneous_Miscellaneous_Standard
Commercial_Office (ID)_Existing_Miscellaneous_Natural Gas_Miscellaneous_E2 | Commercial | Office (ID) | Existing | Miscellaneous | Natural Gas | Miscellaneous | E2 |  | 0% | 0% | 0% | 0 | 0 | 0 | 0 | 0 | 0 | 0 | 0 | 0% | 0 | 0 | 0% | Normal | 0% | 0 | 0 | 0 | [17 empty] | Commercial_Office (ID)_Existing_Miscellaneous_Miscellaneous_
Commercial_Office (ID)_Existing_Miscellaneous_Natural Gas_Miscellaneous_E3 | Commercial | Office (ID) | Existing | Miscellaneous | Natural Gas | Miscellaneous | E3 |  | 0% | 0% | 0% | 0 | 0 | 0 | 0 | 0 | 0 | 0 | 0 | 0% | 0 | 0 | 0% | Normal | 0% | 0 | 0 | 0 | [17 empty] | Commercial_Office (ID)_Existing_Miscellaneous_Miscellaneous_
Commercial_Office (ID)_Existing_Miscellaneous_Natural Gas_Miscellaneous_E4 | Commercial | Office (ID) | Existing | Miscellaneous | Natural Gas | Miscellaneous | E4 |  | 0% | 0% | 0% | 0 | 0 | 0 | 0 | 0 | 0 | 0 | 0 | 0% | 0 | 0 | 0% | Normal | 0% | 0 | 0 | 0 | [17 empty] | Commercial_Office (ID)_Existing_Miscellaneous_Miscellaneous_
Commercial_Office (ID)_Existing_Miscellaneous_Natural Gas_Miscellaneous_E5 | Commercial | Office (ID) | Existing | Miscellaneous | Natural Gas | Miscellaneous | E5 |  | 0% | 0% | 0% | 0 | 0 | 0 | 0 | 0 | 0 | 0 | 0 | 0% | 0 | 0 | 0% | Normal | 0% | 0 | 0 | 0 | [17 empty] | Commercial_Office (ID)_Existing_Miscellaneous_Miscellaneous_
Commercial_Office (ID)_Existing_Miscellaneous_Natural Gas_Miscellaneous_E6 | Commercial | Office (ID) | Existing | Miscellaneous | Natural Gas | Miscellaneous | E6 |  | 0% | 0% | 0% | 0 | 0 | 0 | 0 | 0 | 0 | 0 | 0 | 0% | 0 | 0 | 0% | Normal | 0% | 0 | 0 | 0 | [17 empty] | Commercial_Office (ID)_Existing_Miscellaneous_Miscellaneous_
Commercial_Office (ID)_Existing_Miscellaneous_Natural Gas_Miscellaneous_E7 | Commercial | Office (ID) | Existing | Miscellaneous | Natural Gas | Miscellaneous | E7 |  | 0% | 0% | 0% | 0 | 0 | 0 | 0 | 0 | 0 | 0 | 0 | 0% | 0 | 0 | 0% | Normal | 0% | 0 | 0 | 0 | [17 empty] | Commercial_Office (ID)_Existing_Miscellaneous_Miscellaneous_
Commercial_Office (ID)_Existing_Miscellaneous_Natural Gas_Miscellaneous_E8 | Commercial | Office (ID) | Existing | Miscellaneous | Natural Gas | Miscellaneous | E8 |  | 0% | 0% | 0% | 0 | 0 | 0 | 0 | 0 | 0 | 0 | 0 | 0% | 0 | 0 | 0% | Normal | 0% | 0 | 0 | 0 | [17 empty] | Commercial_Office (ID)_Existing_Miscellaneous_Miscellaneous_
Commercial_Office (ID)_Existing_Miscellaneous_Natural Gas_Miscellaneous_E9 | Commercial | Office (ID) | Existing | Miscellaneous | Natural Gas | Miscellaneous | E9 |  | 0% | 0% | 0% | 0 | 0 | 0 | 0 | 0 | 0 | 0 | 0 | 0% | 0 | 0 | 0% | Normal | 0% | 0 | 0 | 0 | [17 empty] | Commercial_Office (ID)_Existing_Miscellaneous_Miscellaneous_
Commercial_Office (ID)_Existing_Miscellaneous_Natural Gas_Miscellaneous_E10 | Commercial | Office (ID) | Existing | Miscellaneous | Natural Gas | Miscellaneous | E10 |  | 0% | 0% | 0% | 0 | 0 | 0 | 0 | 0 | 0 | 0 | 0 | 0% | 0 | 0 | 0% | Normal | 0% | 0 | 0 | 0 | [17 empty] | Commercial_Office (ID)_Existing_Miscellaneous_Miscellaneous_
Commercial_Office (ID)_New_Space Heating_Natural Gas_Furnace_E1 | Commercial | Office (ID) | New | Space Heating | Natural Gas | Furnace | E1 | AFUE 80% (Standard) | 100% | 0% | 0% | 0.3086 | 0 | 0.029087 | 0 | 10 | 20 | 2019 | 2045 | 100% | 0 | 0 | 0% | Normal | 0% | 0.2168 | 0 | 0 | 400 kBtu/hr | 10000 | 0 | 8.5714e-05 | 6.3233 | 3395 | 0 | 320 | 0 | 2013 | 1.0605 | GFURN-Heating-EIA14-2014 Ref. Case-2 | GFURN-Heating-EIA14-2014 Ref. Case-2 | AEG BEST | 400 | kBtu/hr | 0.034286 | Commercial_Office (ID)_New_Space Heating_Furnace_AFUE 80% (Standard)
Commercial_Office (ID)_New_Space Heating_Natural Gas_Furnace_E2 | Commercial | Office (ID) | New | Space Heating | Natural Gas | Furnace | E2 | AFUE 90% | 88.9% | 0% | 0% | 0.37495 | 0 | 0.084535 | 0 | 10 | 20 | 2019 | 2045 | 100% | 0 | 0 | 0% | Normal | 0% | 0.19274 | 0 | 0 | 400 kBtu/hr | 10000 | 0 | 8.5714e-05 | 5.6216 | 4125 | 0 | 930 | 0 | 2013 | 1.0605 | GFURN-Heating-EIA14-2014 Ref. Case-3 | GFURN-Heating-EIA14-2014 Ref. Case-3 | AEG BEST | 400 | kBtu/hr | 0.034286 | Commercial_Office (ID)_New_Space Heating_Furnace_AFUE 90%
Commercial_Office (ID)_New_Space Heating_Natural Gas_Furnace_E3 | Commercial | Office (ID) | New | Space Heating | Natural Gas | Furnace | E3 | AFUE 96% | 83.36% | 0% | 0% | 0.72462 | 0 | 0 | 0 | 10 | 20 | 2019 | 2045 | 100% | 0 | 0 | 0% | Normal | 0% | 0.18071 | 0 | 0 | 150 kBtu/hr | 10000 | 0 | 0.00022857 | 5.2708 | 3042.9057 | 0 | 0 | 0 | 2014 | 1.0418 | GFURN-Heating-EIA14-2014 Ref. Case-3 | GFURN-Heating-ILTRM-v5.0-191 | AEG BEST | 150 | kBtu/hr | 0.034286 | Commercial_Office (ID)_New_Space Heating_Furnace_AFUE 96%
Commercial_Office (ID)_New_Space Heating_Natural Gas_Furnace_E4 | Commercial | Office (ID) | New | Space Heating | Natural Gas | Furnace | E4 |  | 0% | 0% | 0% | 0 | 0 | 0 | 0 | 0 | 0 | 0 | 0 | 0% | 0 | 0 | 0% | Normal | 0% | 0 | 0 | 0 | [17 empty] | Commercial_Office (ID)_New_Space Heating_Furnace_
Commercial_Office (ID)_New_Space Heating_Natural Gas_Furnace_E5 | Commercial | Office (ID) | New | Space Heating | Natural Gas | Furnace | E5 |  | 0% | 0% | 0% | 0 | 0 | 0 | 0 | 0 | 0 | 0 | 0 | 0% | 0 | 0 | 0% | Normal | 0% | 0 | 0 | 0 | [17 empty] | Commercial_Office (ID)_New_Space Heating_Furnace_
Commercial_Office (ID)_New_Space Heating_Natural Gas_Furnace_E6 | Commercial | Office (ID) | New | Space Heating | Natural Gas | Furnace | E6 |  | 0% | 0% | 0% | 0 | 0 | 0 | 0 | 0 | 0 | 0 | 0 | 0% | 0 | 0 | 0% | Normal | 0% | 0 | 0 | 0 | [17 empty] | Commercial_Office (ID)_New_Space Heating_Furnace_
Commercial_Office (ID)_New_Space Heating_Natural Gas_Furnace_E7 | Commercial | Office (ID) | New | Space Heating | Natural Gas | Furnace | E7 |  | 0% | 0% | 0% | 0 | 0 | 0 | 0 | 0 | 0 | 0 | 0 | 0% | 0 | 0 | 0% | Normal | 0% | 0 | 0 | 0 | [17 empty] | Commercial_Office (ID)_New_Space Heating_Furnace_
Commercial_Office (ID)_New_Space Heating_Natural Gas_Furnace_E8 | Commercial | Office (ID) | New | Space Heating | Natural Gas | Furnace | E8 |  | 0% | 0% | 0% | 0 | 0 | 0 | 0 | 0 | 0 | 0 | 0 | 0% | 0 | 0 | 0% | Normal | 0% | 0 | 0 | 0 | [17 empty] | Commercial_Office (ID)_New_Space Heating_Furnace_
Commercial_Office (ID)_New_Space Heating_Natural Gas_Furnace_E9 | Commercial | Office (ID) | New | Space Heating | Natural Gas | Furnace | E9 |  | 0% | 0% | 0% | 0 | 0 | 0 | 0 | 0 | 0 | 0 | 0 | 0% | 0 | 0 | 0% | Normal | 0% | 0 | 0 | 0 | [17 empty] | Commercial_Office (ID)_New_Space Heating_Furnace_
Commercial_Office (ID)_New_Space Heating_Natural Gas_Furnace_E10 | Commercial | Office (ID) | New | Space Heating | Natural Gas | Furnace | E10 |  | 0% | 0% | 0% | 0 | 0 | 0 | 0 | 0 | 0 | 0 | 0 | 0% | 0 | 0 | 0% | Normal | 0% | 0 | 0 | 0 | [17 empty] | Commercial_Office (ID)_New_Space Heating_Furnace_
Commercial_Office (ID)_New_Space Heating_Natural Gas_Boiler_E1 | Commercial | Office (ID) | New | Space Heating | Natural Gas | Boiler | E1 | AFUE 80% (Standard) | 100% | 0% | 0% | 1.1504 | 0 | 0.027269 | 0 | 25 | 35 | 2019 | 2045 | 100% | 0 | 0 | 0% | Normal | 0% | 0.88397 | 0 | 0 | 1 kBtu/hr | 10000 | 0 | 0.034286 | 25.7824 | 31.6406 | 0 | 0.75 | 0 | 2013 | 1.0605 | GBLR-Heating-AEO15-3 | GBLR-Heating-AEO15-3 | GBLR-Heating-AEO15-3 | 1 | kBtu/hr | 0.034286 | Commercial_Office (ID)_New_Space Heating_Boiler_AFUE 80% (Standard)
Commercial_Office (ID)_New_Space Heating_Natural Gas_Boiler_E2 | Commercial | Office (ID) | New | Space Heating | Natural Gas | Boiler | E2 | AFUE 85% | 94.13% | 0% | 0% | 1.2351 | 0 | 0.025665 | 0 | 25 | 35 | 2019 | 2045 | 100% | 0 | 0 | 0% | Normal | 0% | 0.83208 | 0 | 0 | 1 kBtu/hr | 10000 | 0 | 0.034286 | 24.2689 | 33.9706 | 0 | 0.70588 | 0 | 2013 | 1.0605 | GBLR-Heating-AEO15-6 | GBLR-Heating-AEO15-6 | GBLR-Heating-AEO15-6 | 1 | kBtu/hr | 0.034286 | Commercial_Office (ID)_New_Space Heating_Boiler_AFUE 85%
Commercial_Office (ID)_New_Space Heating_Natural Gas_Boiler_E3 | Commercial | Office (ID) | New | Space Heating | Natural Gas | Boiler | E3 | AFUE 97% | 82.48% | 0% | 0% | 1.1756 | 0 | 0.022261 | 0 | 25 | 35 | 2019 | 2045 | 100% | 0 | 0 | 0% | Normal | 0% | 0.7291 | 0 | 0 | 1 kBtu/hr | 10000 | 0 | 0.034286 | 21.2655 | 32.3342 | 0 | 0.61224 | 0 | 2013 | 1.0605 | GBLR-Heating-AEO15-7 | GBLR-Heating-AEO15-7 | GBLR-Heating-AEO15-7 | 1 | kBtu/hr | 0.034286 | Commercial_Office (ID)_New_Space Heating_Boiler_AFUE 97%
Commercial_Office (ID)_New_Space Heating_Natural Gas_Boiler_E4 | Commercial | Office (ID) | New | Space Heating | Natural Gas | Boiler | E4 | Convert to NG Air Source Heat Pump | 57.14% | 0% | 0% | 7.9384 | 0 | 0.096958 | 0 | 10 | 20 | 2019 | 2045 | 100% | 0 | 0 | 0% | Normal | 0% | 0.50513 | 0 | 0 | 1 kBtu/hr | 10000 | 0 | 0.034286 | 14.7328 | 218.3333 | 0 | 2.6667 | 0 | 2013 | 1.0605 | HP_GAS-Heating-AEO17-1 | HP_GAS-Heating-AEO17-1 | HP_GAS-Heating-AEO17-1 | 1 | kBtu/hr | 0.034286 | Commercial_Office (ID)_New_Space Heating_Boiler_Convert to NG Air Source Heat Pump
Commercial_Office (ID)_New_Space Heating_Natural Gas_Boiler_E5 | Commercial | Office (ID) | New | Space Heating | Natural Gas | Boiler | E5 |  | 0% | 0% | 0% | 0 | 0 | 0 | 0 | 0 | 0 | 0 | 0 | 0% | 0 | 0 | 0% | Normal | 0% | 0 | 0 | 0 | [17 empty] | Commercial_Office (ID)_New_Space Heating_Boiler_
Commercial_Office (ID)_New_Space Heating_Natural Gas_Boiler_E6 | Commercial | Office (ID) | New | Space Heating | Natural Gas | Boiler | E6 |  | 0% | 0% | 0% | 0 | 0 | 0 | 0 | 0 | 0 | 0 | 0 | 0% | 0 | 0 | 0% | Normal | 0% | 0 | 0 | 0 | [17 empty] | Commercial_Office (ID)_New_Space Heating_Boiler_
Commercial_Office (ID)_New_Space Heating_Natural Gas_Boiler_E7 | Commercial | Office (ID) | New | Space Heating | Natural Gas | Boiler | E7 |  | 0% | 0% | 0% | 0 | 0 | 0 | 0 | 0 | 0 | 0 | 0 | 0% | 0 | 0 | 0% | Normal | 0% | 0 | 0 | 0 | [17 empty] | Commercial_Office (ID)_New_Space Heating_Boiler_
Commercial_Office (ID)_New_Space Heating_Natural Gas_Boiler_E8 | Commercial | Office (ID) | New | Space Heating | Natural Gas | Boiler | E8 |  | 0% | 0% | 0% | 0 | 0 | 0 | 0 | 0 | 0 | 0 | 0 | 0% | 0 | 0 | 0% | Normal | 0% | 0 | 0 | 0 | [17 empty] | Commercial_Office (ID)_New_Space Heating_Boiler_
Commercial_Office (ID)_New_Space Heating_Natural Gas_Boiler_E9 | Commercial | Office (ID) | New | Space Heating | Natural Gas | Boiler | E9 |  | 0% | 0% | 0% | 0 | 0 | 0 | 0 | 0 | 0 | 0 | 0 | 0% | 0 | 0 | 0% | Normal | 0% | 0 | 0 | 0 | [17 empty] | Commercial_Office (ID)_New_Space Heating_Boiler_
Commercial_Office (ID)_New_Space Heating_Natural Gas_Boiler_E10 | Commercial | Office (ID) | New | Space Heating | Natural Gas | Boiler | E10 |  | 0% | 0% | 0% | 0 | 0 | 0 | 0 | 0 | 0 | 0 | 0 | 0% | 0 | 0 | 0% | Normal | 0% | 0 | 0 | 0 | [17 empty] | Commercial_Office (ID)_New_Space Heating_Boiler_
Commercial_Office (ID)_New_Space Heating_Natural Gas_Unit Heater_E1 | Commercial | Office (ID) | New | Space Heating | Natural Gas | Unit Heater | E1 | Standard | 100% | 0% | 0% | 0.00095971 | 0 | 0 | 0 | 15 | 25 | 2019 | 2045 | 100% | 0 | 0 | 0% | Normal | 0% | 0.10836 | 0 | 0 | 1 kBtu/Hr | 10000 | 0 | 8.9756e-07 | 2080 | 1051 | 0 | 0 | 0 | 2016 | 1.0174 | UNITHT-Heating-XCELCO-2017-18-3 | UNITHT-Heating-XCELCO-2017-18-3 | UNITHT-Heating-XCELCO-2017-18-3 | 1 | kBtu/Hr | 8.9756e-07 | Commercial_Office (ID)_New_Space Heating_Unit Heater_Standard
Commercial_Office (ID)_New_Space Heating_Natural Gas_Unit Heater_E2 | Commercial | Office (ID) | New | Space Heating | Natural Gas | Unit Heater | E2 | Condensing | 88.94% | 0% | 0% | 0.0021048 | 0 | 0 | 0 | 15 | 25 | 2019 | 2045 | 100% | 0 | 0 | 0% | Normal | 0% | 0.096379 | 0 | 0 | 1 kBtu/Hr | 10000 | 0 | 8.9756e-07 | 1850 | 2305 | 0 | 0 | 0 | 2016 | 1.0174 | UNITHT-Heating-XCELCO-2017-18-3 | UNITHT-Heating-XCELCO-2017-18-3 | UNITHT-Heating-XCELCO-2017-18-3 | 1 | kBtu/Hr | 8.9756e-07 | Commercial_Office (ID)_New_Space Heating_Unit Heater_Condensing
Commercial_Office (ID)_New_Space Heating_Natural Gas_Unit Heater_E3 | Commercial | Office (ID) | New | Space Heating | Natural Gas | Unit Heater | E3 | Infrared Radiant | 88.46% | 0% | 0% | 0.001146 | 0 | 0 | 0 | 10 | 20 | 2019 | 2045 | 100% | 0 | 0 | 0% | Normal | 0% | 0.095858 | 0 | 0 | 1 kBtu/Hr | 10000 | 0 | 8.9756e-07 | 1840 | 1255 | 0 | 0 | 0 | 2016 | 1.0174 | UNITHT-Heating-XCELCO-2017-18-4 | UNITHT-Heating-XCELCO-2017-18-4 | UNITHT-Heating-XCELCO-2017-18-4 | 1 | kBtu/Hr | 8.9756e-07 | Commercial_Office (ID)_New_Space Heating_Unit Heater_Infrared Radiant
Commercial_Office (ID)_New_Space Heating_Natural Gas_Unit Heater_E4 | Commercial | Office (ID) | New | Space Heating | Natural Gas | Unit Heater | E4 |  | 0% | 0% | 0% | 0 | 0 | 0 | 0 | 0 | 0 | 0 | 0 | 0% | 0 | 0 | 0% | Normal | 0% | 0 | 0 | 0 | [17 empty] | Commercial_Office (ID)_New_Space Heating_Unit Heater_
Commercial_Office (ID)_New_Space Heating_Natural Gas_Unit Heater_E5 | Commercial | Office (ID) | New | Space Heating | Natural Gas | Unit Heater | E5 |  | 0% | 0% | 0% | 0 | 0 | 0 | 0 | 0 | 0 | 0 | 0 | 0% | 0 | 0 | 0% | Normal | 0% | 0 | 0 | 0 | [17 empty] | Commercial_Office (ID)_New_Space Heating_Unit Heater_
Commercial_Office (ID)_New_Space Heating_Natural Gas_Unit Heater_E6 | Commercial | Office (ID) | New | Space Heating | Natural Gas | Unit Heater | E6 |  | 0% | 0% | 0% | 0 | 0 | 0 | 0 | 0 | 0 | 0 | 0 | 0% | 0 | 0 | 0% | Normal | 0% | 0 | 0 | 0 | [17 empty] | Commercial_Office (ID)_New_Space Heating_Unit Heater_
Commercial_Office (ID)_New_Space Heating_Natural Gas_Unit Heater_E7 | Commercial | Office (ID) | New | Space Heating | Natural Gas | Unit Heater | E7 |  | 0% | 0% | 0% | 0 | 0 | 0 | 0 | 0 | 0 | 0 | 0 | 0% | 0 | 0 | 0% | Normal | 0% | 0 | 0 | 0 | [17 empty] | Commercial_Office (ID)_New_Space Heating_Unit Heater_
Commercial_Office (ID)_New_Space Heating_Natural Gas_Unit Heater_E8 | Commercial | Office (ID) | New | Space Heating | Natural Gas | Unit Heater | E8 |  | 0% | 0% | 0% | 0 | 0 | 0 | 0 | 0 | 0 | 0 | 0 | 0% | 0 | 0 | 0% | Normal | 0% | 0 | 0 | 0 | [17 empty] | Commercial_Office (ID)_New_Space Heating_Unit Heater_
Commercial_Office (ID)_New_Space Heating_Natural Gas_Unit Heater_E9 | Commercial | Office (ID) | New | Space Heating | Natural Gas | Unit Heater | E9 |  | 0% | 0% | 0% | 0 | 0 | 0 | 0 | 0 | 0 | 0 | 0 | 0% | 0 | 0 | 0% | Normal | 0% | 0 | 0 | 0 | [17 empty] | Commercial_Office (ID)_New_Space Heating_Unit Heater_
Commercial_Office (ID)_New_Space Heating_Natural Gas_Unit Heater_E10 | Commercial | Office (ID) | New | Space Heating | Natural Gas | Unit Heater | E10 |  | 0% | 0% | 0% | 0 | 0 | 0 | 0 | 0 | 0 | 0 | 0 | 0% | 0 | 0 | 0% | Normal | 0% | 0 | 0 | 0 | [17 empty] | Commercial_Office (ID)_New_Space Heating_Unit Heater_
Commercial_Office (ID)_New_Water Heating_Natural Gas_Water Heater_E1 | Commercial | Office (ID) | New | Water Heating | Natural Gas | Water Heater | E1 | TE 0.80 | 100% | 0% | 0% | 0.099687 | 0 | 0 | 0 | 10 | 20 | 2019 | 2045 | 100% | 0 | 0 | 0% | Normal | 0% | 0.18284 | 0 | 0 | 1 kBtu/hr | 10000 | 0 | 0.0044948 | 37.4669 | 21.8 | 0 | 0 | 0 | 2017 | 1.0174 | DHW_WH-Water Heating-PG&E-R7-14 | DHW_WH-Water Heating-PG&E-R7-14 | DHW_WH-Water Heating-PG&E-R7-14 | 1 | kBtu/hr | 0.0044948 | Commercial_Office (ID)_New_Water Heating_Water Heater_TE 0.80
Commercial_Office (ID)_New_Water Heating_Natural Gas_Water Heater_E2 | Commercial | Office (ID) | New | Water Heating | Natural Gas | Water Heater | E2 | TE 0.90 | 88.89% | 0% | 0% | 0.11962 | 0 | 0 | 0 | 10 | 20 | 2019 | 2045 | 100% | 0 | 0 | 0% | Normal | 0% | 0.16252 | 0 | 0 | 1 kBtu/hr | 10000 | 0 | 0.0044948 | 33.3039 | 26.16 | 0 | 0 | 0 | 2017 | 1.0174 | DHW_WH-Water Heating-PG&E-R7-14 | DHW_WH-Water Heating-PG&E-R7-14 | DHW_WH-Water Heating-PG&E-R7-14 | 1 | kBtu/hr | 0.0044948 | Commercial_Office (ID)_New_Water Heating_Water Heater_TE 0.90
Commercial_Office (ID)_New_Water Heating_Natural Gas_Water Heater_E3 | Commercial | Office (ID) | New | Water Heating | Natural Gas | Water Heater | E3 | TE 0.94 | 85.11% | 0% | 0% | 0.14705 | 0 | 0 | 0 | 10 | 20 | 2019 | 2045 | 100% | 0 | 0 | 0% | Normal | 0% | 0.15561 | 0 | 0 | 1 kBtu/hr | 10000 | 0 | 0.0044948 | 31.8868 | 30.3604 | 0 | 0 | 0 | 2012 | 1.0776 | DHW_WH-Water Heating-NMTRM-2016-7 | DHW_WH-Water Heating-NMTRM-2016-7 | DHW_WH-Water Heating-NMTRM-2016-7 | 1 | kBtu/hr | 0.0044948 | Commercial_Office (ID)_New_Water Heating_Water Heater_TE 0.94
Commercial_Office (ID)_New_Water Heating_Natural Gas_Water Heater_E4 | Commercial | Office (ID) | New | Water Heating | Natural Gas | Water Heater | E4 | Instantaneous TE 0.94 | 85.02% | 0% | 0% | 0.17262 | 0 | 0 | 0 | 15 | 25 | 2019 | 2045 | 100% | 0 | 0 | 0% | Normal | 0% | 0.15544 | 0 | 0 | 1 kBtu/hr | 10000 | 0 | 0.0044948 | 31.8529 | 35.6404 | 0 | 0 | 0 | 2012 | 1.0776 | DHW_WH-Water Heating-NMTRM-2016-9 | DHW_WH-Water Heating-NMTRM-2016-9 | DHW_WH-Water Heating-NMTRM-2016-9 | 1 | kBtu/hr | 0.0044948 | Commercial_Office (ID)_New_Water Heating_Water Heater_Instantaneous TE 0.94
Commercial_Office (ID)_New_Water Heating_Natural Gas_Water Heater_E5 | Commercial | Office (ID) | New | Water Heating | Natural Gas | Water Heater | E5 | Gas-Fired Absorption HPWH | 53.33% | 0% | 0% | 0.29341 | 0 | 0 | 0 | 10 | 16 | 2019 | 2045 | 100% | 0 | 0 | 0% | Normal | 0% | 0.097513 | 0 | 0 | 1 kBtu/hr | 10000 | 0 | 0.0044948 | 19.9824 | 62.6566 | 0 | 0 | 0 | 2014 | 1.0418 | DHW_WH-Water Heating-DOE-2014-1 | DHW_WH-Water Heating-DOE-2014-1 | DHW_WH-Water Heating-DOE-2014-1 | 1 | kBtu/hr | 0.0044948 | Commercial_Office (ID)_New_Water Heating_Water Heater_Gas-Fired Absorption HPWH
Commercial_Office (ID)_New_Water Heating_Natural Gas_Water Heater_E6 | Commercial | Office (ID) | New | Water Heating | Natural Gas | Water Heater | E6 |  | 0% | 0% | 0% | 0 | 0 | 0 | 0 | 0 | 0 | 0 | 0 | 0% | 0 | 0 | 0% | Normal | 0% | 0 | 0 | 0 | [17 empty] | Commercial_Office (ID)_New_Water Heating_Water Heater_
Commercial_Office (ID)_New_Water Heating_Natural Gas_Water Heater_E7 | Commercial | Office (ID) | New | Water Heating | Natural Gas | Water Heater | E7 |  | 0% | 0% | 0% | 0 | 0 | 0 | 0 | 0 | 0 | 0 | 0 | 0% | 0 | 0 | 0% | Normal | 0% | 0 | 0 | 0 | [17 empty] | Commercial_Office (ID)_New_Water Heating_Water Heater_
Commercial_Office (ID)_New_Water Heating_Natural Gas_Water Heater_E8 | Commercial | Office (ID) | New | Water Heating | Natural Gas | Water Heater | E8 |  | 0% | 0% | 0% | 0 | 0 | 0 | 0 | 0 | 0 | 0 | 0 | 0% | 0 | 0 | 0% | Normal | 0% | 0 | 0 | 0 | [17 empty] | Commercial_Office (ID)_New_Water Heating_Water Heater_
Commercial_Office (ID)_New_Water Heating_Natural Gas_Water Heater_E9 | Commercial | Office (ID) | New | Water Heating | Natural Gas | Water Heater | E9 |  | 0% | 0% | 0% | 0 | 0 | 0 | 0 | 0 | 0 | 0 | 0 | 0% | 0 | 0 | 0% | Normal | 0% | 0 | 0 | 0 | [17 empty] | Commercial_Office (ID)_New_Water Heating_Water Heater_
Commercial_Office (ID)_New_Water Heating_Natural Gas_Water Heater_E10 | Commercial | Office (ID) | New | Water Heating | Natural Gas | Water Heater | E10 |  | 0% | 0% | 0% | 0 | 0 | 0 | 0 | 0 | 0 | 0 | 0 | 0% | 0 | 0 | 0% | Normal | 0% | 0 | 0 | 0 | [17 empty] | Commercial_Office (ID)_New_Water Heating_Water Heater_
Commercial_Office (ID)_New_Food Preparation_Natural Gas_Oven_E1 | Commercial | Office (ID) | New | Food Preparation | Natural Gas | Oven | E1 | Standard | 100% | 0% | 0% | 0.00015688 | 0 | 0 | 0 | 8 | 12 | 2019 | 2045 | 100% | 0 | 0 | 0% | Normal | 0% | 0.040045 | 0 | 0 | 1 unit | 10000 | 0 | 3.0185e-07 | 1050.946 | 490.1 | 0 | 0 | 0 | 2013 | 1.0605 | COOK_OVN-Food Preparation-AEO17-3 | COOK_OVN-Food Preparation-AEO17-3 | COOK_OVN-Food Preparation-ILTRM-v5.0-23 | 1 | unit | 3.0185e-07 | Commercial_Office (ID)_New_Food Preparation_Oven_Standard
Commercial_Office (ID)_New_Food Preparation_Natural Gas_Oven_E2 | Commercial | Office (ID) | New | Food Preparation | Natural Gas | Oven | E2 | ENERGY STAR (>42% Baking Efficiency) | 71.01% | 0% | 0% | 0.00021377 | 0 | 0 | 0 | 8 | 12 | 2019 | 2045 | 100% | 0 | 0 | 0% | Normal | 0% | 0.028436 | 0 | 0 | 1 unit | 10000 | 0 | 3.0185e-07 | 746.2722 | 667.81 | 0 | 0 | 0 | 2013 | 1.0605 | COOK_OVN-Food Preparation-AEO17-3 | COOK_OVN-Food Preparation-AEO17-3 | COOK_OVN-Food Preparation-ILTRM-v5.0-23 | 1 | unit | 3.0185e-07 | Commercial_Office (ID)_New_Food Preparation_Oven_ENERGY STAR (>42% Baking Efficiency)
Commercial_Office (ID)_New_Food Preparation_Natural Gas_Oven_E3 | Commercial | Office (ID) | New | Food Preparation | Natural Gas | Oven | E3 |  | 0% | 0% | 0% | 0 | 0 | 0 | 0 | 0 | 0 | 0 | 0 | 0% | 0 | 0 | 0% | Normal | 0% | 0 | 0 | 0 | [17 empty] | Commercial_Office (ID)_New_Food Preparation_Oven_
Commercial_Office (ID)_New_Food Preparation_Natural Gas_Oven_E4 | Commercial | Office (ID) | New | Food Preparation | Natural Gas | Oven | E4 |  | 0% | 0% | 0% | 0 | 0 | 0 | 0 | 0 | 0 | 0 | 0 | 0% | 0 | 0 | 0% | Normal | 0% | 0 | 0 | 0 | [17 empty] | Commercial_Office (ID)_New_Food Preparation_Oven_
Commercial_Office (ID)_New_Food Preparation_Natural Gas_Oven_E5 | Commercial | Office (ID) | New | Food Preparation | Natural Gas | Oven | E5 |  | 0% | 0% | 0% | 0 | 0 | 0 | 0 | 0 | 0 | 0 | 0 | 0% | 0 | 0 | 0% | Normal | 0% | 0 | 0 | 0 | [17 empty] | Commercial_Office (ID)_New_Food Preparation_Oven_
Commercial_Office (ID)_New_Food Preparation_Natural Gas_Oven_E6 | Commercial | Office (ID) | New | Food Preparation | Natural Gas | Oven | E6 |  | 0% | 0% | 0% | 0 | 0 | 0 | 0 | 0 | 0 | 0 | 0 | 0% | 0 | 0 | 0% | Normal | 0% | 0 | 0 | 0 | [17 empty] | Commercial_Office (ID)_New_Food Preparation_Oven_
Commercial_Office (ID)_New_Food Preparation_Natural Gas_Oven_E7 | Commercial | Office (ID) | New | Food Preparation | Natural Gas | Oven | E7 |  | 0% | 0% | 0% | 0 | 0 | 0 | 0 | 0 | 0 | 0 | 0 | 0% | 0 | 0 | 0% | Normal | 0% | 0 | 0 | 0 | [17 empty] | Commercial_Office (ID)_New_Food Preparation_Oven_
Commercial_Office (ID)_New_Food Preparation_Natural Gas_Oven_E8 | Commercial | Office (ID) | New | Food Preparation | Natural Gas | Oven | E8 |  | 0% | 0% | 0% | 0 | 0 | 0 | 0 | 0 | 0 | 0 | 0 | 0% | 0 | 0 | 0% | Normal | 0% | 0 | 0 | 0 | [17 empty] | Commercial_Office (ID)_New_Food Preparation_Oven_
Commercial_Office (ID)_New_Food Preparation_Natural Gas_Oven_E9 | Commercial | Office (ID) | New | Food Preparation | Natural Gas | Oven | E9 |  | 0% | 0% | 0% | 0 | 0 | 0 | 0 | 0 | 0 | 0 | 0 | 0% | 0 | 0 | 0% | Normal | 0% | 0 | 0 | 0 | [17 empty] | Commercial_Office (ID)_New_Food Preparation_Oven_
Commercial_Office (ID)_New_Food Preparation_Natural Gas_Oven_E10 | Commercial | Office (ID) | New | Food Preparation | Natural Gas | Oven | E10 |  | 0% | 0% | 0% | 0 | 0 | 0 | 0 | 0 | 0 | 0 | 0 | 0% | 0 | 0 | 0% | Normal | 0% | 0 | 0 | 0 | [17 empty] | Commercial_Office (ID)_New_Food Preparation_Oven_
Commercial_Office (ID)_New_Food Preparation_Natural Gas_Conveyor Oven_E1 | Commercial | Office (ID) | New | Food Preparation | Natural Gas | Conveyor Oven | E1 | Standard | 100% | 0% | 0% | 0.00012659 | 0 | 0 | 0 | 15 | 19 | 2019 | 2045 | 100% | 0 | 0 | 0% | Normal | 0% | 0.064627 | 0 | 0 | 1 unit | 10000 | 0 | 7.1683e-08 | 3571 | 1665.3064 | 0 | 0 | 0 | 2013 | 1.0605 | COOK_OVN-Food Preparation-ILTRM-v5.0-24 | COOK_OVN-Food Preparation-AEO17-3 | https://fishnick.com/saveenergy/tools/calculators/gconvovencalc.php | 1 | unit | 7.1683e-08 | Commercial_Office (ID)_New_Food Preparation_Conveyor Oven_Standard
Commercial_Office (ID)_New_Food Preparation_Natural Gas_Conveyor Oven_E2 | Commercial | Office (ID) | New | Food Preparation | Natural Gas | Conveyor Oven | E2 | ENERGY STAR (>42% Baking Efficiency) | 79.47% | 0% | 0% | 0.0002682 | 0 | 0 | 0 | 15 | 19 | 2019 | 2045 | 100% | 0 | 0 | 0% | Normal | 0% | 0.051361 | 0 | 0 | 1 unit | 10000 | 0 | 7.1683e-08 | 2838 | 3409.1835 | 0 | 0 | 0 | 2011 | 1.0975 | COOK_OVN-Food Preparation-ILTRM-v5.0-24 | COOK_OVN-Food Preparation-ILTRM-v5.0-24 | COOK_OVN-Food Preparation-ILTRM-v5.0-24 | 1 | unit | 7.1683e-08 | Commercial_Office (ID)_New_Food Preparation_Conveyor Oven_ENERGY STAR (>42% Baking Efficiency)
Commercial_Office (ID)_New_Food Preparation_Natural Gas_Conveyor Oven_E3 | Commercial | Office (ID) | New | Food Preparation | Natural Gas | Conveyor Oven | E3 |  | 0% | 0% | 0% | 0 | 0 | 0 | 0 | 0 | 0 | 0 | 0 | 0% | 0 | 0 | 0% | Normal | 0% | 0 | 0 | 0 | [17 empty] | Commercial_Office (ID)_New_Food Preparation_Conveyor Oven_
Commercial_Office (ID)_New_Food Preparation_Natural Gas_Conveyor Oven_E4 | Commercial | Office (ID) | New | Food Preparation | Natural Gas | Conveyor Oven | E4 |  | 0% | 0% | 0% | 0 | 0 | 0 | 0 | 0 | 0 | 0 | 0 | 0% | 0 | 0 | 0% | Normal | 0% | 0 | 0 | 0 | [17 empty] | Commercial_Office (ID)_New_Food Preparation_Conveyor Oven_
Commercial_Office (ID)_New_Food Preparation_Natural Gas_Conveyor Oven_E5 | Commercial | Office (ID) | New | Food Preparation | Natural Gas | Conveyor Oven | E5 |  | 0% | 0% | 0% | 0 | 0 | 0 | 0 | 0 | 0 | 0 | 0 | 0% | 0 | 0 | 0% | Normal | 0% | 0 | 0 | 0 | [17 empty] | Commercial_Office (ID)_New_Food Preparation_Conveyor Oven_
Commercial_Office (ID)_New_Food Preparation_Natural Gas_Conveyor Oven_E6 | Commercial | Office (ID) | New | Food Preparation | Natural Gas | Conveyor Oven | E6 |  | 0% | 0% | 0% | 0 | 0 | 0 | 0 | 0 | 0 | 0 | 0 | 0% | 0 | 0 | 0% | Normal | 0% | 0 | 0 | 0 | [17 empty] | Commercial_Office (ID)_New_Food Preparation_Conveyor Oven_
Commercial_Office (ID)_New_Food Preparation_Natural Gas_Conveyor Oven_E7 | Commercial | Office (ID) | New | Food Preparation | Natural Gas | Conveyor Oven | E7 |  | 0% | 0% | 0% | 0 | 0 | 0 | 0 | 0 | 0 | 0 | 0 | 0% | 0 | 0 | 0% | Normal | 0% | 0 | 0 | 0 | [17 empty] | Commercial_Office (ID)_New_Food Preparation_Conveyor Oven_
Commercial_Office (ID)_New_Food Preparation_Natural Gas_Conveyor Oven_E8 | Commercial | Office (ID) | New | Food Preparation | Natural Gas | Conveyor Oven | E8 |  | 0% | 0% | 0% | 0 | 0 | 0 | 0 | 0 | 0 | 0 | 0 | 0% | 0 | 0 | 0% | Normal | 0% | 0 | 0 | 0 | [17 empty] | Commercial_Office (ID)_New_Food Preparation_Conveyor Oven_
Commercial_Office (ID)_New_Food Preparation_Natural Gas_Conveyor Oven_E9 | Commercial | Office (ID) | New | Food Preparation | Natural Gas | Conveyor Oven | E9 |  | 0% | 0% | 0% | 0 | 0 | 0 | 0 | 0 | 0 | 0 | 0 | 0% | 0 | 0 | 0% | Normal | 0% | 0 | 0 | 0 | [17 empty] | Commercial_Office (ID)_New_Food Preparation_Conveyor Oven_
Commercial_Office (ID)_New_Food Preparation_Natural Gas_Conveyor Oven_E10 | Commercial | Office (ID) | New | Food Preparation | Natural Gas | Conveyor Oven | E10 |  | 0% | 0% | 0% | 0 | 0 | 0 | 0 | 0 | 0 | 0 | 0 | 0% | 0 | 0 | 0% | Normal | 0% | 0 | 0 | 0 | [17 empty] | Commercial_Office (ID)_New_Food Preparation_Conveyor Oven_
Commercial_Office (ID)_New_Food Preparation_Natural Gas_Double Rack Oven_E1 | Commercial | Office (ID) | New | Food Preparation | Natural Gas | Double Rack Oven | E1 | Standard | 100% | 0% | 0% | 0.00021795 | 0 | 0 | 0 | 8 | 16 | 2019 | 2045 | 100% | 0 | 0 | 0% | Normal | 0% | 0.11127 | 0 | 0 | 1 unit | 10000 | 0 | 8.1238e-08 | 5425 | 2529.904 | 0 | 0 | 0 | 2013 | 1.0605 | COOK_OVN-Food Preparation-ILTRM-v5.0-25 | COOK_OVN-Food Preparation-ILTRM-v5.0-25 | https://fishnick.com/saveenergy/tools/calculators/grackovencalc.php | 1 | unit | 8.1238e-08 | Commercial_Office (ID)_New_Food Preparation_Double Rack Oven_Standard
Commercial_Office (ID)_New_Food Preparation_Natural Gas_Double Rack Oven_E2 | Commercial | Office (ID) | New | Food Preparation | Natural Gas | Double Rack Oven | E2 | FTSC Qualified (>50% Cooking Efficiency) | 61.95% | 0% | 0% | 0.00098879 | 0 | 0 | 0 | 8 | 16 | 2019 | 2045 | 100% | 0 | 0 | 0% | Normal | 0% | 0.068933 | 0 | 0 | 1 unit | 10000 | 0 | 8.1238e-08 | 3361 | 11090.6431 | 0 | 0 | 0 | 2011 | 1.0975 | COOK_OVN-Food Preparation-ILTRM-v5.0-25 | COOK_OVN-Food Preparation-ILTRM-v5.0-25 | COOK_OVN-Food Preparation-ILTRM-v5.0-25 | 1 | unit | 8.1238e-08 | Commercial_Office (ID)_New_Food Preparation_Double Rack Oven_FTSC Qualified (>50% Cooking Efficiency)
Commercial_Office (ID)_New_Food Preparation_Natural Gas_Double Rack Oven_E3 | Commercial | Office (ID) | New | Food Preparation | Natural Gas | Double Rack Oven | E3 |  | 0% | 0% | 0% | 0 | 0 | 0 | 0 | 0 | 0 | 0 | 0 | 0% | 0 | 0 | 0% | Normal | 0% | 0 | 0 | 0 | [17 empty] | Commercial_Office (ID)_New_Food Preparation_Double Rack Oven_
Commercial_Office (ID)_New_Food Preparation_Natural Gas_Double Rack Oven_E4 | Commercial | Office (ID) | New | Food Preparation | Natural Gas | Double Rack Oven | E4 |  | 0% | 0% | 0% | 0 | 0 | 0 | 0 | 0 | 0 | 0 | 0 | 0% | 0 | 0 | 0% | Normal | 0% | 0 | 0 | 0 | [17 empty] | Commercial_Office (ID)_New_Food Preparation_Double Rack Oven_
Commercial_Office (ID)_New_Food Preparation_Natural Gas_Double Rack Oven_E5 | Commercial | Office (ID) | New | Food Preparation | Natural Gas | Double Rack Oven | E5 |  | 0% | 0% | 0% | 0 | 0 | 0 | 0 | 0 | 0 | 0 | 0 | 0% | 0 | 0 | 0% | Normal | 0% | 0 | 0 | 0 | [17 empty] | Commercial_Office (ID)_New_Food Preparation_Double Rack Oven_
Commercial_Office (ID)_New_Food Preparation_Natural Gas_Double Rack Oven_E6 | Commercial | Office (ID) | New | Food Preparation | Natural Gas | Double Rack Oven | E6 |  | 0% | 0% | 0% | 0 | 0 | 0 | 0 | 0 | 0 | 0 | 0 | 0% | 0 | 0 | 0% | Normal | 0% | 0 | 0 | 0 | [17 empty] | Commercial_Office (ID)_New_Food Preparation_Double Rack Oven_
Commercial_Office (ID)_New_Food Preparation_Natural Gas_Double Rack Oven_E7 | Commercial | Office (ID) | New | Food Preparation | Natural Gas | Double Rack Oven | E7 |  | 0% | 0% | 0% | 0 | 0 | 0 | 0 | 0 | 0 | 0 | 0 | 0% | 0 | 0 | 0% | Normal | 0% | 0 | 0 | 0 | [17 empty] | Commercial_Office (ID)_New_Food Preparation_Double Rack Oven_
Commercial_Office (ID)_New_Food Preparation_Natural Gas_Double Rack Oven_E8 | Commercial | Office (ID) | New | Food Preparation | Natural Gas | Double Rack Oven | E8 |  | 0% | 0% | 0% | 0 | 0 | 0 | 0 | 0 | 0 | 0 | 0 | 0% | 0 | 0 | 0% | Normal | 0% | 0 | 0 | 0 | [17 empty] | Commercial_Office (ID)_New_Food Preparation_Double Rack Oven_
Commercial_Office (ID)_New_Food Preparation_Natural Gas_Double Rack Oven_E9 | Commercial | Office (ID) | New | Food Preparation | Natural Gas | Double Rack Oven | E9 |  | 0% | 0% | 0% | 0 | 0 | 0 | 0 | 0 | 0 | 0 | 0 | 0% | 0 | 0 | 0% | Normal | 0% | 0 | 0 | 0 | [17 empty] | Commercial_Office (ID)_New_Food Preparation_Double Rack Oven_
Commercial_Office (ID)_New_Food Preparation_Natural Gas_Double Rack Oven_E10 | Commercial | Office (ID) | New | Food Preparation | Natural Gas | Double Rack Oven | E10 |  | 0% | 0% | 0% | 0 | 0 | 0 | 0 | 0 | 0 | 0 | 0 | 0% | 0 | 0 | 0% | Normal | 0% | 0 | 0 | 0 | [17 empty] | Commercial_Office (ID)_New_Food Preparation_Double Rack Oven_
Commercial_Office (ID)_New_Food Preparation_Natural Gas_Fryer_E1 | Commercial | Office (ID) | New | Food Preparation | Natural Gas | Fryer | E1 | Standard | 100% | 0% | 0% | 0.0015244 | 0 | 0 | 0 | 10 | 20 | 2019 | 2045 | 100% | 0 | 0 | 0% | Normal | 0% | 0.055943 | 0 | 0 | 1 unit | 10000 | 0 | 5.4436e-07 | 1628.2323 | 2500 | 0 | 0 | 0 | 2010 | 1.1201 | COOK_FRY-Food Preparation-ILTRM-v4.0-1 | Estimate | COOK_FRY-Food Preparation-ILTRM-v4.0-1 | 1 | unit | 5.4436e-07 | Commercial_Office (ID)_New_Food Preparation_Fryer_Standard
Commercial_Office (ID)_New_Food Preparation_Natural Gas_Fryer_E2 | Commercial | Office (ID) | New | Food Preparation | Natural Gas | Fryer | E2 | ENERGY STAR | 68.97% | 0% | 0% | 0.0022561 | 0 | 0 | 0 | 10 | 20 | 2019 | 2045 | 100% | 0 | 0 | 0% | Normal | 0% | 0.038584 | 0 | 0 | 1 unit | 10000 | 0 | 5.4436e-07 | 1122.9977 | 3700 | 0 | 0 | 0 | 2010 | 1.1201 | COOK_FRY-Food Preparation-ILTRM-v4.0-1 | COOK_FRY-Food Preparation-ILTRM-v4.0-1 | COOK_FRY-Food Preparation-ILTRM-v4.0-1 | 1 | unit | 5.4436e-07 | Commercial_Office (ID)_New_Food Preparation_Fryer_ENERGY STAR
Commercial_Office (ID)_New_Food Preparation_Natural Gas_Fryer_E3 | Commercial | Office (ID) | New | Food Preparation | Natural Gas | Fryer | E3 |  | 0% | 0% | 0% | 0 | 0 | 0 | 0 | 0 | 0 | 0 | 0 | 0% | 0 | 0 | 0% | Normal | 0% | 0 | 0 | 0 | [17 empty] | Commercial_Office (ID)_New_Food Preparation_Fryer_
Commercial_Office (ID)_New_Food Preparation_Natural Gas_Fryer_E4 | Commercial | Office (ID) | New | Food Preparation | Natural Gas | Fryer | E4 |  | 0% | 0% | 0% | 0 | 0 | 0 | 0 | 0 | 0 | 0 | 0 | 0% | 0 | 0 | 0% | Normal | 0% | 0 | 0 | 0 | [17 empty] | Commercial_Office (ID)_New_Food Preparation_Fryer_
Commercial_Office (ID)_New_Food Preparation_Natural Gas_Fryer_E5 | Commercial | Office (ID) | New | Food Preparation | Natural Gas | Fryer | E5 |  | 0% | 0% | 0% | 0 | 0 | 0 | 0 | 0 | 0 | 0 | 0 | 0% | 0 | 0 | 0% | Normal | 0% | 0 | 0 | 0 | [17 empty] | Commercial_Office (ID)_New_Food Preparation_Fryer_
Commercial_Office (ID)_New_Food Preparation_Natural Gas_Fryer_E6 | Commercial | Office (ID) | New | Food Preparation | Natural Gas | Fryer | E6 |  | 0% | 0% | 0% | 0 | 0 | 0 | 0 | 0 | 0 | 0 | 0 | 0% | 0 | 0 | 0% | Normal | 0% | 0 | 0 | 0 | [17 empty] | Commercial_Office (ID)_New_Food Preparation_Fryer_
Commercial_Office (ID)_New_Food Preparation_Natural Gas_Fryer_E7 | Commercial | Office (ID) | New | Food Preparation | Natural Gas | Fryer | E7 |  | 0% | 0% | 0% | 0 | 0 | 0 | 0 | 0 | 0 | 0 | 0 | 0% | 0 | 0 | 0% | Normal | 0% | 0 | 0 | 0 | [17 empty] | Commercial_Office (ID)_New_Food Preparation_Fryer_
Commercial_Office (ID)_New_Food Preparation_Natural Gas_Fryer_E8 | Commercial | Office (ID) | New | Food Preparation | Natural Gas | Fryer | E8 |  | 0% | 0% | 0% | 0 | 0 | 0 | 0 | 0 | 0 | 0 | 0 | 0% | 0 | 0 | 0% | Normal | 0% | 0 | 0 | 0 | [17 empty] | Commercial_Office (ID)_New_Food Preparation_Fryer_
Commercial_Office (ID)_New_Food Preparation_Natural Gas_Fryer_E9 | Commercial | Office (ID) | New | Food Preparation | Natural Gas | Fryer | E9 |  | 0% | 0% | 0% | 0 | 0 | 0 | 0 | 0 | 0 | 0 | 0 | 0% | 0 | 0 | 0% | Normal | 0% | 0 | 0 | 0 | [17 empty] | Commercial_Office (ID)_New_Food Preparation_Fryer_
Commercial_Office (ID)_New_Food Preparation_Natural Gas_Fryer_E10 | Commercial | Office (ID) | New | Food Preparation | Natural Gas | Fryer | E10 |  | 0% | 0% | 0% | 0 | 0 | 0 | 0 | 0 | 0 | 0 | 0 | 0% | 0 | 0 | 0% | Normal | 0% | 0 | 0 | 0 | [17 empty] | Commercial_Office (ID)_New_Food Preparation_Fryer_
Commercial_Office (ID)_New_Food Preparation_Natural Gas_Broiler_E1 | Commercial | Office (ID) | New | Food Preparation | Natural Gas | Broiler | E1 | Standard | 100% | 0% | 0% | 0.096485 | 0 | 0 | 0 | 8 | 16 | 2019 | 2045 | 100% | 0 | 0 | 0% | Normal | 0% | 0.057146 | 0 | 0 | 1 unit | 10000 | 0 | 3.5167e-05 | 1625 | 2500 | 0 | 0 | 0 | 2011 | 1.0975 | COOK_BRL-Food Preparation-ILTRM-v4.0-2 | Estimate | COOK_BRL-Food Preparation-ILTRM-v4.0-2 | 1 | unit | 3.5167e-05 | Commercial_Office (ID)_New_Food Preparation_Broiler_Standard
Commercial_Office (ID)_New_Food Preparation_Natural Gas_Broiler_E2 | Commercial | Office (ID) | New | Food Preparation | Natural Gas | Broiler | E2 | Infrared Burners | 85.29% | 0% | 0% | 0.13508 | 0 | 0 | 0 | 8 | 16 | 2019 | 2045 | 100% | 0 | 0 | 0% | Normal | 0% | 0.048741 | 0 | 0 | 1 unit | 10000 | 0 | 3.5167e-05 | 1386 | 3500 | 0 | 0 | 0 | 2011 | 1.0975 | COOK_BRL-Food Preparation-ILTRM-v4.0-2 | COOK_BRL-Food Preparation-ILTRM-v4.0-2 | COOK_BRL-Food Preparation-ILTRM-v4.0-2 | 1 | unit | 3.5167e-05 | Commercial_Office (ID)_New_Food Preparation_Broiler_Infrared Burners
Commercial_Office (ID)_New_Food Preparation_Natural Gas_Broiler_E3 | Commercial | Office (ID) | New | Food Preparation | Natural Gas | Broiler | E3 |  | 0% | 0% | 0% | 0 | 0 | 0 | 0 | 0 | 0 | 0 | 0 | 0% | 0 | 0 | 0% | Normal | 0% | 0 | 0 | 0 | [17 empty] | Commercial_Office (ID)_New_Food Preparation_Broiler_
Commercial_Office (ID)_New_Food Preparation_Natural Gas_Broiler_E4 | Commercial | Office (ID) | New | Food Preparation | Natural Gas | Broiler | E4 |  | 0% | 0% | 0% | 0 | 0 | 0 | 0 | 0 | 0 | 0 | 0 | 0% | 0 | 0 | 0% | Normal | 0% | 0 | 0 | 0 | [17 empty] | Commercial_Office (ID)_New_Food Preparation_Broiler_
Commercial_Office (ID)_New_Food Preparation_Natural Gas_Broiler_E5 | Commercial | Office (ID) | New | Food Preparation | Natural Gas | Broiler | E5 |  | 0% | 0% | 0% | 0 | 0 | 0 | 0 | 0 | 0 | 0 | 0 | 0% | 0 | 0 | 0% | Normal | 0% | 0 | 0 | 0 | [17 empty] | Commercial_Office (ID)_New_Food Preparation_Broiler_
Commercial_Office (ID)_New_Food Preparation_Natural Gas_Broiler_E6 | Commercial | Office (ID) | New | Food Preparation | Natural Gas | Broiler | E6 |  | 0% | 0% | 0% | 0 | 0 | 0 | 0 | 0 | 0 | 0 | 0 | 0% | 0 | 0 | 0% | Normal | 0% | 0 | 0 | 0 | [17 empty] | Commercial_Office (ID)_New_Food Preparation_Broiler_
Commercial_Office (ID)_New_Food Preparation_Natural Gas_Broiler_E7 | Commercial | Office (ID) | New | Food Preparation | Natural Gas | Broiler | E7 |  | 0% | 0% | 0% | 0 | 0 | 0 | 0 | 0 | 0 | 0 | 0 | 0% | 0 | 0 | 0% | Normal | 0% | 0 | 0 | 0 | [17 empty] | Commercial_Office (ID)_New_Food Preparation_Broiler_
Commercial_Office (ID)_New_Food Preparation_Natural Gas_Broiler_E8 | Commercial | Office (ID) | New | Food Preparation | Natural Gas | Broiler | E8 |  | 0% | 0% | 0% | 0 | 0 | 0 | 0 | 0 | 0 | 0 | 0 | 0% | 0 | 0 | 0% | Normal | 0% | 0 | 0 | 0 | [17 empty] | Commercial_Office (ID)_New_Food Preparation_Broiler_
Commercial_Office (ID)_New_Food Preparation_Natural Gas_Broiler_E9 | Commercial | Office (ID) | New | Food Preparation | Natural Gas | Broiler | E9 |  | 0% | 0% | 0% | 0 | 0 | 0 | 0 | 0 | 0 | 0 | 0 | 0% | 0 | 0 | 0% | Normal | 0% | 0 | 0 | 0 | [17 empty] | Commercial_Office (ID)_New_Food Preparation_Broiler_
Commercial_Office (ID)_New_Food Preparation_Natural Gas_Broiler_E10 | Commercial | Office (ID) | New | Food Preparation | Natural Gas | Broiler | E10 |  | 0% | 0% | 0% | 0 | 0 | 0 | 0 | 0 | 0 | 0 | 0 | 0% | 0 | 0 | 0% | Normal | 0% | 0 | 0 | 0 | [17 empty] | Commercial_Office (ID)_New_Food Preparation_Broiler_
Commercial_Office (ID)_New_Food Preparation_Natural Gas_Griddle_E1 | Commercial | Office (ID) | New | Food Preparation | Natural Gas | Griddle | E1 | Standard | 100% | 0% | 0% | 0.0028317 | 0 | 0 | 0 | 8 | 16 | 2019 | 2045 | 100% | 0 | 0 | 0% | Normal | 0% | 0.039714 | 0 | 0 | 1 unit | 10000 | 0 | 5.1849e-07 | 1213.5601 | 5150 | 0 | 0 | 0 | 2013 | 1.0605 | COOK_GRD-Food Preparation-ILTRM-v5.0-1 | COOK_GRD-Food Preparation-EIA14-2014 Ref. Case-5 | COOK_GRD-Food Preparation-ILTRM-v5.0-1 | 1 | unit | 5.1849e-07 | Commercial_Office (ID)_New_Food Preparation_Griddle_Standard
Commercial_Office (ID)_New_Food Preparation_Natural Gas_Griddle_E2 | Commercial | Office (ID) | New | Food Preparation | Natural Gas | Griddle | E2 | ENERGY STAR | 87.77% | 0% | 0% | 0.0030297 | 0 | 0 | 0 | 8 | 16 | 2019 | 2045 | 100% | 0 | 0 | 0% | Normal | 0% | 0.034858 | 0 | 0 | 1 unit | 10000 | 0 | 5.1849e-07 | 1065.1506 | 5510 | 0 | 0 | 0 | 2013 | 1.0605 | COOK_GRD-Food Preparation-ILTRM-v5.0-1 | COOK_GRD-Food Preparation-EIA14-2014 Ref. Case-5 | COOK_GRD-Food Preparation-ILTRM-v5.0-1 | 1 | unit | 5.1849e-07 | Commercial_Office (ID)_New_Food Preparation_Griddle_ENERGY STAR
Commercial_Office (ID)_New_Food Preparation_Natural Gas_Griddle_E3 | Commercial | Office (ID) | New | Food Preparation | Natural Gas | Griddle | E3 |  | 0% | 0% | 0% | 0 | 0 | 0 | 0 | 0 | 0 | 0 | 0 | 0% | 0 | 0 | 0% | Normal | 0% | 0 | 0 | 0 | [17 empty] | Commercial_Office (ID)_New_Food Preparation_Griddle_
Commercial_Office (ID)_New_Food Preparation_Natural Gas_Griddle_E4 | Commercial | Office (ID) | New | Food Preparation | Natural Gas | Griddle | E4 |  | 0% | 0% | 0% | 0 | 0 | 0 | 0 | 0 | 0 | 0 | 0 | 0% | 0 | 0 | 0% | Normal | 0% | 0 | 0 | 0 | [17 empty] | Commercial_Office (ID)_New_Food Preparation_Griddle_
Commercial_Office (ID)_New_Food Preparation_Natural Gas_Griddle_E5 | Commercial | Office (ID) | New | Food Preparation | Natural Gas | Griddle | E5 |  | 0% | 0% | 0% | 0 | 0 | 0 | 0 | 0 | 0 | 0 | 0 | 0% | 0 | 0 | 0% | Normal | 0% | 0 | 0 | 0 | [17 empty] | Commercial_Office (ID)_New_Food Preparation_Griddle_
Commercial_Office (ID)_New_Food Preparation_Natural Gas_Griddle_E6 | Commercial | Office (ID) | New | Food Preparation | Natural Gas | Griddle | E6 |  | 0% | 0% | 0% | 0 | 0 | 0 | 0 | 0 | 0 | 0 | 0 | 0% | 0 | 0 | 0% | Normal | 0% | 0 | 0 | 0 | [17 empty] | Commercial_Office (ID)_New_Food Preparation_Griddle_
Commercial_Office (ID)_New_Food Preparation_Natural Gas_Griddle_E7 | Commercial | Office (ID) | New | Food Preparation | Natural Gas | Griddle | E7 |  | 0% | 0% | 0% | 0 | 0 | 0 | 0 | 0 | 0 | 0 | 0 | 0% | 0 | 0 | 0% | Normal | 0% | 0 | 0 | 0 | [17 empty] | Commercial_Office (ID)_New_Food Preparation_Griddle_
Commercial_Office (ID)_New_Food Preparation_Natural Gas_Griddle_E8 | Commercial | Office (ID) | New | Food Preparation | Natural Gas | Griddle | E8 |  | 0% | 0% | 0% | 0 | 0 | 0 | 0 | 0 | 0 | 0 | 0 | 0% | 0 | 0 | 0% | Normal | 0% | 0 | 0 | 0 | [17 empty] | Commercial_Office (ID)_New_Food Preparation_Griddle_
Commercial_Office (ID)_New_Food Preparation_Natural Gas_Griddle_E9 | Commercial | Office (ID) | New | Food Preparation | Natural Gas | Griddle | E9 |  | 0% | 0% | 0% | 0 | 0 | 0 | 0 | 0 | 0 | 0 | 0 | 0% | 0 | 0 | 0% | Normal | 0% | 0 | 0 | 0 | [17 empty] | Commercial_Office (ID)_New_Food Preparation_Griddle_
Commercial_Office (ID)_New_Food Preparation_Natural Gas_Griddle_E10 | Commercial | Office (ID) | New | Food Preparation | Natural Gas | Griddle | E10 |  | 0% | 0% | 0% | 0 | 0 | 0 | 0 | 0 | 0 | 0 | 0 | 0% | 0 | 0 | 0% | Normal | 0% | 0 | 0 | 0 | [17 empty] | Commercial_Office (ID)_New_Food Preparation_Griddle_
Commercial_Office (ID)_New_Food Preparation_Natural Gas_Range_E1 | Commercial | Office (ID) | New | Food Preparation | Natural Gas | Range | E1 | Standard | 100% | 0% | 0% | 0.0029162 | 0 | 0 | 0 | 8 | 12 | 2019 | 2045 | 100% | 0 | 0 | 0% | Normal | 0% | 0.053678 | 0 | 0 | 1 unit | 10000 | 0 | 5.7854e-07 | 1470 | 4500 | 0 | 0 | 0 | 2010 | 1.1201 | COOK_OVN-Food Preparation-AEO17-1 | Estimate | DOE Commercial R&D 2016 - Table 2-12 | 1 | unit | 5.7854e-07 | Commercial_Office (ID)_New_Food Preparation_Range_Standard
Commercial_Office (ID)_New_Food Preparation_Natural Gas_Range_E2 | Commercial | Office (ID) | New | Food Preparation | Natural Gas | Range | E2 | High Efficiency | 50% | 0% | 0% | 0.0031754 | 0 | 0 | 0 | 8 | 12 | 2019 | 2045 | 100% | 0 | 0 | 0% | Normal | 0% | 0.026839 | 0 | 0 | 1 unit | 10000 | 0 | 5.7854e-07 | 735 | 4900 | 0 | 0 | 0 | 2010 | 1.1201 | COOK_OVN-Food Preparation-AEO17-1 | DOE Commercial R&D 2016 - Table 2-10 | DOE Commercial R&D 2016 - Table 2-18 | 1 | unit | 5.7854e-07 | Commercial_Office (ID)_New_Food Preparation_Range_High Efficiency
Commercial_Office (ID)_New_Food Preparation_Natural Gas_Range_E3 | Commercial | Office (ID) | New | Food Preparation | Natural Gas | Range | E3 |  | 0% | 0% | 0% | 0 | 0 | 0 | 0 | 0 | 0 | 0 | 0 | 0% | 0 | 0 | 0% | Normal | 0% | 0 | 0 | 0 | [17 empty] | Commercial_Office (ID)_New_Food Preparation_Range_
Commercial_Office (ID)_New_Food Preparation_Natural Gas_Range_E4 | Commercial | Office (ID) | New | Food Preparation | Natural Gas | Range | E4 |  | 0% | 0% | 0% | 0 | 0 | 0 | 0 | 0 | 0 | 0 | 0 | 0% | 0 | 0 | 0% | Normal | 0% | 0 | 0 | 0 | [17 empty] | Commercial_Office (ID)_New_Food Preparation_Range_
Commercial_Office (ID)_New_Food Preparation_Natural Gas_Range_E5 | Commercial | Office (ID) | New | Food Preparation | Natural Gas | Range | E5 |  | 0% | 0% | 0% | 0 | 0 | 0 | 0 | 0 | 0 | 0 | 0 | 0% | 0 | 0 | 0% | Normal | 0% | 0 | 0 | 0 | [17 empty] | Commercial_Office (ID)_New_Food Preparation_Range_
Commercial_Office (ID)_New_Food Preparation_Natural Gas_Range_E6 | Commercial | Office (ID) | New | Food Preparation | Natural Gas | Range | E6 |  | 0% | 0% | 0% | 0 | 0 | 0 | 0 | 0 | 0 | 0 | 0 | 0% | 0 | 0 | 0% | Normal | 0% | 0 | 0 | 0 | [17 empty] | Commercial_Office (ID)_New_Food Preparation_Range_
Commercial_Office (ID)_New_Food Preparation_Natural Gas_Range_E7 | Commercial | Office (ID) | New | Food Preparation | Natural Gas | Range | E7 |  | 0% | 0% | 0% | 0 | 0 | 0 | 0 | 0 | 0 | 0 | 0 | 0% | 0 | 0 | 0% | Normal | 0% | 0 | 0 | 0 | [17 empty] | Commercial_Office (ID)_New_Food Preparation_Range_
Commercial_Office (ID)_New_Food Preparation_Natural Gas_Range_E8 | Commercial | Office (ID) | New | Food Preparation | Natural Gas | Range | E8 |  | 0% | 0% | 0% | 0 | 0 | 0 | 0 | 0 | 0 | 0 | 0 | 0% | 0 | 0 | 0% | Normal | 0% | 0 | 0 | 0 | [17 empty] | Commercial_Office (ID)_New_Food Preparation_Range_
Commercial_Office (ID)_New_Food Preparation_Natural Gas_Range_E9 | Commercial | Office (ID) | New | Food Preparation | Natural Gas | Range | E9 |  | 0% | 0% | 0% | 0 | 0 | 0 | 0 | 0 | 0 | 0 | 0 | 0% | 0 | 0 | 0% | Normal | 0% | 0 | 0 | 0 | [17 empty] | Commercial_Office (ID)_New_Food Preparation_Range_
Commercial_Office (ID)_New_Food Preparation_Natural Gas_Range_E10 | Commercial | Office (ID) | New | Food Preparation | Natural Gas | Range | E10 |  | 0% | 0% | 0% | 0 | 0 | 0 | 0 | 0 | 0 | 0 | 0 | 0% | 0 | 0 | 0% | Normal | 0% | 0 | 0 | 0 | [17 empty] | Commercial_Office (ID)_New_Food Preparation_Range_
Commercial_Office (ID)_New_Food Preparation_Natural Gas_Steamer_E1 | Commercial | Office (ID) | New | Food Preparation | Natural Gas | Steamer | E1 | Standard | 100% | 0% | 0% | 0.83663 | 0 | 0 | 0 | 8 | 16 | 2019 | 2045 | 100% | 0 | 0 | 0% | Normal | 0% | 0.07358 | 0 | 0 | 1 unit | 10000 | 0 | 5.9267e-05 | 1241.5036 | 13100 | 0 | 0 | 0 | 2012 | 1.0776 | COOK_STM-Food Preparation-ILTRM-v4.0-32 | DOE Commercial R&D 2016 - Table 2-10 | COOK_STM-Food Preparation-ILTRM-v4.0-32 | 1 | unit | 5.9267e-05 | Commercial_Office (ID)_New_Food Preparation_Steamer_Standard
Commercial_Office (ID)_New_Food Preparation_Natural Gas_Steamer_E2 | Commercial | Office (ID) | New | Food Preparation | Natural Gas | Steamer | E2 | ENERGY STAR | 18.87% | 0% | 0% | 0.90037 | 0 | -0.00016795 | 0 | 8 | 16 | 2019 | 2045 | 100% | 0 | 0 | 0% | Normal | 0% | 0.013883 | 0 | 0 | 1 unit | 10000 | 0 | 5.9267e-05 | 234.2394 | 14098 | 0 | -2.6298 | 0 | 2012 | 1.0776 | COOK_STM-Food Preparation-ILTRM-v4.0-32 | COOK_STM-Food Preparation-ILTRM-v4.0-32 | COOK_STM-Food Preparation-ILTRM-v4.0-32 | 1 | unit | 5.9267e-05 | Commercial_Office (ID)_New_Food Preparation_Steamer_ENERGY STAR
Commercial_Office (ID)_New_Food Preparation_Natural Gas_Steamer_E3 | Commercial | Office (ID) | New | Food Preparation | Natural Gas | Steamer | E3 |  | 0% | 0% | 0% | 0 | 0 | 0 | 0 | 0 | 0 | 0 | 0 | 0% | 0 | 0 | 0% | Normal | 0% | 0 | 0 | 0 | [17 empty] | Commercial_Office (ID)_New_Food Preparation_Steamer_
Commercial_Office (ID)_New_Food Preparation_Natural Gas_Steamer_E4 | Commercial | Office (ID) | New | Food Preparation | Natural Gas | Steamer | E4 |  | 0% | 0% | 0% | 0 | 0 | 0 | 0 | 0 | 0 | 0 | 0 | 0% | 0 | 0 | 0% | Normal | 0% | 0 | 0 | 0 | [17 empty] | Commercial_Office (ID)_New_Food Preparation_Steamer_
Commercial_Office (ID)_New_Food Preparation_Natural Gas_Steamer_E5 | Commercial | Office (ID) | New | Food Preparation | Natural Gas | Steamer | E5 |  | 0% | 0% | 0% | 0 | 0 | 0 | 0 | 0 | 0 | 0 | 0 | 0% | 0 | 0 | 0% | Normal | 0% | 0 | 0 | 0 | [17 empty] | Commercial_Office (ID)_New_Food Preparation_Steamer_
Commercial_Office (ID)_New_Food Preparation_Natural Gas_Steamer_E6 | Commercial | Office (ID) | New | Food Preparation | Natural Gas | Steamer | E6 |  | 0% | 0% | 0% | 0 | 0 | 0 | 0 | 0 | 0 | 0 | 0 | 0% | 0 | 0 | 0% | Normal | 0% | 0 | 0 | 0 | [17 empty] | Commercial_Office (ID)_New_Food Preparation_Steamer_
Commercial_Office (ID)_New_Food Preparation_Natural Gas_Steamer_E7 | Commercial | Office (ID) | New | Food Preparation | Natural Gas | Steamer | E7 |  | 0% | 0% | 0% | 0 | 0 | 0 | 0 | 0 | 0 | 0 | 0 | 0% | 0 | 0 | 0% | Normal | 0% | 0 | 0 | 0 | [17 empty] | Commercial_Office (ID)_New_Food Preparation_Steamer_
Commercial_Office (ID)_New_Food Preparation_Natural Gas_Steamer_E8 | Commercial | Office (ID) | New | Food Preparation | Natural Gas | Steamer | E8 |  | 0% | 0% | 0% | 0 | 0 | 0 | 0 | 0 | 0 | 0 | 0 | 0% | 0 | 0 | 0% | Normal | 0% | 0 | 0 | 0 | [17 empty] | Commercial_Office (ID)_New_Food Preparation_Steamer_
Commercial_Office (ID)_New_Food Preparation_Natural Gas_Steamer_E9 | Commercial | Office (ID) | New | Food Preparation | Natural Gas | Steamer | E9 |  | 0% | 0% | 0% | 0 | 0 | 0 | 0 | 0 | 0 | 0 | 0 | 0% | 0 | 0 | 0% | Normal | 0% | 0 | 0 | 0 | [17 empty] | Commercial_Office (ID)_New_Food Preparation_Steamer_
Commercial_Office (ID)_New_Food Preparation_Natural Gas_Steamer_E10 | Commercial | Office (ID) | New | Food Preparation | Natural Gas | Steamer | E10 |  | 0% | 0% | 0% | 0 | 0 | 0 | 0 | 0 | 0 | 0 | 0 | 0% | 0 | 0 | 0% | Normal | 0% | 0 | 0 | 0 | [17 empty] | Commercial_Office (ID)_New_Food Preparation_Steamer_
Commercial_Office (ID)_New_Food Preparation_Natural Gas_Food Prep Other_E1 | Commercial | Office (ID) | New | Food Preparation | Natural Gas | Food Prep Other | E1 | Standard | 100% | 0% | 0% | 0.013404 | 0 | 0 | 0 | 8 | 12 | 2019 | 2045 | 100% | 0 | 0 | 0% | Normal | 0% | 0.01703 | 0 | 0 | 1 unit | 10000 | 0 | 1.1966e-05 | 1423.18 | 1000 | 0 | 0 | 0 | 2010 | 1.1201 | Default | Default | Default | 1 | unit | 1.1966e-05 | Commercial_Office (ID)_New_Food Preparation_Food Prep Other_Standard
Commercial_Office (ID)_New_Food Preparation_Natural Gas_Food Prep Other_E2 | Commercial | Office (ID) | New | Food Preparation | Natural Gas | Food Prep Other | E2 | ENERGY STAR | 72.07% | 0% | 0% | 0.024571 | 0 | 0 | 0 | 8 | 12 | 2019 | 2045 | 100% | 0 | 0 | 0% | Normal | 0% | 0.012273 | 0 | 0 | 1 unit | 10000 | 0 | 1.1966e-05 | 1025.646 | 1833.1988 | 0 | 0 | 0 | 2010 | 1.1201 | N/A | N/A | N/A | 1 | unit | 1.1966e-05 | Commercial_Office (ID)_New_Food Preparation_Food Prep Other_ENERGY STAR
Commercial_Office (ID)_New_Food Preparation_Natural Gas_Food Prep Other_E3 | Commercial | Office (ID) | New | Food Preparation | Natural Gas | Food Prep Other | E3 |  | 0% | 0% | 0% | 0 | 0 | 0 | 0 | 0 | 0 | 0 | 0 | 0% | 0 | 0 | 0% | Normal | 0% | 0 | 0 | 0 | [17 empty] | Commercial_Office (ID)_New_Food Preparation_Food Prep Other_
Commercial_Office (ID)_New_Food Preparation_Natural Gas_Food Prep Other_E4 | Commercial | Office (ID) | New | Food Preparation | Natural Gas | Food Prep Other | E4 |  | 0% | 0% | 0% | 0 | 0 | 0 | 0 | 0 | 0 | 0 | 0 | 0% | 0 | 0 | 0% | Normal | 0% | 0 | 0 | 0 | [17 empty] | Commercial_Office (ID)_New_Food Preparation_Food Prep Other_
Commercial_Office (ID)_New_Food Preparation_Natural Gas_Food Prep Other_E5 | Commercial | Office (ID) | New | Food Preparation | Natural Gas | Food Prep Other | E5 |  | 0% | 0% | 0% | 0 | 0 | 0 | 0 | 0 | 0 | 0 | 0 | 0% | 0 | 0 | 0% | Normal | 0% | 0 | 0 | 0 | [17 empty] | Commercial_Office (ID)_New_Food Preparation_Food Prep Other_
Commercial_Office (ID)_New_Food Preparation_Natural Gas_Food Prep Other_E6 | Commercial | Office (ID) | New | Food Preparation | Natural Gas | Food Prep Other | E6 |  | 0% | 0% | 0% | 0 | 0 | 0 | 0 | 0 | 0 | 0 | 0 | 0% | 0 | 0 | 0% | Normal | 0% | 0 | 0 | 0 | [17 empty] | Commercial_Office (ID)_New_Food Preparation_Food Prep Other_
Commercial_Office (ID)_New_Food Preparation_Natural Gas_Food Prep Other_E7 | Commercial | Office (ID) | New | Food Preparation | Natural Gas | Food Prep Other | E7 |  | 0% | 0% | 0% | 0 | 0 | 0 | 0 | 0 | 0 | 0 | 0 | 0% | 0 | 0 | 0% | Normal | 0% | 0 | 0 | 0 | [17 empty] | Commercial_Office (ID)_New_Food Preparation_Food Prep Other_
Commercial_Office (ID)_New_Food Preparation_Natural Gas_Food Prep Other_E8 | Commercial | Office (ID) | New | Food Preparation | Natural Gas | Food Prep Other | E8 |  | 0% | 0% | 0% | 0 | 0 | 0 | 0 | 0 | 0 | 0 | 0 | 0% | 0 | 0 | 0% | Normal | 0% | 0 | 0 | 0 | [17 empty] | Commercial_Office (ID)_New_Food Preparation_Food Prep Other_
Commercial_Office (ID)_New_Food Preparation_Natural Gas_Food Prep Other_E9 | Commercial | Office (ID) | New | Food Preparation | Natural Gas | Food Prep Other | E9 |  | 0% | 0% | 0% | 0 | 0 | 0 | 0 | 0 | 0 | 0 | 0 | 0% | 0 | 0 | 0% | Normal | 0% | 0 | 0 | 0 | [17 empty] | Commercial_Office (ID)_New_Food Preparation_Food Prep Other_
Commercial_Office (ID)_New_Food Preparation_Natural Gas_Food Prep Other_E10 | Commercial | Office (ID) | New | Food Preparation | Natural Gas | Food Prep Other | E10 |  | 0% | 0% | 0% | 0 | 0 | 0 | 0 | 0 | 0 | 0 | 0 | 0% | 0 | 0 | 0% | Normal | 0% | 0 | 0 | 0 | [17 empty] | Commercial_Office (ID)_New_Food Preparation_Food Prep Other_
Commercial_Office (ID)_New_Miscellaneous_Natural Gas_Pool Heater_E1 | Commercial | Office (ID) | New | Miscellaneous | Natural Gas | Pool Heater | E1 | Standard (EF .82) | 100% | 0% | 0% | 0.012823 | 0 | 0 | 0 | 4 | 8 | 2019 | 2045 | 100% | 0 | 0 | 0% | Normal | 0% | 0.010152 | 0 | 0 | 1 unit | 10000 | 0 | 6.8182e-07 | 14890 | 18052 | 0 | 0 | 0 | 2014 | 1.0418 | DOE Commercial R&D 2016 - Table 7-6 | DOE Commercial R&D 2016 - Table 7-7 | DOE Commercial R&D 2016 - Table 7-8 | 1 | unit | 6.8182e-07 | Commercial_Office (ID)_New_Miscellaneous_Pool Heater_Standard (EF .82)
Commercial_Office (ID)_New_Miscellaneous_Natural Gas_Pool Heater_E2 | Commercial | Office (ID) | New | Miscellaneous | Natural Gas | Pool Heater | E2 | Condensing (EF .90) | 85% | 0% | 0% | 0.020996 | 0 | 0 | 0 | 4 | 8 | 2019 | 2045 | 100% | 0 | 0 | 0% | Normal | 0% | 0.0086294 | 0 | 0 | 1 unit | 10000 | 0 | 6.8182e-07 | 12656.5 | 29558 | 0 | 0 | 0 | 2014 | 1.0418 | DOE Commercial R&D 2016 - Table 7-6 | DOE Commercial R&D 2016 - Table 7-7 | DOE Commercial R&D 2016 - Table 7-9 | 1 | unit | 6.8182e-07 | Commercial_Office (ID)_New_Miscellaneous_Pool Heater_Condensing (EF .90)
Commercial_Office (ID)_New_Miscellaneous_Natural Gas_Pool Heater_E3 | Commercial | Office (ID) | New | Miscellaneous | Natural Gas | Pool Heater | E3 |  | 0% | 0% | 0% | 0 | 0 | 0 | 0 | 0 | 0 | 0 | 0 | 0% | 0 | 0 | 0% | Normal | 0% | 0 | 0 | 0 | [17 empty] | Commercial_Office (ID)_New_Miscellaneous_Pool Heater_
Commercial_Office (ID)_New_Miscellaneous_Natural Gas_Pool Heater_E4 | Commercial | Office (ID) | New | Miscellaneous | Natural Gas | Pool Heater | E4 |  | 0% | 0% | 0% | 0 | 0 | 0 | 0 | 0 | 0 | 0 | 0 | 0% | 0 | 0 | 0% | Normal | 0% | 0 | 0 | 0 | [17 empty] | Commercial_Office (ID)_New_Miscellaneous_Pool Heater_
Commercial_Office (ID)_New_Miscellaneous_Natural Gas_Pool Heater_E5 | Commercial | Office (ID) | New | Miscellaneous | Natural Gas | Pool Heater | E5 |  | 0% | 0% | 0% | 0 | 0 | 0 | 0 | 0 | 0 | 0 | 0 | 0% | 0 | 0 | 0% | Normal | 0% | 0 | 0 | 0 | [17 empty] | Commercial_Office (ID)_New_Miscellaneous_Pool Heater_
Commercial_Office (ID)_New_Miscellaneous_Natural Gas_Pool Heater_E6 | Commercial | Office (ID) | New | Miscellaneous | Natural Gas | Pool Heater | E6 |  | 0% | 0% | 0% | 0 | 0 | 0 | 0 | 0 | 0 | 0 | 0 | 0% | 0 | 0 | 0% | Normal | 0% | 0 | 0 | 0 | [17 empty] | Commercial_Office (ID)_New_Miscellaneous_Pool Heater_
Commercial_Office (ID)_New_Miscellaneous_Natural Gas_Pool Heater_E7 | Commercial | Office (ID) | New | Miscellaneous | Natural Gas | Pool Heater | E7 |  | 0% | 0% | 0% | 0 | 0 | 0 | 0 | 0 | 0 | 0 | 0 | 0% | 0 | 0 | 0% | Normal | 0% | 0 | 0 | 0 | [17 empty] | Commercial_Office (ID)_New_Miscellaneous_Pool Heater_
Commercial_Office (ID)_New_Miscellaneous_Natural Gas_Pool Heater_E8 | Commercial | Office (ID) | New | Miscellaneous | Natural Gas | Pool Heater | E8 |  | 0% | 0% | 0% | 0 | 0 | 0 | 0 | 0 | 0 | 0 | 0 | 0% | 0 | 0 | 0% | Normal | 0% | 0 | 0 | 0 | [17 empty] | Commercial_Office (ID)_New_Miscellaneous_Pool Heater_
Commercial_Office (ID)_New_Miscellaneous_Natural Gas_Pool Heater_E9 | Commercial | Office (ID) | New | Miscellaneous | Natural Gas | Pool Heater | E9 |  | 0% | 0% | 0% | 0 | 0 | 0 | 0 | 0 | 0 | 0 | 0 | 0% | 0 | 0 | 0% | Normal | 0% | 0 | 0 | 0 | [17 empty] | Commercial_Office (ID)_New_Miscellaneous_Pool Heater_
Commercial_Office (ID)_New_Miscellaneous_Natural Gas_Pool Heater_E10 | Commercial | Office (ID) | New | Miscellaneous | Natural Gas | Pool Heater | E10 |  | 0% | 0% | 0% | 0 | 0 | 0 | 0 | 0 | 0 | 0 | 0 | 0% | 0 | 0 | 0% | Normal | 0% | 0 | 0 | 0 | [17 empty] | Commercial_Office (ID)_New_Miscellaneous_Pool Heater_
Commercial_Office (ID)_New_Miscellaneous_Natural Gas_Miscellaneous_E1 | Commercial | Office (ID) | New | Miscellaneous | Natural Gas | Miscellaneous | E1 | Standard | 100% | 0% | 0% | 1.0174 | 0 | 0 | 0 | 2 | 8 | 2019 | 2045 | 100% | 0 | 0 | 0% | Normal | 0% | 0.0032869 | 0 | 0 | 1 unit | 10000 | 0 | 1 | 1 | 1 | 0 | 0 | 0 | 2016 | 1.0174 | N/A | N/A | N/A | 1 | unit | 1 | Commercial_Office (ID)_New_Miscellaneous_Miscellaneous_Standard
Commercial_Office (ID)_New_Miscellaneous_Natural Gas_Miscellaneous_E2 | Commercial | Office (ID) | New | Miscellaneous | Natural Gas | Miscellaneous | E2 |  | 0% | 0% | 0% | 0 | 0 | 0 | 0 | 0 | 0 | 0 | 0 | 0% | 0 | 0 | 0% | Normal | 0% | 0 | 0 | 0 | [17 empty] | Commercial_Office (ID)_New_Miscellaneous_Miscellaneous_
Commercial_Office (ID)_New_Miscellaneous_Natural Gas_Miscellaneous_E3 | Commercial | Office (ID) | New | Miscellaneous | Natural Gas | Miscellaneous | E3 |  | 0% | 0% | 0% | 0 | 0 | 0 | 0 | 0 | 0 | 0 | 0 | 0% | 0 | 0 | 0% | Normal | 0% | 0 | 0 | 0 | [17 empty] | Commercial_Office (ID)_New_Miscellaneous_Miscellaneous_
Commercial_Office (ID)_New_Miscellaneous_Natural Gas_Miscellaneous_E4 | Commercial | Office (ID) | New | Miscellaneous | Natural Gas | Miscellaneous | E4 |  | 0% | 0% | 0% | 0 | 0 | 0 | 0 | 0 | 0 | 0 | 0 | 0% | 0 | 0 | 0% | Normal | 0% | 0 | 0 | 0 | [17 empty] | Commercial_Office (ID)_New_Miscellaneous_Miscellaneous_
Commercial_Office (ID)_New_Miscellaneous_Natural Gas_Miscellaneous_E5 | Commercial | Office (ID) | New | Miscellaneous | Natural Gas | Miscellaneous | E5 |  | 0% | 0% | 0% | 0 | 0 | 0 | 0 | 0 | 0 | 0 | 0 | 0% | 0 | 0 | 0% | Normal | 0% | 0 | 0 | 0 | [17 empty] | Commercial_Office (ID)_New_Miscellaneous_Miscellaneous_
Commercial_Office (ID)_New_Miscellaneous_Natural Gas_Miscellaneous_E6 | Commercial | Office (ID) | New | Miscellaneous | Natural Gas | Miscellaneous | E6 |  | 0% | 0% | 0% | 0 | 0 | 0 | 0 | 0 | 0 | 0 | 0 | 0% | 0 | 0 | 0% | Normal | 0% | 0 | 0 | 0 | [17 empty] | Commercial_Office (ID)_New_Miscellaneous_Miscellaneous_
Commercial_Office (ID)_New_Miscellaneous_Natural Gas_Miscellaneous_E7 | Commercial | Office (ID) | New | Miscellaneous | Natural Gas | Miscellaneous | E7 |  | 0% | 0% | 0% | 0 | 0 | 0 | 0 | 0 | 0 | 0 | 0 | 0% | 0 | 0 | 0% | Normal | 0% | 0 | 0 | 0 | [17 empty] | Commercial_Office (ID)_New_Miscellaneous_Miscellaneous_
Commercial_Office (ID)_New_Miscellaneous_Natural Gas_Miscellaneous_E8 | Commercial | Office (ID) | New | Miscellaneous | Natural Gas | Miscellaneous | E8 |  | 0% | 0% | 0% | 0 | 0 | 0 | 0 | 0 | 0 | 0 | 0 | 0% | 0 | 0 | 0% | Normal | 0% | 0 | 0 | 0 | [17 empty] | Commercial_Office (ID)_New_Miscellaneous_Miscellaneous_
Commercial_Office (ID)_New_Miscellaneous_Natural Gas_Miscellaneous_E9 | Commercial | Office (ID) | New | Miscellaneous | Natural Gas | Miscellaneous | E9 |  | 0% | 0% | 0% | 0 | 0 | 0 | 0 | 0 | 0 | 0 | 0 | 0% | 0 | 0 | 0% | Normal | 0% | 0 | 0 | 0 | [17 empty] | Commercial_Office (ID)_New_Miscellaneous_Miscellaneous_
Commercial_Office (ID)_New_Miscellaneous_Natural Gas_Miscellaneous_E10 | Commercial | Office (ID) | New | Miscellaneous | Natural Gas | Miscellaneous | E10 |  | 0% | 0% | 0% | 0 | 0 | 0 | 0 | 0 | 0 | 0 | 0 | 0% | 0 | 0 | 0% | Normal | 0% | 0 | 0 | 0 | [17 empty] | Commercial_Office (ID)_New_Miscellaneous_Miscellaneous_
Commercial_Restaurant (ID)_Existing_Space Heating_Natural Gas_Furnace_E1 | Commercial | Restaurant (ID) | Existing | Space Heating | Natural Gas | Furnace | E1 | AFUE 80% (Standard) | 100% | 0% | 0% | 0.6172 | 0 | 0.058175 | 0 | 10 | 20 | 2019 | 2045 | 100% | 0 | 0 | 0% | Normal | 0% | 0.60663 | 0 | 0 | 400 kBtu/hr | 5500 | 0 | 0.00017143 | 8.8467 | 3395 | 0 | 320 | 0 | 2013 | 1.0605 | GFURN-Heating-EIA14-2014 Ref. Case-2 | GFURN-Heating-EIA14-2014 Ref. Case-2 | AEG BEST | 400 | kBtu/hr | 0.068571 | Commercial_Restaurant (ID)_Existing_Space Heating_Furnace_AFUE 80% (Standard)
Commercial_Restaurant (ID)_Existing_Space Heating_Natural Gas_Furnace_E2 | Commercial | Restaurant (ID) | Existing | Space Heating | Natural Gas | Furnace | E2 | AFUE 90% | 88.88% | 0% | 0% | 0.74991 | 0 | 0.16907 | 0 | 10 | 20 | 2019 | 2045 | 100% | 0 | 0 | 0% | Normal | 0% | 0.53918 | 0 | 0 | 400 kBtu/hr | 5500 | 0 | 0.00017143 | 7.863 | 4125 | 0 | 930 | 0 | 2013 | 1.0605 | GFURN-Heating-EIA14-2014 Ref. Case-3 | GFURN-Heating-EIA14-2014 Ref. Case-3 | AEG BEST | 400 | kBtu/hr | 0.068571 | Commercial_Restaurant (ID)_Existing_Space Heating_Furnace_AFUE 90%
Commercial_Restaurant (ID)_Existing_Space Heating_Natural Gas_Furnace_E3 | Commercial | Restaurant (ID) | Existing | Space Heating | Natural Gas | Furnace | E3 | AFUE 96% | 83.36% | 0% | 0% | 1.4492 | 0 | 0 | 0 | 10 | 20 | 2019 | 2045 | 100% | 0 | 0 | 0% | Normal | 0% | 0.50566 | 0 | 0 | 150 kBtu/hr | 5500 | 0 | 0.00045714 | 7.3742 | 3042.9057 | 0 | 0 | 0 | 2014 | 1.0418 | GFURN-Heating-EIA14-2014 Ref. Case-3 | GFURN-Heating-ILTRM-v5.0-191 | AEG BEST | 150 | kBtu/hr | 0.068571 | Commercial_Restaurant (ID)_Existing_Space Heating_Furnace_AFUE 96%
Commercial_Restaurant (ID)_Existing_Space Heating_Natural Gas_Furnace_E4 | Commercial | Restaurant (ID) | Existing | Space Heating | Natural Gas | Furnace | E4 |  | 0% | 0% | 0% | 0 | 0 | 0 | 0 | 0 | 0 | 0 | 0 | 0% | 0 | 0 | 0% | Normal | 0% | 0 | 0 | 0 | [17 empty] | Commercial_Restaurant (ID)_Existing_Space Heating_Furnace_
Commercial_Restaurant (ID)_Existing_Space Heating_Natural Gas_Furnace_E5 | Commercial | Restaurant (ID) | Existing | Space Heating | Natural Gas | Furnace | E5 |  | 0% | 0% | 0% | 0 | 0 | 0 | 0 | 0 | 0 | 0 | 0 | 0% | 0 | 0 | 0% | Normal | 0% | 0 | 0 | 0 | [17 empty] | Commercial_Restaurant (ID)_Existing_Space Heating_Furnace_
Commercial_Restaurant (ID)_Existing_Space Heating_Natural Gas_Furnace_E6 | Commercial | Restaurant (ID) | Existing | Space Heating | Natural Gas | Furnace | E6 |  | 0% | 0% | 0% | 0 | 0 | 0 | 0 | 0 | 0 | 0 | 0 | 0% | 0 | 0 | 0% | Normal | 0% | 0 | 0 | 0 | [17 empty] | Commercial_Restaurant (ID)_Existing_Space Heating_Furnace_
Commercial_Restaurant (ID)_Existing_Space Heating_Natural Gas_Furnace_E7 | Commercial | Restaurant (ID) | Existing | Space Heating | Natural Gas | Furnace | E7 |  | 0% | 0% | 0% | 0 | 0 | 0 | 0 | 0 | 0 | 0 | 0 | 0% | 0 | 0 | 0% | Normal | 0% | 0 | 0 | 0 | [17 empty] | Commercial_Restaurant (ID)_Existing_Space Heating_Furnace_
Commercial_Restaurant (ID)_Existing_Space Heating_Natural Gas_Furnace_E8 | Commercial | Restaurant (ID) | Existing | Space Heating | Natural Gas | Furnace | E8 |  | 0% | 0% | 0% | 0 | 0 | 0 | 0 | 0 | 0 | 0 | 0 | 0% | 0 | 0 | 0% | Normal | 0% | 0 | 0 | 0 | [17 empty] | Commercial_Restaurant (ID)_Existing_Space Heating_Furnace_
Commercial_Restaurant (ID)_Existing_Space Heating_Natural Gas_Furnace_E9 | Commercial | Restaurant (ID) | Existing | Space Heating | Natural Gas | Furnace | E9 |  | 0% | 0% | 0% | 0 | 0 | 0 | 0 | 0 | 0 | 0 | 0 | 0% | 0 | 0 | 0% | Normal | 0% | 0 | 0 | 0 | [17 empty] | Commercial_Restaurant (ID)_Existing_Space Heating_Furnace_
Commercial_Restaurant (ID)_Existing_Space Heating_Natural Gas_Furnace_E10 | Commercial | Restaurant (ID) | Existing | Space Heating | Natural Gas | Furnace | E10 |  | 0% | 0% | 0% | 0 | 0 | 0 | 0 | 0 | 0 | 0 | 0 | 0% | 0 | 0 | 0% | Normal | 0% | 0 | 0 | 0 | [17 empty] | Commercial_Restaurant (ID)_Existing_Space Heating_Furnace_
Commercial_Restaurant (ID)_Existing_Space Heating_Natural Gas_Boiler_E1 | Commercial | Restaurant (ID) | Existing | Space Heating | Natural Gas | Boiler | E1 | AFUE 80% (Standard) | 100% | 0% | 0% | 2.3009 | 0 | 0.054539 | 0 | 25 | 35 | 2019 | 2045 | 100% | 0 | 0 | 0% | Normal | 0% | 1.8811 | 0 | 0 | 1 kBtu/hr | 5500 | 0 | 0.068571 | 26.34 | 31.6406 | 0 | 0.75 | 0 | 2013 | 1.0605 | GBLR-Heating-AEO15-3 | GBLR-Heating-AEO15-3 | GBLR-Heating-AEO15-3 | 1 | kBtu/hr | 0.068571 | Commercial_Restaurant (ID)_Existing_Space Heating_Boiler_AFUE 80% (Standard)
Commercial_Restaurant (ID)_Existing_Space Heating_Natural Gas_Boiler_E2 | Commercial | Restaurant (ID) | Existing | Space Heating | Natural Gas | Boiler | E2 | AFUE 85% | 94.12% | 0% | 0% | 2.4703 | 0 | 0.051331 | 0 | 25 | 35 | 2019 | 2045 | 100% | 0 | 0 | 0% | Normal | 0% | 1.7705 | 0 | 0 | 1 kBtu/hr | 5500 | 0 | 0.068571 | 24.7913 | 33.9706 | 0 | 0.70588 | 0 | 2013 | 1.0605 | GBLR-Heating-AEO15-6 | GBLR-Heating-AEO15-6 | GBLR-Heating-AEO15-6 | 1 | kBtu/hr | 0.068571 | Commercial_Restaurant (ID)_Existing_Space Heating_Boiler_AFUE 85%
Commercial_Restaurant (ID)_Existing_Space Heating_Natural Gas_Boiler_E3 | Commercial | Restaurant (ID) | Existing | Space Heating | Natural Gas | Boiler | E3 | AFUE 97% | 82.46% | 0% | 0% | 2.3513 | 0 | 0.044522 | 0 | 25 | 35 | 2019 | 2045 | 100% | 0 | 0 | 0% | Normal | 0% | 1.5512 | 0 | 0 | 1 kBtu/hr | 5500 | 0 | 0.068571 | 21.7213 | 32.3342 | 0 | 0.61224 | 0 | 2013 | 1.0605 | GBLR-Heating-AEO15-7 | GBLR-Heating-AEO15-7 | GBLR-Heating-AEO15-7 | 1 | kBtu/hr | 0.068571 | Commercial_Restaurant (ID)_Existing_Space Heating_Boiler_AFUE 97%
Commercial_Restaurant (ID)_Existing_Space Heating_Natural Gas_Boiler_E4 | Commercial | Restaurant (ID) | Existing | Space Heating | Natural Gas | Boiler | E4 | Convert to NG Air Source Heat Pump | 57.14% | 0% | 0% | 15.8769 | 0 | 0.19392 | 0 | 10 | 20 | 2019 | 2045 | 100% | 0 | 0 | 0% | Normal | 0% | 1.0749 | 0 | 0 | 1 kBtu/hr | 5500 | 0 | 0.068571 | 15.0515 | 218.3333 | 0 | 2.6667 | 0 | 2013 | 1.0605 | HP_GAS-Heating-AEO17-1 | HP_GAS-Heating-AEO17-1 | HP_GAS-Heating-AEO17-1 | 1 | kBtu/hr | 0.068571 | Commercial_Restaurant (ID)_Existing_Space Heating_Boiler_Convert to NG Air Source Heat Pump
Commercial_Restaurant (ID)_Existing_Space Heating_Natural Gas_Boiler_E5 | Commercial | Restaurant (ID) | Existing | Space Heating | Natural Gas | Boiler | E5 |  | 0% | 0% | 0% | 0 | 0 | 0 | 0 | 0 | 0 | 0 | 0 | 0% | 0 | 0 | 0% | Normal | 0% | 0 | 0 | 0 | [17 empty] | Commercial_Restaurant (ID)_Existing_Space Heating_Boiler_
Commercial_Restaurant (ID)_Existing_Space Heating_Natural Gas_Boiler_E6 | Commercial | Restaurant (ID) | Existing | Space Heating | Natural Gas | Boiler | E6 |  | 0% | 0% | 0% | 0 | 0 | 0 | 0 | 0 | 0 | 0 | 0 | 0% | 0 | 0 | 0% | Normal | 0% | 0 | 0 | 0 | [17 empty] | Commercial_Restaurant (ID)_Existing_Space Heating_Boiler_
Commercial_Restaurant (ID)_Existing_Space Heating_Natural Gas_Boiler_E7 | Commercial | Restaurant (ID) | Existing | Space Heating | Natural Gas | Boiler | E7 |  | 0% | 0% | 0% | 0 | 0 | 0 | 0 | 0 | 0 | 0 | 0 | 0% | 0 | 0 | 0% | Normal | 0% | 0 | 0 | 0 | [17 empty] | Commercial_Restaurant (ID)_Existing_Space Heating_Boiler_
Commercial_Restaurant (ID)_Existing_Space Heating_Natural Gas_Boiler_E8 | Commercial | Restaurant (ID) | Existing | Space Heating | Natural Gas | Boiler | E8 |  | 0% | 0% | 0% | 0 | 0 | 0 | 0 | 0 | 0 | 0 | 0 | 0% | 0 | 0 | 0% | Normal | 0% | 0 | 0 | 0 | [17 empty] | Commercial_Restaurant (ID)_Existing_Space Heating_Boiler_
Commercial_Restaurant (ID)_Existing_Space Heating_Natural Gas_Boiler_E9 | Commercial | Restaurant (ID) | Existing | Space Heating | Natural Gas | Boiler | E9 |  | 0% | 0% | 0% | 0 | 0 | 0 | 0 | 0 | 0 | 0 | 0 | 0% | 0 | 0 | 0% | Normal | 0% | 0 | 0 | 0 | [17 empty] | Commercial_Restaurant (ID)_Existing_Space Heating_Boiler_
Commercial_Restaurant (ID)_Existing_Space Heating_Natural Gas_Boiler_E10 | Commercial | Restaurant (ID) | Existing | Space Heating | Natural Gas | Boiler | E10 |  | 0% | 0% | 0% | 0 | 0 | 0 | 0 | 0 | 0 | 0 | 0 | 0% | 0 | 0 | 0% | Normal | 0% | 0 | 0 | 0 | [17 empty] | Commercial_Restaurant (ID)_Existing_Space Heating_Boiler_
Commercial_Restaurant (ID)_Existing_Space Heating_Natural Gas_Unit Heater_E1 | Commercial | Restaurant (ID) | Existing | Space Heating | Natural Gas | Unit Heater | E1 | Standard | 100% | 0% | 0% | 0.001432 | 0 | 0 | 0 | 15 | 25 | 2019 | 2045 | 100% | 0 | 0 | 0% | Normal | 0% | 0.31117 | 0 | 0 | 1 kBtu/Hr | 5500 | 0 | 1.3393e-06 | 2080 | 1051 | 0 | 0 | 0 | 2016 | 1.0174 | UNITHT-Heating-XCELCO-2017-18-3 | UNITHT-Heating-XCELCO-2017-18-3 | UNITHT-Heating-XCELCO-2017-18-3 | 1 | kBtu/Hr | 1.3393e-06 | Commercial_Restaurant (ID)_Existing_Space Heating_Unit Heater_Standard
Commercial_Restaurant (ID)_Existing_Space Heating_Natural Gas_Unit Heater_E2 | Commercial | Restaurant (ID) | Existing | Space Heating | Natural Gas | Unit Heater | E2 | Condensing | 88.94% | 0% | 0% | 0.0031407 | 0 | 0 | 0 | 15 | 25 | 2019 | 2045 | 100% | 0 | 0 | 0% | Normal | 0% | 0.27676 | 0 | 0 | 1 kBtu/Hr | 5500 | 0 | 1.3393e-06 | 1850 | 2305 | 0 | 0 | 0 | 2016 | 1.0174 | UNITHT-Heating-XCELCO-2017-18-3 | UNITHT-Heating-XCELCO-2017-18-3 | UNITHT-Heating-XCELCO-2017-18-3 | 1 | kBtu/Hr | 1.3393e-06 | Commercial_Restaurant (ID)_Existing_Space Heating_Unit Heater_Condensing
Commercial_Restaurant (ID)_Existing_Space Heating_Natural Gas_Unit Heater_E3 | Commercial | Restaurant (ID) | Existing | Space Heating | Natural Gas | Unit Heater | E3 | Infrared Radiant | 88.46% | 0% | 0% | 0.00171 | 0 | 0 | 0 | 10 | 20 | 2019 | 2045 | 100% | 0 | 0 | 0% | Normal | 0% | 0.27527 | 0 | 0 | 1 kBtu/Hr | 5500 | 0 | 1.3393e-06 | 1840 | 1255 | 0 | 0 | 0 | 2016 | 1.0174 | UNITHT-Heating-XCELCO-2017-18-4 | UNITHT-Heating-XCELCO-2017-18-4 | UNITHT-Heating-XCELCO-2017-18-4 | 1 | kBtu/Hr | 1.3393e-06 | Commercial_Restaurant (ID)_Existing_Space Heating_Unit Heater_Infrared Radiant
Commercial_Restaurant (ID)_Existing_Space Heating_Natural Gas_Unit Heater_E4 | Commercial | Restaurant (ID) | Existing | Space Heating | Natural Gas | Unit Heater | E4 |  | 0% | 0% | 0% | 0 | 0 | 0 | 0 | 0 | 0 | 0 | 0 | 0% | 0 | 0 | 0% | Normal | 0% | 0 | 0 | 0 | [17 empty] | Commercial_Restaurant (ID)_Existing_Space Heating_Unit Heater_
Commercial_Restaurant (ID)_Existing_Space Heating_Natural Gas_Unit Heater_E5 | Commercial | Restaurant (ID) | Existing | Space Heating | Natural Gas | Unit Heater | E5 |  | 0% | 0% | 0% | 0 | 0 | 0 | 0 | 0 | 0 | 0 | 0 | 0% | 0 | 0 | 0% | Normal | 0% | 0 | 0 | 0 | [17 empty] | Commercial_Restaurant (ID)_Existing_Space Heating_Unit Heater_
Commercial_Restaurant (ID)_Existing_Space Heating_Natural Gas_Unit Heater_E6 | Commercial | Restaurant (ID) | Existing | Space Heating | Natural Gas | Unit Heater | E6 |  | 0% | 0% | 0% | 0 | 0 | 0 | 0 | 0 | 0 | 0 | 0 | 0% | 0 | 0 | 0% | Normal | 0% | 0 | 0 | 0 | [17 empty] | Commercial_Restaurant (ID)_Existing_Space Heating_Unit Heater_
Commercial_Restaurant (ID)_Existing_Space Heating_Natural Gas_Unit Heater_E7 | Commercial | Restaurant (ID) | Existing | Space Heating | Natural Gas | Unit Heater | E7 |  | 0% | 0% | 0% | 0 | 0 | 0 | 0 | 0 | 0 | 0 | 0 | 0% | 0 | 0 | 0% | Normal | 0% | 0 | 0 | 0 | [17 empty] | Commercial_Restaurant (ID)_Existing_Space Heating_Unit Heater_
Commercial_Restaurant (ID)_Existing_Space Heating_Natural Gas_Unit Heater_E8 | Commercial | Restaurant (ID) | Existing | Space Heating | Natural Gas | Unit Heater | E8 |  | 0% | 0% | 0% | 0 | 0 | 0 | 0 | 0 | 0 | 0 | 0 | 0% | 0 | 0 | 0% | Normal | 0% | 0 | 0 | 0 | [17 empty] | Commercial_Restaurant (ID)_Existing_Space Heating_Unit Heater_
Commercial_Restaurant (ID)_Existing_Space Heating_Natural Gas_Unit Heater_E9 | Commercial | Restaurant (ID) | Existing | Space Heating | Natural Gas | Unit Heater | E9 |  | 0% | 0% | 0% | 0 | 0 | 0 | 0 | 0 | 0 | 0 | 0 | 0% | 0 | 0 | 0% | Normal | 0% | 0 | 0 | 0 | [17 empty] | Commercial_Restaurant (ID)_Existing_Space Heating_Unit Heater_
Commercial_Restaurant (ID)_Existing_Space Heating_Natural Gas_Unit Heater_E10 | Commercial | Restaurant (ID) | Existing | Space Heating | Natural Gas | Unit Heater | E10 |  | 0% | 0% | 0% | 0 | 0 | 0 | 0 | 0 | 0 | 0 | 0 | 0% | 0 | 0 | 0% | Normal | 0% | 0 | 0 | 0 | [17 empty] | Commercial_Restaurant (ID)_Existing_Space Heating_Unit Heater_
Commercial_Restaurant (ID)_Existing_Water Heating_Natural Gas_Water Heater_E1 | Commercial | Restaurant (ID) | Existing | Water Heating | Natural Gas | Water Heater | E1 | TE 0.80 | 100% | 0% | 0% | 0.46165 | 0 | 0 | 0 | 10 | 20 | 2019 | 2045 | 100% | 0 | 0 | 0% | Normal | 0% | 0.79823 | 0 | 0 | 1 kBtu/hr | 5500 | 0 | 0.020815 | 35.3214 | 21.8 | 0 | 0 | 0 | 2017 | 1.0174 | DHW_WH-Water Heating-PG&E-R7-14 | DHW_WH-Water Heating-PG&E-R7-14 | DHW_WH-Water Heating-PG&E-R7-14 | 1 | kBtu/hr | 0.020815 | Commercial_Restaurant (ID)_Existing_Water Heating_Water Heater_TE 0.80
Commercial_Restaurant (ID)_Existing_Water Heating_Natural Gas_Water Heater_E2 | Commercial | Restaurant (ID) | Existing | Water Heating | Natural Gas | Water Heater | E2 | TE 0.90 | 88.89% | 0% | 0% | 0.55397 | 0 | 0 | 0 | 10 | 20 | 2019 | 2045 | 100% | 0 | 0 | 0% | Normal | 0% | 0.70953 | 0 | 0 | 1 kBtu/hr | 5500 | 0 | 0.020815 | 31.3968 | 26.16 | 0 | 0 | 0 | 2017 | 1.0174 | DHW_WH-Water Heating-PG&E-R7-14 | DHW_WH-Water Heating-PG&E-R7-14 | DHW_WH-Water Heating-PG&E-R7-14 | 1 | kBtu/hr | 0.020815 | Commercial_Restaurant (ID)_Existing_Water Heating_Water Heater_TE 0.90
Commercial_Restaurant (ID)_Existing_Water Heating_Natural Gas_Water Heater_E3 | Commercial | Restaurant (ID) | Existing | Water Heating | Natural Gas | Water Heater | E3 | TE 0.94 | 85.11% | 0% | 0% | 0.68098 | 0 | 0 | 0 | 10 | 20 | 2019 | 2045 | 100% | 0 | 0 | 0% | Normal | 0% | 0.67934 | 0 | 0 | 1 kBtu/hr | 5500 | 0 | 0.020815 | 30.0608 | 30.3604 | 0 | 0 | 0 | 2012 | 1.0776 | DHW_WH-Water Heating-NMTRM-2016-7 | DHW_WH-Water Heating-NMTRM-2016-7 | DHW_WH-Water Heating-NMTRM-2016-7 | 1 | kBtu/hr | 0.020815 | Commercial_Restaurant (ID)_Existing_Water Heating_Water Heater_TE 0.94
Commercial_Restaurant (ID)_Existing_Water Heating_Natural Gas_Water Heater_E4 | Commercial | Restaurant (ID) | Existing | Water Heating | Natural Gas | Water Heater | E4 | Instantaneous TE 0.94 | 85.02% | 0% | 0% | 0.79941 | 0 | 0 | 0 | 15 | 25 | 2019 | 2045 | 100% | 0 | 0 | 0% | Normal | 0% | 0.67862 | 0 | 0 | 1 kBtu/hr | 5500 | 0 | 0.020815 | 30.0288 | 35.6404 | 0 | 0 | 0 | 2012 | 1.0776 | DHW_WH-Water Heating-NMTRM-2016-9 | DHW_WH-Water Heating-NMTRM-2016-9 | DHW_WH-Water Heating-NMTRM-2016-9 | 1 | kBtu/hr | 0.020815 | Commercial_Restaurant (ID)_Existing_Water Heating_Water Heater_Instantaneous TE 0.94
Commercial_Restaurant (ID)_Existing_Water Heating_Natural Gas_Water Heater_E5 | Commercial | Restaurant (ID) | Existing | Water Heating | Natural Gas | Water Heater | E5 | Gas-Fired Absorption HPWH | 53.33% | 0% | 0% | 1.3588 | 0 | 0 | 0 | 10 | 16 | 2019 | 2045 | 100% | 0 | 0 | 0% | Normal | 0% | 0.42572 | 0 | 0 | 1 kBtu/hr | 5500 | 0 | 0.020815 | 18.8381 | 62.6566 | 0 | 0 | 0 | 2014 | 1.0418 | DHW_WH-Water Heating-DOE-2014-1 | DHW_WH-Water Heating-DOE-2014-1 | DHW_WH-Water Heating-DOE-2014-1 | 1 | kBtu/hr | 0.020815 | Commercial_Restaurant (ID)_Existing_Water Heating_Water Heater_Gas-Fired Absorption HPWH
Commercial_Restaurant (ID)_Existing_Water Heating_Natural Gas_Water Heater_E6 | Commercial | Restaurant (ID) | Existing | Water Heating | Natural Gas | Water Heater | E6 |  | 0% | 0% | 0% | 0 | 0 | 0 | 0 | 0 | 0 | 0 | 0 | 0% | 0 | 0 | 0% | Normal | 0% | 0 | 0 | 0 | [17 empty] | Commercial_Restaurant (ID)_Existing_Water Heating_Water Heater_
Commercial_Restaurant (ID)_Existing_Water Heating_Natural Gas_Water Heater_E7 | Commercial | Restaurant (ID) | Existing | Water Heating | Natural Gas | Water Heater | E7 |  | 0% | 0% | 0% | 0 | 0 | 0 | 0 | 0 | 0 | 0 | 0 | 0% | 0 | 0 | 0% | Normal | 0% | 0 | 0 | 0 | [17 empty] | Commercial_Restaurant (ID)_Existing_Water Heating_Water Heater_
Commercial_Restaurant (ID)_Existing_Water Heating_Natural Gas_Water Heater_E8 | Commercial | Restaurant (ID) | Existing | Water Heating | Natural Gas | Water Heater | E8 |  | 0% | 0% | 0% | 0 | 0 | 0 | 0 | 0 | 0 | 0 | 0 | 0% | 0 | 0 | 0% | Normal | 0% | 0 | 0 | 0 | [17 empty] | Commercial_Restaurant (ID)_Existing_Water Heating_Water Heater_
Commercial_Restaurant (ID)_Existing_Water Heating_Natural Gas_Water Heater_E9 | Commercial | Restaurant (ID) | Existing | Water Heating | Natural Gas | Water Heater | E9 |  | 0% | 0% | 0% | 0 | 0 | 0 | 0 | 0 | 0 | 0 | 0 | 0% | 0 | 0 | 0% | Normal | 0% | 0 | 0 | 0 | [17 empty] | Commercial_Restaurant (ID)_Existing_Water Heating_Water Heater_
Commercial_Restaurant (ID)_Existing_Water Heating_Natural Gas_Water Heater_E10 | Commercial | Restaurant (ID) | Existing | Water Heating | Natural Gas | Water Heater | E10 |  | 0% | 0% | 0% | 0 | 0 | 0 | 0 | 0 | 0 | 0 | 0 | 0% | 0 | 0 | 0% | Normal | 0% | 0 | 0 | 0 | [17 empty] | Commercial_Restaurant (ID)_Existing_Water Heating_Water Heater_
Commercial_Restaurant (ID)_Existing_Food Preparation_Natural Gas_Oven_E1 | Commercial | Restaurant (ID) | Existing | Food Preparation | Natural Gas | Oven | E1 | Standard | 100% | 0% | 0% | 0.011757 | 0 | 0 | 0 | 8 | 12 | 2019 | 2045 | 100% | 0 | 0 | 0% | Normal | 0% | 0.36484 | 0 | 0 | 1 unit | 5500 | 0 | 2.2621e-05 | 1050.946 | 490.1 | 0 | 0 | 0 | 2013 | 1.0605 | COOK_OVN-Food Preparation-AEO17-3 | COOK_OVN-Food Preparation-AEO17-3 | COOK_OVN-Food Preparation-ILTRM-v5.0-23 | 1 | unit | 2.2621e-05 | Commercial_Restaurant (ID)_Existing_Food Preparation_Oven_Standard
Commercial_Restaurant (ID)_Existing_Food Preparation_Natural Gas_Oven_E2 | Commercial | Restaurant (ID) | Existing | Food Preparation | Natural Gas | Oven | E2 | ENERGY STAR (>42% Baking Efficiency) | 71.01% | 0% | 0% | 0.01602 | 0 | 0 | 0 | 8 | 12 | 2019 | 2045 | 100% | 0 | 0 | 0% | Normal | 0% | 0.25907 | 0 | 0 | 1 unit | 5500 | 0 | 2.2621e-05 | 746.2722 | 667.81 | 0 | 0 | 0 | 2013 | 1.0605 | COOK_OVN-Food Preparation-AEO17-3 | COOK_OVN-Food Preparation-AEO17-3 | COOK_OVN-Food Preparation-ILTRM-v5.0-23 | 1 | unit | 2.2621e-05 | Commercial_Restaurant (ID)_Existing_Food Preparation_Oven_ENERGY STAR (>42% Baking Efficiency)
Commercial_Restaurant (ID)_Existing_Food Preparation_Natural Gas_Oven_E3 | Commercial | Restaurant (ID) | Existing | Food Preparation | Natural Gas | Oven | E3 |  | 0% | 0% | 0% | 0 | 0 | 0 | 0 | 0 | 0 | 0 | 0 | 0% | 0 | 0 | 0% | Normal | 0% | 0 | 0 | 0 | [17 empty] | Commercial_Restaurant (ID)_Existing_Food Preparation_Oven_
Commercial_Restaurant (ID)_Existing_Food Preparation_Natural Gas_Oven_E4 | Commercial | Restaurant (ID) | Existing | Food Preparation | Natural Gas | Oven | E4 |  | 0% | 0% | 0% | 0 | 0 | 0 | 0 | 0 | 0 | 0 | 0 | 0% | 0 | 0 | 0% | Normal | 0% | 0 | 0 | 0 | [17 empty] | Commercial_Restaurant (ID)_Existing_Food Preparation_Oven_
Commercial_Restaurant (ID)_Existing_Food Preparation_Natural Gas_Oven_E5 | Commercial | Restaurant (ID) | Existing | Food Preparation | Natural Gas | Oven | E5 |  | 0% | 0% | 0% | 0 | 0 | 0 | 0 | 0 | 0 | 0 | 0 | 0% | 0 | 0 | 0% | Normal | 0% | 0 | 0 | 0 | [17 empty] | Commercial_Restaurant (ID)_Existing_Food Preparation_Oven_
Commercial_Restaurant (ID)_Existing_Food Preparation_Natural Gas_Oven_E6 | Commercial | Restaurant (ID) | Existing | Food Preparation | Natural Gas | Oven | E6 |  | 0% | 0% | 0% | 0 | 0 | 0 | 0 | 0 | 0 | 0 | 0 | 0% | 0 | 0 | 0% | Normal | 0% | 0 | 0 | 0 | [17 empty] | Commercial_Restaurant (ID)_Existing_Food Preparation_Oven_
Commercial_Restaurant (ID)_Existing_Food Preparation_Natural Gas_Oven_E7 | Commercial | Restaurant (ID) | Existing | Food Preparation | Natural Gas | Oven | E7 |  | 0% | 0% | 0% | 0 | 0 | 0 | 0 | 0 | 0 | 0 | 0 | 0% | 0 | 0 | 0% | Normal | 0% | 0 | 0 | 0 | [17 empty] | Commercial_Restaurant (ID)_Existing_Food Preparation_Oven_
Commercial_Restaurant (ID)_Existing_Food Preparation_Natural Gas_Oven_E8 | Commercial | Restaurant (ID) | Existing | Food Preparation | Natural Gas | Oven | E8 |  | 0% | 0% | 0% | 0 | 0 | 0 | 0 | 0 | 0 | 0 | 0 | 0% | 0 | 0 | 0% | Normal | 0% | 0 | 0 | 0 | [17 empty] | Commercial_Restaurant (ID)_Existing_Food Preparation_Oven_
Commercial_Restaurant (ID)_Existing_Food Preparation_Natural Gas_Oven_E9 | Commercial | Restaurant (ID) | Existing | Food Preparation | Natural Gas | Oven | E9 |  | 0% | 0% | 0% | 0 | 0 | 0 | 0 | 0 | 0 | 0 | 0 | 0% | 0 | 0 | 0% | Normal | 0% | 0 | 0 | 0 | [17 empty] | Commercial_Restaurant (ID)_Existing_Food Preparation_Oven_
Commercial_Restaurant (ID)_Existing_Food Preparation_Natural Gas_Oven_E10 | Commercial | Restaurant (ID) | Existing | Food Preparation | Natural Gas | Oven | E10 |  | 0% | 0% | 0% | 0 | 0 | 0 | 0 | 0 | 0 | 0 | 0 | 0% | 0 | 0 | 0% | Normal | 0% | 0 | 0 | 0 | [17 empty] | Commercial_Restaurant (ID)_Existing_Food Preparation_Oven_
Commercial_Restaurant (ID)_Existing_Food Preparation_Natural Gas_Conveyor Oven_E1 | Commercial | Restaurant (ID) | Existing | Food Preparation | Natural Gas | Conveyor Oven | E1 | Standard | 100% | 0% | 0% | 0.009487 | 0 | 0 | 0 | 15 | 19 | 2019 | 2045 | 100% | 0 | 0 | 0% | Normal | 0% | 0.5888 | 0 | 0 | 1 unit | 5500 | 0 | 5.372e-06 | 3571 | 1665.3064 | 0 | 0 | 0 | 2013 | 1.0605 | COOK_OVN-Food Preparation-ILTRM-v5.0-24 | COOK_OVN-Food Preparation-AEO17-3 | https://fishnick.com/saveenergy/tools/calculators/gconvovencalc.php | 1 | unit | 5.372e-06 | Commercial_Restaurant (ID)_Existing_Food Preparation_Conveyor Oven_Standard
Commercial_Restaurant (ID)_Existing_Food Preparation_Natural Gas_Conveyor Oven_E2 | Commercial | Restaurant (ID) | Existing | Food Preparation | Natural Gas | Conveyor Oven | E2 | ENERGY STAR (>42% Baking Efficiency) | 79.47% | 0% | 0% | 0.020099 | 0 | 0 | 0 | 15 | 19 | 2019 | 2045 | 100% | 0 | 0 | 0% | Normal | 0% | 0.46794 | 0 | 0 | 1 unit | 5500 | 0 | 5.372e-06 | 2838 | 3409.1835 | 0 | 0 | 0 | 2011 | 1.0975 | COOK_OVN-Food Preparation-ILTRM-v5.0-24 | COOK_OVN-Food Preparation-ILTRM-v5.0-24 | COOK_OVN-Food Preparation-ILTRM-v5.0-24 | 1 | unit | 5.372e-06 | Commercial_Restaurant (ID)_Existing_Food Preparation_Conveyor Oven_ENERGY STAR (>42% Baking Efficiency)
Commercial_Restaurant (ID)_Existing_Food Preparation_Natural Gas_Conveyor Oven_E3 | Commercial | Restaurant (ID) | Existing | Food Preparation | Natural Gas | Conveyor Oven | E3 |  | 0% | 0% | 0% | 0 | 0 | 0 | 0 | 0 | 0 | 0 | 0 | 0% | 0 | 0 | 0% | Normal | 0% | 0 | 0 | 0 | [17 empty] | Commercial_Restaurant (ID)_Existing_Food Preparation_Conveyor Oven_
Commercial_Restaurant (ID)_Existing_Food Preparation_Natural Gas_Conveyor Oven_E4 | Commercial | Restaurant (ID) | Existing | Food Preparation | Natural Gas | Conveyor Oven | E4 |  | 0% | 0% | 0% | 0 | 0 | 0 | 0 | 0 | 0 | 0 | 0 | 0% | 0 | 0 | 0% | Normal | 0% | 0 | 0 | 0 | [17 empty] | Commercial_Restaurant (ID)_Existing_Food Preparation_Conveyor Oven_
Commercial_Restaurant (ID)_Existing_Food Preparation_Natural Gas_Conveyor Oven_E5 | Commercial | Restaurant (ID) | Existing | Food Preparation | Natural Gas | Conveyor Oven | E5 |  | 0% | 0% | 0% | 0 | 0 | 0 | 0 | 0 | 0 | 0 | 0 | 0% | 0 | 0 | 0% | Normal | 0% | 0 | 0 | 0 | [17 empty] | Commercial_Restaurant (ID)_Existing_Food Preparation_Conveyor Oven_
Commercial_Restaurant (ID)_Existing_Food Preparation_Natural Gas_Conveyor Oven_E6 | Commercial | Restaurant (ID) | Existing | Food Preparation | Natural Gas | Conveyor Oven | E6 |  | 0% | 0% | 0% | 0 | 0 | 0 | 0 | 0 | 0 | 0 | 0 | 0% | 0 | 0 | 0% | Normal | 0% | 0 | 0 | 0 | [17 empty] | Commercial_Restaurant (ID)_Existing_Food Preparation_Conveyor Oven_
Commercial_Restaurant (ID)_Existing_Food Preparation_Natural Gas_Conveyor Oven_E7 | Commercial | Restaurant (ID) | Existing | Food Preparation | Natural Gas | Conveyor Oven | E7 |  | 0% | 0% | 0% | 0 | 0 | 0 | 0 | 0 | 0 | 0 | 0 | 0% | 0 | 0 | 0% | Normal | 0% | 0 | 0 | 0 | [17 empty] | Commercial_Restaurant (ID)_Existing_Food Preparation_Conveyor Oven_
Commercial_Restaurant (ID)_Existing_Food Preparation_Natural Gas_Conveyor Oven_E8 | Commercial | Restaurant (ID) | Existing | Food Preparation | Natural Gas | Conveyor Oven | E8 |  | 0% | 0% | 0% | 0 | 0 | 0 | 0 | 0 | 0 | 0 | 0 | 0% | 0 | 0 | 0% | Normal | 0% | 0 | 0 | 0 | [17 empty] | Commercial_Restaurant (ID)_Existing_Food Preparation_Conveyor Oven_
Commercial_Restaurant (ID)_Existing_Food Preparation_Natural Gas_Conveyor Oven_E9 | Commercial | Restaurant (ID) | Existing | Food Preparation | Natural Gas | Conveyor Oven | E9 |  | 0% | 0% | 0% | 0 | 0 | 0 | 0 | 0 | 0 | 0 | 0 | 0% | 0 | 0 | 0% | Normal | 0% | 0 | 0 | 0 | [17 empty] | Commercial_Restaurant (ID)_Existing_Food Preparation_Conveyor Oven_
Commercial_Restaurant (ID)_Existing_Food Preparation_Natural Gas_Conveyor Oven_E10 | Commercial | Restaurant (ID) | Existing | Food Preparation | Natural Gas | Conveyor Oven | E10 |  | 0% | 0% | 0% | 0 | 0 | 0 | 0 | 0 | 0 | 0 | 0 | 0% | 0 | 0 | 0% | Normal | 0% | 0 | 0 | 0 | [17 empty] | Commercial_Restaurant (ID)_Existing_Food Preparation_Conveyor Oven_
Commercial_Restaurant (ID)_Existing_Food Preparation_Natural Gas_Double Rack Oven_E1 | Commercial | Restaurant (ID) | Existing | Food Preparation | Natural Gas | Double Rack Oven | E1 | Standard | 100% | 0% | 0% | 0.016333 | 0 | 0 | 0 | 8 | 16 | 2019 | 2045 | 100% | 0 | 0 | 0% | Normal | 0% | 1.0137 | 0 | 0 | 1 unit | 5500 | 0 | 6.088e-06 | 5425 | 2529.904 | 0 | 0 | 0 | 2013 | 1.0605 | COOK_OVN-Food Preparation-ILTRM-v5.0-25 | COOK_OVN-Food Preparation-ILTRM-v5.0-25 | https://fishnick.com/saveenergy/tools/calculators/grackovencalc.php | 1 | unit | 6.088e-06 | Commercial_Restaurant (ID)_Existing_Food Preparation_Double Rack Oven_Standard
Commercial_Restaurant (ID)_Existing_Food Preparation_Natural Gas_Double Rack Oven_E2 | Commercial | Restaurant (ID) | Existing | Food Preparation | Natural Gas | Double Rack Oven | E2 | FTSC Qualified (>50% Cooking Efficiency) | 61.95% | 0% | 0% | 0.0741 | 0 | 0 | 0 | 8 | 16 | 2019 | 2045 | 100% | 0 | 0 | 0% | Normal | 0% | 0.62803 | 0 | 0 | 1 unit | 5500 | 0 | 6.088e-06 | 3361 | 11090.6431 | 0 | 0 | 0 | 2011 | 1.0975 | COOK_OVN-Food Preparation-ILTRM-v5.0-25 | COOK_OVN-Food Preparation-ILTRM-v5.0-25 | COOK_OVN-Food Preparation-ILTRM-v5.0-25 | 1 | unit | 6.088e-06 | Commercial_Restaurant (ID)_Existing_Food Preparation_Double Rack Oven_FTSC Qualified (>50% Cooking Efficiency)
Commercial_Restaurant (ID)_Existing_Food Preparation_Natural Gas_Double Rack Oven_E3 | Commercial | Restaurant (ID) | Existing | Food Preparation | Natural Gas | Double Rack Oven | E3 |  | 0% | 0% | 0% | 0 | 0 | 0 | 0 | 0 | 0 | 0 | 0 | 0% | 0 | 0 | 0% | Normal | 0% | 0 | 0 | 0 | [17 empty] | Commercial_Restaurant (ID)_Existing_Food Preparation_Double Rack Oven_
Commercial_Restaurant (ID)_Existing_Food Preparation_Natural Gas_Double Rack Oven_E4 | Commercial | Restaurant (ID) | Existing | Food Preparation | Natural Gas | Double Rack Oven | E4 |  | 0% | 0% | 0% | 0 | 0 | 0 | 0 | 0 | 0 | 0 | 0 | 0% | 0 | 0 | 0% | Normal | 0% | 0 | 0 | 0 | [17 empty] | Commercial_Restaurant (ID)_Existing_Food Preparation_Double Rack Oven_
Commercial_Restaurant (ID)_Existing_Food Preparation_Natural Gas_Double Rack Oven_E5 | Commercial | Restaurant (ID) | Existing | Food Preparation | Natural Gas | Double Rack Oven | E5 |  | 0% | 0% | 0% | 0 | 0 | 0 | 0 | 0 | 0 | 0 | 0 | 0% | 0 | 0 | 0% | Normal | 0% | 0 | 0 | 0 | [17 empty] | Commercial_Restaurant (ID)_Existing_Food Preparation_Double Rack Oven_
Commercial_Restaurant (ID)_Existing_Food Preparation_Natural Gas_Double Rack Oven_E6 | Commercial | Restaurant (ID) | Existing | Food Preparation | Natural Gas | Double Rack Oven | E6 |  | 0% | 0% | 0% | 0 | 0 | 0 | 0 | 0 | 0 | 0 | 0 | 0% | 0 | 0 | 0% | Normal | 0% | 0 | 0 | 0 | [17 empty] | Commercial_Restaurant (ID)_Existing_Food Preparation_Double Rack Oven_
Commercial_Restaurant (ID)_Existing_Food Preparation_Natural Gas_Double Rack Oven_E7 | Commercial | Restaurant (ID) | Existing | Food Preparation | Natural Gas | Double Rack Oven | E7 |  | 0% | 0% | 0% | 0 | 0 | 0 | 0 | 0 | 0 | 0 | 0 | 0% | 0 | 0 | 0% | Normal | 0% | 0 | 0 | 0 | [17 empty] | Commercial_Restaurant (ID)_Existing_Food Preparation_Double Rack Oven_
Commercial_Restaurant (ID)_Existing_Food Preparation_Natural Gas_Double Rack Oven_E8 | Commercial | Restaurant (ID) | Existing | Food Preparation | Natural Gas | Double Rack Oven | E8 |  | 0% | 0% | 0% | 0 | 0 | 0 | 0 | 0 | 0 | 0 | 0 | 0% | 0 | 0 | 0% | Normal | 0% | 0 | 0 | 0 | [17 empty] | Commercial_Restaurant (ID)_Existing_Food Preparation_Double Rack Oven_
Commercial_Restaurant (ID)_Existing_Food Preparation_Natural Gas_Double Rack Oven_E9 | Commercial | Restaurant (ID) | Existing | Food Preparation | Natural Gas | Double Rack Oven | E9 |  | 0% | 0% | 0% | 0 | 0 | 0 | 0 | 0 | 0 | 0 | 0 | 0% | 0 | 0 | 0% | Normal | 0% | 0 | 0 | 0 | [17 empty] | Commercial_Restaurant (ID)_Existing_Food Preparation_Double Rack Oven_
Commercial_Restaurant (ID)_Existing_Food Preparation_Natural Gas_Double Rack Oven_E10 | Commercial | Restaurant (ID) | Existing | Food Preparation | Natural Gas | Double Rack Oven | E10 |  | 0% | 0% | 0% | 0 | 0 | 0 | 0 | 0 | 0 | 0 | 0 | 0% | 0 | 0 | 0% | Normal | 0% | 0 | 0 | 0 | [17 empty] | Commercial_Restaurant (ID)_Existing_Food Preparation_Double Rack Oven_
Commercial_Restaurant (ID)_Existing_Food Preparation_Natural Gas_Fryer_E1 | Commercial | Restaurant (ID) | Existing | Food Preparation | Natural Gas | Fryer | E1 | Standard | 100% | 0% | 0% | 0.7458 | 0 | 0 | 0 | 10 | 20 | 2019 | 2045 | 100% | 0 | 0 | 0% | Normal | 0% | 0.50969 | 0 | 0 | 1 unit | 5500 | 0 | 0.00026633 | 1628.2323 | 2500 | 0 | 0 | 0 | 2010 | 1.1201 | COOK_FRY-Food Preparation-ILTRM-v4.0-1 | Estimate | COOK_FRY-Food Preparation-ILTRM-v4.0-1 | 1 | unit | 0.00026633 | Commercial_Restaurant (ID)_Existing_Food Preparation_Fryer_Standard
Commercial_Restaurant (ID)_Existing_Food Preparation_Natural Gas_Fryer_E2 | Commercial | Restaurant (ID) | Existing | Food Preparation | Natural Gas | Fryer | E2 | ENERGY STAR | 68.97% | 0% | 0% | 1.1038 | 0 | 0 | 0 | 10 | 20 | 2019 | 2045 | 100% | 0 | 0 | 0% | Normal | 0% | 0.35153 | 0 | 0 | 1 unit | 5500 | 0 | 0.00026633 | 1122.9977 | 3700 | 0 | 0 | 0 | 2010 | 1.1201 | COOK_FRY-Food Preparation-ILTRM-v4.0-1 | COOK_FRY-Food Preparation-ILTRM-v4.0-1 | COOK_FRY-Food Preparation-ILTRM-v4.0-1 | 1 | unit | 0.00026633 | Commercial_Restaurant (ID)_Existing_Food Preparation_Fryer_ENERGY STAR
Commercial_Restaurant (ID)_Existing_Food Preparation_Natural Gas_Fryer_E3 | Commercial | Restaurant (ID) | Existing | Food Preparation | Natural Gas | Fryer | E3 |  | 0% | 0% | 0% | 0 | 0 | 0 | 0 | 0 | 0 | 0 | 0 | 0% | 0 | 0 | 0% | Normal | 0% | 0 | 0 | 0 | [17 empty] | Commercial_Restaurant (ID)_Existing_Food Preparation_Fryer_
Commercial_Restaurant (ID)_Existing_Food Preparation_Natural Gas_Fryer_E4 | Commercial | Restaurant (ID) | Existing | Food Preparation | Natural Gas | Fryer | E4 |  | 0% | 0% | 0% | 0 | 0 | 0 | 0 | 0 | 0 | 0 | 0 | 0% | 0 | 0 | 0% | Normal | 0% | 0 | 0 | 0 | [17 empty] | Commercial_Restaurant (ID)_Existing_Food Preparation_Fryer_
Commercial_Restaurant (ID)_Existing_Food Preparation_Natural Gas_Fryer_E5 | Commercial | Restaurant (ID) | Existing | Food Preparation | Natural Gas | Fryer | E5 |  | 0% | 0% | 0% | 0 | 0 | 0 | 0 | 0 | 0 | 0 | 0 | 0% | 0 | 0 | 0% | Normal | 0% | 0 | 0 | 0 | [17 empty] | Commercial_Restaurant (ID)_Existing_Food Preparation_Fryer_
Commercial_Restaurant (ID)_Existing_Food Preparation_Natural Gas_Fryer_E6 | Commercial | Restaurant (ID) | Existing | Food Preparation | Natural Gas | Fryer | E6 |  | 0% | 0% | 0% | 0 | 0 | 0 | 0 | 0 | 0 | 0 | 0 | 0% | 0 | 0 | 0% | Normal | 0% | 0 | 0 | 0 | [17 empty] | Commercial_Restaurant (ID)_Existing_Food Preparation_Fryer_
Commercial_Restaurant (ID)_Existing_Food Preparation_Natural Gas_Fryer_E7 | Commercial | Restaurant (ID) | Existing | Food Preparation | Natural Gas | Fryer | E7 |  | 0% | 0% | 0% | 0 | 0 | 0 | 0 | 0 | 0 | 0 | 0 | 0% | 0 | 0 | 0% | Normal | 0% | 0 | 0 | 0 | [17 empty] | Commercial_Restaurant (ID)_Existing_Food Preparation_Fryer_
Commercial_Restaurant (ID)_Existing_Food Preparation_Natural Gas_Fryer_E8 | Commercial | Restaurant (ID) | Existing | Food Preparation | Natural Gas | Fryer | E8 |  | 0% | 0% | 0% | 0 | 0 | 0 | 0 | 0 | 0 | 0 | 0 | 0% | 0 | 0 | 0% | Normal | 0% | 0 | 0 | 0 | [17 empty] | Commercial_Restaurant (ID)_Existing_Food Preparation_Fryer_
Commercial_Restaurant (ID)_Existing_Food Preparation_Natural Gas_Fryer_E9 | Commercial | Restaurant (ID) | Existing | Food Preparation | Natural Gas | Fryer | E9 |  | 0% | 0% | 0% | 0 | 0 | 0 | 0 | 0 | 0 | 0 | 0 | 0% | 0 | 0 | 0% | Normal | 0% | 0 | 0 | 0 | [17 empty] | Commercial_Restaurant (ID)_Existing_Food Preparation_Fryer_
Commercial_Restaurant (ID)_Existing_Food Preparation_Natural Gas_Fryer_E10 | Commercial | Restaurant (ID) | Existing | Food Preparation | Natural Gas | Fryer | E10 |  | 0% | 0% | 0% | 0 | 0 | 0 | 0 | 0 | 0 | 0 | 0 | 0% | 0 | 0 | 0% | Normal | 0% | 0 | 0 | 0 | [17 empty] | Commercial_Restaurant (ID)_Existing_Food Preparation_Fryer_
Commercial_Restaurant (ID)_Existing_Food Preparation_Natural Gas_Broiler_E1 | Commercial | Restaurant (ID) | Existing | Food Preparation | Natural Gas | Broiler | E1 | Standard | 100% | 0% | 0% | 0.67575 | 0 | 0 | 0 | 8 | 16 | 2019 | 2045 | 100% | 0 | 0 | 0% | Normal | 0% | 0.52064 | 0 | 0 | 1 unit | 5500 | 0 | 0.00024629 | 1625 | 2500 | 0 | 0 | 0 | 2011 | 1.0975 | COOK_BRL-Food Preparation-ILTRM-v4.0-2 | Estimate | COOK_BRL-Food Preparation-ILTRM-v4.0-2 | 1 | unit | 0.00024629 | Commercial_Restaurant (ID)_Existing_Food Preparation_Broiler_Standard
Commercial_Restaurant (ID)_Existing_Food Preparation_Natural Gas_Broiler_E2 | Commercial | Restaurant (ID) | Existing | Food Preparation | Natural Gas | Broiler | E2 | Infrared Burners | 85.29% | 0% | 0% | 0.94605 | 0 | 0 | 0 | 8 | 16 | 2019 | 2045 | 100% | 0 | 0 | 0% | Normal | 0% | 0.44407 | 0 | 0 | 1 unit | 5500 | 0 | 0.00024629 | 1386 | 3500 | 0 | 0 | 0 | 2011 | 1.0975 | COOK_BRL-Food Preparation-ILTRM-v4.0-2 | COOK_BRL-Food Preparation-ILTRM-v4.0-2 | COOK_BRL-Food Preparation-ILTRM-v4.0-2 | 1 | unit | 0.00024629 | Commercial_Restaurant (ID)_Existing_Food Preparation_Broiler_Infrared Burners
Commercial_Restaurant (ID)_Existing_Food Preparation_Natural Gas_Broiler_E3 | Commercial | Restaurant (ID) | Existing | Food Preparation | Natural Gas | Broiler | E3 |  | 0% | 0% | 0% | 0 | 0 | 0 | 0 | 0 | 0 | 0 | 0 | 0% | 0 | 0 | 0% | Normal | 0% | 0 | 0 | 0 | [17 empty] | Commercial_Restaurant (ID)_Existing_Food Preparation_Broiler_
Commercial_Restaurant (ID)_Existing_Food Preparation_Natural Gas_Broiler_E4 | Commercial | Restaurant (ID) | Existing | Food Preparation | Natural Gas | Broiler | E4 |  | 0% | 0% | 0% | 0 | 0 | 0 | 0 | 0 | 0 | 0 | 0 | 0% | 0 | 0 | 0% | Normal | 0% | 0 | 0 | 0 | [17 empty] | Commercial_Restaurant (ID)_Existing_Food Preparation_Broiler_
Commercial_Restaurant (ID)_Existing_Food Preparation_Natural Gas_Broiler_E5 | Commercial | Restaurant (ID) | Existing | Food Preparation | Natural Gas | Broiler | E5 |  | 0% | 0% | 0% | 0 | 0 | 0 | 0 | 0 | 0 | 0 | 0 | 0% | 0 | 0 | 0% | Normal | 0% | 0 | 0 | 0 | [17 empty] | Commercial_Restaurant (ID)_Existing_Food Preparation_Broiler_
Commercial_Restaurant (ID)_Existing_Food Preparation_Natural Gas_Broiler_E6 | Commercial | Restaurant (ID) | Existing | Food Preparation | Natural Gas | Broiler | E6 |  | 0% | 0% | 0% | 0 | 0 | 0 | 0 | 0 | 0 | 0 | 0 | 0% | 0 | 0 | 0% | Normal | 0% | 0 | 0 | 0 | [17 empty] | Commercial_Restaurant (ID)_Existing_Food Preparation_Broiler_
Commercial_Restaurant (ID)_Existing_Food Preparation_Natural Gas_Broiler_E7 | Commercial | Restaurant (ID) | Existing | Food Preparation | Natural Gas | Broiler | E7 |  | 0% | 0% | 0% | 0 | 0 | 0 | 0 | 0 | 0 | 0 | 0 | 0% | 0 | 0 | 0% | Normal | 0% | 0 | 0 | 0 | [17 empty] | Commercial_Restaurant (ID)_Existing_Food Preparation_Broiler_
Commercial_Restaurant (ID)_Existing_Food Preparation_Natural Gas_Broiler_E8 | Commercial | Restaurant (ID) | Existing | Food Preparation | Natural Gas | Broiler | E8 |  | 0% | 0% | 0% | 0 | 0 | 0 | 0 | 0 | 0 | 0 | 0 | 0% | 0 | 0 | 0% | Normal | 0% | 0 | 0 | 0 | [17 empty] | Commercial_Restaurant (ID)_Existing_Food Preparation_Broiler_
Commercial_Restaurant (ID)_Existing_Food Preparation_Natural Gas_Broiler_E9 | Commercial | Restaurant (ID) | Existing | Food Preparation | Natural Gas | Broiler | E9 |  | 0% | 0% | 0% | 0 | 0 | 0 | 0 | 0 | 0 | 0 | 0 | 0% | 0 | 0 | 0% | Normal | 0% | 0 | 0 | 0 | [17 empty] | Commercial_Restaurant (ID)_Existing_Food Preparation_Broiler_
Commercial_Restaurant (ID)_Existing_Food Preparation_Natural Gas_Broiler_E10 | Commercial | Restaurant (ID) | Existing | Food Preparation | Natural Gas | Broiler | E10 |  | 0% | 0% | 0% | 0 | 0 | 0 | 0 | 0 | 0 | 0 | 0 | 0% | 0 | 0 | 0% | Normal | 0% | 0 | 0 | 0 | [17 empty] | Commercial_Restaurant (ID)_Existing_Food Preparation_Broiler_
Commercial_Restaurant (ID)_Existing_Food Preparation_Natural Gas_Griddle_E1 | Commercial | Restaurant (ID) | Existing | Food Preparation | Natural Gas | Griddle | E1 | Standard | 100% | 0% | 0% | 1.4302 | 0 | 0 | 0 | 8 | 16 | 2019 | 2045 | 100% | 0 | 0 | 0% | Normal | 0% | 0.36183 | 0 | 0 | 1 unit | 5500 | 0 | 0.00026186 | 1213.5601 | 5150 | 0 | 0 | 0 | 2013 | 1.0605 | COOK_GRD-Food Preparation-ILTRM-v5.0-1 | COOK_GRD-Food Preparation-EIA14-2014 Ref. Case-5 | COOK_GRD-Food Preparation-ILTRM-v5.0-1 | 1 | unit | 0.00026186 | Commercial_Restaurant (ID)_Existing_Food Preparation_Griddle_Standard
Commercial_Restaurant (ID)_Existing_Food Preparation_Natural Gas_Griddle_E2 | Commercial | Restaurant (ID) | Existing | Food Preparation | Natural Gas | Griddle | E2 | ENERGY STAR | 87.77% | 0% | 0% | 1.5301 | 0 | 0 | 0 | 8 | 16 | 2019 | 2045 | 100% | 0 | 0 | 0% | Normal | 0% | 0.31758 | 0 | 0 | 1 unit | 5500 | 0 | 0.00026186 | 1065.1506 | 5510 | 0 | 0 | 0 | 2013 | 1.0605 | COOK_GRD-Food Preparation-ILTRM-v5.0-1 | COOK_GRD-Food Preparation-EIA14-2014 Ref. Case-5 | COOK_GRD-Food Preparation-ILTRM-v5.0-1 | 1 | unit | 0.00026186 | Commercial_Restaurant (ID)_Existing_Food Preparation_Griddle_ENERGY STAR
Commercial_Restaurant (ID)_Existing_Food Preparation_Natural Gas_Griddle_E3 | Commercial | Restaurant (ID) | Existing | Food Preparation | Natural Gas | Griddle | E3 |  | 0% | 0% | 0% | 0 | 0 | 0 | 0 | 0 | 0 | 0 | 0 | 0% | 0 | 0 | 0% | Normal | 0% | 0 | 0 | 0 | [17 empty] | Commercial_Restaurant (ID)_Existing_Food Preparation_Griddle_
Commercial_Restaurant (ID)_Existing_Food Preparation_Natural Gas_Griddle_E4 | Commercial | Restaurant (ID) | Existing | Food Preparation | Natural Gas | Griddle | E4 |  | 0% | 0% | 0% | 0 | 0 | 0 | 0 | 0 | 0 | 0 | 0 | 0% | 0 | 0 | 0% | Normal | 0% | 0 | 0 | 0 | [17 empty] | Commercial_Restaurant (ID)_Existing_Food Preparation_Griddle_
Commercial_Restaurant (ID)_Existing_Food Preparation_Natural Gas_Griddle_E5 | Commercial | Restaurant (ID) | Existing | Food Preparation | Natural Gas | Griddle | E5 |  | 0% | 0% | 0% | 0 | 0 | 0 | 0 | 0 | 0 | 0 | 0 | 0% | 0 | 0 | 0% | Normal | 0% | 0 | 0 | 0 | [17 empty] | Commercial_Restaurant (ID)_Existing_Food Preparation_Griddle_
Commercial_Restaurant (ID)_Existing_Food Preparation_Natural Gas_Griddle_E6 | Commercial | Restaurant (ID) | Existing | Food Preparation | Natural Gas | Griddle | E6 |  | 0% | 0% | 0% | 0 | 0 | 0 | 0 | 0 | 0 | 0 | 0 | 0% | 0 | 0 | 0% | Normal | 0% | 0 | 0 | 0 | [17 empty] | Commercial_Restaurant (ID)_Existing_Food Preparation_Griddle_
Commercial_Restaurant (ID)_Existing_Food Preparation_Natural Gas_Griddle_E7 | Commercial | Restaurant (ID) | Existing | Food Preparation | Natural Gas | Griddle | E7 |  | 0% | 0% | 0% | 0 | 0 | 0 | 0 | 0 | 0 | 0 | 0 | 0% | 0 | 0 | 0% | Normal | 0% | 0 | 0 | 0 | [17 empty] | Commercial_Restaurant (ID)_Existing_Food Preparation_Griddle_
Commercial_Restaurant (ID)_Existing_Food Preparation_Natural Gas_Griddle_E8 | Commercial | Restaurant (ID) | Existing | Food Preparation | Natural Gas | Griddle | E8 |  | 0% | 0% | 0% | 0 | 0 | 0 | 0 | 0 | 0 | 0 | 0 | 0% | 0 | 0 | 0% | Normal | 0% | 0 | 0 | 0 | [17 empty] | Commercial_Restaurant (ID)_Existing_Food Preparation_Griddle_
Commercial_Restaurant (ID)_Existing_Food Preparation_Natural Gas_Griddle_E9 | Commercial | Restaurant (ID) | Existing | Food Preparation | Natural Gas | Griddle | E9 |  | 0% | 0% | 0% | 0 | 0 | 0 | 0 | 0 | 0 | 0 | 0 | 0% | 0 | 0 | 0% | Normal | 0% | 0 | 0 | 0 | [17 empty] | Commercial_Restaurant (ID)_Existing_Food Preparation_Griddle_
Commercial_Restaurant (ID)_Existing_Food Preparation_Natural Gas_Griddle_E10 | Commercial | Restaurant (ID) | Existing | Food Preparation | Natural Gas | Griddle | E10 |  | 0% | 0% | 0% | 0 | 0 | 0 | 0 | 0 | 0 | 0 | 0 | 0% | 0 | 0 | 0% | Normal | 0% | 0 | 0 | 0 | [17 empty] | Commercial_Restaurant (ID)_Existing_Food Preparation_Griddle_
Commercial_Restaurant (ID)_Existing_Food Preparation_Natural Gas_Range_E1 | Commercial | Restaurant (ID) | Existing | Food Preparation | Natural Gas | Range | E1 | Standard | 100% | 0% | 0% | 1.3652 | 0 | 0 | 0 | 8 | 12 | 2019 | 2045 | 100% | 0 | 0 | 0% | Normal | 0% | 0.48905 | 0 | 0 | 1 unit | 5500 | 0 | 0.00027085 | 1470 | 4500 | 0 | 0 | 0 | 2010 | 1.1201 | COOK_OVN-Food Preparation-AEO17-1 | Estimate | DOE Commercial R&D 2016 - Table 2-12 | 1 | unit | 0.00027085 | Commercial_Restaurant (ID)_Existing_Food Preparation_Range_Standard
Commercial_Restaurant (ID)_Existing_Food Preparation_Natural Gas_Range_E2 | Commercial | Restaurant (ID) | Existing | Food Preparation | Natural Gas | Range | E2 | High Efficiency | 50% | 0% | 0% | 1.4866 | 0 | 0 | 0 | 8 | 12 | 2019 | 2045 | 100% | 0 | 0 | 0% | Normal | 0% | 0.24452 | 0 | 0 | 1 unit | 5500 | 0 | 0.00027085 | 735 | 4900 | 0 | 0 | 0 | 2010 | 1.1201 | COOK_OVN-Food Preparation-AEO17-1 | DOE Commercial R&D 2016 - Table 2-10 | DOE Commercial R&D 2016 - Table 2-18 | 1 | unit | 0.00027085 | Commercial_Restaurant (ID)_Existing_Food Preparation_Range_High Efficiency
Commercial_Restaurant (ID)_Existing_Food Preparation_Natural Gas_Range_E3 | Commercial | Restaurant (ID) | Existing | Food Preparation | Natural Gas | Range | E3 |  | 0% | 0% | 0% | 0 | 0 | 0 | 0 | 0 | 0 | 0 | 0 | 0% | 0 | 0 | 0% | Normal | 0% | 0 | 0 | 0 | [17 empty] | Commercial_Restaurant (ID)_Existing_Food Preparation_Range_
Commercial_Restaurant (ID)_Existing_Food Preparation_Natural Gas_Range_E4 | Commercial | Restaurant (ID) | Existing | Food Preparation | Natural Gas | Range | E4 |  | 0% | 0% | 0% | 0 | 0 | 0 | 0 | 0 | 0 | 0 | 0 | 0% | 0 | 0 | 0% | Normal | 0% | 0 | 0 | 0 | [17 empty] | Commercial_Restaurant (ID)_Existing_Food Preparation_Range_
Commercial_Restaurant (ID)_Existing_Food Preparation_Natural Gas_Range_E5 | Commercial | Restaurant (ID) | Existing | Food Preparation | Natural Gas | Range | E5 |  | 0% | 0% | 0% | 0 | 0 | 0 | 0 | 0 | 0 | 0 | 0 | 0% | 0 | 0 | 0% | Normal | 0% | 0 | 0 | 0 | [17 empty] | Commercial_Restaurant (ID)_Existing_Food Preparation_Range_
Commercial_Restaurant (ID)_Existing_Food Preparation_Natural Gas_Range_E6 | Commercial | Restaurant (ID) | Existing | Food Preparation | Natural Gas | Range | E6 |  | 0% | 0% | 0% | 0 | 0 | 0 | 0 | 0 | 0 | 0 | 0 | 0% | 0 | 0 | 0% | Normal | 0% | 0 | 0 | 0 | [17 empty] | Commercial_Restaurant (ID)_Existing_Food Preparation_Range_
Commercial_Restaurant (ID)_Existing_Food Preparation_Natural Gas_Range_E7 | Commercial | Restaurant (ID) | Existing | Food Preparation | Natural Gas | Range | E7 |  | 0% | 0% | 0% | 0 | 0 | 0 | 0 | 0 | 0 | 0 | 0 | 0% | 0 | 0 | 0% | Normal | 0% | 0 | 0 | 0 | [17 empty] | Commercial_Restaurant (ID)_Existing_Food Preparation_Range_
Commercial_Restaurant (ID)_Existing_Food Preparation_Natural Gas_Range_E8 | Commercial | Restaurant (ID) | Existing | Food Preparation | Natural Gas | Range | E8 |  | 0% | 0% | 0% | 0 | 0 | 0 | 0 | 0 | 0 | 0 | 0 | 0% | 0 | 0 | 0% | Normal | 0% | 0 | 0 | 0 | [17 empty] | Commercial_Restaurant (ID)_Existing_Food Preparation_Range_
Commercial_Restaurant (ID)_Existing_Food Preparation_Natural Gas_Range_E9 | Commercial | Restaurant (ID) | Existing | Food Preparation | Natural Gas | Range | E9 |  | 0% | 0% | 0% | 0 | 0 | 0 | 0 | 0 | 0 | 0 | 0 | 0% | 0 | 0 | 0% | Normal | 0% | 0 | 0 | 0 | [17 empty] | Commercial_Restaurant (ID)_Existing_Food Preparation_Range_
Commercial_Restaurant (ID)_Existing_Food Preparation_Natural Gas_Range_E10 | Commercial | Restaurant (ID) | Existing | Food Preparation | Natural Gas | Range | E10 |  | 0% | 0% | 0% | 0 | 0 | 0 | 0 | 0 | 0 | 0 | 0 | 0% | 0 | 0 | 0% | Normal | 0% | 0 | 0 | 0 | [17 empty] | Commercial_Restaurant (ID)_Existing_Food Preparation_Range_
Commercial_Restaurant (ID)_Existing_Food Preparation_Natural Gas_Steamer_E1 | Commercial | Restaurant (ID) | Existing | Food Preparation | Natural Gas | Steamer | E1 | Standard | 100% | 0% | 0% | 0.42914 | 0 | 0 | 0 | 8 | 16 | 2019 | 2045 | 100% | 0 | 0 | 0% | Normal | 0% | 0.67037 | 0 | 0 | 1 unit | 5500 | 0 | 3.04e-05 | 1241.5036 | 13100 | 0 | 0 | 0 | 2012 | 1.0776 | COOK_STM-Food Preparation-ILTRM-v4.0-32 | DOE Commercial R&D 2016 - Table 2-10 | COOK_STM-Food Preparation-ILTRM-v4.0-32 | 1 | unit | 3.04e-05 | Commercial_Restaurant (ID)_Existing_Food Preparation_Steamer_Standard
Commercial_Restaurant (ID)_Existing_Food Preparation_Natural Gas_Steamer_E2 | Commercial | Restaurant (ID) | Existing | Food Preparation | Natural Gas | Steamer | E2 | ENERGY STAR | 18.87% | 0% | 0% | 0.46183 | 0 | -8.6149e-05 | 0 | 8 | 16 | 2019 | 2045 | 100% | 0 | 0 | 0% | Normal | 0% | 0.12648 | 0 | 0 | 1 unit | 5500 | 0 | 3.04e-05 | 234.2394 | 14098 | 0 | -2.6298 | 0 | 2012 | 1.0776 | COOK_STM-Food Preparation-ILTRM-v4.0-32 | COOK_STM-Food Preparation-ILTRM-v4.0-32 | COOK_STM-Food Preparation-ILTRM-v4.0-32 | 1 | unit | 3.04e-05 | Commercial_Restaurant (ID)_Existing_Food Preparation_Steamer_ENERGY STAR
Commercial_Restaurant (ID)_Existing_Food Preparation_Natural Gas_Steamer_E3 | Commercial | Restaurant (ID) | Existing | Food Preparation | Natural Gas | Steamer | E3 |  | 0% | 0% | 0% | 0 | 0 | 0 | 0 | 0 | 0 | 0 | 0 | 0% | 0 | 0 | 0% | Normal | 0% | 0 | 0 | 0 | [17 empty] | Commercial_Restaurant (ID)_Existing_Food Preparation_Steamer_
Commercial_Restaurant (ID)_Existing_Food Preparation_Natural Gas_Steamer_E4 | Commercial | Restaurant (ID) | Existing | Food Preparation | Natural Gas | Steamer | E4 |  | 0% | 0% | 0% | 0 | 0 | 0 | 0 | 0 | 0 | 0 | 0 | 0% | 0 | 0 | 0% | Normal | 0% | 0 | 0 | 0 | [17 empty] | Commercial_Restaurant (ID)_Existing_Food Preparation_Steamer_
Commercial_Restaurant (ID)_Existing_Food Preparation_Natural Gas_Steamer_E5 | Commercial | Restaurant (ID) | Existing | Food Preparation | Natural Gas | Steamer | E5 |  | 0% | 0% | 0% | 0 | 0 | 0 | 0 | 0 | 0 | 0 | 0 | 0% | 0 | 0 | 0% | Normal | 0% | 0 | 0 | 0 | [17 empty] | Commercial_Restaurant (ID)_Existing_Food Preparation_Steamer_
Commercial_Restaurant (ID)_Existing_Food Preparation_Natural Gas_Steamer_E6 | Commercial | Restaurant (ID) | Existing | Food Preparation | Natural Gas | Steamer | E6 |  | 0% | 0% | 0% | 0 | 0 | 0 | 0 | 0 | 0 | 0 | 0 | 0% | 0 | 0 | 0% | Normal | 0% | 0 | 0 | 0 | [17 empty] | Commercial_Restaurant (ID)_Existing_Food Preparation_Steamer_
Commercial_Restaurant (ID)_Existing_Food Preparation_Natural Gas_Steamer_E7 | Commercial | Restaurant (ID) | Existing | Food Preparation | Natural Gas | Steamer | E7 |  | 0% | 0% | 0% | 0 | 0 | 0 | 0 | 0 | 0 | 0 | 0 | 0% | 0 | 0 | 0% | Normal | 0% | 0 | 0 | 0 | [17 empty] | Commercial_Restaurant (ID)_Existing_Food Preparation_Steamer_
Commercial_Restaurant (ID)_Existing_Food Preparation_Natural Gas_Steamer_E8 | Commercial | Restaurant (ID) | Existing | Food Preparation | Natural Gas | Steamer | E8 |  | 0% | 0% | 0% | 0 | 0 | 0 | 0 | 0 | 0 | 0 | 0 | 0% | 0 | 0 | 0% | Normal | 0% | 0 | 0 | 0 | [17 empty] | Commercial_Restaurant (ID)_Existing_Food Preparation_Steamer_
Commercial_Restaurant (ID)_Existing_Food Preparation_Natural Gas_Steamer_E9 | Commercial | Restaurant (ID) | Existing | Food Preparation | Natural Gas | Steamer | E9 |  | 0% | 0% | 0% | 0 | 0 | 0 | 0 | 0 | 0 | 0 | 0 | 0% | 0 | 0 | 0% | Normal | 0% | 0 | 0 | 0 | [17 empty] | Commercial_Restaurant (ID)_Existing_Food Preparation_Steamer_
Commercial_Restaurant (ID)_Existing_Food Preparation_Natural Gas_Steamer_E10 | Commercial | Restaurant (ID) | Existing | Food Preparation | Natural Gas | Steamer | E10 |  | 0% | 0% | 0% | 0 | 0 | 0 | 0 | 0 | 0 | 0 | 0 | 0% | 0 | 0 | 0% | Normal | 0% | 0 | 0 | 0 | [17 empty] | Commercial_Restaurant (ID)_Existing_Food Preparation_Steamer_
Commercial_Restaurant (ID)_Existing_Food Preparation_Natural Gas_Food Prep Other_E1 | Commercial | Restaurant (ID) | Existing | Food Preparation | Natural Gas | Food Prep Other | E1 | Standard | 100% | 0% | 0% | 0.00038692 | 0 | 0 | 0 | 8 | 12 | 2019 | 2045 | 100% | 0 | 0 | 0% | Normal | 0% | 0.15516 | 0 | 0 | 1 unit | 5500 | 0 | 3.4542e-07 | 1423.18 | 1000 | 0 | 0 | 0 | 2010 | 1.1201 | Default | Default | Default | 1 | unit | 3.4542e-07 | Commercial_Restaurant (ID)_Existing_Food Preparation_Food Prep Other_Standard
Commercial_Restaurant (ID)_Existing_Food Preparation_Natural Gas_Food Prep Other_E2 | Commercial | Restaurant (ID) | Existing | Food Preparation | Natural Gas | Food Prep Other | E2 | ENERGY STAR | 72.07% | 0% | 0% | 0.0007093 | 0 | 0 | 0 | 8 | 12 | 2019 | 2045 | 100% | 0 | 0 | 0% | Normal | 0% | 0.11182 | 0 | 0 | 1 unit | 5500 | 0 | 3.4542e-07 | 1025.646 | 1833.1988 | 0 | 0 | 0 | 2010 | 1.1201 | N/A | N/A | N/A | 1 | unit | 3.4542e-07 | Commercial_Restaurant (ID)_Existing_Food Preparation_Food Prep Other_ENERGY STAR
Commercial_Restaurant (ID)_Existing_Food Preparation_Natural Gas_Food Prep Other_E3 | Commercial | Restaurant (ID) | Existing | Food Preparation | Natural Gas | Food Prep Other | E3 |  | 0% | 0% | 0% | 0 | 0 | 0 | 0 | 0 | 0 | 0 | 0 | 0% | 0 | 0 | 0% | Normal | 0% | 0 | 0 | 0 | [17 empty] | Commercial_Restaurant (ID)_Existing_Food Preparation_Food Prep Other_
Commercial_Restaurant (ID)_Existing_Food Preparation_Natural Gas_Food Prep Other_E4 | Commercial | Restaurant (ID) | Existing | Food Preparation | Natural Gas | Food Prep Other | E4 |  | 0% | 0% | 0% | 0 | 0 | 0 | 0 | 0 | 0 | 0 | 0 | 0% | 0 | 0 | 0% | Normal | 0% | 0 | 0 | 0 | [17 empty] | Commercial_Restaurant (ID)_Existing_Food Preparation_Food Prep Other_
Commercial_Restaurant (ID)_Existing_Food Preparation_Natural Gas_Food Prep Other_E5 | Commercial | Restaurant (ID) | Existing | Food Preparation | Natural Gas | Food Prep Other | E5 |  | 0% | 0% | 0% | 0 | 0 | 0 | 0 | 0 | 0 | 0 | 0 | 0% | 0 | 0 | 0% | Normal | 0% | 0 | 0 | 0 | [17 empty] | Commercial_Restaurant (ID)_Existing_Food Preparation_Food Prep Other_
Commercial_Restaurant (ID)_Existing_Food Preparation_Natural Gas_Food Prep Other_E6 | Commercial | Restaurant (ID) | Existing | Food Preparation | Natural Gas | Food Prep Other | E6 |  | 0% | 0% | 0% | 0 | 0 | 0 | 0 | 0 | 0 | 0 | 0 | 0% | 0 | 0 | 0% | Normal | 0% | 0 | 0 | 0 | [17 empty] | Commercial_Restaurant (ID)_Existing_Food Preparation_Food Prep Other_
Commercial_Restaurant (ID)_Existing_Food Preparation_Natural Gas_Food Prep Other_E7 | Commercial | Restaurant (ID) | Existing | Food Preparation | Natural Gas | Food Prep Other | E7 |  | 0% | 0% | 0% | 0 | 0 | 0 | 0 | 0 | 0 | 0 | 0 | 0% | 0 | 0 | 0% | Normal | 0% | 0 | 0 | 0 | [17 empty] | Commercial_Restaurant (ID)_Existing_Food Preparation_Food Prep Other_
Commercial_Restaurant (ID)_Existing_Food Preparation_Natural Gas_Food Prep Other_E8 | Commercial | Restaurant (ID) | Existing | Food Preparation | Natural Gas | Food Prep Other | E8 |  | 0% | 0% | 0% | 0 | 0 | 0 | 0 | 0 | 0 | 0 | 0 | 0% | 0 | 0 | 0% | Normal | 0% | 0 | 0 | 0 | [17 empty] | Commercial_Restaurant (ID)_Existing_Food Preparation_Food Prep Other_
Commercial_Restaurant (ID)_Existing_Food Preparation_Natural Gas_Food Prep Other_E9 | Commercial | Restaurant (ID) | Existing | Food Preparation | Natural Gas | Food Prep Other | E9 |  | 0% | 0% | 0% | 0 | 0 | 0 | 0 | 0 | 0 | 0 | 0 | 0% | 0 | 0 | 0% | Normal | 0% | 0 | 0 | 0 | [17 empty] | Commercial_Restaurant (ID)_Existing_Food Preparation_Food Prep Other_
Commercial_Restaurant (ID)_Existing_Food Preparation_Natural Gas_Food Prep Other_E10 | Commercial | Restaurant (ID) | Existing | Food Preparation | Natural Gas | Food Prep Other | E10 |  | 0% | 0% | 0% | 0 | 0 | 0 | 0 | 0 | 0 | 0 | 0 | 0% | 0 | 0 | 0% | Normal | 0% | 0 | 0 | 0 | [17 empty] | Commercial_Restaurant (ID)_Existing_Food Preparation_Food Prep Other_
Commercial_Restaurant (ID)_Existing_Miscellaneous_Natural Gas_Pool Heater_E1 | Commercial | Restaurant (ID) | Existing | Miscellaneous | Natural Gas | Pool Heater | E1 | Standard (EF .82) | 100% | 0% | 0% | 0.012823 | 0 | 0 | 0 | 4 | 8 | 2019 | 2045 | 100% | 0 | 0 | 0% | Normal | 0% | 0.010152 | 0 | 0 | 1 unit | 5500 | 0 | 6.8182e-07 | 14890 | 18052 | 0 | 0 | 0 | 2014 | 1.0418 | DOE Commercial R&D 2016 - Table 7-6 | DOE Commercial R&D 2016 - Table 7-7 | DOE Commercial R&D 2016 - Table 7-8 | 1 | unit | 6.8182e-07 | Commercial_Restaurant (ID)_Existing_Miscellaneous_Pool Heater_Standard (EF .82)
Commercial_Restaurant (ID)_Existing_Miscellaneous_Natural Gas_Pool Heater_E2 | Commercial | Restaurant (ID) | Existing | Miscellaneous | Natural Gas | Pool Heater | E2 | Condensing (EF .90) | 85% | 0% | 0% | 0.020996 | 0 | 0 | 0 | 4 | 8 | 2019 | 2045 | 100% | 0 | 0 | 0% | Normal | 0% | 0.0086294 | 0 | 0 | 1 unit | 5500 | 0 | 6.8182e-07 | 12656.5 | 29558 | 0 | 0 | 0 | 2014 | 1.0418 | DOE Commercial R&D 2016 - Table 7-6 | DOE Commercial R&D 2016 - Table 7-7 | DOE Commercial R&D 2016 - Table 7-9 | 1 | unit | 6.8182e-07 | Commercial_Restaurant (ID)_Existing_Miscellaneous_Pool Heater_Condensing (EF .90)
Commercial_Restaurant (ID)_Existing_Miscellaneous_Natural Gas_Pool Heater_E3 | Commercial | Restaurant (ID) | Existing | Miscellaneous | Natural Gas | Pool Heater | E3 |  | 0% | 0% | 0% | 0 | 0 | 0 | 0 | 0 | 0 | 0 | 0 | 0% | 0 | 0 | 0% | Normal | 0% | 0 | 0 | 0 | [17 empty] | Commercial_Restaurant (ID)_Existing_Miscellaneous_Pool Heater_
Commercial_Restaurant (ID)_Existing_Miscellaneous_Natural Gas_Pool Heater_E4 | Commercial | Restaurant (ID) | Existing | Miscellaneous | Natural Gas | Pool Heater | E4 |  | 0% | 0% | 0% | 0 | 0 | 0 | 0 | 0 | 0 | 0 | 0 | 0% | 0 | 0 | 0% | Normal | 0% | 0 | 0 | 0 | [17 empty] | Commercial_Restaurant (ID)_Existing_Miscellaneous_Pool Heater_
Commercial_Restaurant (ID)_Existing_Miscellaneous_Natural Gas_Pool Heater_E5 | Commercial | Restaurant (ID) | Existing | Miscellaneous | Natural Gas | Pool Heater | E5 |  | 0% | 0% | 0% | 0 | 0 | 0 | 0 | 0 | 0 | 0 | 0 | 0% | 0 | 0 | 0% | Normal | 0% | 0 | 0 | 0 | [17 empty] | Commercial_Restaurant (ID)_Existing_Miscellaneous_Pool Heater_
Commercial_Restaurant (ID)_Existing_Miscellaneous_Natural Gas_Pool Heater_E6 | Commercial | Restaurant (ID) | Existing | Miscellaneous | Natural Gas | Pool Heater | E6 |  | 0% | 0% | 0% | 0 | 0 | 0 | 0 | 0 | 0 | 0 | 0 | 0% | 0 | 0 | 0% | Normal | 0% | 0 | 0 | 0 | [17 empty] | Commercial_Restaurant (ID)_Existing_Miscellaneous_Pool Heater_
Commercial_Restaurant (ID)_Existing_Miscellaneous_Natural Gas_Pool Heater_E7 | Commercial | Restaurant (ID) | Existing | Miscellaneous | Natural Gas | Pool Heater | E7 |  | 0% | 0% | 0% | 0 | 0 | 0 | 0 | 0 | 0 | 0 | 0 | 0% | 0 | 0 | 0% | Normal | 0% | 0 | 0 | 0 | [17 empty] | Commercial_Restaurant (ID)_Existing_Miscellaneous_Pool Heater_
Commercial_Restaurant (ID)_Existing_Miscellaneous_Natural Gas_Pool Heater_E8 | Commercial | Restaurant (ID) | Existing | Miscellaneous | Natural Gas | Pool Heater | E8 |  | 0% | 0% | 0% | 0 | 0 | 0 | 0 | 0 | 0 | 0 | 0 | 0% | 0 | 0 | 0% | Normal | 0% | 0 | 0 | 0 | [17 empty] | Commercial_Restaurant (ID)_Existing_Miscellaneous_Pool Heater_
Commercial_Restaurant (ID)_Existing_Miscellaneous_Natural Gas_Pool Heater_E9 | Commercial | Restaurant (ID) | Existing | Miscellaneous | Natural Gas | Pool Heater | E9 |  | 0% | 0% | 0% | 0 | 0 | 0 | 0 | 0 | 0 | 0 | 0 | 0% | 0 | 0 | 0% | Normal | 0% | 0 | 0 | 0 | [17 empty] | Commercial_Restaurant (ID)_Existing_Miscellaneous_Pool Heater_
Commercial_Restaurant (ID)_Existing_Miscellaneous_Natural Gas_Pool Heater_E10 | Commercial | Restaurant (ID) | Existing | Miscellaneous | Natural Gas | Pool Heater | E10 |  | 0% | 0% | 0% | 0 | 0 | 0 | 0 | 0 | 0 | 0 | 0 | 0% | 0 | 0 | 0% | Normal | 0% | 0 | 0 | 0 | [17 empty] | Commercial_Restaurant (ID)_Existing_Miscellaneous_Pool Heater_
Commercial_Restaurant (ID)_Existing_Miscellaneous_Natural Gas_Miscellaneous_E1 | Commercial | Restaurant (ID) | Existing | Miscellaneous | Natural Gas | Miscellaneous | E1 | Standard | 100% | 0% | 0% | 0.039982 | 0 | 0 | 0 | 2 | 8 | 2019 | 2045 | 100% | 0 | 0 | 0% | Normal | 0% | 0.0393 | 0 | 0 | 1 unit | 5500 | 0 | 0.0393 | 1 | 1 | 0 | 0 | 0 | 2016 | 1.0174 | N/A | N/A | N/A | 1 | unit | 0.0393 | Commercial_Restaurant (ID)_Existing_Miscellaneous_Miscellaneous_Standard
Commercial_Restaurant (ID)_Existing_Miscellaneous_Natural Gas_Miscellaneous_E2 | Commercial | Restaurant (ID) | Existing | Miscellaneous | Natural Gas | Miscellaneous | E2 |  | 0% | 0% | 0% | 0 | 0 | 0 | 0 | 0 | 0 | 0 | 0 | 0% | 0 | 0 | 0% | Normal | 0% | 0 | 0 | 0 | [17 empty] | Commercial_Restaurant (ID)_Existing_Miscellaneous_Miscellaneous_
Commercial_Restaurant (ID)_Existing_Miscellaneous_Natural Gas_Miscellaneous_E3 | Commercial | Restaurant (ID) | Existing | Miscellaneous | Natural Gas | Miscellaneous | E3 |  | 0% | 0% | 0% | 0 | 0 | 0 | 0 | 0 | 0 | 0 | 0 | 0% | 0 | 0 | 0% | Normal | 0% | 0 | 0 | 0 | [17 empty] | Commercial_Restaurant (ID)_Existing_Miscellaneous_Miscellaneous_
Commercial_Restaurant (ID)_Existing_Miscellaneous_Natural Gas_Miscellaneous_E4 | Commercial | Restaurant (ID) | Existing | Miscellaneous | Natural Gas | Miscellaneous | E4 |  | 0% | 0% | 0% | 0 | 0 | 0 | 0 | 0 | 0 | 0 | 0 | 0% | 0 | 0 | 0% | Normal | 0% | 0 | 0 | 0 | [17 empty] | Commercial_Restaurant (ID)_Existing_Miscellaneous_Miscellaneous_
Commercial_Restaurant (ID)_Existing_Miscellaneous_Natural Gas_Miscellaneous_E5 | Commercial | Restaurant (ID) | Existing | Miscellaneous | Natural Gas | Miscellaneous | E5 |  | 0% | 0% | 0% | 0 | 0 | 0 | 0 | 0 | 0 | 0 | 0 | 0% | 0 | 0 | 0% | Normal | 0% | 0 | 0 | 0 | [17 empty] | Commercial_Restaurant (ID)_Existing_Miscellaneous_Miscellaneous_
Commercial_Restaurant (ID)_Existing_Miscellaneous_Natural Gas_Miscellaneous_E6 | Commercial | Restaurant (ID) | Existing | Miscellaneous | Natural Gas | Miscellaneous | E6 |  | 0% | 0% | 0% | 0 | 0 | 0 | 0 | 0 | 0 | 0 | 0 | 0% | 0 | 0 | 0% | Normal | 0% | 0 | 0 | 0 | [17 empty] | Commercial_Restaurant (ID)_Existing_Miscellaneous_Miscellaneous_
Commercial_Restaurant (ID)_Existing_Miscellaneous_Natural Gas_Miscellaneous_E7 | Commercial | Restaurant (ID) | Existing | Miscellaneous | Natural Gas | Miscellaneous | E7 |  | 0% | 0% | 0% | 0 | 0 | 0 | 0 | 0 | 0 | 0 | 0 | 0% | 0 | 0 | 0% | Normal | 0% | 0 | 0 | 0 | [17 empty] | Commercial_Restaurant (ID)_Existing_Miscellaneous_Miscellaneous_
Commercial_Restaurant (ID)_Existing_Miscellaneous_Natural Gas_Miscellaneous_E8 | Commercial | Restaurant (ID) | Existing | Miscellaneous | Natural Gas | Miscellaneous | E8 |  | 0% | 0% | 0% | 0 | 0 | 0 | 0 | 0 | 0 | 0 | 0 | 0% | 0 | 0 | 0% | Normal | 0% | 0 | 0 | 0 | [17 empty] | Commercial_Restaurant (ID)_Existing_Miscellaneous_Miscellaneous_
Commercial_Restaurant (ID)_Existing_Miscellaneous_Natural Gas_Miscellaneous_E9 | Commercial | Restaurant (ID) | Existing | Miscellaneous | Natural Gas | Miscellaneous | E9 |  | 0% | 0% | 0% | 0 | 0 | 0 | 0 | 0 | 0 | 0 | 0 | 0% | 0 | 0 | 0% | Normal | 0% | 0 | 0 | 0 | [17 empty] | Commercial_Restaurant (ID)_Existing_Miscellaneous_Miscellaneous_
Commercial_Restaurant (ID)_Existing_Miscellaneous_Natural Gas_Miscellaneous_E10 | Commercial | Restaurant (ID) | Existing | Miscellaneous | Natural Gas | Miscellaneous | E10 |  | 0% | 0% | 0% | 0 | 0 | 0 | 0 | 0 | 0 | 0 | 0 | 0% | 0 | 0 | 0% | Normal | 0% | 0 | 0 | 0 | [17 empty] | Commercial_Restaurant (ID)_Existing_Miscellaneous_Miscellaneous_
Commercial_Restaurant (ID)_New_Space Heating_Natural Gas_Furnace_E1 | Commercial | Restaurant (ID) | New | Space Heating | Natural Gas | Furnace | E1 | AFUE 80% (Standard) | 100% | 0% | 0% | 0.6172 | 0 | 0.058175 | 0 | 10 | 20 | 2019 | 2045 | 100% | 0 | 0 | 0% | Normal | 0% | 0.62213 | 0 | 0 | 400 kBtu/hr | 5500 | 0 | 0.00017143 | 9.0727 | 3395 | 0 | 320 | 0 | 2013 | 1.0605 | GFURN-Heating-EIA14-2014 Ref. Case-2 | GFURN-Heating-EIA14-2014 Ref. Case-2 | AEG BEST | 400 | kBtu/hr | 0.068571 | Commercial_Restaurant (ID)_New_Space Heating_Furnace_AFUE 80% (Standard)
Commercial_Restaurant (ID)_New_Space Heating_Natural Gas_Furnace_E2 | Commercial | Restaurant (ID) | New | Space Heating | Natural Gas | Furnace | E2 | AFUE 90% | 88.92% | 0% | 0% | 0.74991 | 0 | 0.16907 | 0 | 10 | 20 | 2019 | 2045 | 100% | 0 | 0 | 0% | Normal | 0% | 0.55319 | 0 | 0 | 400 kBtu/hr | 5500 | 0 | 0.00017143 | 8.0673 | 4125 | 0 | 930 | 0 | 2013 | 1.0605 | GFURN-Heating-EIA14-2014 Ref. Case-3 | GFURN-Heating-EIA14-2014 Ref. Case-3 | AEG BEST | 400 | kBtu/hr | 0.068571 | Commercial_Restaurant (ID)_New_Space Heating_Furnace_AFUE 90%
Commercial_Restaurant (ID)_New_Space Heating_Natural Gas_Furnace_E3 | Commercial | Restaurant (ID) | New | Space Heating | Natural Gas | Furnace | E3 | AFUE 96% | 83.38% | 0% | 0% | 1.4492 | 0 | 0 | 0 | 10 | 20 | 2019 | 2045 | 100% | 0 | 0 | 0% | Normal | 0% | 0.51872 | 0 | 0 | 150 kBtu/hr | 5500 | 0 | 0.00045714 | 7.5647 | 3042.9057 | 0 | 0 | 0 | 2014 | 1.0418 | GFURN-Heating-EIA14-2014 Ref. Case-3 | GFURN-Heating-ILTRM-v5.0-191 | AEG BEST | 150 | kBtu/hr | 0.068571 | Commercial_Restaurant (ID)_New_Space Heating_Furnace_AFUE 96%
Commercial_Restaurant (ID)_New_Space Heating_Natural Gas_Furnace_E4 | Commercial | Restaurant (ID) | New | Space Heating | Natural Gas | Furnace | E4 |  | 0% | 0% | 0% | 0 | 0 | 0 | 0 | 0 | 0 | 0 | 0 | 0% | 0 | 0 | 0% | Normal | 0% | 0 | 0 | 0 | [17 empty] | Commercial_Restaurant (ID)_New_Space Heating_Furnace_
Commercial_Restaurant (ID)_New_Space Heating_Natural Gas_Furnace_E5 | Commercial | Restaurant (ID) | New | Space Heating | Natural Gas | Furnace | E5 |  | 0% | 0% | 0% | 0 | 0 | 0 | 0 | 0 | 0 | 0 | 0 | 0% | 0 | 0 | 0% | Normal | 0% | 0 | 0 | 0 | [17 empty] | Commercial_Restaurant (ID)_New_Space Heating_Furnace_
Commercial_Restaurant (ID)_New_Space Heating_Natural Gas_Furnace_E6 | Commercial | Restaurant (ID) | New | Space Heating | Natural Gas | Furnace | E6 |  | 0% | 0% | 0% | 0 | 0 | 0 | 0 | 0 | 0 | 0 | 0 | 0% | 0 | 0 | 0% | Normal | 0% | 0 | 0 | 0 | [17 empty] | Commercial_Restaurant (ID)_New_Space Heating_Furnace_
Commercial_Restaurant (ID)_New_Space Heating_Natural Gas_Furnace_E7 | Commercial | Restaurant (ID) | New | Space Heating | Natural Gas | Furnace | E7 |  | 0% | 0% | 0% | 0 | 0 | 0 | 0 | 0 | 0 | 0 | 0 | 0% | 0 | 0 | 0% | Normal | 0% | 0 | 0 | 0 | [17 empty] | Commercial_Restaurant (ID)_New_Space Heating_Furnace_
Commercial_Restaurant (ID)_New_Space Heating_Natural Gas_Furnace_E8 | Commercial | Restaurant (ID) | New | Space Heating | Natural Gas | Furnace | E8 |  | 0% | 0% | 0% | 0 | 0 | 0 | 0 | 0 | 0 | 0 | 0 | 0% | 0 | 0 | 0% | Normal | 0% | 0 | 0 | 0 | [17 empty] | Commercial_Restaurant (ID)_New_Space Heating_Furnace_
Commercial_Restaurant (ID)_New_Space Heating_Natural Gas_Furnace_E9 | Commercial | Restaurant (ID) | New | Space Heating | Natural Gas | Furnace | E9 |  | 0% | 0% | 0% | 0 | 0 | 0 | 0 | 0 | 0 | 0 | 0 | 0% | 0 | 0 | 0% | Normal | 0% | 0 | 0 | 0 | [17 empty] | Commercial_Restaurant (ID)_New_Space Heating_Furnace_
Commercial_Restaurant (ID)_New_Space Heating_Natural Gas_Furnace_E10 | Commercial | Restaurant (ID) | New | Space Heating | Natural Gas | Furnace | E10 |  | 0% | 0% | 0% | 0 | 0 | 0 | 0 | 0 | 0 | 0 | 0 | 0% | 0 | 0 | 0% | Normal | 0% | 0 | 0 | 0 | [17 empty] | Commercial_Restaurant (ID)_New_Space Heating_Furnace_
Commercial_Restaurant (ID)_New_Space Heating_Natural Gas_Boiler_E1 | Commercial | Restaurant (ID) | New | Space Heating | Natural Gas | Boiler | E1 | AFUE 80% (Standard) | 100% | 0% | 0% | 2.3009 | 0 | 0.054539 | 0 | 25 | 35 | 2019 | 2045 | 100% | 0 | 0 | 0% | Normal | 0% | 1.9801 | 0 | 0 | 1 kBtu/hr | 5500 | 0 | 0.068571 | 27.8485 | 31.6406 | 0 | 0.75 | 0 | 2013 | 1.0605 | GBLR-Heating-AEO15-3 | GBLR-Heating-AEO15-3 | GBLR-Heating-AEO15-3 | 1 | kBtu/hr | 0.068571 | Commercial_Restaurant (ID)_New_Space Heating_Boiler_AFUE 80% (Standard)
Commercial_Restaurant (ID)_New_Space Heating_Natural Gas_Boiler_E2 | Commercial | Restaurant (ID) | New | Space Heating | Natural Gas | Boiler | E2 | AFUE 85% | 94.12% | 0% | 0% | 2.4703 | 0 | 0.051331 | 0 | 25 | 35 | 2019 | 2045 | 100% | 0 | 0 | 0% | Normal | 0% | 1.8637 | 0 | 0 | 1 kBtu/hr | 5500 | 0 | 0.068571 | 26.2114 | 33.9706 | 0 | 0.70588 | 0 | 2013 | 1.0605 | GBLR-Heating-AEO15-6 | GBLR-Heating-AEO15-6 | GBLR-Heating-AEO15-6 | 1 | kBtu/hr | 0.068571 | Commercial_Restaurant (ID)_New_Space Heating_Boiler_AFUE 85%
Commercial_Restaurant (ID)_New_Space Heating_Natural Gas_Boiler_E3 | Commercial | Restaurant (ID) | New | Space Heating | Natural Gas | Boiler | E3 | AFUE 97% | 82.46% | 0% | 0% | 2.3513 | 0 | 0.044522 | 0 | 25 | 35 | 2019 | 2045 | 100% | 0 | 0 | 0% | Normal | 0% | 1.6328 | 0 | 0 | 1 kBtu/hr | 5500 | 0 | 0.068571 | 22.9651 | 32.3342 | 0 | 0.61224 | 0 | 2013 | 1.0605 | GBLR-Heating-AEO15-7 | GBLR-Heating-AEO15-7 | GBLR-Heating-AEO15-7 | 1 | kBtu/hr | 0.068571 | Commercial_Restaurant (ID)_New_Space Heating_Boiler_AFUE 97%
Commercial_Restaurant (ID)_New_Space Heating_Natural Gas_Boiler_E4 | Commercial | Restaurant (ID) | New | Space Heating | Natural Gas | Boiler | E4 | Convert to NG Air Source Heat Pump | 57.14% | 0% | 0% | 15.8769 | 0 | 0.19392 | 0 | 10 | 20 | 2019 | 2045 | 100% | 0 | 0 | 0% | Normal | 0% | 1.1315 | 0 | 0 | 1 kBtu/hr | 5500 | 0 | 0.068571 | 15.9134 | 218.3333 | 0 | 2.6667 | 0 | 2013 | 1.0605 | HP_GAS-Heating-AEO17-1 | HP_GAS-Heating-AEO17-1 | HP_GAS-Heating-AEO17-1 | 1 | kBtu/hr | 0.068571 | Commercial_Restaurant (ID)_New_Space Heating_Boiler_Convert to NG Air Source Heat Pump
Commercial_Restaurant (ID)_New_Space Heating_Natural Gas_Boiler_E5 | Commercial | Restaurant (ID) | New | Space Heating | Natural Gas | Boiler | E5 |  | 0% | 0% | 0% | 0 | 0 | 0 | 0 | 0 | 0 | 0 | 0 | 0% | 0 | 0 | 0% | Normal | 0% | 0 | 0 | 0 | [17 empty] | Commercial_Restaurant (ID)_New_Space Heating_Boiler_
Commercial_Restaurant (ID)_New_Space Heating_Natural Gas_Boiler_E6 | Commercial | Restaurant (ID) | New | Space Heating | Natural Gas | Boiler | E6 |  | 0% | 0% | 0% | 0 | 0 | 0 | 0 | 0 | 0 | 0 | 0 | 0% | 0 | 0 | 0% | Normal | 0% | 0 | 0 | 0 | [17 empty] | Commercial_Restaurant (ID)_New_Space Heating_Boiler_
Commercial_Restaurant (ID)_New_Space Heating_Natural Gas_Boiler_E7 | Commercial | Restaurant (ID) | New | Space Heating | Natural Gas | Boiler | E7 |  | 0% | 0% | 0% | 0 | 0 | 0 | 0 | 0 | 0 | 0 | 0 | 0% | 0 | 0 | 0% | Normal | 0% | 0 | 0 | 0 | [17 empty] | Commercial_Restaurant (ID)_New_Space Heating_Boiler_
Commercial_Restaurant (ID)_New_Space Heating_Natural Gas_Boiler_E8 | Commercial | Restaurant (ID) | New | Space Heating | Natural Gas | Boiler | E8 |  | 0% | 0% | 0% | 0 | 0 | 0 | 0 | 0 | 0 | 0 | 0 | 0% | 0 | 0 | 0% | Normal | 0% | 0 | 0 | 0 | [17 empty] | Commercial_Restaurant (ID)_New_Space Heating_Boiler_
Commercial_Restaurant (ID)_New_Space Heating_Natural Gas_Boiler_E9 | Commercial | Restaurant (ID) | New | Space Heating | Natural Gas | Boiler | E9 |  | 0% | 0% | 0% | 0 | 0 | 0 | 0 | 0 | 0 | 0 | 0 | 0% | 0 | 0 | 0% | Normal | 0% | 0 | 0 | 0 | [17 empty] | Commercial_Restaurant (ID)_New_Space Heating_Boiler_
Commercial_Restaurant (ID)_New_Space Heating_Natural Gas_Boiler_E10 | Commercial | Restaurant (ID) | New | Space Heating | Natural Gas | Boiler | E10 |  | 0% | 0% | 0% | 0 | 0 | 0 | 0 | 0 | 0 | 0 | 0 | 0% | 0 | 0 | 0% | Normal | 0% | 0 | 0 | 0 | [17 empty] | Commercial_Restaurant (ID)_New_Space Heating_Boiler_
Commercial_Restaurant (ID)_New_Space Heating_Natural Gas_Unit Heater_E1 | Commercial | Restaurant (ID) | New | Space Heating | Natural Gas | Unit Heater | E1 | Standard | 100% | 0% | 0% | 0.001432 | 0 | 0 | 0 | 15 | 25 | 2019 | 2045 | 100% | 0 | 0 | 0% | Normal | 0% | 0.31117 | 0 | 0 | 1 kBtu/Hr | 5500 | 0 | 1.3393e-06 | 2080 | 1051 | 0 | 0 | 0 | 2016 | 1.0174 | UNITHT-Heating-XCELCO-2017-18-3 | UNITHT-Heating-XCELCO-2017-18-3 | UNITHT-Heating-XCELCO-2017-18-3 | 1 | kBtu/Hr | 1.3393e-06 | Commercial_Restaurant (ID)_New_Space Heating_Unit Heater_Standard
Commercial_Restaurant (ID)_New_Space Heating_Natural Gas_Unit Heater_E2 | Commercial | Restaurant (ID) | New | Space Heating | Natural Gas | Unit Heater | E2 | Condensing | 88.94% | 0% | 0% | 0.0031407 | 0 | 0 | 0 | 15 | 25 | 2019 | 2045 | 100% | 0 | 0 | 0% | Normal | 0% | 0.27676 | 0 | 0 | 1 kBtu/Hr | 5500 | 0 | 1.3393e-06 | 1850 | 2305 | 0 | 0 | 0 | 2016 | 1.0174 | UNITHT-Heating-XCELCO-2017-18-3 | UNITHT-Heating-XCELCO-2017-18-3 | UNITHT-Heating-XCELCO-2017-18-3 | 1 | kBtu/Hr | 1.3393e-06 | Commercial_Restaurant (ID)_New_Space Heating_Unit Heater_Condensing
Commercial_Restaurant (ID)_New_Space Heating_Natural Gas_Unit Heater_E3 | Commercial | Restaurant (ID) | New | Space Heating | Natural Gas | Unit Heater | E3 | Infrared Radiant | 88.46% | 0% | 0% | 0.00171 | 0 | 0 | 0 | 10 | 20 | 2019 | 2045 | 100% | 0 | 0 | 0% | Normal | 0% | 0.27527 | 0 | 0 | 1 kBtu/Hr | 5500 | 0 | 1.3393e-06 | 1840 | 1255 | 0 | 0 | 0 | 2016 | 1.0174 | UNITHT-Heating-XCELCO-2017-18-4 | UNITHT-Heating-XCELCO-2017-18-4 | UNITHT-Heating-XCELCO-2017-18-4 | 1 | kBtu/Hr | 1.3393e-06 | Commercial_Restaurant (ID)_New_Space Heating_Unit Heater_Infrared Radiant
Commercial_Restaurant (ID)_New_Space Heating_Natural Gas_Unit Heater_E4 | Commercial | Restaurant (ID) | New | Space Heating | Natural Gas | Unit Heater | E4 |  | 0% | 0% | 0% | 0 | 0 | 0 | 0 | 0 | 0 | 0 | 0 | 0% | 0 | 0 | 0% | Normal | 0% | 0 | 0 | 0 | [17 empty] | Commercial_Restaurant (ID)_New_Space Heating_Unit Heater_
Commercial_Restaurant (ID)_New_Space Heating_Natural Gas_Unit Heater_E5 | Commercial | Restaurant (ID) | New | Space Heating | Natural Gas | Unit Heater | E5 |  | 0% | 0% | 0% | 0 | 0 | 0 | 0 | 0 | 0 | 0 | 0 | 0% | 0 | 0 | 0% | Normal | 0% | 0 | 0 | 0 | [17 empty] | Commercial_Restaurant (ID)_New_Space Heating_Unit Heater_
Commercial_Restaurant (ID)_New_Space Heating_Natural Gas_Unit Heater_E6 | Commercial | Restaurant (ID) | New | Space Heating | Natural Gas | Unit Heater | E6 |  | 0% | 0% | 0% | 0 | 0 | 0 | 0 | 0 | 0 | 0 | 0 | 0% | 0 | 0 | 0% | Normal | 0% | 0 | 0 | 0 | [17 empty] | Commercial_Restaurant (ID)_New_Space Heating_Unit Heater_
Commercial_Restaurant (ID)_New_Space Heating_Natural Gas_Unit Heater_E7 | Commercial | Restaurant (ID) | New | Space Heating | Natural Gas | Unit Heater | E7 |  | 0% | 0% | 0% | 0 | 0 | 0 | 0 | 0 | 0 | 0 | 0 | 0% | 0 | 0 | 0% | Normal | 0% | 0 | 0 | 0 | [17 empty] | Commercial_Restaurant (ID)_New_Space Heating_Unit Heater_
Commercial_Restaurant (ID)_New_Space Heating_Natural Gas_Unit Heater_E8 | Commercial | Restaurant (ID) | New | Space Heating | Natural Gas | Unit Heater | E8 |  | 0% | 0% | 0% | 0 | 0 | 0 | 0 | 0 | 0 | 0 | 0 | 0% | 0 | 0 | 0% | Normal | 0% | 0 | 0 | 0 | [17 empty] | Commercial_Restaurant (ID)_New_Space Heating_Unit Heater_
Commercial_Restaurant (ID)_New_Space Heating_Natural Gas_Unit Heater_E9 | Commercial | Restaurant (ID) | New | Space Heating | Natural Gas | Unit Heater | E9 |  | 0% | 0% | 0% | 0 | 0 | 0 | 0 | 0 | 0 | 0 | 0 | 0% | 0 | 0 | 0% | Normal | 0% | 0 | 0 | 0 | [17 empty] | Commercial_Restaurant (ID)_New_Space Heating_Unit Heater_
Commercial_Restaurant (ID)_New_Space Heating_Natural Gas_Unit Heater_E10 | Commercial | Restaurant (ID) | New | Space Heating | Natural Gas | Unit Heater | E10 |  | 0% | 0% | 0% | 0 | 0 | 0 | 0 | 0 | 0 | 0 | 0 | 0% | 0 | 0 | 0% | Normal | 0% | 0 | 0 | 0 | [17 empty] | Commercial_Restaurant (ID)_New_Space Heating_Unit Heater_
Commercial_Restaurant (ID)_New_Water Heating_Natural Gas_Water Heater_E1 | Commercial | Restaurant (ID) | New | Water Heating | Natural Gas | Water Heater | E1 | TE 0.80 | 100% | 0% | 0% | 0.43614 | 0 | 0 | 0 | 10 | 20 | 2019 | 2045 | 100% | 0 | 0 | 0% | Normal | 0% | 0.81876 | 0 | 0 | 1 kBtu/hr | 5500 | 0 | 0.019665 | 38.3485 | 21.8 | 0 | 0 | 0 | 2017 | 1.0174 | DHW_WH-Water Heating-PG&E-R7-14 | DHW_WH-Water Heating-PG&E-R7-14 | DHW_WH-Water Heating-PG&E-R7-14 | 1 | kBtu/hr | 0.019665 | Commercial_Restaurant (ID)_New_Water Heating_Water Heater_TE 0.80
Commercial_Restaurant (ID)_New_Water Heating_Natural Gas_Water Heater_E2 | Commercial | Restaurant (ID) | New | Water Heating | Natural Gas | Water Heater | E2 | TE 0.90 | 88.89% | 0% | 0% | 0.52337 | 0 | 0 | 0 | 10 | 20 | 2019 | 2045 | 100% | 0 | 0 | 0% | Normal | 0% | 0.72778 | 0 | 0 | 1 kBtu/hr | 5500 | 0 | 0.019665 | 34.0876 | 26.16 | 0 | 0 | 0 | 2017 | 1.0174 | DHW_WH-Water Heating-PG&E-R7-14 | DHW_WH-Water Heating-PG&E-R7-14 | DHW_WH-Water Heating-PG&E-R7-14 | 1 | kBtu/hr | 0.019665 | Commercial_Restaurant (ID)_New_Water Heating_Water Heater_TE 0.90
Commercial_Restaurant (ID)_New_Water Heating_Natural Gas_Water Heater_E3 | Commercial | Restaurant (ID) | New | Water Heating | Natural Gas | Water Heater | E3 | TE 0.94 | 85.11% | 0% | 0% | 0.64336 | 0 | 0 | 0 | 10 | 20 | 2019 | 2045 | 100% | 0 | 0 | 0% | Normal | 0% | 0.69682 | 0 | 0 | 1 kBtu/hr | 5500 | 0 | 0.019665 | 32.637 | 30.3604 | 0 | 0 | 0 | 2012 | 1.0776 | DHW_WH-Water Heating-NMTRM-2016-7 | DHW_WH-Water Heating-NMTRM-2016-7 | DHW_WH-Water Heating-NMTRM-2016-7 | 1 | kBtu/hr | 0.019665 | Commercial_Restaurant (ID)_New_Water Heating_Water Heater_TE 0.94
Commercial_Restaurant (ID)_New_Water Heating_Natural Gas_Water Heater_E4 | Commercial | Restaurant (ID) | New | Water Heating | Natural Gas | Water Heater | E4 | Instantaneous TE 0.94 | 85.02% | 0% | 0% | 0.75525 | 0 | 0 | 0 | 15 | 25 | 2019 | 2045 | 100% | 0 | 0 | 0% | Normal | 0% | 0.69607 | 0 | 0 | 1 kBtu/hr | 5500 | 0 | 0.019665 | 32.6024 | 35.6404 | 0 | 0 | 0 | 2012 | 1.0776 | DHW_WH-Water Heating-NMTRM-2016-9 | DHW_WH-Water Heating-NMTRM-2016-9 | DHW_WH-Water Heating-NMTRM-2016-9 | 1 | kBtu/hr | 0.019665 | Commercial_Restaurant (ID)_New_Water Heating_Water Heater_Instantaneous TE 0.94
Commercial_Restaurant (ID)_New_Water Heating_Natural Gas_Water Heater_E5 | Commercial | Restaurant (ID) | New | Water Heating | Natural Gas | Water Heater | E5 | Gas-Fired Absorption HPWH | 53.33% | 0% | 0% | 1.2837 | 0 | 0 | 0 | 10 | 16 | 2019 | 2045 | 100% | 0 | 0 | 0% | Normal | 0% | 0.43667 | 0 | 0 | 1 kBtu/hr | 5500 | 0 | 0.019665 | 20.4525 | 62.6566 | 0 | 0 | 0 | 2014 | 1.0418 | DHW_WH-Water Heating-DOE-2014-1 | DHW_WH-Water Heating-DOE-2014-1 | DHW_WH-Water Heating-DOE-2014-1 | 1 | kBtu/hr | 0.019665 | Commercial_Restaurant (ID)_New_Water Heating_Water Heater_Gas-Fired Absorption HPWH
Commercial_Restaurant (ID)_New_Water Heating_Natural Gas_Water Heater_E6 | Commercial | Restaurant (ID) | New | Water Heating | Natural Gas | Water Heater | E6 |  | 0% | 0% | 0% | 0 | 0 | 0 | 0 | 0 | 0 | 0 | 0 | 0% | 0 | 0 | 0% | Normal | 0% | 0 | 0 | 0 | [17 empty] | Commercial_Restaurant (ID)_New_Water Heating_Water Heater_
Commercial_Restaurant (ID)_New_Water Heating_Natural Gas_Water Heater_E7 | Commercial | Restaurant (ID) | New | Water Heating | Natural Gas | Water Heater | E7 |  | 0% | 0% | 0% | 0 | 0 | 0 | 0 | 0 | 0 | 0 | 0 | 0% | 0 | 0 | 0% | Normal | 0% | 0 | 0 | 0 | [17 empty] | Commercial_Restaurant (ID)_New_Water Heating_Water Heater_
Commercial_Restaurant (ID)_New_Water Heating_Natural Gas_Water Heater_E8 | Commercial | Restaurant (ID) | New | Water Heating | Natural Gas | Water Heater | E8 |  | 0% | 0% | 0% | 0 | 0 | 0 | 0 | 0 | 0 | 0 | 0 | 0% | 0 | 0 | 0% | Normal | 0% | 0 | 0 | 0 | [17 empty] | Commercial_Restaurant (ID)_New_Water Heating_Water Heater_
Commercial_Restaurant (ID)_New_Water Heating_Natural Gas_Water Heater_E9 | Commercial | Restaurant (ID) | New | Water Heating | Natural Gas | Water Heater | E9 |  | 0% | 0% | 0% | 0 | 0 | 0 | 0 | 0 | 0 | 0 | 0 | 0% | 0 | 0 | 0% | Normal | 0% | 0 | 0 | 0 | [17 empty] | Commercial_Restaurant (ID)_New_Water Heating_Water Heater_
Commercial_Restaurant (ID)_New_Water Heating_Natural Gas_Water Heater_E10 | Commercial | Restaurant (ID) | New | Water Heating | Natural Gas | Water Heater | E10 |  | 0% | 0% | 0% | 0 | 0 | 0 | 0 | 0 | 0 | 0 | 0 | 0% | 0 | 0 | 0% | Normal | 0% | 0 | 0 | 0 | [17 empty] | Commercial_Restaurant (ID)_New_Water Heating_Water Heater_
Commercial_Restaurant (ID)_New_Food Preparation_Natural Gas_Oven_E1 | Commercial | Restaurant (ID) | New | Food Preparation | Natural Gas | Oven | E1 | Standard | 100% | 0% | 0% | 0.011757 | 0 | 0 | 0 | 8 | 12 | 2019 | 2045 | 100% | 0 | 0 | 0% | Normal | 0% | 0.36484 | 0 | 0 | 1 unit | 5500 | 0 | 2.2621e-05 | 1050.946 | 490.1 | 0 | 0 | 0 | 2013 | 1.0605 | COOK_OVN-Food Preparation-AEO17-3 | COOK_OVN-Food Preparation-AEO17-3 | COOK_OVN-Food Preparation-ILTRM-v5.0-23 | 1 | unit | 2.2621e-05 | Commercial_Restaurant (ID)_New_Food Preparation_Oven_Standard
Commercial_Restaurant (ID)_New_Food Preparation_Natural Gas_Oven_E2 | Commercial | Restaurant (ID) | New | Food Preparation | Natural Gas | Oven | E2 | ENERGY STAR (>42% Baking Efficiency) | 71.01% | 0% | 0% | 0.01602 | 0 | 0 | 0 | 8 | 12 | 2019 | 2045 | 100% | 0 | 0 | 0% | Normal | 0% | 0.25907 | 0 | 0 | 1 unit | 5500 | 0 | 2.2621e-05 | 746.2722 | 667.81 | 0 | 0 | 0 | 2013 | 1.0605 | COOK_OVN-Food Preparation-AEO17-3 | COOK_OVN-Food Preparation-AEO17-3 | COOK_OVN-Food Preparation-ILTRM-v5.0-23 | 1 | unit | 2.2621e-05 | Commercial_Restaurant (ID)_New_Food Preparation_Oven_ENERGY STAR (>42% Baking Efficiency)
Commercial_Restaurant (ID)_New_Food Preparation_Natural Gas_Oven_E3 | Commercial | Restaurant (ID) | New | Food Preparation | Natural Gas | Oven | E3 |  | 0% | 0% | 0% | 0 | 0 | 0 | 0 | 0 | 0 | 0 | 0 | 0% | 0 | 0 | 0% | Normal | 0% | 0 | 0 | 0 | [17 empty] | Commercial_Restaurant (ID)_New_Food Preparation_Oven_
Commercial_Restaurant (ID)_New_Food Preparation_Natural Gas_Oven_E4 | Commercial | Restaurant (ID) | New | Food Preparation | Natural Gas | Oven | E4 |  | 0% | 0% | 0% | 0 | 0 | 0 | 0 | 0 | 0 | 0 | 0 | 0% | 0 | 0 | 0% | Normal | 0% | 0 | 0 | 0 | [17 empty] | Commercial_Restaurant (ID)_New_Food Preparation_Oven_
Commercial_Restaurant (ID)_New_Food Preparation_Natural Gas_Oven_E5 | Commercial | Restaurant (ID) | New | Food Preparation | Natural Gas | Oven | E5 |  | 0% | 0% | 0% | 0 | 0 | 0 | 0 | 0 | 0 | 0 | 0 | 0% | 0 | 0 | 0% | Normal | 0% | 0 | 0 | 0 | [17 empty] | Commercial_Restaurant (ID)_New_Food Preparation_Oven_
Commercial_Restaurant (ID)_New_Food Preparation_Natural Gas_Oven_E6 | Commercial | Restaurant (ID) | New | Food Preparation | Natural Gas | Oven | E6 |  | 0% | 0% | 0% | 0 | 0 | 0 | 0 | 0 | 0 | 0 | 0 | 0% | 0 | 0 | 0% | Normal | 0% | 0 | 0 | 0 | [17 empty] | Commercial_Restaurant (ID)_New_Food Preparation_Oven_
Commercial_Restaurant (ID)_New_Food Preparation_Natural Gas_Oven_E7 | Commercial | Restaurant (ID) | New | Food Preparation | Natural Gas | Oven | E7 |  | 0% | 0% | 0% | 0 | 0 | 0 | 0 | 0 | 0 | 0 | 0 | 0% | 0 | 0 | 0% | Normal | 0% | 0 | 0 | 0 | [17 empty] | Commercial_Restaurant (ID)_New_Food Preparation_Oven_
Commercial_Restaurant (ID)_New_Food Preparation_Natural Gas_Oven_E8 | Commercial | Restaurant (ID) | New | Food Preparation | Natural Gas | Oven | E8 |  | 0% | 0% | 0% | 0 | 0 | 0 | 0 | 0 | 0 | 0 | 0 | 0% | 0 | 0 | 0% | Normal | 0% | 0 | 0 | 0 | [17 empty] | Commercial_Restaurant (ID)_New_Food Preparation_Oven_
Commercial_Restaurant (ID)_New_Food Preparation_Natural Gas_Oven_E9 | Commercial | Restaurant (ID) | New | Food Preparation | Natural Gas | Oven | E9 |  | 0% | 0% | 0% | 0 | 0 | 0 | 0 | 0 | 0 | 0 | 0 | 0% | 0 | 0 | 0% | Normal | 0% | 0 | 0 | 0 | [17 empty] | Commercial_Restaurant (ID)_New_Food Preparation_Oven_
Commercial_Restaurant (ID)_New_Food Preparation_Natural Gas_Oven_E10 | Commercial | Restaurant (ID) | New | Food Preparation | Natural Gas | Oven | E10 |  | 0% | 0% | 0% | 0 | 0 | 0 | 0 | 0 | 0 | 0 | 0 | 0% | 0 | 0 | 0% | Normal | 0% | 0 | 0 | 0 | [17 empty] | Commercial_Restaurant (ID)_New_Food Preparation_Oven_
Commercial_Restaurant (ID)_New_Food Preparation_Natural Gas_Conveyor Oven_E1 | Commercial | Restaurant (ID) | New | Food Preparation | Natural Gas | Conveyor Oven | E1 | Standard | 100% | 0% | 0% | 0.009487 | 0 | 0 | 0 | 15 | 19 | 2019 | 2045 | 100% | 0 | 0 | 0% | Normal | 0% | 0.5888 | 0 | 0 | 1 unit | 5500 | 0 | 5.372e-06 | 3571 | 1665.3064 | 0 | 0 | 0 | 2013 | 1.0605 | COOK_OVN-Food Preparation-ILTRM-v5.0-24 | COOK_OVN-Food Preparation-AEO17-3 | https://fishnick.com/saveenergy/tools/calculators/gconvovencalc.php | 1 | unit | 5.372e-06 | Commercial_Restaurant (ID)_New_Food Preparation_Conveyor Oven_Standard
Commercial_Restaurant (ID)_New_Food Preparation_Natural Gas_Conveyor Oven_E2 | Commercial | Restaurant (ID) | New | Food Preparation | Natural Gas | Conveyor Oven | E2 | ENERGY STAR (>42% Baking Efficiency) | 79.47% | 0% | 0% | 0.020099 | 0 | 0 | 0 | 15 | 19 | 2019 | 2045 | 100% | 0 | 0 | 0% | Normal | 0% | 0.46794 | 0 | 0 | 1 unit | 5500 | 0 | 5.372e-06 | 2838 | 3409.1835 | 0 | 0 | 0 | 2011 | 1.0975 | COOK_OVN-Food Preparation-ILTRM-v5.0-24 | COOK_OVN-Food Preparation-ILTRM-v5.0-24 | COOK_OVN-Food Preparation-ILTRM-v5.0-24 | 1 | unit | 5.372e-06 | Commercial_Restaurant (ID)_New_Food Preparation_Conveyor Oven_ENERGY STAR (>42% Baking Efficiency)
Commercial_Restaurant (ID)_New_Food Preparation_Natural Gas_Conveyor Oven_E3 | Commercial | Restaurant (ID) | New | Food Preparation | Natural Gas | Conveyor Oven | E3 |  | 0% | 0% | 0% | 0 | 0 | 0 | 0 | 0 | 0 | 0 | 0 | 0% | 0 | 0 | 0% | Normal | 0% | 0 | 0 | 0 | [17 empty] | Commercial_Restaurant (ID)_New_Food Preparation_Conveyor Oven_
Commercial_Restaurant (ID)_New_Food Preparation_Natural Gas_Conveyor Oven_E4 | Commercial | Restaurant (ID) | New | Food Preparation | Natural Gas | Conveyor Oven | E4 |  | 0% | 0% | 0% | 0 | 0 | 0 | 0 | 0 | 0 | 0 | 0 | 0% | 0 | 0 | 0% | Normal | 0% | 0 | 0 | 0 | [17 empty] | Commercial_Restaurant (ID)_New_Food Preparation_Conveyor Oven_
Commercial_Restaurant (ID)_New_Food Preparation_Natural Gas_Conveyor Oven_E5 | Commercial | Restaurant (ID) | New | Food Preparation | Natural Gas | Conveyor Oven | E5 |  | 0% | 0% | 0% | 0 | 0 | 0 | 0 | 0 | 0 | 0 | 0 | 0% | 0 | 0 | 0% | Normal | 0% | 0 | 0 | 0 | [17 empty] | Commercial_Restaurant (ID)_New_Food Preparation_Conveyor Oven_
Commercial_Restaurant (ID)_New_Food Preparation_Natural Gas_Conveyor Oven_E6 | Commercial | Restaurant (ID) | New | Food Preparation | Natural Gas | Conveyor Oven | E6 |  | 0% | 0% | 0% | 0 | 0 | 0 | 0 | 0 | 0 | 0 | 0 | 0% | 0 | 0 | 0% | Normal | 0% | 0 | 0 | 0 | [17 empty] | Commercial_Restaurant (ID)_New_Food Preparation_Conveyor Oven_
Commercial_Restaurant (ID)_New_Food Preparation_Natural Gas_Conveyor Oven_E7 | Commercial | Restaurant (ID) | New | Food Preparation | Natural Gas | Conveyor Oven | E7 |  | 0% | 0% | 0% | 0 | 0 | 0 | 0 | 0 | 0 | 0 | 0 | 0% | 0 | 0 | 0% | Normal | 0% | 0 | 0 | 0 | [17 empty] | Commercial_Restaurant (ID)_New_Food Preparation_Conveyor Oven_
Commercial_Restaurant (ID)_New_Food Preparation_Natural Gas_Conveyor Oven_E8 | Commercial | Restaurant (ID) | New | Food Preparation | Natural Gas | Conveyor Oven | E8 |  | 0% | 0% | 0% | 0 | 0 | 0 | 0 | 0 | 0 | 0 | 0 | 0% | 0 | 0 | 0% | Normal | 0% | 0 | 0 | 0 | [17 empty] | Commercial_Restaurant (ID)_New_Food Preparation_Conveyor Oven_
Commercial_Restaurant (ID)_New_Food Preparation_Natural Gas_Conveyor Oven_E9 | Commercial | Restaurant (ID) | New | Food Preparation | Natural Gas | Conveyor Oven | E9 |  | 0% | 0% | 0% | 0 | 0 | 0 | 0 | 0 | 0 | 0 | 0 | 0% | 0 | 0 | 0% | Normal | 0% | 0 | 0 | 0 | [17 empty] | Commercial_Restaurant (ID)_New_Food Preparation_Conveyor Oven_
Commercial_Restaurant (ID)_New_Food Preparation_Natural Gas_Conveyor Oven_E10 | Commercial | Restaurant (ID) | New | Food Preparation | Natural Gas | Conveyor Oven | E10 |  | 0% | 0% | 0% | 0 | 0 | 0 | 0 | 0 | 0 | 0 | 0 | 0% | 0 | 0 | 0% | Normal | 0% | 0 | 0 | 0 | [17 empty] | Commercial_Restaurant (ID)_New_Food Preparation_Conveyor Oven_
Commercial_Restaurant (ID)_New_Food Preparation_Natural Gas_Double Rack Oven_E1 | Commercial | Restaurant (ID) | New | Food Preparation | Natural Gas | Double Rack Oven | E1 | Standard | 100% | 0% | 0% | 0.016333 | 0 | 0 | 0 | 8 | 16 | 2019 | 2045 | 100% | 0 | 0 | 0% | Normal | 0% | 1.0137 | 0 | 0 | 1 unit | 5500 | 0 | 6.088e-06 | 5425 | 2529.904 | 0 | 0 | 0 | 2013 | 1.0605 | COOK_OVN-Food Preparation-ILTRM-v5.0-25 | COOK_OVN-Food Preparation-ILTRM-v5.0-25 | https://fishnick.com/saveenergy/tools/calculators/grackovencalc.php | 1 | unit | 6.088e-06 | Commercial_Restaurant (ID)_New_Food Preparation_Double Rack Oven_Standard
Commercial_Restaurant (ID)_New_Food Preparation_Natural Gas_Double Rack Oven_E2 | Commercial | Restaurant (ID) | New | Food Preparation | Natural Gas | Double Rack Oven | E2 | FTSC Qualified (>50% Cooking Efficiency) | 61.95% | 0% | 0% | 0.0741 | 0 | 0 | 0 | 8 | 16 | 2019 | 2045 | 100% | 0 | 0 | 0% | Normal | 0% | 0.62803 | 0 | 0 | 1 unit | 5500 | 0 | 6.088e-06 | 3361 | 11090.6431 | 0 | 0 | 0 | 2011 | 1.0975 | COOK_OVN-Food Preparation-ILTRM-v5.0-25 | COOK_OVN-Food Preparation-ILTRM-v5.0-25 | COOK_OVN-Food Preparation-ILTRM-v5.0-25 | 1 | unit | 6.088e-06 | Commercial_Restaurant (ID)_New_Food Preparation_Double Rack Oven_FTSC Qualified (>50% Cooking Efficiency)
Commercial_Restaurant (ID)_New_Food Preparation_Natural Gas_Double Rack Oven_E3 | Commercial | Restaurant (ID) | New | Food Preparation | Natural Gas | Double Rack Oven | E3 |  | 0% | 0% | 0% | 0 | 0 | 0 | 0 | 0 | 0 | 0 | 0 | 0% | 0 | 0 | 0% | Normal | 0% | 0 | 0 | 0 | [17 empty] | Commercial_Restaurant (ID)_New_Food Preparation_Double Rack Oven_
Commercial_Restaurant (ID)_New_Food Preparation_Natural Gas_Double Rack Oven_E4 | Commercial | Restaurant (ID) | New | Food Preparation | Natural Gas | Double Rack Oven | E4 |  | 0% | 0% | 0% | 0 | 0 | 0 | 0 | 0 | 0 | 0 | 0 | 0% | 0 | 0 | 0% | Normal | 0% | 0 | 0 | 0 | [17 empty] | Commercial_Restaurant (ID)_New_Food Preparation_Double Rack Oven_
Commercial_Restaurant (ID)_New_Food Preparation_Natural Gas_Double Rack Oven_E5 | Commercial | Restaurant (ID) | New | Food Preparation | Natural Gas | Double Rack Oven | E5 |  | 0% | 0% | 0% | 0 | 0 | 0 | 0 | 0 | 0 | 0 | 0 | 0% | 0 | 0 | 0% | Normal | 0% | 0 | 0 | 0 | [17 empty] | Commercial_Restaurant (ID)_New_Food Preparation_Double Rack Oven_
Commercial_Restaurant (ID)_New_Food Preparation_Natural Gas_Double Rack Oven_E6 | Commercial | Restaurant (ID) | New | Food Preparation | Natural Gas | Double Rack Oven | E6 |  | 0% | 0% | 0% | 0 | 0 | 0 | 0 | 0 | 0 | 0 | 0 | 0% | 0 | 0 | 0% | Normal | 0% | 0 | 0 | 0 | [17 empty] | Commercial_Restaurant (ID)_New_Food Preparation_Double Rack Oven_
Commercial_Restaurant (ID)_New_Food Preparation_Natural Gas_Double Rack Oven_E7 | Commercial | Restaurant (ID) | New | Food Preparation | Natural Gas | Double Rack Oven | E7 |  | 0% | 0% | 0% | 0 | 0 | 0 | 0 | 0 | 0 | 0 | 0 | 0% | 0 | 0 | 0% | Normal | 0% | 0 | 0 | 0 | [17 empty] | Commercial_Restaurant (ID)_New_Food Preparation_Double Rack Oven_
Commercial_Restaurant (ID)_New_Food Preparation_Natural Gas_Double Rack Oven_E8 | Commercial | Restaurant (ID) | New | Food Preparation | Natural Gas | Double Rack Oven | E8 |  | 0% | 0% | 0% | 0 | 0 | 0 | 0 | 0 | 0 | 0 | 0 | 0% | 0 | 0 | 0% | Normal | 0% | 0 | 0 | 0 | [17 empty] | Commercial_Restaurant (ID)_New_Food Preparation_Double Rack Oven_
Commercial_Restaurant (ID)_New_Food Preparation_Natural Gas_Double Rack Oven_E9 | Commercial | Restaurant (ID) | New | Food Preparation | Natural Gas | Double Rack Oven | E9 |  | 0% | 0% | 0% | 0 | 0 | 0 | 0 | 0 | 0 | 0 | 0 | 0% | 0 | 0 | 0% | Normal | 0% | 0 | 0 | 0 | [17 empty] | Commercial_Restaurant (ID)_New_Food Preparation_Double Rack Oven_
Commercial_Restaurant (ID)_New_Food Preparation_Natural Gas_Double Rack Oven_E10 | Commercial | Restaurant (ID) | New | Food Preparation | Natural Gas | Double Rack Oven | E10 |  | 0% | 0% | 0% | 0 | 0 | 0 | 0 | 0 | 0 | 0 | 0 | 0% | 0 | 0 | 0% | Normal | 0% | 0 | 0 | 0 | [17 empty] | Commercial_Restaurant (ID)_New_Food Preparation_Double Rack Oven_
Commercial_Restaurant (ID)_New_Food Preparation_Natural Gas_Fryer_E1 | Commercial | Restaurant (ID) | New | Food Preparation | Natural Gas | Fryer | E1 | Standard | 100% | 0% | 0% | 0.7458 | 0 | 0 | 0 | 10 | 20 | 2019 | 2045 | 100% | 0 | 0 | 0% | Normal | 0% | 0.50969 | 0 | 0 | 1 unit | 5500 | 0 | 0.00026633 | 1628.2323 | 2500 | 0 | 0 | 0 | 2010 | 1.1201 | COOK_FRY-Food Preparation-ILTRM-v4.0-1 | Estimate | COOK_FRY-Food Preparation-ILTRM-v4.0-1 | 1 | unit | 0.00026633 | Commercial_Restaurant (ID)_New_Food Preparation_Fryer_Standard
Commercial_Restaurant (ID)_New_Food Preparation_Natural Gas_Fryer_E2 | Commercial | Restaurant (ID) | New | Food Preparation | Natural Gas | Fryer | E2 | ENERGY STAR | 68.97% | 0% | 0% | 1.1038 | 0 | 0 | 0 | 10 | 20 | 2019 | 2045 | 100% | 0 | 0 | 0% | Normal | 0% | 0.35153 | 0 | 0 | 1 unit | 5500 | 0 | 0.00026633 | 1122.9977 | 3700 | 0 | 0 | 0 | 2010 | 1.1201 | COOK_FRY-Food Preparation-ILTRM-v4.0-1 | COOK_FRY-Food Preparation-ILTRM-v4.0-1 | COOK_FRY-Food Preparation-ILTRM-v4.0-1 | 1 | unit | 0.00026633 | Commercial_Restaurant (ID)_New_Food Preparation_Fryer_ENERGY STAR
Commercial_Restaurant (ID)_New_Food Preparation_Natural Gas_Fryer_E3 | Commercial | Restaurant (ID) | New | Food Preparation | Natural Gas | Fryer | E3 |  | 0% | 0% | 0% | 0 | 0 | 0 | 0 | 0 | 0 | 0 | 0 | 0% | 0 | 0 | 0% | Normal | 0% | 0 | 0 | 0 | [17 empty] | Commercial_Restaurant (ID)_New_Food Preparation_Fryer_
Commercial_Restaurant (ID)_New_Food Preparation_Natural Gas_Fryer_E4 | Commercial | Restaurant (ID) | New | Food Preparation | Natural Gas | Fryer | E4 |  | 0% | 0% | 0% | 0 | 0 | 0 | 0 | 0 | 0 | 0 | 0 | 0% | 0 | 0 | 0% | Normal | 0% | 0 | 0 | 0 | [17 empty] | Commercial_Restaurant (ID)_New_Food Preparation_Fryer_
Commercial_Restaurant (ID)_New_Food Preparation_Natural Gas_Fryer_E5 | Commercial | Restaurant (ID) | New | Food Preparation | Natural Gas | Fryer | E5 |  | 0% | 0% | 0% | 0 | 0 | 0 | 0 | 0 | 0 | 0 | 0 | 0% | 0 | 0 | 0% | Normal | 0% | 0 | 0 | 0 | [17 empty] | Commercial_Restaurant (ID)_New_Food Preparation_Fryer_
Commercial_Restaurant (ID)_New_Food Preparation_Natural Gas_Fryer_E6 | Commercial | Restaurant (ID) | New | Food Preparation | Natural Gas | Fryer | E6 |  | 0% | 0% | 0% | 0 | 0 | 0 | 0 | 0 | 0 | 0 | 0 | 0% | 0 | 0 | 0% | Normal | 0% | 0 | 0 | 0 | [17 empty] | Commercial_Restaurant (ID)_New_Food Preparation_Fryer_
Commercial_Restaurant (ID)_New_Food Preparation_Natural Gas_Fryer_E7 | Commercial | Restaurant (ID) | New | Food Preparation | Natural Gas | Fryer | E7 |  | 0% | 0% | 0% | 0 | 0 | 0 | 0 | 0 | 0 | 0 | 0 | 0% | 0 | 0 | 0% | Normal | 0% | 0 | 0 | 0 | [17 empty] | Commercial_Restaurant (ID)_New_Food Preparation_Fryer_
Commercial_Restaurant (ID)_New_Food Preparation_Natural Gas_Fryer_E8 | Commercial | Restaurant (ID) | New | Food Preparation | Natural Gas | Fryer | E8 |  | 0% | 0% | 0% | 0 | 0 | 0 | 0 | 0 | 0 | 0 | 0 | 0% | 0 | 0 | 0% | Normal | 0% | 0 | 0 | 0 | [17 empty] | Commercial_Restaurant (ID)_New_Food Preparation_Fryer_
Commercial_Restaurant (ID)_New_Food Preparation_Natural Gas_Fryer_E9 | Commercial | Restaurant (ID) | New | Food Preparation | Natural Gas | Fryer | E9 |  | 0% | 0% | 0% | 0 | 0 | 0 | 0 | 0 | 0 | 0 | 0 | 0% | 0 | 0 | 0% | Normal | 0% | 0 | 0 | 0 | [17 empty] | Commercial_Restaurant (ID)_New_Food Preparation_Fryer_
Commercial_Restaurant (ID)_New_Food Preparation_Natural Gas_Fryer_E10 | Commercial | Restaurant (ID) | New | Food Preparation | Natural Gas | Fryer | E10 |  | 0% | 0% | 0% | 0 | 0 | 0 | 0 | 0 | 0 | 0 | 0 | 0% | 0 | 0 | 0% | Normal | 0% | 0 | 0 | 0 | [17 empty] | Commercial_Restaurant (ID)_New_Food Preparation_Fryer_
Commercial_Restaurant (ID)_New_Food Preparation_Natural Gas_Broiler_E1 | Commercial | Restaurant (ID) | New | Food Preparation | Natural Gas | Broiler | E1 | Standard | 100% | 0% | 0% | 0.67575 | 0 | 0 | 0 | 8 | 16 | 2019 | 2045 | 100% | 0 | 0 | 0% | Normal | 0% | 0.52064 | 0 | 0 | 1 unit | 5500 | 0 | 0.00024629 | 1625 | 2500 | 0 | 0 | 0 | 2011 | 1.0975 | COOK_BRL-Food Preparation-ILTRM-v4.0-2 | Estimate | COOK_BRL-Food Preparation-ILTRM-v4.0-2 | 1 | unit | 0.00024629 | Commercial_Restaurant (ID)_New_Food Preparation_Broiler_Standard
Commercial_Restaurant (ID)_New_Food Preparation_Natural Gas_Broiler_E2 | Commercial | Restaurant (ID) | New | Food Preparation | Natural Gas | Broiler | E2 | Infrared Burners | 85.29% | 0% | 0% | 0.94605 | 0 | 0 | 0 | 8 | 16 | 2019 | 2045 | 100% | 0 | 0 | 0% | Normal | 0% | 0.44407 | 0 | 0 | 1 unit | 5500 | 0 | 0.00024629 | 1386 | 3500 | 0 | 0 | 0 | 2011 | 1.0975 | COOK_BRL-Food Preparation-ILTRM-v4.0-2 | COOK_BRL-Food Preparation-ILTRM-v4.0-2 | COOK_BRL-Food Preparation-ILTRM-v4.0-2 | 1 | unit | 0.00024629 | Commercial_Restaurant (ID)_New_Food Preparation_Broiler_Infrared Burners
Commercial_Restaurant (ID)_New_Food Preparation_Natural Gas_Broiler_E3 | Commercial | Restaurant (ID) | New | Food Preparation | Natural Gas | Broiler | E3 |  | 0% | 0% | 0% | 0 | 0 | 0 | 0 | 0 | 0 | 0 | 0 | 0% | 0 | 0 | 0% | Normal | 0% | 0 | 0 | 0 | [17 empty] | Commercial_Restaurant (ID)_New_Food Preparation_Broiler_
Commercial_Restaurant (ID)_New_Food Preparation_Natural Gas_Broiler_E4 | Commercial | Restaurant (ID) | New | Food Preparation | Natural Gas | Broiler | E4 |  | 0% | 0% | 0% | 0 | 0 | 0 | 0 | 0 | 0 | 0 | 0 | 0% | 0 | 0 | 0% | Normal | 0% | 0 | 0 | 0 | [17 empty] | Commercial_Restaurant (ID)_New_Food Preparation_Broiler_
Commercial_Restaurant (ID)_New_Food Preparation_Natural Gas_Broiler_E5 | Commercial | Restaurant (ID) | New | Food Preparation | Natural Gas | Broiler | E5 |  | 0% | 0% | 0% | 0 | 0 | 0 | 0 | 0 | 0 | 0 | 0 | 0% | 0 | 0 | 0% | Normal | 0% | 0 | 0 | 0 | [17 empty] | Commercial_Restaurant (ID)_New_Food Preparation_Broiler_
Commercial_Restaurant (ID)_New_Food Preparation_Natural Gas_Broiler_E6 | Commercial | Restaurant (ID) | New | Food Preparation | Natural Gas | Broiler | E6 |  | 0% | 0% | 0% | 0 | 0 | 0 | 0 | 0 | 0 | 0 | 0 | 0% | 0 | 0 | 0% | Normal | 0% | 0 | 0 | 0 | [17 empty] | Commercial_Restaurant (ID)_New_Food Preparation_Broiler_
Commercial_Restaurant (ID)_New_Food Preparation_Natural Gas_Broiler_E7 | Commercial | Restaurant (ID) | New | Food Preparation | Natural Gas | Broiler | E7 |  | 0% | 0% | 0% | 0 | 0 | 0 | 0 | 0 | 0 | 0 | 0 | 0% | 0 | 0 | 0% | Normal | 0% | 0 | 0 | 0 | [17 empty] | Commercial_Restaurant (ID)_New_Food Preparation_Broiler_
Commercial_Restaurant (ID)_New_Food Preparation_Natural Gas_Broiler_E8 | Commercial | Restaurant (ID) | New | Food Preparation | Natural Gas | Broiler | E8 |  | 0% | 0% | 0% | 0 | 0 | 0 | 0 | 0 | 0 | 0 | 0 | 0% | 0 | 0 | 0% | Normal | 0% | 0 | 0 | 0 | [17 empty] | Commercial_Restaurant (ID)_New_Food Preparation_Broiler_
Commercial_Restaurant (ID)_New_Food Preparation_Natural Gas_Broiler_E9 | Commercial | Restaurant (ID) | New | Food Preparation | Natural Gas | Broiler | E9 |  | 0% | 0% | 0% | 0 | 0 | 0 | 0 | 0 | 0 | 0 | 0 | 0% | 0 | 0 | 0% | Normal | 0% | 0 | 0 | 0 | [17 empty] | Commercial_Restaurant (ID)_New_Food Preparation_Broiler_
Commercial_Restaurant (ID)_New_Food Preparation_Natural Gas_Broiler_E10 | Commercial | Restaurant (ID) | New | Food Preparation | Natural Gas | Broiler | E10 |  | 0% | 0% | 0% | 0 | 0 | 0 | 0 | 0 | 0 | 0 | 0 | 0% | 0 | 0 | 0% | Normal | 0% | 0 | 0 | 0 | [17 empty] | Commercial_Restaurant (ID)_New_Food Preparation_Broiler_
Commercial_Restaurant (ID)_New_Food Preparation_Natural Gas_Griddle_E1 | Commercial | Restaurant (ID) | New | Food Preparation | Natural Gas | Griddle | E1 | Standard | 100% | 0% | 0% | 1.4302 | 0 | 0 | 0 | 8 | 16 | 2019 | 2045 | 100% | 0 | 0 | 0% | Normal | 0% | 0.36183 | 0 | 0 | 1 unit | 5500 | 0 | 0.00026186 | 1213.5601 | 5150 | 0 | 0 | 0 | 2013 | 1.0605 | COOK_GRD-Food Preparation-ILTRM-v5.0-1 | COOK_GRD-Food Preparation-EIA14-2014 Ref. Case-5 | COOK_GRD-Food Preparation-ILTRM-v5.0-1 | 1 | unit | 0.00026186 | Commercial_Restaurant (ID)_New_Food Preparation_Griddle_Standard
Commercial_Restaurant (ID)_New_Food Preparation_Natural Gas_Griddle_E2 | Commercial | Restaurant (ID) | New | Food Preparation | Natural Gas | Griddle | E2 | ENERGY STAR | 87.77% | 0% | 0% | 1.5301 | 0 | 0 | 0 | 8 | 16 | 2019 | 2045 | 100% | 0 | 0 | 0% | Normal | 0% | 0.31758 | 0 | 0 | 1 unit | 5500 | 0 | 0.00026186 | 1065.1506 | 5510 | 0 | 0 | 0 | 2013 | 1.0605 | COOK_GRD-Food Preparation-ILTRM-v5.0-1 | COOK_GRD-Food Preparation-EIA14-2014 Ref. Case-5 | COOK_GRD-Food Preparation-ILTRM-v5.0-1 | 1 | unit | 0.00026186 | Commercial_Restaurant (ID)_New_Food Preparation_Griddle_ENERGY STAR
Commercial_Restaurant (ID)_New_Food Preparation_Natural Gas_Griddle_E3 | Commercial | Restaurant (ID) | New | Food Preparation | Natural Gas | Griddle | E3 |  | 0% | 0% | 0% | 0 | 0 | 0 | 0 | 0 | 0 | 0 | 0 | 0% | 0 | 0 | 0% | Normal | 0% | 0 | 0 | 0 | [17 empty] | Commercial_Restaurant (ID)_New_Food Preparation_Griddle_
Commercial_Restaurant (ID)_New_Food Preparation_Natural Gas_Griddle_E4 | Commercial | Restaurant (ID) | New | Food Preparation | Natural Gas | Griddle | E4 |  | 0% | 0% | 0% | 0 | 0 | 0 | 0 | 0 | 0 | 0 | 0 | 0% | 0 | 0 | 0% | Normal | 0% | 0 | 0 | 0 | [17 empty] | Commercial_Restaurant (ID)_New_Food Preparation_Griddle_
Commercial_Restaurant (ID)_New_Food Preparation_Natural Gas_Griddle_E5 | Commercial | Restaurant (ID) | New | Food Preparation | Natural Gas | Griddle | E5 |  | 0% | 0% | 0% | 0 | 0 | 0 | 0 | 0 | 0 | 0 | 0 | 0% | 0 | 0 | 0% | Normal | 0% | 0 | 0 | 0 | [17 empty] | Commercial_Restaurant (ID)_New_Food Preparation_Griddle_
Commercial_Restaurant (ID)_New_Food Preparation_Natural Gas_Griddle_E6 | Commercial | Restaurant (ID) | New | Food Preparation | Natural Gas | Griddle | E6 |  | 0% | 0% | 0% | 0 | 0 | 0 | 0 | 0 | 0 | 0 | 0 | 0% | 0 | 0 | 0% | Normal | 0% | 0 | 0 | 0 | [17 empty] | Commercial_Restaurant (ID)_New_Food Preparation_Griddle_
Commercial_Restaurant (ID)_New_Food Preparation_Natural Gas_Griddle_E7 | Commercial | Restaurant (ID) | New | Food Preparation | Natural Gas | Griddle | E7 |  | 0% | 0% | 0% | 0 | 0 | 0 | 0 | 0 | 0 | 0 | 0 | 0% | 0 | 0 | 0% | Normal | 0% | 0 | 0 | 0 | [17 empty] | Commercial_Restaurant (ID)_New_Food Preparation_Griddle_
Commercial_Restaurant (ID)_New_Food Preparation_Natural Gas_Griddle_E8 | Commercial | Restaurant (ID) | New | Food Preparation | Natural Gas | Griddle | E8 |  | 0% | 0% | 0% | 0 | 0 | 0 | 0 | 0 | 0 | 0 | 0 | 0% | 0 | 0 | 0% | Normal | 0% | 0 | 0 | 0 | [17 empty] | Commercial_Restaurant (ID)_New_Food Preparation_Griddle_
Commercial_Restaurant (ID)_New_Food Preparation_Natural Gas_Griddle_E9 | Commercial | Restaurant (ID) | New | Food Preparation | Natural Gas | Griddle | E9 |  | 0% | 0% | 0% | 0 | 0 | 0 | 0 | 0 | 0 | 0 | 0 | 0% | 0 | 0 | 0% | Normal | 0% | 0 | 0 | 0 | [17 empty] | Commercial_Restaurant (ID)_New_Food Preparation_Griddle_
Commercial_Restaurant (ID)_New_Food Preparation_Natural Gas_Griddle_E10 | Commercial | Restaurant (ID) | New | Food Preparation | Natural Gas | Griddle | E10 |  | 0% | 0% | 0% | 0 | 0 | 0 | 0 | 0 | 0 | 0 | 0 | 0% | 0 | 0 | 0% | Normal | 0% | 0 | 0 | 0 | [17 empty] | Commercial_Restaurant (ID)_New_Food Preparation_Griddle_
Commercial_Restaurant (ID)_New_Food Preparation_Natural Gas_Range_E1 | Commercial | Restaurant (ID) | New | Food Preparation | Natural Gas | Range | E1 | Standard | 100% | 0% | 0% | 1.3652 | 0 | 0 | 0 | 8 | 12 | 2019 | 2045 | 100% | 0 | 0 | 0% | Normal | 0% | 0.48905 | 0 | 0 | 1 unit | 5500 | 0 | 0.00027085 | 1470 | 4500 | 0 | 0 | 0 | 2010 | 1.1201 | COOK_OVN-Food Preparation-AEO17-1 | Estimate | DOE Commercial R&D 2016 - Table 2-12 | 1 | unit | 0.00027085 | Commercial_Restaurant (ID)_New_Food Preparation_Range_Standard
Commercial_Restaurant (ID)_New_Food Preparation_Natural Gas_Range_E2 | Commercial | Restaurant (ID) | New | Food Preparation | Natural Gas | Range | E2 | High Efficiency | 50% | 0% | 0% | 1.4866 | 0 | 0 | 0 | 8 | 12 | 2019 | 2045 | 100% | 0 | 0 | 0% | Normal | 0% | 0.24452 | 0 | 0 | 1 unit | 5500 | 0 | 0.00027085 | 735 | 4900 | 0 | 0 | 0 | 2010 | 1.1201 | COOK_OVN-Food Preparation-AEO17-1 | DOE Commercial R&D 2016 - Table 2-10 | DOE Commercial R&D 2016 - Table 2-18 | 1 | unit | 0.00027085 | Commercial_Restaurant (ID)_New_Food Preparation_Range_High Efficiency
Commercial_Restaurant (ID)_New_Food Preparation_Natural Gas_Range_E3 | Commercial | Restaurant (ID) | New | Food Preparation | Natural Gas | Range | E3 |  | 0% | 0% | 0% | 0 | 0 | 0 | 0 | 0 | 0 | 0 | 0 | 0% | 0 | 0 | 0% | Normal | 0% | 0 | 0 | 0 | [17 empty] | Commercial_Restaurant (ID)_New_Food Preparation_Range_
Commercial_Restaurant (ID)_New_Food Preparation_Natural Gas_Range_E4 | Commercial | Restaurant (ID) | New | Food Preparation | Natural Gas | Range | E4 |  | 0% | 0% | 0% | 0 | 0 | 0 | 0 | 0 | 0 | 0 | 0 | 0% | 0 | 0 | 0% | Normal | 0% | 0 | 0 | 0 | [17 empty] | Commercial_Restaurant (ID)_New_Food Preparation_Range_
Commercial_Restaurant (ID)_New_Food Preparation_Natural Gas_Range_E5 | Commercial | Restaurant (ID) | New | Food Preparation | Natural Gas | Range | E5 |  | 0% | 0% | 0% | 0 | 0 | 0 | 0 | 0 | 0 | 0 | 0 | 0% | 0 | 0 | 0% | Normal | 0% | 0 | 0 | 0 | [17 empty] | Commercial_Restaurant (ID)_New_Food Preparation_Range_
Commercial_Restaurant (ID)_New_Food Preparation_Natural Gas_Range_E6 | Commercial | Restaurant (ID) | New | Food Preparation | Natural Gas | Range | E6 |  | 0% | 0% | 0% | 0 | 0 | 0 | 0 | 0 | 0 | 0 | 0 | 0% | 0 | 0 | 0% | Normal | 0% | 0 | 0 | 0 | [17 empty] | Commercial_Restaurant (ID)_New_Food Preparation_Range_
Commercial_Restaurant (ID)_New_Food Preparation_Natural Gas_Range_E7 | Commercial | Restaurant (ID) | New | Food Preparation | Natural Gas | Range | E7 |  | 0% | 0% | 0% | 0 | 0 | 0 | 0 | 0 | 0 | 0 | 0 | 0% | 0 | 0 | 0% | Normal | 0% | 0 | 0 | 0 | [17 empty] | Commercial_Restaurant (ID)_New_Food Preparation_Range_
Commercial_Restaurant (ID)_New_Food Preparation_Natural Gas_Range_E8 | Commercial | Restaurant (ID) | New | Food Preparation | Natural Gas | Range | E8 |  | 0% | 0% | 0% | 0 | 0 | 0 | 0 | 0 | 0 | 0 | 0 | 0% | 0 | 0 | 0% | Normal | 0% | 0 | 0 | 0 | [17 empty] | Commercial_Restaurant (ID)_New_Food Preparation_Range_
Commercial_Restaurant (ID)_New_Food Preparation_Natural Gas_Range_E9 | Commercial | Restaurant (ID) | New | Food Preparation | Natural Gas | Range | E9 |  | 0% | 0% | 0% | 0 | 0 | 0 | 0 | 0 | 0 | 0 | 0 | 0% | 0 | 0 | 0% | Normal | 0% | 0 | 0 | 0 | [17 empty] | Commercial_Restaurant (ID)_New_Food Preparation_Range_
Commercial_Restaurant (ID)_New_Food Preparation_Natural Gas_Range_E10 | Commercial | Restaurant (ID) | New | Food Preparation | Natural Gas | Range | E10 |  | 0% | 0% | 0% | 0 | 0 | 0 | 0 | 0 | 0 | 0 | 0 | 0% | 0 | 0 | 0% | Normal | 0% | 0 | 0 | 0 | [17 empty] | Commercial_Restaurant (ID)_New_Food Preparation_Range_
Commercial_Restaurant (ID)_New_Food Preparation_Natural Gas_Steamer_E1 | Commercial | Restaurant (ID) | New | Food Preparation | Natural Gas | Steamer | E1 | Standard | 100% | 0% | 0% | 0.42914 | 0 | 0 | 0 | 8 | 16 | 2019 | 2045 | 100% | 0 | 0 | 0% | Normal | 0% | 0.67037 | 0 | 0 | 1 unit | 5500 | 0 | 3.04e-05 | 1241.5036 | 13100 | 0 | 0 | 0 | 2012 | 1.0776 | COOK_STM-Food Preparation-ILTRM-v4.0-32 | DOE Commercial R&D 2016 - Table 2-10 | COOK_STM-Food Preparation-ILTRM-v4.0-32 | 1 | unit | 3.04e-05 | Commercial_Restaurant (ID)_New_Food Preparation_Steamer_Standard
Commercial_Restaurant (ID)_New_Food Preparation_Natural Gas_Steamer_E2 | Commercial | Restaurant (ID) | New | Food Preparation | Natural Gas | Steamer | E2 | ENERGY STAR | 18.87% | 0% | 0% | 0.46183 | 0 | -8.6149e-05 | 0 | 8 | 16 | 2019 | 2045 | 100% | 0 | 0 | 0% | Normal | 0% | 0.12648 | 0 | 0 | 1 unit | 5500 | 0 | 3.04e-05 | 234.2394 | 14098 | 0 | -2.6298 | 0 | 2012 | 1.0776 | COOK_STM-Food Preparation-ILTRM-v4.0-32 | COOK_STM-Food Preparation-ILTRM-v4.0-32 | COOK_STM-Food Preparation-ILTRM-v4.0-32 | 1 | unit | 3.04e-05 | Commercial_Restaurant (ID)_New_Food Preparation_Steamer_ENERGY STAR
Commercial_Restaurant (ID)_New_Food Preparation_Natural Gas_Steamer_E3 | Commercial | Restaurant (ID) | New | Food Preparation | Natural Gas | Steamer | E3 |  | 0% | 0% | 0% | 0 | 0 | 0 | 0 | 0 | 0 | 0 | 0 | 0% | 0 | 0 | 0% | Normal | 0% | 0 | 0 | 0 | [17 empty] | Commercial_Restaurant (ID)_New_Food Preparation_Steamer_
Commercial_Restaurant (ID)_New_Food Preparation_Natural Gas_Steamer_E4 | Commercial | Restaurant (ID) | New | Food Preparation | Natural Gas | Steamer | E4 |  | 0% | 0% | 0% | 0 | 0 | 0 | 0 | 0 | 0 | 0 | 0 | 0% | 0 | 0 | 0% | Normal | 0% | 0 | 0 | 0 | [17 empty] | Commercial_Restaurant (ID)_New_Food Preparation_Steamer_
Commercial_Restaurant (ID)_New_Food Preparation_Natural Gas_Steamer_E5 | Commercial | Restaurant (ID) | New | Food Preparation | Natural Gas | Steamer | E5 |  | 0% | 0% | 0% | 0 | 0 | 0 | 0 | 0 | 0 | 0 | 0 | 0% | 0 | 0 | 0% | Normal | 0% | 0 | 0 | 0 | [17 empty] | Commercial_Restaurant (ID)_New_Food Preparation_Steamer_
Commercial_Restaurant (ID)_New_Food Preparation_Natural Gas_Steamer_E6 | Commercial | Restaurant (ID) | New | Food Preparation | Natural Gas | Steamer | E6 |  | 0% | 0% | 0% | 0 | 0 | 0 | 0 | 0 | 0 | 0 | 0 | 0% | 0 | 0 | 0% | Normal | 0% | 0 | 0 | 0 | [17 empty] | Commercial_Restaurant (ID)_New_Food Preparation_Steamer_
Commercial_Restaurant (ID)_New_Food Preparation_Natural Gas_Steamer_E7 | Commercial | Restaurant (ID) | New | Food Preparation | Natural Gas | Steamer | E7 |  | 0% | 0% | 0% | 0 | 0 | 0 | 0 | 0 | 0 | 0 | 0 | 0% | 0 | 0 | 0% | Normal | 0% | 0 | 0 | 0 | [17 empty] | Commercial_Restaurant (ID)_New_Food Preparation_Steamer_
Commercial_Restaurant (ID)_New_Food Preparation_Natural Gas_Steamer_E8 | Commercial | Restaurant (ID) | New | Food Preparation | Natural Gas | Steamer | E8 |  | 0% | 0% | 0% | 0 | 0 | 0 | 0 | 0 | 0 | 0 | 0 | 0% | 0 | 0 | 0% | Normal | 0% | 0 | 0 | 0 | [17 empty] | Commercial_Restaurant (ID)_New_Food Preparation_Steamer_
Commercial_Restaurant (ID)_New_Food Preparation_Natural Gas_Steamer_E9 | Commercial | Restaurant (ID) | New | Food Preparation | Natural Gas | Steamer | E9 |  | 0% | 0% | 0% | 0 | 0 | 0 | 0 | 0 | 0 | 0 | 0 | 0% | 0 | 0 | 0% | Normal | 0% | 0 | 0 | 0 | [17 empty] | Commercial_Restaurant (ID)_New_Food Preparation_Steamer_
Commercial_Restaurant (ID)_New_Food Preparation_Natural Gas_Steamer_E10 | Commercial | Restaurant (ID) | New | Food Preparation | Natural Gas | Steamer | E10 |  | 0% | 0% | 0% | 0 | 0 | 0 | 0 | 0 | 0 | 0 | 0 | 0% | 0 | 0 | 0% | Normal | 0% | 0 | 0 | 0 | [17 empty] | Commercial_Restaurant (ID)_New_Food Preparation_Steamer_
Commercial_Restaurant (ID)_New_Food Preparation_Natural Gas_Food Prep Other_E1 | Commercial | Restaurant (ID) | New | Food Preparation | Natural Gas | Food Prep Other | E1 | Standard | 100% | 0% | 0% | 0.00038692 | 0 | 0 | 0 | 8 | 12 | 2019 | 2045 | 100% | 0 | 0 | 0% | Normal | 0% | 0.15516 | 0 | 0 | 1 unit | 5500 | 0 | 3.4542e-07 | 1423.18 | 1000 | 0 | 0 | 0 | 2010 | 1.1201 | Default | Default | Default | 1 | unit | 3.4542e-07 | Commercial_Restaurant (ID)_New_Food Preparation_Food Prep Other_Standard
Commercial_Restaurant (ID)_New_Food Preparation_Natural Gas_Food Prep Other_E2 | Commercial | Restaurant (ID) | New | Food Preparation | Natural Gas | Food Prep Other | E2 | ENERGY STAR | 72.07% | 0% | 0% | 0.0007093 | 0 | 0 | 0 | 8 | 12 | 2019 | 2045 | 100% | 0 | 0 | 0% | Normal | 0% | 0.11182 | 0 | 0 | 1 unit | 5500 | 0 | 3.4542e-07 | 1025.646 | 1833.1988 | 0 | 0 | 0 | 2010 | 1.1201 | N/A | N/A | N/A | 1 | unit | 3.4542e-07 | Commercial_Restaurant (ID)_New_Food Preparation_Food Prep Other_ENERGY STAR
Commercial_Restaurant (ID)_New_Food Preparation_Natural Gas_Food Prep Other_E3 | Commercial | Restaurant (ID) | New | Food Preparation | Natural Gas | Food Prep Other | E3 |  | 0% | 0% | 0% | 0 | 0 | 0 | 0 | 0 | 0 | 0 | 0 | 0% | 0 | 0 | 0% | Normal | 0% | 0 | 0 | 0 | [17 empty] | Commercial_Restaurant (ID)_New_Food Preparation_Food Prep Other_
Commercial_Restaurant (ID)_New_Food Preparation_Natural Gas_Food Prep Other_E4 | Commercial | Restaurant (ID) | New | Food Preparation | Natural Gas | Food Prep Other | E4 |  | 0% | 0% | 0% | 0 | 0 | 0 | 0 | 0 | 0 | 0 | 0 | 0% | 0 | 0 | 0% | Normal | 0% | 0 | 0 | 0 | [17 empty] | Commercial_Restaurant (ID)_New_Food Preparation_Food Prep Other_
Commercial_Restaurant (ID)_New_Food Preparation_Natural Gas_Food Prep Other_E5 | Commercial | Restaurant (ID) | New | Food Preparation | Natural Gas | Food Prep Other | E5 |  | 0% | 0% | 0% | 0 | 0 | 0 | 0 | 0 | 0 | 0 | 0 | 0% | 0 | 0 | 0% | Normal | 0% | 0 | 0 | 0 | [17 empty] | Commercial_Restaurant (ID)_New_Food Preparation_Food Prep Other_
Commercial_Restaurant (ID)_New_Food Preparation_Natural Gas_Food Prep Other_E6 | Commercial | Restaurant (ID) | New | Food Preparation | Natural Gas | Food Prep Other | E6 |  | 0% | 0% | 0% | 0 | 0 | 0 | 0 | 0 | 0 | 0 | 0 | 0% | 0 | 0 | 0% | Normal | 0% | 0 | 0 | 0 | [17 empty] | Commercial_Restaurant (ID)_New_Food Preparation_Food Prep Other_
Commercial_Restaurant (ID)_New_Food Preparation_Natural Gas_Food Prep Other_E7 | Commercial | Restaurant (ID) | New | Food Preparation | Natural Gas | Food Prep Other | E7 |  | 0% | 0% | 0% | 0 | 0 | 0 | 0 | 0 | 0 | 0 | 0 | 0% | 0 | 0 | 0% | Normal | 0% | 0 | 0 | 0 | [17 empty] | Commercial_Restaurant (ID)_New_Food Preparation_Food Prep Other_
Commercial_Restaurant (ID)_New_Food Preparation_Natural Gas_Food Prep Other_E8 | Commercial | Restaurant (ID) | New | Food Preparation | Natural Gas | Food Prep Other | E8 |  | 0% | 0% | 0% | 0 | 0 | 0 | 0 | 0 | 0 | 0 | 0 | 0% | 0 | 0 | 0% | Normal | 0% | 0 | 0 | 0 | [17 empty] | Commercial_Restaurant (ID)_New_Food Preparation_Food Prep Other_
Commercial_Restaurant (ID)_New_Food Preparation_Natural Gas_Food Prep Other_E9 | Commercial | Restaurant (ID) | New | Food Preparation | Natural Gas | Food Prep Other | E9 |  | 0% | 0% | 0% | 0 | 0 | 0 | 0 | 0 | 0 | 0 | 0 | 0% | 0 | 0 | 0% | Normal | 0% | 0 | 0 | 0 | [17 empty] | Commercial_Restaurant (ID)_New_Food Preparation_Food Prep Other_
Commercial_Restaurant (ID)_New_Food Preparation_Natural Gas_Food Prep Other_E10 | Commercial | Restaurant (ID) | New | Food Preparation | Natural Gas | Food Prep Other | E10 |  | 0% | 0% | 0% | 0 | 0 | 0 | 0 | 0 | 0 | 0 | 0 | 0% | 0 | 0 | 0% | Normal | 0% | 0 | 0 | 0 | [17 empty] | Commercial_Restaurant (ID)_New_Food Preparation_Food Prep Other_
Commercial_Restaurant (ID)_New_Miscellaneous_Natural Gas_Pool Heater_E1 | Commercial | Restaurant (ID) | New | Miscellaneous | Natural Gas | Pool Heater | E1 | Standard (EF .82) | 100% | 0% | 0% | 0.012823 | 0 | 0 | 0 | 4 | 8 | 2019 | 2045 | 100% | 0 | 0 | 0% | Normal | 0% | 0.010152 | 0 | 0 | 1 unit | 5500 | 0 | 6.8182e-07 | 14890 | 18052 | 0 | 0 | 0 | 2014 | 1.0418 | DOE Commercial R&D 2016 - Table 7-6 | DOE Commercial R&D 2016 - Table 7-7 | DOE Commercial R&D 2016 - Table 7-8 | 1 | unit | 6.8182e-07 | Commercial_Restaurant (ID)_New_Miscellaneous_Pool Heater_Standard (EF .82)
Commercial_Restaurant (ID)_New_Miscellaneous_Natural Gas_Pool Heater_E2 | Commercial | Restaurant (ID) | New | Miscellaneous | Natural Gas | Pool Heater | E2 | Condensing (EF .90) | 85% | 0% | 0% | 0.020996 | 0 | 0 | 0 | 4 | 8 | 2019 | 2045 | 100% | 0 | 0 | 0% | Normal | 0% | 0.0086294 | 0 | 0 | 1 unit | 5500 | 0 | 6.8182e-07 | 12656.5 | 29558 | 0 | 0 | 0 | 2014 | 1.0418 | DOE Commercial R&D 2016 - Table 7-6 | DOE Commercial R&D 2016 - Table 7-7 | DOE Commercial R&D 2016 - Table 7-9 | 1 | unit | 6.8182e-07 | Commercial_Restaurant (ID)_New_Miscellaneous_Pool Heater_Condensing (EF .90)
Commercial_Restaurant (ID)_New_Miscellaneous_Natural Gas_Pool Heater_E3 | Commercial | Restaurant (ID) | New | Miscellaneous | Natural Gas | Pool Heater | E3 |  | 0% | 0% | 0% | 0 | 0 | 0 | 0 | 0 | 0 | 0 | 0 | 0% | 0 | 0 | 0% | Normal | 0% | 0 | 0 | 0 | [17 empty] | Commercial_Restaurant (ID)_New_Miscellaneous_Pool Heater_
Commercial_Restaurant (ID)_New_Miscellaneous_Natural Gas_Pool Heater_E4 | Commercial | Restaurant (ID) | New | Miscellaneous | Natural Gas | Pool Heater | E4 |  | 0% | 0% | 0% | 0 | 0 | 0 | 0 | 0 | 0 | 0 | 0 | 0% | 0 | 0 | 0% | Normal | 0% | 0 | 0 | 0 | [17 empty] | Commercial_Restaurant (ID)_New_Miscellaneous_Pool Heater_
Commercial_Restaurant (ID)_New_Miscellaneous_Natural Gas_Pool Heater_E5 | Commercial | Restaurant (ID) | New | Miscellaneous | Natural Gas | Pool Heater | E5 |  | 0% | 0% | 0% | 0 | 0 | 0 | 0 | 0 | 0 | 0 | 0 | 0% | 0 | 0 | 0% | Normal | 0% | 0 | 0 | 0 | [17 empty] | Commercial_Restaurant (ID)_New_Miscellaneous_Pool Heater_
Commercial_Restaurant (ID)_New_Miscellaneous_Natural Gas_Pool Heater_E6 | Commercial | Restaurant (ID) | New | Miscellaneous | Natural Gas | Pool Heater | E6 |  | 0% | 0% | 0% | 0 | 0 | 0 | 0 | 0 | 0 | 0 | 0 | 0% | 0 | 0 | 0% | Normal | 0% | 0 | 0 | 0 | [17 empty] | Commercial_Restaurant (ID)_New_Miscellaneous_Pool Heater_
Commercial_Restaurant (ID)_New_Miscellaneous_Natural Gas_Pool Heater_E7 | Commercial | Restaurant (ID) | New | Miscellaneous | Natural Gas | Pool Heater | E7 |  | 0% | 0% | 0% | 0 | 0 | 0 | 0 | 0 | 0 | 0 | 0 | 0% | 0 | 0 | 0% | Normal | 0% | 0 | 0 | 0 | [17 empty] | Commercial_Restaurant (ID)_New_Miscellaneous_Pool Heater_
Commercial_Restaurant (ID)_New_Miscellaneous_Natural Gas_Pool Heater_E8 | Commercial | Restaurant (ID) | New | Miscellaneous | Natural Gas | Pool Heater | E8 |  | 0% | 0% | 0% | 0 | 0 | 0 | 0 | 0 | 0 | 0 | 0 | 0% | 0 | 0 | 0% | Normal | 0% | 0 | 0 | 0 | [17 empty] | Commercial_Restaurant (ID)_New_Miscellaneous_Pool Heater_
Commercial_Restaurant (ID)_New_Miscellaneous_Natural Gas_Pool Heater_E9 | Commercial | Restaurant (ID) | New | Miscellaneous | Natural Gas | Pool Heater | E9 |  | 0% | 0% | 0% | 0 | 0 | 0 | 0 | 0 | 0 | 0 | 0 | 0% | 0 | 0 | 0% | Normal | 0% | 0 | 0 | 0 | [17 empty] | Commercial_Restaurant (ID)_New_Miscellaneous_Pool Heater_
Commercial_Restaurant (ID)_New_Miscellaneous_Natural Gas_Pool Heater_E10 | Commercial | Restaurant (ID) | New | Miscellaneous | Natural Gas | Pool Heater | E10 |  | 0% | 0% | 0% | 0 | 0 | 0 | 0 | 0 | 0 | 0 | 0 | 0% | 0 | 0 | 0% | Normal | 0% | 0 | 0 | 0 | [17 empty] | Commercial_Restaurant (ID)_New_Miscellaneous_Pool Heater_
Commercial_Restaurant (ID)_New_Miscellaneous_Natural Gas_Miscellaneous_E1 | Commercial | Restaurant (ID) | New | Miscellaneous | Natural Gas | Miscellaneous | E1 | Standard | 100% | 0% | 0% | 1.0174 | 0 | 0 | 0 | 2 | 8 | 2019 | 2045 | 100% | 0 | 0 | 0% | Normal | 0% | 0.0393 | 0 | 0 | 1 unit | 5500 | 0 | 1 | 1 | 1 | 0 | 0 | 0 | 2016 | 1.0174 | N/A | N/A | N/A | 1 | unit | 1 | Commercial_Restaurant (ID)_New_Miscellaneous_Miscellaneous_Standard
Commercial_Restaurant (ID)_New_Miscellaneous_Natural Gas_Miscellaneous_E2 | Commercial | Restaurant (ID) | New | Miscellaneous | Natural Gas | Miscellaneous | E2 |  | 0% | 0% | 0% | 0 | 0 | 0 | 0 | 0 | 0 | 0 | 0 | 0% | 0 | 0 | 0% | Normal | 0% | 0 | 0 | 0 | [17 empty] | Commercial_Restaurant (ID)_New_Miscellaneous_Miscellaneous_
Commercial_Restaurant (ID)_New_Miscellaneous_Natural Gas_Miscellaneous_E3 | Commercial | Restaurant (ID) | New | Miscellaneous | Natural Gas | Miscellaneous | E3 |  | 0% | 0% | 0% | 0 | 0 | 0 | 0 | 0 | 0 | 0 | 0 | 0% | 0 | 0 | 0% | Normal | 0% | 0 | 0 | 0 | [17 empty] | Commercial_Restaurant (ID)_New_Miscellaneous_Miscellaneous_
Commercial_Restaurant (ID)_New_Miscellaneous_Natural Gas_Miscellaneous_E4 | Commercial | Restaurant (ID) | New | Miscellaneous | Natural Gas | Miscellaneous | E4 |  | 0% | 0% | 0% | 0 | 0 | 0 | 0 | 0 | 0 | 0 | 0 | 0% | 0 | 0 | 0% | Normal | 0% | 0 | 0 | 0 | [17 empty] | Commercial_Restaurant (ID)_New_Miscellaneous_Miscellaneous_
Commercial_Restaurant (ID)_New_Miscellaneous_Natural Gas_Miscellaneous_E5 | Commercial | Restaurant (ID) | New | Miscellaneous | Natural Gas | Miscellaneous | E5 |  | 0% | 0% | 0% | 0 | 0 | 0 | 0 | 0 | 0 | 0 | 0 | 0% | 0 | 0 | 0% | Normal | 0% | 0 | 0 | 0 | [17 empty] | Commercial_Restaurant (ID)_New_Miscellaneous_Miscellaneous_
Commercial_Restaurant (ID)_New_Miscellaneous_Natural Gas_Miscellaneous_E6 | Commercial | Restaurant (ID) | New | Miscellaneous | Natural Gas | Miscellaneous | E6 |  | 0% | 0% | 0% | 0 | 0 | 0 | 0 | 0 | 0 | 0 | 0 | 0% | 0 | 0 | 0% | Normal | 0% | 0 | 0 | 0 | [17 empty] | Commercial_Restaurant (ID)_New_Miscellaneous_Miscellaneous_
Commercial_Restaurant (ID)_New_Miscellaneous_Natural Gas_Miscellaneous_E7 | Commercial | Restaurant (ID) | New | Miscellaneous | Natural Gas | Miscellaneous | E7 |  | 0% | 0% | 0% | 0 | 0 | 0 | 0 | 0 | 0 | 0 | 0 | 0% | 0 | 0 | 0% | Normal | 0% | 0 | 0 | 0 | [17 empty] | Commercial_Restaurant (ID)_New_Miscellaneous_Miscellaneous_
Commercial_Restaurant (ID)_New_Miscellaneous_Natural Gas_Miscellaneous_E8 | Commercial | Restaurant (ID) | New | Miscellaneous | Natural Gas | Miscellaneous | E8 |  | 0% | 0% | 0% | 0 | 0 | 0 | 0 | 0 | 0 | 0 | 0 | 0% | 0 | 0 | 0% | Normal | 0% | 0 | 0 | 0 | [17 empty] | Commercial_Restaurant (ID)_New_Miscellaneous_Miscellaneous_
Commercial_Restaurant (ID)_New_Miscellaneous_Natural Gas_Miscellaneous_E9 | Commercial | Restaurant (ID) | New | Miscellaneous | Natural Gas | Miscellaneous | E9 |  | 0% | 0% | 0% | 0 | 0 | 0 | 0 | 0 | 0 | 0 | 0 | 0% | 0 | 0 | 0% | Normal | 0% | 0 | 0 | 0 | [17 empty] | Commercial_Restaurant (ID)_New_Miscellaneous_Miscellaneous_
Commercial_Restaurant (ID)_New_Miscellaneous_Natural Gas_Miscellaneous_E10 | Commercial | Restaurant (ID) | New | Miscellaneous | Natural Gas | Miscellaneous | E10 |  | 0% | 0% | 0% | 0 | 0 | 0 | 0 | 0 | 0 | 0 | 0 | 0% | 0 | 0 | 0% | Normal | 0% | 0 | 0 | 0 | [17 empty] | Commercial_Restaurant (ID)_New_Miscellaneous_Miscellaneous_
Commercial_Retail (ID)_Existing_Space Heating_Natural Gas_Furnace_E1 | Commercial | Retail (ID) | Existing | Space Heating | Natural Gas | Furnace | E1 | AFUE 80% (Standard) | 100% | 0% | 0% | 0.43204 | 0 | 0.040722 | 0 | 10 | 20 | 2019 | 2045 | 100% | 0 | 0 | 0% | Normal | 0% | 0.47155 | 0 | 0 | 400 kBtu/hr | 100000 | 0 | 0.00012 | 9.8239 | 3395 | 0 | 320 | 0 | 2013 | 1.0605 | GFURN-Heating-EIA14-2014 Ref. Case-2 | GFURN-Heating-EIA14-2014 Ref. Case-2 | AEG BEST | 400 | kBtu/hr | 0.048 | Commercial_Retail (ID)_Existing_Space Heating_Furnace_AFUE 80% (Standard)
Commercial_Retail (ID)_Existing_Space Heating_Natural Gas_Furnace_E2 | Commercial | Retail (ID) | Existing | Space Heating | Natural Gas | Furnace | E2 | AFUE 90% | 88.89% | 0% | 0% | 0.52494 | 0 | 0.11835 | 0 | 10 | 20 | 2019 | 2045 | 100% | 0 | 0 | 0% | Normal | 0% | 0.41914 | 0 | 0 | 400 kBtu/hr | 100000 | 0 | 0.00012 | 8.7321 | 4125 | 0 | 930 | 0 | 2013 | 1.0605 | GFURN-Heating-EIA14-2014 Ref. Case-3 | GFURN-Heating-EIA14-2014 Ref. Case-3 | AEG BEST | 400 | kBtu/hr | 0.048 | Commercial_Retail (ID)_Existing_Space Heating_Furnace_AFUE 90%
Commercial_Retail (ID)_Existing_Space Heating_Natural Gas_Furnace_E3 | Commercial | Retail (ID) | Existing | Space Heating | Natural Gas | Furnace | E3 | AFUE 96% | 83.33% | 0% | 0% | 1.0145 | 0 | 0 | 0 | 10 | 20 | 2019 | 2045 | 100% | 0 | 0 | 0% | Normal | 0% | 0.39294 | 0 | 0 | 150 kBtu/hr | 100000 | 0 | 0.00032 | 8.1862 | 3042.9057 | 0 | 0 | 0 | 2014 | 1.0418 | GFURN-Heating-EIA14-2014 Ref. Case-3 | GFURN-Heating-ILTRM-v5.0-191 | AEG BEST | 150 | kBtu/hr | 0.048 | Commercial_Retail (ID)_Existing_Space Heating_Furnace_AFUE 96%
Commercial_Retail (ID)_Existing_Space Heating_Natural Gas_Furnace_E4 | Commercial | Retail (ID) | Existing | Space Heating | Natural Gas | Furnace | E4 |  | 0% | 0% | 0% | 0 | 0 | 0 | 0 | 0 | 0 | 0 | 0 | 0% | 0 | 0 | 0% | Normal | 0% | 0 | 0 | 0 | [17 empty] | Commercial_Retail (ID)_Existing_Space Heating_Furnace_
Commercial_Retail (ID)_Existing_Space Heating_Natural Gas_Furnace_E5 | Commercial | Retail (ID) | Existing | Space Heating | Natural Gas | Furnace | E5 |  | 0% | 0% | 0% | 0 | 0 | 0 | 0 | 0 | 0 | 0 | 0 | 0% | 0 | 0 | 0% | Normal | 0% | 0 | 0 | 0 | [17 empty] | Commercial_Retail (ID)_Existing_Space Heating_Furnace_
Commercial_Retail (ID)_Existing_Space Heating_Natural Gas_Furnace_E6 | Commercial | Retail (ID) | Existing | Space Heating | Natural Gas | Furnace | E6 |  | 0% | 0% | 0% | 0 | 0 | 0 | 0 | 0 | 0 | 0 | 0 | 0% | 0 | 0 | 0% | Normal | 0% | 0 | 0 | 0 | [17 empty] | Commercial_Retail (ID)_Existing_Space Heating_Furnace_
Commercial_Retail (ID)_Existing_Space Heating_Natural Gas_Furnace_E7 | Commercial | Retail (ID) | Existing | Space Heating | Natural Gas | Furnace | E7 |  | 0% | 0% | 0% | 0 | 0 | 0 | 0 | 0 | 0 | 0 | 0 | 0% | 0 | 0 | 0% | Normal | 0% | 0 | 0 | 0 | [17 empty] | Commercial_Retail (ID)_Existing_Space Heating_Furnace_
Commercial_Retail (ID)_Existing_Space Heating_Natural Gas_Furnace_E8 | Commercial | Retail (ID) | Existing | Space Heating | Natural Gas | Furnace | E8 |  | 0% | 0% | 0% | 0 | 0 | 0 | 0 | 0 | 0 | 0 | 0 | 0% | 0 | 0 | 0% | Normal | 0% | 0 | 0 | 0 | [17 empty] | Commercial_Retail (ID)_Existing_Space Heating_Furnace_
Commercial_Retail (ID)_Existing_Space Heating_Natural Gas_Furnace_E9 | Commercial | Retail (ID) | Existing | Space Heating | Natural Gas | Furnace | E9 |  | 0% | 0% | 0% | 0 | 0 | 0 | 0 | 0 | 0 | 0 | 0 | 0% | 0 | 0 | 0% | Normal | 0% | 0 | 0 | 0 | [17 empty] | Commercial_Retail (ID)_Existing_Space Heating_Furnace_
Commercial_Retail (ID)_Existing_Space Heating_Natural Gas_Furnace_E10 | Commercial | Retail (ID) | Existing | Space Heating | Natural Gas | Furnace | E10 |  | 0% | 0% | 0% | 0 | 0 | 0 | 0 | 0 | 0 | 0 | 0 | 0% | 0 | 0 | 0% | Normal | 0% | 0 | 0 | 0 | [17 empty] | Commercial_Retail (ID)_Existing_Space Heating_Furnace_
Commercial_Retail (ID)_Existing_Space Heating_Natural Gas_Boiler_E1 | Commercial | Retail (ID) | Existing | Space Heating | Natural Gas | Boiler | E1 | AFUE 80% (Standard) | 100% | 0% | 0% | 1.6106 | 0 | 0.038177 | 0 | 25 | 35 | 2019 | 2045 | 100% | 0 | 0 | 0% | Normal | 0% | 1.4774 | 0 | 0 | 1 kBtu/hr | 100000 | 0 | 0.048 | 29.4584 | 31.6406 | 0 | 0.75 | 0 | 2013 | 1.0605 | GBLR-Heating-AEO15-3 | GBLR-Heating-AEO15-3 | GBLR-Heating-AEO15-3 | 1 | kBtu/hr | 0.048 | Commercial_Retail (ID)_Existing_Space Heating_Boiler_AFUE 80% (Standard)
Commercial_Retail (ID)_Existing_Space Heating_Natural Gas_Boiler_E2 | Commercial | Retail (ID) | Existing | Space Heating | Natural Gas | Boiler | E2 | AFUE 85% | 94.12% | 0% | 0% | 1.7292 | 0 | 0.035931 | 0 | 25 | 35 | 2019 | 2045 | 100% | 0 | 0 | 0% | Normal | 0% | 1.3905 | 0 | 0 | 1 kBtu/hr | 100000 | 0 | 0.048 | 27.7253 | 33.9706 | 0 | 0.70588 | 0 | 2013 | 1.0605 | GBLR-Heating-AEO15-6 | GBLR-Heating-AEO15-6 | GBLR-Heating-AEO15-6 | 1 | kBtu/hr | 0.048 | Commercial_Retail (ID)_Existing_Space Heating_Boiler_AFUE 85%
Commercial_Retail (ID)_Existing_Space Heating_Natural Gas_Boiler_E3 | Commercial | Retail (ID) | Existing | Space Heating | Natural Gas | Boiler | E3 | AFUE 97% | 82.47% | 0% | 0% | 1.6459 | 0 | 0.031165 | 0 | 25 | 35 | 2019 | 2045 | 100% | 0 | 0 | 0% | Normal | 0% | 1.2185 | 0 | 0 | 1 kBtu/hr | 100000 | 0 | 0.048 | 24.2955 | 32.3342 | 0 | 0.61224 | 0 | 2013 | 1.0605 | GBLR-Heating-AEO15-7 | GBLR-Heating-AEO15-7 | GBLR-Heating-AEO15-7 | 1 | kBtu/hr | 0.048 | Commercial_Retail (ID)_Existing_Space Heating_Boiler_AFUE 97%
Commercial_Retail (ID)_Existing_Space Heating_Natural Gas_Boiler_E4 | Commercial | Retail (ID) | Existing | Space Heating | Natural Gas | Boiler | E4 | Convert to NG Air Source Heat Pump | 57.14% | 0% | 0% | 11.1138 | 0 | 0.13574 | 0 | 10 | 20 | 2019 | 2045 | 100% | 0 | 0 | 0% | Normal | 0% | 0.84422 | 0 | 0 | 1 kBtu/hr | 100000 | 0 | 0.048 | 16.8334 | 218.3333 | 0 | 2.6667 | 0 | 2013 | 1.0605 | HP_GAS-Heating-AEO17-1 | HP_GAS-Heating-AEO17-1 | HP_GAS-Heating-AEO17-1 | 1 | kBtu/hr | 0.048 | Commercial_Retail (ID)_Existing_Space Heating_Boiler_Convert to NG Air Source Heat Pump
Commercial_Retail (ID)_Existing_Space Heating_Natural Gas_Boiler_E5 | Commercial | Retail (ID) | Existing | Space Heating | Natural Gas | Boiler | E5 |  | 0% | 0% | 0% | 0 | 0 | 0 | 0 | 0 | 0 | 0 | 0 | 0% | 0 | 0 | 0% | Normal | 0% | 0 | 0 | 0 | [17 empty] | Commercial_Retail (ID)_Existing_Space Heating_Boiler_
Commercial_Retail (ID)_Existing_Space Heating_Natural Gas_Boiler_E6 | Commercial | Retail (ID) | Existing | Space Heating | Natural Gas | Boiler | E6 |  | 0% | 0% | 0% | 0 | 0 | 0 | 0 | 0 | 0 | 0 | 0 | 0% | 0 | 0 | 0% | Normal | 0% | 0 | 0 | 0 | [17 empty] | Commercial_Retail (ID)_Existing_Space Heating_Boiler_
Commercial_Retail (ID)_Existing_Space Heating_Natural Gas_Boiler_E7 | Commercial | Retail (ID) | Existing | Space Heating | Natural Gas | Boiler | E7 |  | 0% | 0% | 0% | 0 | 0 | 0 | 0 | 0 | 0 | 0 | 0 | 0% | 0 | 0 | 0% | Normal | 0% | 0 | 0 | 0 | [17 empty] | Commercial_Retail (ID)_Existing_Space Heating_Boiler_
Commercial_Retail (ID)_Existing_Space Heating_Natural Gas_Boiler_E8 | Commercial | Retail (ID) | Existing | Space Heating | Natural Gas | Boiler | E8 |  | 0% | 0% | 0% | 0 | 0 | 0 | 0 | 0 | 0 | 0 | 0 | 0% | 0 | 0 | 0% | Normal | 0% | 0 | 0 | 0 | [17 empty] | Commercial_Retail (ID)_Existing_Space Heating_Boiler_
Commercial_Retail (ID)_Existing_Space Heating_Natural Gas_Boiler_E9 | Commercial | Retail (ID) | Existing | Space Heating | Natural Gas | Boiler | E9 |  | 0% | 0% | 0% | 0 | 0 | 0 | 0 | 0 | 0 | 0 | 0 | 0% | 0 | 0 | 0% | Normal | 0% | 0 | 0 | 0 | [17 empty] | Commercial_Retail (ID)_Existing_Space Heating_Boiler_
Commercial_Retail (ID)_Existing_Space Heating_Natural Gas_Boiler_E10 | Commercial | Retail (ID) | Existing | Space Heating | Natural Gas | Boiler | E10 |  | 0% | 0% | 0% | 0 | 0 | 0 | 0 | 0 | 0 | 0 | 0 | 0% | 0 | 0 | 0% | Normal | 0% | 0 | 0 | 0 | [17 empty] | Commercial_Retail (ID)_Existing_Space Heating_Boiler_
Commercial_Retail (ID)_Existing_Space Heating_Natural Gas_Unit Heater_E1 | Commercial | Retail (ID) | Existing | Space Heating | Natural Gas | Unit Heater | E1 | Standard | 100% | 0% | 0% | 0.0096176 | 0 | 0 | 0 | 15 | 25 | 2019 | 2045 | 100% | 0 | 0 | 0% | Normal | 0% | 0.2418 | 0 | 0 | 1 kBtu/Hr | 100000 | 0 | 8.9948e-06 | 2080 | 1051 | 0 | 0 | 0 | 2016 | 1.0174 | UNITHT-Heating-XCELCO-2017-18-3 | UNITHT-Heating-XCELCO-2017-18-3 | UNITHT-Heating-XCELCO-2017-18-3 | 1 | kBtu/Hr | 8.9948e-06 | Commercial_Retail (ID)_Existing_Space Heating_Unit Heater_Standard
Commercial_Retail (ID)_Existing_Space Heating_Natural Gas_Unit Heater_E2 | Commercial | Retail (ID) | Existing | Space Heating | Natural Gas | Unit Heater | E2 | Condensing | 88.94% | 0% | 0% | 0.021093 | 0 | 0 | 0 | 15 | 25 | 2019 | 2045 | 100% | 0 | 0 | 0% | Normal | 0% | 0.21507 | 0 | 0 | 1 kBtu/Hr | 100000 | 0 | 8.9948e-06 | 1850 | 2305 | 0 | 0 | 0 | 2016 | 1.0174 | UNITHT-Heating-XCELCO-2017-18-3 | UNITHT-Heating-XCELCO-2017-18-3 | UNITHT-Heating-XCELCO-2017-18-3 | 1 | kBtu/Hr | 8.9948e-06 | Commercial_Retail (ID)_Existing_Space Heating_Unit Heater_Condensing
Commercial_Retail (ID)_Existing_Space Heating_Natural Gas_Unit Heater_E3 | Commercial | Retail (ID) | Existing | Space Heating | Natural Gas | Unit Heater | E3 | Infrared Radiant | 88.46% | 0% | 0% | 0.011484 | 0 | 0 | 0 | 10 | 20 | 2019 | 2045 | 100% | 0 | 0 | 0% | Normal | 0% | 0.2139 | 0 | 0 | 1 kBtu/Hr | 100000 | 0 | 8.9948e-06 | 1840 | 1255 | 0 | 0 | 0 | 2016 | 1.0174 | UNITHT-Heating-XCELCO-2017-18-4 | UNITHT-Heating-XCELCO-2017-18-4 | UNITHT-Heating-XCELCO-2017-18-4 | 1 | kBtu/Hr | 8.9948e-06 | Commercial_Retail (ID)_Existing_Space Heating_Unit Heater_Infrared Radiant
Commercial_Retail (ID)_Existing_Space Heating_Natural Gas_Unit Heater_E4 | Commercial | Retail (ID) | Existing | Space Heating | Natural Gas | Unit Heater | E4 |  | 0% | 0% | 0% | 0 | 0 | 0 | 0 | 0 | 0 | 0 | 0 | 0% | 0 | 0 | 0% | Normal | 0% | 0 | 0 | 0 | [17 empty] | Commercial_Retail (ID)_Existing_Space Heating_Unit Heater_
Commercial_Retail (ID)_Existing_Space Heating_Natural Gas_Unit Heater_E5 | Commercial | Retail (ID) | Existing | Space Heating | Natural Gas | Unit Heater | E5 |  | 0% | 0% | 0% | 0 | 0 | 0 | 0 | 0 | 0 | 0 | 0 | 0% | 0 | 0 | 0% | Normal | 0% | 0 | 0 | 0 | [17 empty] | Commercial_Retail (ID)_Existing_Space Heating_Unit Heater_
Commercial_Retail (ID)_Existing_Space Heating_Natural Gas_Unit Heater_E6 | Commercial | Retail (ID) | Existing | Space Heating | Natural Gas | Unit Heater | E6 |  | 0% | 0% | 0% | 0 | 0 | 0 | 0 | 0 | 0 | 0 | 0 | 0% | 0 | 0 | 0% | Normal | 0% | 0 | 0 | 0 | [17 empty] | Commercial_Retail (ID)_Existing_Space Heating_Unit Heater_
Commercial_Retail (ID)_Existing_Space Heating_Natural Gas_Unit Heater_E7 | Commercial | Retail (ID) | Existing | Space Heating | Natural Gas | Unit Heater | E7 |  | 0% | 0% | 0% | 0 | 0 | 0 | 0 | 0 | 0 | 0 | 0 | 0% | 0 | 0 | 0% | Normal | 0% | 0 | 0 | 0 | [17 empty] | Commercial_Retail (ID)_Existing_Space Heating_Unit Heater_
Commercial_Retail (ID)_Existing_Space Heating_Natural Gas_Unit Heater_E8 | Commercial | Retail (ID) | Existing | Space Heating | Natural Gas | Unit Heater | E8 |  | 0% | 0% | 0% | 0 | 0 | 0 | 0 | 0 | 0 | 0 | 0 | 0% | 0 | 0 | 0% | Normal | 0% | 0 | 0 | 0 | [17 empty] | Commercial_Retail (ID)_Existing_Space Heating_Unit Heater_
Commercial_Retail (ID)_Existing_Space Heating_Natural Gas_Unit Heater_E9 | Commercial | Retail (ID) | Existing | Space Heating | Natural Gas | Unit Heater | E9 |  | 0% | 0% | 0% | 0 | 0 | 0 | 0 | 0 | 0 | 0 | 0 | 0% | 0 | 0 | 0% | Normal | 0% | 0 | 0 | 0 | [17 empty] | Commercial_Retail (ID)_Existing_Space Heating_Unit Heater_
Commercial_Retail (ID)_Existing_Space Heating_Natural Gas_Unit Heater_E10 | Commercial | Retail (ID) | Existing | Space Heating | Natural Gas | Unit Heater | E10 |  | 0% | 0% | 0% | 0 | 0 | 0 | 0 | 0 | 0 | 0 | 0 | 0% | 0 | 0 | 0% | Normal | 0% | 0 | 0 | 0 | [17 empty] | Commercial_Retail (ID)_Existing_Space Heating_Unit Heater_
Commercial_Retail (ID)_Existing_Water Heating_Natural Gas_Water Heater_E1 | Commercial | Retail (ID) | Existing | Water Heating | Natural Gas | Water Heater | E1 | TE 0.80 | 100% | 0% | 0% | 0.14811 | 0 | 0 | 0 | 10 | 20 | 2019 | 2045 | 100% | 0 | 0 | 0% | Normal | 0% | 0.27936 | 0 | 0 | 1 kBtu/hr | 100000 | 0 | 0.0066779 | 38.5318 | 21.8 | 0 | 0 | 0 | 2017 | 1.0174 | DHW_WH-Water Heating-PG&E-R7-14 | DHW_WH-Water Heating-PG&E-R7-14 | DHW_WH-Water Heating-PG&E-R7-14 | 1 | kBtu/hr | 0.0066779 | Commercial_Retail (ID)_Existing_Water Heating_Water Heater_TE 0.80
Commercial_Retail (ID)_Existing_Water Heating_Natural Gas_Water Heater_E2 | Commercial | Retail (ID) | Existing | Water Heating | Natural Gas | Water Heater | E2 | TE 0.90 | 88.89% | 0% | 0% | 0.17773 | 0 | 0 | 0 | 10 | 20 | 2019 | 2045 | 100% | 0 | 0 | 0% | Normal | 0% | 0.24832 | 0 | 0 | 1 kBtu/hr | 100000 | 0 | 0.0066779 | 34.2505 | 26.16 | 0 | 0 | 0 | 2017 | 1.0174 | DHW_WH-Water Heating-PG&E-R7-14 | DHW_WH-Water Heating-PG&E-R7-14 | DHW_WH-Water Heating-PG&E-R7-14 | 1 | kBtu/hr | 0.0066779 | Commercial_Retail (ID)_Existing_Water Heating_Water Heater_TE 0.90
Commercial_Retail (ID)_Existing_Water Heating_Natural Gas_Water Heater_E3 | Commercial | Retail (ID) | Existing | Water Heating | Natural Gas | Water Heater | E3 | TE 0.94 | 85.11% | 0% | 0% | 0.21847 | 0 | 0 | 0 | 10 | 20 | 2019 | 2045 | 100% | 0 | 0 | 0% | Normal | 0% | 0.23776 | 0 | 0 | 1 kBtu/hr | 100000 | 0 | 0.0066779 | 32.793 | 30.3604 | 0 | 0 | 0 | 2012 | 1.0776 | DHW_WH-Water Heating-NMTRM-2016-7 | DHW_WH-Water Heating-NMTRM-2016-7 | DHW_WH-Water Heating-NMTRM-2016-7 | 1 | kBtu/hr | 0.0066779 | Commercial_Retail (ID)_Existing_Water Heating_Water Heater_TE 0.94
Commercial_Retail (ID)_Existing_Water Heating_Natural Gas_Water Heater_E4 | Commercial | Retail (ID) | Existing | Water Heating | Natural Gas | Water Heater | E4 | Instantaneous TE 0.94 | 85.02% | 0% | 0% | 0.25647 | 0 | 0 | 0 | 15 | 25 | 2019 | 2045 | 100% | 0 | 0 | 0% | Normal | 0% | 0.2375 | 0 | 0 | 1 kBtu/hr | 100000 | 0 | 0.0066779 | 32.7582 | 35.6404 | 0 | 0 | 0 | 2012 | 1.0776 | DHW_WH-Water Heating-NMTRM-2016-9 | DHW_WH-Water Heating-NMTRM-2016-9 | DHW_WH-Water Heating-NMTRM-2016-9 | 1 | kBtu/hr | 0.0066779 | Commercial_Retail (ID)_Existing_Water Heating_Water Heater_Instantaneous TE 0.94
Commercial_Retail (ID)_Existing_Water Heating_Natural Gas_Water Heater_E5 | Commercial | Retail (ID) | Existing | Water Heating | Natural Gas | Water Heater | E5 | Gas-Fired Absorption HPWH | 53.33% | 0% | 0% | 0.43592 | 0 | 0 | 0 | 10 | 16 | 2019 | 2045 | 100% | 0 | 0 | 0% | Normal | 0% | 0.14899 | 0 | 0 | 1 kBtu/hr | 100000 | 0 | 0.0066779 | 20.5503 | 62.6566 | 0 | 0 | 0 | 2014 | 1.0418 | DHW_WH-Water Heating-DOE-2014-1 | DHW_WH-Water Heating-DOE-2014-1 | DHW_WH-Water Heating-DOE-2014-1 | 1 | kBtu/hr | 0.0066779 | Commercial_Retail (ID)_Existing_Water Heating_Water Heater_Gas-Fired Absorption HPWH
Commercial_Retail (ID)_Existing_Water Heating_Natural Gas_Water Heater_E6 | Commercial | Retail (ID) | Existing | Water Heating | Natural Gas | Water Heater | E6 |  | 0% | 0% | 0% | 0 | 0 | 0 | 0 | 0 | 0 | 0 | 0 | 0% | 0 | 0 | 0% | Normal | 0% | 0 | 0 | 0 | [17 empty] | Commercial_Retail (ID)_Existing_Water Heating_Water Heater_
Commercial_Retail (ID)_Existing_Water Heating_Natural Gas_Water Heater_E7 | Commercial | Retail (ID) | Existing | Water Heating | Natural Gas | Water Heater | E7 |  | 0% | 0% | 0% | 0 | 0 | 0 | 0 | 0 | 0 | 0 | 0 | 0% | 0 | 0 | 0% | Normal | 0% | 0 | 0 | 0 | [17 empty] | Commercial_Retail (ID)_Existing_Water Heating_Water Heater_
Commercial_Retail (ID)_Existing_Water Heating_Natural Gas_Water Heater_E8 | Commercial | Retail (ID) | Existing | Water Heating | Natural Gas | Water Heater | E8 |  | 0% | 0% | 0% | 0 | 0 | 0 | 0 | 0 | 0 | 0 | 0 | 0% | 0 | 0 | 0% | Normal | 0% | 0 | 0 | 0 | [17 empty] | Commercial_Retail (ID)_Existing_Water Heating_Water Heater_
Commercial_Retail (ID)_Existing_Water Heating_Natural Gas_Water Heater_E9 | Commercial | Retail (ID) | Existing | Water Heating | Natural Gas | Water Heater | E9 |  | 0% | 0% | 0% | 0 | 0 | 0 | 0 | 0 | 0 | 0 | 0 | 0% | 0 | 0 | 0% | Normal | 0% | 0 | 0 | 0 | [17 empty] | Commercial_Retail (ID)_Existing_Water Heating_Water Heater_
Commercial_Retail (ID)_Existing_Water Heating_Natural Gas_Water Heater_E10 | Commercial | Retail (ID) | Existing | Water Heating | Natural Gas | Water Heater | E10 |  | 0% | 0% | 0% | 0 | 0 | 0 | 0 | 0 | 0 | 0 | 0 | 0% | 0 | 0 | 0% | Normal | 0% | 0 | 0 | 0 | [17 empty] | Commercial_Retail (ID)_Existing_Water Heating_Water Heater_
Commercial_Retail (ID)_Existing_Food Preparation_Natural Gas_Oven_E1 | Commercial | Retail (ID) | Existing | Food Preparation | Natural Gas | Oven | E1 | Standard | 100% | 0% | 0% | 0.015329 | 0 | 0 | 0 | 8 | 12 | 2019 | 2045 | 100% | 0 | 0 | 0% | Normal | 0% | 1.8825 | 0 | 0 | 1 unit | 100000 | 0 | 2.9494e-05 | 1050.946 | 490.1 | 0 | 0 | 0 | 2013 | 1.0605 | COOK_OVN-Food Preparation-AEO17-3 | COOK_OVN-Food Preparation-AEO17-3 | COOK_OVN-Food Preparation-ILTRM-v5.0-23 | 1 | unit | 2.9494e-05 | Commercial_Retail (ID)_Existing_Food Preparation_Oven_Standard
Commercial_Retail (ID)_Existing_Food Preparation_Natural Gas_Oven_E2 | Commercial | Retail (ID) | Existing | Food Preparation | Natural Gas | Oven | E2 | ENERGY STAR (>42% Baking Efficiency) | 71.01% | 0% | 0% | 0.020888 | 0 | 0 | 0 | 8 | 12 | 2019 | 2045 | 100% | 0 | 0 | 0% | Normal | 0% | 1.3368 | 0 | 0 | 1 unit | 100000 | 0 | 2.9494e-05 | 746.2722 | 667.81 | 0 | 0 | 0 | 2013 | 1.0605 | COOK_OVN-Food Preparation-AEO17-3 | COOK_OVN-Food Preparation-AEO17-3 | COOK_OVN-Food Preparation-ILTRM-v5.0-23 | 1 | unit | 2.9494e-05 | Commercial_Retail (ID)_Existing_Food Preparation_Oven_ENERGY STAR (>42% Baking Efficiency)
Commercial_Retail (ID)_Existing_Food Preparation_Natural Gas_Oven_E3 | Commercial | Retail (ID) | Existing | Food Preparation | Natural Gas | Oven | E3 |  | 0% | 0% | 0% | 0 | 0 | 0 | 0 | 0 | 0 | 0 | 0 | 0% | 0 | 0 | 0% | Normal | 0% | 0 | 0 | 0 | [17 empty] | Commercial_Retail (ID)_Existing_Food Preparation_Oven_
Commercial_Retail (ID)_Existing_Food Preparation_Natural Gas_Oven_E4 | Commercial | Retail (ID) | Existing | Food Preparation | Natural Gas | Oven | E4 |  | 0% | 0% | 0% | 0 | 0 | 0 | 0 | 0 | 0 | 0 | 0 | 0% | 0 | 0 | 0% | Normal | 0% | 0 | 0 | 0 | [17 empty] | Commercial_Retail (ID)_Existing_Food Preparation_Oven_
Commercial_Retail (ID)_Existing_Food Preparation_Natural Gas_Oven_E5 | Commercial | Retail (ID) | Existing | Food Preparation | Natural Gas | Oven | E5 |  | 0% | 0% | 0% | 0 | 0 | 0 | 0 | 0 | 0 | 0 | 0 | 0% | 0 | 0 | 0% | Normal | 0% | 0 | 0 | 0 | [17 empty] | Commercial_Retail (ID)_Existing_Food Preparation_Oven_
Commercial_Retail (ID)_Existing_Food Preparation_Natural Gas_Oven_E6 | Commercial | Retail (ID) | Existing | Food Preparation | Natural Gas | Oven | E6 |  | 0% | 0% | 0% | 0 | 0 | 0 | 0 | 0 | 0 | 0 | 0 | 0% | 0 | 0 | 0% | Normal | 0% | 0 | 0 | 0 | [17 empty] | Commercial_Retail (ID)_Existing_Food Preparation_Oven_
Commercial_Retail (ID)_Existing_Food Preparation_Natural Gas_Oven_E7 | Commercial | Retail (ID) | Existing | Food Preparation | Natural Gas | Oven | E7 |  | 0% | 0% | 0% | 0 | 0 | 0 | 0 | 0 | 0 | 0 | 0 | 0% | 0 | 0 | 0% | Normal | 0% | 0 | 0 | 0 | [17 empty] | Commercial_Retail (ID)_Existing_Food Preparation_Oven_
Commercial_Retail (ID)_Existing_Food Preparation_Natural Gas_Oven_E8 | Commercial | Retail (ID) | Existing | Food Preparation | Natural Gas | Oven | E8 |  | 0% | 0% | 0% | 0 | 0 | 0 | 0 | 0 | 0 | 0 | 0 | 0% | 0 | 0 | 0% | Normal | 0% | 0 | 0 | 0 | [17 empty] | Commercial_Retail (ID)_Existing_Food Preparation_Oven_
Commercial_Retail (ID)_Existing_Food Preparation_Natural Gas_Oven_E9 | Commercial | Retail (ID) | Existing | Food Preparation | Natural Gas | Oven | E9 |  | 0% | 0% | 0% | 0 | 0 | 0 | 0 | 0 | 0 | 0 | 0 | 0% | 0 | 0 | 0% | Normal | 0% | 0 | 0 | 0 | [17 empty] | Commercial_Retail (ID)_Existing_Food Preparation_Oven_
Commercial_Retail (ID)_Existing_Food Preparation_Natural Gas_Oven_E10 | Commercial | Retail (ID) | Existing | Food Preparation | Natural Gas | Oven | E10 |  | 0% | 0% | 0% | 0 | 0 | 0 | 0 | 0 | 0 | 0 | 0 | 0% | 0 | 0 | 0% | Normal | 0% | 0 | 0 | 0 | [17 empty] | Commercial_Retail (ID)_Existing_Food Preparation_Oven_
Commercial_Retail (ID)_Existing_Food Preparation_Natural Gas_Conveyor Oven_E1 | Commercial | Retail (ID) | Existing | Food Preparation | Natural Gas | Conveyor Oven | E1 | Standard | 100% | 0% | 0% | 0.01237 | 0 | 0 | 0 | 15 | 19 | 2019 | 2045 | 100% | 0 | 0 | 0% | Normal | 0% | 3.0381 | 0 | 0 | 1 unit | 100000 | 0 | 7.0042e-06 | 3571 | 1665.3064 | 0 | 0 | 0 | 2013 | 1.0605 | COOK_OVN-Food Preparation-ILTRM-v5.0-24 | COOK_OVN-Food Preparation-AEO17-3 | https://fishnick.com/saveenergy/tools/calculators/gconvovencalc.php | 1 | unit | 7.0042e-06 | Commercial_Retail (ID)_Existing_Food Preparation_Conveyor Oven_Standard
Commercial_Retail (ID)_Existing_Food Preparation_Natural Gas_Conveyor Oven_E2 | Commercial | Retail (ID) | Existing | Food Preparation | Natural Gas | Conveyor Oven | E2 | ENERGY STAR (>42% Baking Efficiency) | 79.47% | 0% | 0% | 0.026206 | 0 | 0 | 0 | 15 | 19 | 2019 | 2045 | 100% | 0 | 0 | 0% | Normal | 0% | 2.4145 | 0 | 0 | 1 unit | 100000 | 0 | 7.0042e-06 | 2838 | 3409.1835 | 0 | 0 | 0 | 2011 | 1.0975 | COOK_OVN-Food Preparation-ILTRM-v5.0-24 | COOK_OVN-Food Preparation-ILTRM-v5.0-24 | COOK_OVN-Food Preparation-ILTRM-v5.0-24 | 1 | unit | 7.0042e-06 | Commercial_Retail (ID)_Existing_Food Preparation_Conveyor Oven_ENERGY STAR (>42% Baking Efficiency)
Commercial_Retail (ID)_Existing_Food Preparation_Natural Gas_Conveyor Oven_E3 | Commercial | Retail (ID) | Existing | Food Preparation | Natural Gas | Conveyor Oven | E3 |  | 0% | 0% | 0% | 0 | 0 | 0 | 0 | 0 | 0 | 0 | 0 | 0% | 0 | 0 | 0% | Normal | 0% | 0 | 0 | 0 | [17 empty] | Commercial_Retail (ID)_Existing_Food Preparation_Conveyor Oven_
Commercial_Retail (ID)_Existing_Food Preparation_Natural Gas_Conveyor Oven_E4 | Commercial | Retail (ID) | Existing | Food Preparation | Natural Gas | Conveyor Oven | E4 |  | 0% | 0% | 0% | 0 | 0 | 0 | 0 | 0 | 0 | 0 | 0 | 0% | 0 | 0 | 0% | Normal | 0% | 0 | 0 | 0 | [17 empty] | Commercial_Retail (ID)_Existing_Food Preparation_Conveyor Oven_
Commercial_Retail (ID)_Existing_Food Preparation_Natural Gas_Conveyor Oven_E5 | Commercial | Retail (ID) | Existing | Food Preparation | Natural Gas | Conveyor Oven | E5 |  | 0% | 0% | 0% | 0 | 0 | 0 | 0 | 0 | 0 | 0 | 0 | 0% | 0 | 0 | 0% | Normal | 0% | 0 | 0 | 0 | [17 empty] | Commercial_Retail (ID)_Existing_Food Preparation_Conveyor Oven_
Commercial_Retail (ID)_Existing_Food Preparation_Natural Gas_Conveyor Oven_E6 | Commercial | Retail (ID) | Existing | Food Preparation | Natural Gas | Conveyor Oven | E6 |  | 0% | 0% | 0% | 0 | 0 | 0 | 0 | 0 | 0 | 0 | 0 | 0% | 0 | 0 | 0% | Normal | 0% | 0 | 0 | 0 | [17 empty] | Commercial_Retail (ID)_Existing_Food Preparation_Conveyor Oven_
Commercial_Retail (ID)_Existing_Food Preparation_Natural Gas_Conveyor Oven_E7 | Commercial | Retail (ID) | Existing | Food Preparation | Natural Gas | Conveyor Oven | E7 |  | 0% | 0% | 0% | 0 | 0 | 0 | 0 | 0 | 0 | 0 | 0 | 0% | 0 | 0 | 0% | Normal | 0% | 0 | 0 | 0 | [17 empty] | Commercial_Retail (ID)_Existing_Food Preparation_Conveyor Oven_
Commercial_Retail (ID)_Existing_Food Preparation_Natural Gas_Conveyor Oven_E8 | Commercial | Retail (ID) | Existing | Food Preparation | Natural Gas | Conveyor Oven | E8 |  | 0% | 0% | 0% | 0 | 0 | 0 | 0 | 0 | 0 | 0 | 0 | 0% | 0 | 0 | 0% | Normal | 0% | 0 | 0 | 0 | [17 empty] | Commercial_Retail (ID)_Existing_Food Preparation_Conveyor Oven_
Commercial_Retail (ID)_Existing_Food Preparation_Natural Gas_Conveyor Oven_E9 | Commercial | Retail (ID) | Existing | Food Preparation | Natural Gas | Conveyor Oven | E9 |  | 0% | 0% | 0% | 0 | 0 | 0 | 0 | 0 | 0 | 0 | 0 | 0% | 0 | 0 | 0% | Normal | 0% | 0 | 0 | 0 | [17 empty] | Commercial_Retail (ID)_Existing_Food Preparation_Conveyor Oven_
Commercial_Retail (ID)_Existing_Food Preparation_Natural Gas_Conveyor Oven_E10 | Commercial | Retail (ID) | Existing | Food Preparation | Natural Gas | Conveyor Oven | E10 |  | 0% | 0% | 0% | 0 | 0 | 0 | 0 | 0 | 0 | 0 | 0 | 0% | 0 | 0 | 0% | Normal | 0% | 0 | 0 | 0 | [17 empty] | Commercial_Retail (ID)_Existing_Food Preparation_Conveyor Oven_
Commercial_Retail (ID)_Existing_Food Preparation_Natural Gas_Double Rack Oven_E1 | Commercial | Retail (ID) | Existing | Food Preparation | Natural Gas | Double Rack Oven | E1 | Standard | 100% | 0% | 0% | 0.021296 | 0 | 0 | 0 | 8 | 16 | 2019 | 2045 | 100% | 0 | 0 | 0% | Normal | 0% | 5.2307 | 0 | 0 | 1 unit | 100000 | 0 | 7.9378e-06 | 5425 | 2529.904 | 0 | 0 | 0 | 2013 | 1.0605 | COOK_OVN-Food Preparation-ILTRM-v5.0-25 | COOK_OVN-Food Preparation-ILTRM-v5.0-25 | https://fishnick.com/saveenergy/tools/calculators/grackovencalc.php | 1 | unit | 7.9378e-06 | Commercial_Retail (ID)_Existing_Food Preparation_Double Rack Oven_Standard
Commercial_Retail (ID)_Existing_Food Preparation_Natural Gas_Double Rack Oven_E2 | Commercial | Retail (ID) | Existing | Food Preparation | Natural Gas | Double Rack Oven | E2 | FTSC Qualified (>50% Cooking Efficiency) | 61.95% | 0% | 0% | 0.096615 | 0 | 0 | 0 | 8 | 16 | 2019 | 2045 | 100% | 0 | 0 | 0% | Normal | 0% | 3.2406 | 0 | 0 | 1 unit | 100000 | 0 | 7.9378e-06 | 3361 | 11090.6431 | 0 | 0 | 0 | 2011 | 1.0975 | COOK_OVN-Food Preparation-ILTRM-v5.0-25 | COOK_OVN-Food Preparation-ILTRM-v5.0-25 | COOK_OVN-Food Preparation-ILTRM-v5.0-25 | 1 | unit | 7.9378e-06 | Commercial_Retail (ID)_Existing_Food Preparation_Double Rack Oven_FTSC Qualified (>50% Cooking Efficiency)
Commercial_Retail (ID)_Existing_Food Preparation_Natural Gas_Double Rack Oven_E3 | Commercial | Retail (ID) | Existing | Food Preparation | Natural Gas | Double Rack Oven | E3 |  | 0% | 0% | 0% | 0 | 0 | 0 | 0 | 0 | 0 | 0 | 0 | 0% | 0 | 0 | 0% | Normal | 0% | 0 | 0 | 0 | [17 empty] | Commercial_Retail (ID)_Existing_Food Preparation_Double Rack Oven_
Commercial_Retail (ID)_Existing_Food Preparation_Natural Gas_Double Rack Oven_E4 | Commercial | Retail (ID) | Existing | Food Preparation | Natural Gas | Double Rack Oven | E4 |  | 0% | 0% | 0% | 0 | 0 | 0 | 0 | 0 | 0 | 0 | 0 | 0% | 0 | 0 | 0% | Normal | 0% | 0 | 0 | 0 | [17 empty] | Commercial_Retail (ID)_Existing_Food Preparation_Double Rack Oven_
Commercial_Retail (ID)_Existing_Food Preparation_Natural Gas_Double Rack Oven_E5 | Commercial | Retail (ID) | Existing | Food Preparation | Natural Gas | Double Rack Oven | E5 |  | 0% | 0% | 0% | 0 | 0 | 0 | 0 | 0 | 0 | 0 | 0 | 0% | 0 | 0 | 0% | Normal | 0% | 0 | 0 | 0 | [17 empty] | Commercial_Retail (ID)_Existing_Food Preparation_Double Rack Oven_
Commercial_Retail (ID)_Existing_Food Preparation_Natural Gas_Double Rack Oven_E6 | Commercial | Retail (ID) | Existing | Food Preparation | Natural Gas | Double Rack Oven | E6 |  | 0% | 0% | 0% | 0 | 0 | 0 | 0 | 0 | 0 | 0 | 0 | 0% | 0 | 0 | 0% | Normal | 0% | 0 | 0 | 0 | [17 empty] | Commercial_Retail (ID)_Existing_Food Preparation_Double Rack Oven_
Commercial_Retail (ID)_Existing_Food Preparation_Natural Gas_Double Rack Oven_E7 | Commercial | Retail (ID) | Existing | Food Preparation | Natural Gas | Double Rack Oven | E7 |  | 0% | 0% | 0% | 0 | 0 | 0 | 0 | 0 | 0 | 0 | 0 | 0% | 0 | 0 | 0% | Normal | 0% | 0 | 0 | 0 | [17 empty] | Commercial_Retail (ID)_Existing_Food Preparation_Double Rack Oven_
Commercial_Retail (ID)_Existing_Food Preparation_Natural Gas_Double Rack Oven_E8 | Commercial | Retail (ID) | Existing | Food Preparation | Natural Gas | Double Rack Oven | E8 |  | 0% | 0% | 0% | 0 | 0 | 0 | 0 | 0 | 0 | 0 | 0 | 0% | 0 | 0 | 0% | Normal | 0% | 0 | 0 | 0 | [17 empty] | Commercial_Retail (ID)_Existing_Food Preparation_Double Rack Oven_
Commercial_Retail (ID)_Existing_Food Preparation_Natural Gas_Double Rack Oven_E9 | Commercial | Retail (ID) | Existing | Food Preparation | Natural Gas | Double Rack Oven | E9 |  | 0% | 0% | 0% | 0 | 0 | 0 | 0 | 0 | 0 | 0 | 0 | 0% | 0 | 0 | 0% | Normal | 0% | 0 | 0 | 0 | [17 empty] | Commercial_Retail (ID)_Existing_Food Preparation_Double Rack Oven_
Commercial_Retail (ID)_Existing_Food Preparation_Natural Gas_Double Rack Oven_E10 | Commercial | Retail (ID) | Existing | Food Preparation | Natural Gas | Double Rack Oven | E10 |  | 0% | 0% | 0% | 0 | 0 | 0 | 0 | 0 | 0 | 0 | 0 | 0% | 0 | 0 | 0% | Normal | 0% | 0 | 0 | 0 | [17 empty] | Commercial_Retail (ID)_Existing_Food Preparation_Double Rack Oven_
Commercial_Retail (ID)_Existing_Food Preparation_Natural Gas_Fryer_E1 | Commercial | Retail (ID) | Existing | Food Preparation | Natural Gas | Fryer | E1 | Standard | 100% | 0% | 0% | 0.14895 | 0 | 0 | 0 | 10 | 20 | 2019 | 2045 | 100% | 0 | 0 | 0% | Normal | 0% | 2.6299 | 0 | 0 | 1 unit | 100000 | 0 | 5.319e-05 | 1628.2323 | 2500 | 0 | 0 | 0 | 2010 | 1.1201 | COOK_FRY-Food Preparation-ILTRM-v4.0-1 | Estimate | COOK_FRY-Food Preparation-ILTRM-v4.0-1 | 1 | unit | 5.319e-05 | Commercial_Retail (ID)_Existing_Food Preparation_Fryer_Standard
Commercial_Retail (ID)_Existing_Food Preparation_Natural Gas_Fryer_E2 | Commercial | Retail (ID) | Existing | Food Preparation | Natural Gas | Fryer | E2 | ENERGY STAR | 68.97% | 0% | 0% | 0.22044 | 0 | 0 | 0 | 10 | 20 | 2019 | 2045 | 100% | 0 | 0 | 0% | Normal | 0% | 1.8139 | 0 | 0 | 1 unit | 100000 | 0 | 5.319e-05 | 1122.9977 | 3700 | 0 | 0 | 0 | 2010 | 1.1201 | COOK_FRY-Food Preparation-ILTRM-v4.0-1 | COOK_FRY-Food Preparation-ILTRM-v4.0-1 | COOK_FRY-Food Preparation-ILTRM-v4.0-1 | 1 | unit | 5.319e-05 | Commercial_Retail (ID)_Existing_Food Preparation_Fryer_ENERGY STAR
Commercial_Retail (ID)_Existing_Food Preparation_Natural Gas_Fryer_E3 | Commercial | Retail (ID) | Existing | Food Preparation | Natural Gas | Fryer | E3 |  | 0% | 0% | 0% | 0 | 0 | 0 | 0 | 0 | 0 | 0 | 0 | 0% | 0 | 0 | 0% | Normal | 0% | 0 | 0 | 0 | [17 empty] | Commercial_Retail (ID)_Existing_Food Preparation_Fryer_
Commercial_Retail (ID)_Existing_Food Preparation_Natural Gas_Fryer_E4 | Commercial | Retail (ID) | Existing | Food Preparation | Natural Gas | Fryer | E4 |  | 0% | 0% | 0% | 0 | 0 | 0 | 0 | 0 | 0 | 0 | 0 | 0% | 0 | 0 | 0% | Normal | 0% | 0 | 0 | 0 | [17 empty] | Commercial_Retail (ID)_Existing_Food Preparation_Fryer_
Commercial_Retail (ID)_Existing_Food Preparation_Natural Gas_Fryer_E5 | Commercial | Retail (ID) | Existing | Food Preparation | Natural Gas | Fryer | E5 |  | 0% | 0% | 0% | 0 | 0 | 0 | 0 | 0 | 0 | 0 | 0 | 0% | 0 | 0 | 0% | Normal | 0% | 0 | 0 | 0 | [17 empty] | Commercial_Retail (ID)_Existing_Food Preparation_Fryer_
Commercial_Retail (ID)_Existing_Food Preparation_Natural Gas_Fryer_E6 | Commercial | Retail (ID) | Existing | Food Preparation | Natural Gas | Fryer | E6 |  | 0% | 0% | 0% | 0 | 0 | 0 | 0 | 0 | 0 | 0 | 0 | 0% | 0 | 0 | 0% | Normal | 0% | 0 | 0 | 0 | [17 empty] | Commercial_Retail (ID)_Existing_Food Preparation_Fryer_
Commercial_Retail (ID)_Existing_Food Preparation_Natural Gas_Fryer_E7 | Commercial | Retail (ID) | Existing | Food Preparation | Natural Gas | Fryer | E7 |  | 0% | 0% | 0% | 0 | 0 | 0 | 0 | 0 | 0 | 0 | 0 | 0% | 0 | 0 | 0% | Normal | 0% | 0 | 0 | 0 | [17 empty] | Commercial_Retail (ID)_Existing_Food Preparation_Fryer_
Commercial_Retail (ID)_Existing_Food Preparation_Natural Gas_Fryer_E8 | Commercial | Retail (ID) | Existing | Food Preparation | Natural Gas | Fryer | E8 |  | 0% | 0% | 0% | 0 | 0 | 0 | 0 | 0 | 0 | 0 | 0 | 0% | 0 | 0 | 0% | Normal | 0% | 0 | 0 | 0 | [17 empty] | Commercial_Retail (ID)_Existing_Food Preparation_Fryer_
Commercial_Retail (ID)_Existing_Food Preparation_Natural Gas_Fryer_E9 | Commercial | Retail (ID) | Existing | Food Preparation | Natural Gas | Fryer | E9 |  | 0% | 0% | 0% | 0 | 0 | 0 | 0 | 0 | 0 | 0 | 0 | 0% | 0 | 0 | 0% | Normal | 0% | 0 | 0 | 0 | [17 empty] | Commercial_Retail (ID)_Existing_Food Preparation_Fryer_
Commercial_Retail (ID)_Existing_Food Preparation_Natural Gas_Fryer_E10 | Commercial | Retail (ID) | Existing | Food Preparation | Natural Gas | Fryer | E10 |  | 0% | 0% | 0% | 0 | 0 | 0 | 0 | 0 | 0 | 0 | 0 | 0% | 0 | 0 | 0% | Normal | 0% | 0 | 0 | 0 | [17 empty] | Commercial_Retail (ID)_Existing_Food Preparation_Fryer_
Commercial_Retail (ID)_Existing_Food Preparation_Natural Gas_Broiler_E1 | Commercial | Retail (ID) | Existing | Food Preparation | Natural Gas | Broiler | E1 | Standard | 100% | 0% | 0% | 4.5358 | 0 | 0 | 0 | 8 | 16 | 2019 | 2045 | 100% | 0 | 0 | 0% | Normal | 0% | 2.6864 | 0 | 0 | 1 unit | 100000 | 0 | 0.0016532 | 1625 | 2500 | 0 | 0 | 0 | 2011 | 1.0975 | COOK_BRL-Food Preparation-ILTRM-v4.0-2 | Estimate | COOK_BRL-Food Preparation-ILTRM-v4.0-2 | 1 | unit | 0.0016532 | Commercial_Retail (ID)_Existing_Food Preparation_Broiler_Standard
Commercial_Retail (ID)_Existing_Food Preparation_Natural Gas_Broiler_E2 | Commercial | Retail (ID) | Existing | Food Preparation | Natural Gas | Broiler | E2 | Infrared Burners | 85.29% | 0% | 0% | 6.3501 | 0 | 0 | 0 | 8 | 16 | 2019 | 2045 | 100% | 0 | 0 | 0% | Normal | 0% | 2.2913 | 0 | 0 | 1 unit | 100000 | 0 | 0.0016532 | 1386 | 3500 | 0 | 0 | 0 | 2011 | 1.0975 | COOK_BRL-Food Preparation-ILTRM-v4.0-2 | COOK_BRL-Food Preparation-ILTRM-v4.0-2 | COOK_BRL-Food Preparation-ILTRM-v4.0-2 | 1 | unit | 0.0016532 | Commercial_Retail (ID)_Existing_Food Preparation_Broiler_Infrared Burners
Commercial_Retail (ID)_Existing_Food Preparation_Natural Gas_Broiler_E3 | Commercial | Retail (ID) | Existing | Food Preparation | Natural Gas | Broiler | E3 |  | 0% | 0% | 0% | 0 | 0 | 0 | 0 | 0 | 0 | 0 | 0 | 0% | 0 | 0 | 0% | Normal | 0% | 0 | 0 | 0 | [17 empty] | Commercial_Retail (ID)_Existing_Food Preparation_Broiler_
Commercial_Retail (ID)_Existing_Food Preparation_Natural Gas_Broiler_E4 | Commercial | Retail (ID) | Existing | Food Preparation | Natural Gas | Broiler | E4 |  | 0% | 0% | 0% | 0 | 0 | 0 | 0 | 0 | 0 | 0 | 0 | 0% | 0 | 0 | 0% | Normal | 0% | 0 | 0 | 0 | [17 empty] | Commercial_Retail (ID)_Existing_Food Preparation_Broiler_
Commercial_Retail (ID)_Existing_Food Preparation_Natural Gas_Broiler_E5 | Commercial | Retail (ID) | Existing | Food Preparation | Natural Gas | Broiler | E5 |  | 0% | 0% | 0% | 0 | 0 | 0 | 0 | 0 | 0 | 0 | 0 | 0% | 0 | 0 | 0% | Normal | 0% | 0 | 0 | 0 | [17 empty] | Commercial_Retail (ID)_Existing_Food Preparation_Broiler_
Commercial_Retail (ID)_Existing_Food Preparation_Natural Gas_Broiler_E6 | Commercial | Retail (ID) | Existing | Food Preparation | Natural Gas | Broiler | E6 |  | 0% | 0% | 0% | 0 | 0 | 0 | 0 | 0 | 0 | 0 | 0 | 0% | 0 | 0 | 0% | Normal | 0% | 0 | 0 | 0 | [17 empty] | Commercial_Retail (ID)_Existing_Food Preparation_Broiler_
Commercial_Retail (ID)_Existing_Food Preparation_Natural Gas_Broiler_E7 | Commercial | Retail (ID) | Existing | Food Preparation | Natural Gas | Broiler | E7 |  | 0% | 0% | 0% | 0 | 0 | 0 | 0 | 0 | 0 | 0 | 0 | 0% | 0 | 0 | 0% | Normal | 0% | 0 | 0 | 0 | [17 empty] | Commercial_Retail (ID)_Existing_Food Preparation_Broiler_
Commercial_Retail (ID)_Existing_Food Preparation_Natural Gas_Broiler_E8 | Commercial | Retail (ID) | Existing | Food Preparation | Natural Gas | Broiler | E8 |  | 0% | 0% | 0% | 0 | 0 | 0 | 0 | 0 | 0 | 0 | 0 | 0% | 0 | 0 | 0% | Normal | 0% | 0 | 0 | 0 | [17 empty] | Commercial_Retail (ID)_Existing_Food Preparation_Broiler_
Commercial_Retail (ID)_Existing_Food Preparation_Natural Gas_Broiler_E9 | Commercial | Retail (ID) | Existing | Food Preparation | Natural Gas | Broiler | E9 |  | 0% | 0% | 0% | 0 | 0 | 0 | 0 | 0 | 0 | 0 | 0 | 0% | 0 | 0 | 0% | Normal | 0% | 0 | 0 | 0 | [17 empty] | Commercial_Retail (ID)_Existing_Food Preparation_Broiler_
Commercial_Retail (ID)_Existing_Food Preparation_Natural Gas_Broiler_E10 | Commercial | Retail (ID) | Existing | Food Preparation | Natural Gas | Broiler | E10 |  | 0% | 0% | 0% | 0 | 0 | 0 | 0 | 0 | 0 | 0 | 0 | 0% | 0 | 0 | 0% | Normal | 0% | 0 | 0 | 0 | [17 empty] | Commercial_Retail (ID)_Existing_Food Preparation_Broiler_
Commercial_Retail (ID)_Existing_Food Preparation_Natural Gas_Griddle_E1 | Commercial | Retail (ID) | Existing | Food Preparation | Natural Gas | Griddle | E1 | Standard | 100% | 0% | 0% | 8.4021 | 0 | 0 | 0 | 8 | 16 | 2019 | 2045 | 100% | 0 | 0 | 0% | Normal | 0% | 1.867 | 0 | 0 | 1 unit | 100000 | 0 | 0.0015384 | 1213.5601 | 5150 | 0 | 0 | 0 | 2013 | 1.0605 | COOK_GRD-Food Preparation-ILTRM-v5.0-1 | COOK_GRD-Food Preparation-EIA14-2014 Ref. Case-5 | COOK_GRD-Food Preparation-ILTRM-v5.0-1 | 1 | unit | 0.0015384 | Commercial_Retail (ID)_Existing_Food Preparation_Griddle_Standard
Commercial_Retail (ID)_Existing_Food Preparation_Natural Gas_Griddle_E2 | Commercial | Retail (ID) | Existing | Food Preparation | Natural Gas | Griddle | E2 | ENERGY STAR | 87.77% | 0% | 0% | 8.9895 | 0 | 0 | 0 | 8 | 16 | 2019 | 2045 | 100% | 0 | 0 | 0% | Normal | 0% | 1.6387 | 0 | 0 | 1 unit | 100000 | 0 | 0.0015384 | 1065.1506 | 5510 | 0 | 0 | 0 | 2013 | 1.0605 | COOK_GRD-Food Preparation-ILTRM-v5.0-1 | COOK_GRD-Food Preparation-EIA14-2014 Ref. Case-5 | COOK_GRD-Food Preparation-ILTRM-v5.0-1 | 1 | unit | 0.0015384 | Commercial_Retail (ID)_Existing_Food Preparation_Griddle_ENERGY STAR
Commercial_Retail (ID)_Existing_Food Preparation_Natural Gas_Griddle_E3 | Commercial | Retail (ID) | Existing | Food Preparation | Natural Gas | Griddle | E3 |  | 0% | 0% | 0% | 0 | 0 | 0 | 0 | 0 | 0 | 0 | 0 | 0% | 0 | 0 | 0% | Normal | 0% | 0 | 0 | 0 | [17 empty] | Commercial_Retail (ID)_Existing_Food Preparation_Griddle_
Commercial_Retail (ID)_Existing_Food Preparation_Natural Gas_Griddle_E4 | Commercial | Retail (ID) | Existing | Food Preparation | Natural Gas | Griddle | E4 |  | 0% | 0% | 0% | 0 | 0 | 0 | 0 | 0 | 0 | 0 | 0 | 0% | 0 | 0 | 0% | Normal | 0% | 0 | 0 | 0 | [17 empty] | Commercial_Retail (ID)_Existing_Food Preparation_Griddle_
Commercial_Retail (ID)_Existing_Food Preparation_Natural Gas_Griddle_E5 | Commercial | Retail (ID) | Existing | Food Preparation | Natural Gas | Griddle | E5 |  | 0% | 0% | 0% | 0 | 0 | 0 | 0 | 0 | 0 | 0 | 0 | 0% | 0 | 0 | 0% | Normal | 0% | 0 | 0 | 0 | [17 empty] | Commercial_Retail (ID)_Existing_Food Preparation_Griddle_
Commercial_Retail (ID)_Existing_Food Preparation_Natural Gas_Griddle_E6 | Commercial | Retail (ID) | Existing | Food Preparation | Natural Gas | Griddle | E6 |  | 0% | 0% | 0% | 0 | 0 | 0 | 0 | 0 | 0 | 0 | 0 | 0% | 0 | 0 | 0% | Normal | 0% | 0 | 0 | 0 | [17 empty] | Commercial_Retail (ID)_Existing_Food Preparation_Griddle_
Commercial_Retail (ID)_Existing_Food Preparation_Natural Gas_Griddle_E7 | Commercial | Retail (ID) | Existing | Food Preparation | Natural Gas | Griddle | E7 |  | 0% | 0% | 0% | 0 | 0 | 0 | 0 | 0 | 0 | 0 | 0 | 0% | 0 | 0 | 0% | Normal | 0% | 0 | 0 | 0 | [17 empty] | Commercial_Retail (ID)_Existing_Food Preparation_Griddle_
Commercial_Retail (ID)_Existing_Food Preparation_Natural Gas_Griddle_E8 | Commercial | Retail (ID) | Existing | Food Preparation | Natural Gas | Griddle | E8 |  | 0% | 0% | 0% | 0 | 0 | 0 | 0 | 0 | 0 | 0 | 0 | 0% | 0 | 0 | 0% | Normal | 0% | 0 | 0 | 0 | [17 empty] | Commercial_Retail (ID)_Existing_Food Preparation_Griddle_
Commercial_Retail (ID)_Existing_Food Preparation_Natural Gas_Griddle_E9 | Commercial | Retail (ID) | Existing | Food Preparation | Natural Gas | Griddle | E9 |  | 0% | 0% | 0% | 0 | 0 | 0 | 0 | 0 | 0 | 0 | 0 | 0% | 0 | 0 | 0% | Normal | 0% | 0 | 0 | 0 | [17 empty] | Commercial_Retail (ID)_Existing_Food Preparation_Griddle_
Commercial_Retail (ID)_Existing_Food Preparation_Natural Gas_Griddle_E10 | Commercial | Retail (ID) | Existing | Food Preparation | Natural Gas | Griddle | E10 |  | 0% | 0% | 0% | 0 | 0 | 0 | 0 | 0 | 0 | 0 | 0 | 0% | 0 | 0 | 0% | Normal | 0% | 0 | 0 | 0 | [17 empty] | Commercial_Retail (ID)_Existing_Food Preparation_Griddle_
Commercial_Retail (ID)_Existing_Food Preparation_Natural Gas_Range_E1 | Commercial | Retail (ID) | Existing | Food Preparation | Natural Gas | Range | E1 | Standard | 100% | 0% | 0% | 8.6527 | 0 | 0 | 0 | 8 | 12 | 2019 | 2045 | 100% | 0 | 0 | 0% | Normal | 0% | 2.5234 | 0 | 0 | 1 unit | 100000 | 0 | 0.0017166 | 1470 | 4500 | 0 | 0 | 0 | 2010 | 1.1201 | COOK_OVN-Food Preparation-AEO17-1 | Estimate | DOE Commercial R&D 2016 - Table 2-12 | 1 | unit | 0.0017166 | Commercial_Retail (ID)_Existing_Food Preparation_Range_Standard
Commercial_Retail (ID)_Existing_Food Preparation_Natural Gas_Range_E2 | Commercial | Retail (ID) | Existing | Food Preparation | Natural Gas | Range | E2 | High Efficiency | 50% | 0% | 0% | 9.4219 | 0 | 0 | 0 | 8 | 12 | 2019 | 2045 | 100% | 0 | 0 | 0% | Normal | 0% | 1.2617 | 0 | 0 | 1 unit | 100000 | 0 | 0.0017166 | 735 | 4900 | 0 | 0 | 0 | 2010 | 1.1201 | COOK_OVN-Food Preparation-AEO17-1 | DOE Commercial R&D 2016 - Table 2-10 | DOE Commercial R&D 2016 - Table 2-18 | 1 | unit | 0.0017166 | Commercial_Retail (ID)_Existing_Food Preparation_Range_High Efficiency
Commercial_Retail (ID)_Existing_Food Preparation_Natural Gas_Range_E3 | Commercial | Retail (ID) | Existing | Food Preparation | Natural Gas | Range | E3 |  | 0% | 0% | 0% | 0 | 0 | 0 | 0 | 0 | 0 | 0 | 0 | 0% | 0 | 0 | 0% | Normal | 0% | 0 | 0 | 0 | [17 empty] | Commercial_Retail (ID)_Existing_Food Preparation_Range_
Commercial_Retail (ID)_Existing_Food Preparation_Natural Gas_Range_E4 | Commercial | Retail (ID) | Existing | Food Preparation | Natural Gas | Range | E4 |  | 0% | 0% | 0% | 0 | 0 | 0 | 0 | 0 | 0 | 0 | 0 | 0% | 0 | 0 | 0% | Normal | 0% | 0 | 0 | 0 | [17 empty] | Commercial_Retail (ID)_Existing_Food Preparation_Range_
Commercial_Retail (ID)_Existing_Food Preparation_Natural Gas_Range_E5 | Commercial | Retail (ID) | Existing | Food Preparation | Natural Gas | Range | E5 |  | 0% | 0% | 0% | 0 | 0 | 0 | 0 | 0 | 0 | 0 | 0 | 0% | 0 | 0 | 0% | Normal | 0% | 0 | 0 | 0 | [17 empty] | Commercial_Retail (ID)_Existing_Food Preparation_Range_
Commercial_Retail (ID)_Existing_Food Preparation_Natural Gas_Range_E6 | Commercial | Retail (ID) | Existing | Food Preparation | Natural Gas | Range | E6 |  | 0% | 0% | 0% | 0 | 0 | 0 | 0 | 0 | 0 | 0 | 0 | 0% | 0 | 0 | 0% | Normal | 0% | 0 | 0 | 0 | [17 empty] | Commercial_Retail (ID)_Existing_Food Preparation_Range_
Commercial_Retail (ID)_Existing_Food Preparation_Natural Gas_Range_E7 | Commercial | Retail (ID) | Existing | Food Preparation | Natural Gas | Range | E7 |  | 0% | 0% | 0% | 0 | 0 | 0 | 0 | 0 | 0 | 0 | 0 | 0% | 0 | 0 | 0% | Normal | 0% | 0 | 0 | 0 | [17 empty] | Commercial_Retail (ID)_Existing_Food Preparation_Range_
Commercial_Retail (ID)_Existing_Food Preparation_Natural Gas_Range_E8 | Commercial | Retail (ID) | Existing | Food Preparation | Natural Gas | Range | E8 |  | 0% | 0% | 0% | 0 | 0 | 0 | 0 | 0 | 0 | 0 | 0 | 0% | 0 | 0 | 0% | Normal | 0% | 0 | 0 | 0 | [17 empty] | Commercial_Retail (ID)_Existing_Food Preparation_Range_
Commercial_Retail (ID)_Existing_Food Preparation_Natural Gas_Range_E9 | Commercial | Retail (ID) | Existing | Food Preparation | Natural Gas | Range | E9 |  | 0% | 0% | 0% | 0 | 0 | 0 | 0 | 0 | 0 | 0 | 0 | 0% | 0 | 0 | 0% | Normal | 0% | 0 | 0 | 0 | [17 empty] | Commercial_Retail (ID)_Existing_Food Preparation_Range_
Commercial_Retail (ID)_Existing_Food Preparation_Natural Gas_Range_E10 | Commercial | Retail (ID) | Existing | Food Preparation | Natural Gas | Range | E10 |  | 0% | 0% | 0% | 0 | 0 | 0 | 0 | 0 | 0 | 0 | 0 | 0% | 0 | 0 | 0% | Normal | 0% | 0 | 0 | 0 | [17 empty] | Commercial_Retail (ID)_Existing_Food Preparation_Range_
Commercial_Retail (ID)_Existing_Food Preparation_Natural Gas_Steamer_E1 | Commercial | Retail (ID) | Existing | Food Preparation | Natural Gas | Steamer | E1 | Standard | 100% | 0% | 0% | 39.3305 | 0 | 0 | 0 | 8 | 16 | 2019 | 2045 | 100% | 0 | 0 | 0% | Normal | 0% | 3.459 | 0 | 0 | 1 unit | 100000 | 0 | 0.0027862 | 1241.5036 | 13100 | 0 | 0 | 0 | 2012 | 1.0776 | COOK_STM-Food Preparation-ILTRM-v4.0-32 | DOE Commercial R&D 2016 - Table 2-10 | COOK_STM-Food Preparation-ILTRM-v4.0-32 | 1 | unit | 0.0027862 | Commercial_Retail (ID)_Existing_Food Preparation_Steamer_Standard
Commercial_Retail (ID)_Existing_Food Preparation_Natural Gas_Steamer_E2 | Commercial | Retail (ID) | Existing | Food Preparation | Natural Gas | Steamer | E2 | ENERGY STAR | 18.87% | 0% | 0% | 42.3268 | 0 | -0.0078955 | 0 | 8 | 16 | 2019 | 2045 | 100% | 0 | 0 | 0% | Normal | 0% | 0.65263 | 0 | 0 | 1 unit | 100000 | 0 | 0.0027862 | 234.2394 | 14098 | 0 | -2.6298 | 0 | 2012 | 1.0776 | COOK_STM-Food Preparation-ILTRM-v4.0-32 | COOK_STM-Food Preparation-ILTRM-v4.0-32 | COOK_STM-Food Preparation-ILTRM-v4.0-32 | 1 | unit | 0.0027862 | Commercial_Retail (ID)_Existing_Food Preparation_Steamer_ENERGY STAR
Commercial_Retail (ID)_Existing_Food Preparation_Natural Gas_Steamer_E3 | Commercial | Retail (ID) | Existing | Food Preparation | Natural Gas | Steamer | E3 |  | 0% | 0% | 0% | 0 | 0 | 0 | 0 | 0 | 0 | 0 | 0 | 0% | 0 | 0 | 0% | Normal | 0% | 0 | 0 | 0 | [17 empty] | Commercial_Retail (ID)_Existing_Food Preparation_Steamer_
Commercial_Retail (ID)_Existing_Food Preparation_Natural Gas_Steamer_E4 | Commercial | Retail (ID) | Existing | Food Preparation | Natural Gas | Steamer | E4 |  | 0% | 0% | 0% | 0 | 0 | 0 | 0 | 0 | 0 | 0 | 0 | 0% | 0 | 0 | 0% | Normal | 0% | 0 | 0 | 0 | [17 empty] | Commercial_Retail (ID)_Existing_Food Preparation_Steamer_
Commercial_Retail (ID)_Existing_Food Preparation_Natural Gas_Steamer_E5 | Commercial | Retail (ID) | Existing | Food Preparation | Natural Gas | Steamer | E5 |  | 0% | 0% | 0% | 0 | 0 | 0 | 0 | 0 | 0 | 0 | 0 | 0% | 0 | 0 | 0% | Normal | 0% | 0 | 0 | 0 | [17 empty] | Commercial_Retail (ID)_Existing_Food Preparation_Steamer_
Commercial_Retail (ID)_Existing_Food Preparation_Natural Gas_Steamer_E6 | Commercial | Retail (ID) | Existing | Food Preparation | Natural Gas | Steamer | E6 |  | 0% | 0% | 0% | 0 | 0 | 0 | 0 | 0 | 0 | 0 | 0 | 0% | 0 | 0 | 0% | Normal | 0% | 0 | 0 | 0 | [17 empty] | Commercial_Retail (ID)_Existing_Food Preparation_Steamer_
Commercial_Retail (ID)_Existing_Food Preparation_Natural Gas_Steamer_E7 | Commercial | Retail (ID) | Existing | Food Preparation | Natural Gas | Steamer | E7 |  | 0% | 0% | 0% | 0 | 0 | 0 | 0 | 0 | 0 | 0 | 0 | 0% | 0 | 0 | 0% | Normal | 0% | 0 | 0 | 0 | [17 empty] | Commercial_Retail (ID)_Existing_Food Preparation_Steamer_
Commercial_Retail (ID)_Existing_Food Preparation_Natural Gas_Steamer_E8 | Commercial | Retail (ID) | Existing | Food Preparation | Natural Gas | Steamer | E8 |  | 0% | 0% | 0% | 0 | 0 | 0 | 0 | 0 | 0 | 0 | 0 | 0% | 0 | 0 | 0% | Normal | 0% | 0 | 0 | 0 | [17 empty] | Commercial_Retail (ID)_Existing_Food Preparation_Steamer_
Commercial_Retail (ID)_Existing_Food Preparation_Natural Gas_Steamer_E9 | Commercial | Retail (ID) | Existing | Food Preparation | Natural Gas | Steamer | E9 |  | 0% | 0% | 0% | 0 | 0 | 0 | 0 | 0 | 0 | 0 | 0 | 0% | 0 | 0 | 0% | Normal | 0% | 0 | 0 | 0 | [17 empty] | Commercial_Retail (ID)_Existing_Food Preparation_Steamer_
Commercial_Retail (ID)_Existing_Food Preparation_Natural Gas_Steamer_E10 | Commercial | Retail (ID) | Existing | Food Preparation | Natural Gas | Steamer | E10 |  | 0% | 0% | 0% | 0 | 0 | 0 | 0 | 0 | 0 | 0 | 0 | 0% | 0 | 0 | 0% | Normal | 0% | 0 | 0 | 0 | [17 empty] | Commercial_Retail (ID)_Existing_Food Preparation_Steamer_
Commercial_Retail (ID)_Existing_Food Preparation_Natural Gas_Food Prep Other_E1 | Commercial | Retail (ID) | Existing | Food Preparation | Natural Gas | Food Prep Other | E1 | Standard | 100% | 0% | 0% | 0.63011 | 0 | 0 | 0 | 8 | 12 | 2019 | 2045 | 100% | 0 | 0 | 0% | Normal | 0% | 0.80059 | 0 | 0 | 1 unit | 100000 | 0 | 0.00056254 | 1423.18 | 1000 | 0 | 0 | 0 | 2010 | 1.1201 | Default | Default | Default | 1 | unit | 0.00056254 | Commercial_Retail (ID)_Existing_Food Preparation_Food Prep Other_Standard
Commercial_Retail (ID)_Existing_Food Preparation_Natural Gas_Food Prep Other_E2 | Commercial | Retail (ID) | Existing | Food Preparation | Natural Gas | Food Prep Other | E2 | ENERGY STAR | 72.07% | 0% | 0% | 1.1551 | 0 | 0 | 0 | 8 | 12 | 2019 | 2045 | 100% | 0 | 0 | 0% | Normal | 0% | 0.57696 | 0 | 0 | 1 unit | 100000 | 0 | 0.00056254 | 1025.646 | 1833.1988 | 0 | 0 | 0 | 2010 | 1.1201 | N/A | N/A | N/A | 1 | unit | 0.00056254 | Commercial_Retail (ID)_Existing_Food Preparation_Food Prep Other_ENERGY STAR
Commercial_Retail (ID)_Existing_Food Preparation_Natural Gas_Food Prep Other_E3 | Commercial | Retail (ID) | Existing | Food Preparation | Natural Gas | Food Prep Other | E3 |  | 0% | 0% | 0% | 0 | 0 | 0 | 0 | 0 | 0 | 0 | 0 | 0% | 0 | 0 | 0% | Normal | 0% | 0 | 0 | 0 | [17 empty] | Commercial_Retail (ID)_Existing_Food Preparation_Food Prep Other_
Commercial_Retail (ID)_Existing_Food Preparation_Natural Gas_Food Prep Other_E4 | Commercial | Retail (ID) | Existing | Food Preparation | Natural Gas | Food Prep Other | E4 |  | 0% | 0% | 0% | 0 | 0 | 0 | 0 | 0 | 0 | 0 | 0 | 0% | 0 | 0 | 0% | Normal | 0% | 0 | 0 | 0 | [17 empty] | Commercial_Retail (ID)_Existing_Food Preparation_Food Prep Other_
Commercial_Retail (ID)_Existing_Food Preparation_Natural Gas_Food Prep Other_E5 | Commercial | Retail (ID) | Existing | Food Preparation | Natural Gas | Food Prep Other | E5 |  | 0% | 0% | 0% | 0 | 0 | 0 | 0 | 0 | 0 | 0 | 0 | 0% | 0 | 0 | 0% | Normal | 0% | 0 | 0 | 0 | [17 empty] | Commercial_Retail (ID)_Existing_Food Preparation_Food Prep Other_
Commercial_Retail (ID)_Existing_Food Preparation_Natural Gas_Food Prep Other_E6 | Commercial | Retail (ID) | Existing | Food Preparation | Natural Gas | Food Prep Other | E6 |  | 0% | 0% | 0% | 0 | 0 | 0 | 0 | 0 | 0 | 0 | 0 | 0% | 0 | 0 | 0% | Normal | 0% | 0 | 0 | 0 | [17 empty] | Commercial_Retail (ID)_Existing_Food Preparation_Food Prep Other_
Commercial_Retail (ID)_Existing_Food Preparation_Natural Gas_Food Prep Other_E7 | Commercial | Retail (ID) | Existing | Food Preparation | Natural Gas | Food Prep Other | E7 |  | 0% | 0% | 0% | 0 | 0 | 0 | 0 | 0 | 0 | 0 | 0 | 0% | 0 | 0 | 0% | Normal | 0% | 0 | 0 | 0 | [17 empty] | Commercial_Retail (ID)_Existing_Food Preparation_Food Prep Other_
Commercial_Retail (ID)_Existing_Food Preparation_Natural Gas_Food Prep Other_E8 | Commercial | Retail (ID) | Existing | Food Preparation | Natural Gas | Food Prep Other | E8 |  | 0% | 0% | 0% | 0 | 0 | 0 | 0 | 0 | 0 | 0 | 0 | 0% | 0 | 0 | 0% | Normal | 0% | 0 | 0 | 0 | [17 empty] | Commercial_Retail (ID)_Existing_Food Preparation_Food Prep Other_
Commercial_Retail (ID)_Existing_Food Preparation_Natural Gas_Food Prep Other_E9 | Commercial | Retail (ID) | Existing | Food Preparation | Natural Gas | Food Prep Other | E9 |  | 0% | 0% | 0% | 0 | 0 | 0 | 0 | 0 | 0 | 0 | 0 | 0% | 0 | 0 | 0% | Normal | 0% | 0 | 0 | 0 | [17 empty] | Commercial_Retail (ID)_Existing_Food Preparation_Food Prep Other_
Commercial_Retail (ID)_Existing_Food Preparation_Natural Gas_Food Prep Other_E10 | Commercial | Retail (ID) | Existing | Food Preparation | Natural Gas | Food Prep Other | E10 |  | 0% | 0% | 0% | 0 | 0 | 0 | 0 | 0 | 0 | 0 | 0 | 0% | 0 | 0 | 0% | Normal | 0% | 0 | 0 | 0 | [17 empty] | Commercial_Retail (ID)_Existing_Food Preparation_Food Prep Other_
Commercial_Retail (ID)_Existing_Miscellaneous_Natural Gas_Pool Heater_E1 | Commercial | Retail (ID) | Existing | Miscellaneous | Natural Gas | Pool Heater | E1 | Standard (EF .82) | 100% | 0% | 0% | 0.012823 | 0 | 0 | 0 | 4 | 8 | 2019 | 2045 | 100% | 0 | 0 | 0% | Normal | 0% | 0.010152 | 0 | 0 | 1 unit | 100000 | 0 | 6.8182e-07 | 14890 | 18052 | 0 | 0 | 0 | 2014 | 1.0418 | DOE Commercial R&D 2016 - Table 7-6 | DOE Commercial R&D 2016 - Table 7-7 | DOE Commercial R&D 2016 - Table 7-8 | 1 | unit | 6.8182e-07 | Commercial_Retail (ID)_Existing_Miscellaneous_Pool Heater_Standard (EF .82)
Commercial_Retail (ID)_Existing_Miscellaneous_Natural Gas_Pool Heater_E2 | Commercial | Retail (ID) | Existing | Miscellaneous | Natural Gas | Pool Heater | E2 | Condensing (EF .90) | 85% | 0% | 0% | 0.020996 | 0 | 0 | 0 | 4 | 8 | 2019 | 2045 | 100% | 0 | 0 | 0% | Normal | 0% | 0.0086294 | 0 | 0 | 1 unit | 100000 | 0 | 6.8182e-07 | 12656.5 | 29558 | 0 | 0 | 0 | 2014 | 1.0418 | DOE Commercial R&D 2016 - Table 7-6 | DOE Commercial R&D 2016 - Table 7-7 | DOE Commercial R&D 2016 - Table 7-9 | 1 | unit | 6.8182e-07 | Commercial_Retail (ID)_Existing_Miscellaneous_Pool Heater_Condensing (EF .90)
Commercial_Retail (ID)_Existing_Miscellaneous_Natural Gas_Pool Heater_E3 | Commercial | Retail (ID) | Existing | Miscellaneous | Natural Gas | Pool Heater | E3 |  | 0% | 0% | 0% | 0 | 0 | 0 | 0 | 0 | 0 | 0 | 0 | 0% | 0 | 0 | 0% | Normal | 0% | 0 | 0 | 0 | [17 empty] | Commercial_Retail (ID)_Existing_Miscellaneous_Pool Heater_
Commercial_Retail (ID)_Existing_Miscellaneous_Natural Gas_Pool Heater_E4 | Commercial | Retail (ID) | Existing | Miscellaneous | Natural Gas | Pool Heater | E4 |  | 0% | 0% | 0% | 0 | 0 | 0 | 0 | 0 | 0 | 0 | 0 | 0% | 0 | 0 | 0% | Normal | 0% | 0 | 0 | 0 | [17 empty] | Commercial_Retail (ID)_Existing_Miscellaneous_Pool Heater_
Commercial_Retail (ID)_Existing_Miscellaneous_Natural Gas_Pool Heater_E5 | Commercial | Retail (ID) | Existing | Miscellaneous | Natural Gas | Pool Heater | E5 |  | 0% | 0% | 0% | 0 | 0 | 0 | 0 | 0 | 0 | 0 | 0 | 0% | 0 | 0 | 0% | Normal | 0% | 0 | 0 | 0 | [17 empty] | Commercial_Retail (ID)_Existing_Miscellaneous_Pool Heater_
Commercial_Retail (ID)_Existing_Miscellaneous_Natural Gas_Pool Heater_E6 | Commercial | Retail (ID) | Existing | Miscellaneous | Natural Gas | Pool Heater | E6 |  | 0% | 0% | 0% | 0 | 0 | 0 | 0 | 0 | 0 | 0 | 0 | 0% | 0 | 0 | 0% | Normal | 0% | 0 | 0 | 0 | [17 empty] | Commercial_Retail (ID)_Existing_Miscellaneous_Pool Heater_
Commercial_Retail (ID)_Existing_Miscellaneous_Natural Gas_Pool Heater_E7 | Commercial | Retail (ID) | Existing | Miscellaneous | Natural Gas | Pool Heater | E7 |  | 0% | 0% | 0% | 0 | 0 | 0 | 0 | 0 | 0 | 0 | 0 | 0% | 0 | 0 | 0% | Normal | 0% | 0 | 0 | 0 | [17 empty] | Commercial_Retail (ID)_Existing_Miscellaneous_Pool Heater_
Commercial_Retail (ID)_Existing_Miscellaneous_Natural Gas_Pool Heater_E8 | Commercial | Retail (ID) | Existing | Miscellaneous | Natural Gas | Pool Heater | E8 |  | 0% | 0% | 0% | 0 | 0 | 0 | 0 | 0 | 0 | 0 | 0 | 0% | 0 | 0 | 0% | Normal | 0% | 0 | 0 | 0 | [17 empty] | Commercial_Retail (ID)_Existing_Miscellaneous_Pool Heater_
Commercial_Retail (ID)_Existing_Miscellaneous_Natural Gas_Pool Heater_E9 | Commercial | Retail (ID) | Existing | Miscellaneous | Natural Gas | Pool Heater | E9 |  | 0% | 0% | 0% | 0 | 0 | 0 | 0 | 0 | 0 | 0 | 0 | 0% | 0 | 0 | 0% | Normal | 0% | 0 | 0 | 0 | [17 empty] | Commercial_Retail (ID)_Existing_Miscellaneous_Pool Heater_
Commercial_Retail (ID)_Existing_Miscellaneous_Natural Gas_Pool Heater_E10 | Commercial | Retail (ID) | Existing | Miscellaneous | Natural Gas | Pool Heater | E10 |  | 0% | 0% | 0% | 0 | 0 | 0 | 0 | 0 | 0 | 0 | 0 | 0% | 0 | 0 | 0% | Normal | 0% | 0 | 0 | 0 | [17 empty] | Commercial_Retail (ID)_Existing_Miscellaneous_Pool Heater_
Commercial_Retail (ID)_Existing_Miscellaneous_Natural Gas_Miscellaneous_E1 | Commercial | Retail (ID) | Existing | Miscellaneous | Natural Gas | Miscellaneous | E1 | Standard | 100% | 0% | 0% | 0.027496 | 0 | 0 | 0 | 2 | 8 | 2019 | 2045 | 100% | 0 | 0 | 0% | Normal | 0% | 0.027026 | 0 | 0 | 1 unit | 100000 | 0 | 0.027026 | 1 | 1 | 0 | 0 | 0 | 2016 | 1.0174 | N/A | N/A | N/A | 1 | unit | 0.027026 | Commercial_Retail (ID)_Existing_Miscellaneous_Miscellaneous_Standard
Commercial_Retail (ID)_Existing_Miscellaneous_Natural Gas_Miscellaneous_E2 | Commercial | Retail (ID) | Existing | Miscellaneous | Natural Gas | Miscellaneous | E2 |  | 0% | 0% | 0% | 0 | 0 | 0 | 0 | 0 | 0 | 0 | 0 | 0% | 0 | 0 | 0% | Normal | 0% | 0 | 0 | 0 | [17 empty] | Commercial_Retail (ID)_Existing_Miscellaneous_Miscellaneous_
Commercial_Retail (ID)_Existing_Miscellaneous_Natural Gas_Miscellaneous_E3 | Commercial | Retail (ID) | Existing | Miscellaneous | Natural Gas | Miscellaneous | E3 |  | 0% | 0% | 0% | 0 | 0 | 0 | 0 | 0 | 0 | 0 | 0 | 0% | 0 | 0 | 0% | Normal | 0% | 0 | 0 | 0 | [17 empty] | Commercial_Retail (ID)_Existing_Miscellaneous_Miscellaneous_
Commercial_Retail (ID)_Existing_Miscellaneous_Natural Gas_Miscellaneous_E4 | Commercial | Retail (ID) | Existing | Miscellaneous | Natural Gas | Miscellaneous | E4 |  | 0% | 0% | 0% | 0 | 0 | 0 | 0 | 0 | 0 | 0 | 0 | 0% | 0 | 0 | 0% | Normal | 0% | 0 | 0 | 0 | [17 empty] | Commercial_Retail (ID)_Existing_Miscellaneous_Miscellaneous_
Commercial_Retail (ID)_Existing_Miscellaneous_Natural Gas_Miscellaneous_E5 | Commercial | Retail (ID) | Existing | Miscellaneous | Natural Gas | Miscellaneous | E5 |  | 0% | 0% | 0% | 0 | 0 | 0 | 0 | 0 | 0 | 0 | 0 | 0% | 0 | 0 | 0% | Normal | 0% | 0 | 0 | 0 | [17 empty] | Commercial_Retail (ID)_Existing_Miscellaneous_Miscellaneous_
Commercial_Retail (ID)_Existing_Miscellaneous_Natural Gas_Miscellaneous_E6 | Commercial | Retail (ID) | Existing | Miscellaneous | Natural Gas | Miscellaneous | E6 |  | 0% | 0% | 0% | 0 | 0 | 0 | 0 | 0 | 0 | 0 | 0 | 0% | 0 | 0 | 0% | Normal | 0% | 0 | 0 | 0 | [17 empty] | Commercial_Retail (ID)_Existing_Miscellaneous_Miscellaneous_
Commercial_Retail (ID)_Existing_Miscellaneous_Natural Gas_Miscellaneous_E7 | Commercial | Retail (ID) | Existing | Miscellaneous | Natural Gas | Miscellaneous | E7 |  | 0% | 0% | 0% | 0 | 0 | 0 | 0 | 0 | 0 | 0 | 0 | 0% | 0 | 0 | 0% | Normal | 0% | 0 | 0 | 0 | [17 empty] | Commercial_Retail (ID)_Existing_Miscellaneous_Miscellaneous_
Commercial_Retail (ID)_Existing_Miscellaneous_Natural Gas_Miscellaneous_E8 | Commercial | Retail (ID) | Existing | Miscellaneous | Natural Gas | Miscellaneous | E8 |  | 0% | 0% | 0% | 0 | 0 | 0 | 0 | 0 | 0 | 0 | 0 | 0% | 0 | 0 | 0% | Normal | 0% | 0 | 0 | 0 | [17 empty] | Commercial_Retail (ID)_Existing_Miscellaneous_Miscellaneous_
Commercial_Retail (ID)_Existing_Miscellaneous_Natural Gas_Miscellaneous_E9 | Commercial | Retail (ID) | Existing | Miscellaneous | Natural Gas | Miscellaneous | E9 |  | 0% | 0% | 0% | 0 | 0 | 0 | 0 | 0 | 0 | 0 | 0 | 0% | 0 | 0 | 0% | Normal | 0% | 0 | 0 | 0 | [17 empty] | Commercial_Retail (ID)_Existing_Miscellaneous_Miscellaneous_
Commercial_Retail (ID)_Existing_Miscellaneous_Natural Gas_Miscellaneous_E10 | Commercial | Retail (ID) | Existing | Miscellaneous | Natural Gas | Miscellaneous | E10 |  | 0% | 0% | 0% | 0 | 0 | 0 | 0 | 0 | 0 | 0 | 0 | 0% | 0 | 0 | 0% | Normal | 0% | 0 | 0 | 0 | [17 empty] | Commercial_Retail (ID)_Existing_Miscellaneous_Miscellaneous_
Commercial_Retail (ID)_New_Space Heating_Natural Gas_Furnace_E1 | Commercial | Retail (ID) | New | Space Heating | Natural Gas | Furnace | E1 | AFUE 80% (Standard) | 100% | 0% | 0% | 0.43204 | 0 | 0.040722 | 0 | 10 | 20 | 2019 | 2045 | 100% | 0 | 0 | 0% | Normal | 0% | 0.48348 | 0 | 0 | 400 kBtu/hr | 100000 | 0 | 0.00012 | 10.0725 | 3395 | 0 | 320 | 0 | 2013 | 1.0605 | GFURN-Heating-EIA14-2014 Ref. Case-2 | GFURN-Heating-EIA14-2014 Ref. Case-2 | AEG BEST | 400 | kBtu/hr | 0.048 | Commercial_Retail (ID)_New_Space Heating_Furnace_AFUE 80% (Standard)
Commercial_Retail (ID)_New_Space Heating_Natural Gas_Furnace_E2 | Commercial | Retail (ID) | New | Space Heating | Natural Gas | Furnace | E2 | AFUE 90% | 88.92% | 0% | 0% | 0.52494 | 0 | 0.11835 | 0 | 10 | 20 | 2019 | 2045 | 100% | 0 | 0 | 0% | Normal | 0% | 0.42992 | 0 | 0 | 400 kBtu/hr | 100000 | 0 | 0.00012 | 8.9566 | 4125 | 0 | 930 | 0 | 2013 | 1.0605 | GFURN-Heating-EIA14-2014 Ref. Case-3 | GFURN-Heating-EIA14-2014 Ref. Case-3 | AEG BEST | 400 | kBtu/hr | 0.048 | Commercial_Retail (ID)_New_Space Heating_Furnace_AFUE 90%
Commercial_Retail (ID)_New_Space Heating_Natural Gas_Furnace_E3 | Commercial | Retail (ID) | New | Space Heating | Natural Gas | Furnace | E3 | AFUE 96% | 83.36% | 0% | 0% | 1.0145 | 0 | 0 | 0 | 10 | 20 | 2019 | 2045 | 100% | 0 | 0 | 0% | Normal | 0% | 0.40304 | 0 | 0 | 150 kBtu/hr | 100000 | 0 | 0.00032 | 8.3966 | 3042.9057 | 0 | 0 | 0 | 2014 | 1.0418 | GFURN-Heating-EIA14-2014 Ref. Case-3 | GFURN-Heating-ILTRM-v5.0-191 | AEG BEST | 150 | kBtu/hr | 0.048 | Commercial_Retail (ID)_New_Space Heating_Furnace_AFUE 96%
Commercial_Retail (ID)_New_Space Heating_Natural Gas_Furnace_E4 | Commercial | Retail (ID) | New | Space Heating | Natural Gas | Furnace | E4 |  | 0% | 0% | 0% | 0 | 0 | 0 | 0 | 0 | 0 | 0 | 0 | 0% | 0 | 0 | 0% | Normal | 0% | 0 | 0 | 0 | [17 empty] | Commercial_Retail (ID)_New_Space Heating_Furnace_
Commercial_Retail (ID)_New_Space Heating_Natural Gas_Furnace_E5 | Commercial | Retail (ID) | New | Space Heating | Natural Gas | Furnace | E5 |  | 0% | 0% | 0% | 0 | 0 | 0 | 0 | 0 | 0 | 0 | 0 | 0% | 0 | 0 | 0% | Normal | 0% | 0 | 0 | 0 | [17 empty] | Commercial_Retail (ID)_New_Space Heating_Furnace_
Commercial_Retail (ID)_New_Space Heating_Natural Gas_Furnace_E6 | Commercial | Retail (ID) | New | Space Heating | Natural Gas | Furnace | E6 |  | 0% | 0% | 0% | 0 | 0 | 0 | 0 | 0 | 0 | 0 | 0 | 0% | 0 | 0 | 0% | Normal | 0% | 0 | 0 | 0 | [17 empty] | Commercial_Retail (ID)_New_Space Heating_Furnace_
Commercial_Retail (ID)_New_Space Heating_Natural Gas_Furnace_E7 | Commercial | Retail (ID) | New | Space Heating | Natural Gas | Furnace | E7 |  | 0% | 0% | 0% | 0 | 0 | 0 | 0 | 0 | 0 | 0 | 0 | 0% | 0 | 0 | 0% | Normal | 0% | 0 | 0 | 0 | [17 empty] | Commercial_Retail (ID)_New_Space Heating_Furnace_
Commercial_Retail (ID)_New_Space Heating_Natural Gas_Furnace_E8 | Commercial | Retail (ID) | New | Space Heating | Natural Gas | Furnace | E8 |  | 0% | 0% | 0% | 0 | 0 | 0 | 0 | 0 | 0 | 0 | 0 | 0% | 0 | 0 | 0% | Normal | 0% | 0 | 0 | 0 | [17 empty] | Commercial_Retail (ID)_New_Space Heating_Furnace_
Commercial_Retail (ID)_New_Space Heating_Natural Gas_Furnace_E9 | Commercial | Retail (ID) | New | Space Heating | Natural Gas | Furnace | E9 |  | 0% | 0% | 0% | 0 | 0 | 0 | 0 | 0 | 0 | 0 | 0 | 0% | 0 | 0 | 0% | Normal | 0% | 0 | 0 | 0 | [17 empty] | Commercial_Retail (ID)_New_Space Heating_Furnace_
Commercial_Retail (ID)_New_Space Heating_Natural Gas_Furnace_E10 | Commercial | Retail (ID) | New | Space Heating | Natural Gas | Furnace | E10 |  | 0% | 0% | 0% | 0 | 0 | 0 | 0 | 0 | 0 | 0 | 0 | 0% | 0 | 0 | 0% | Normal | 0% | 0 | 0 | 0 | [17 empty] | Commercial_Retail (ID)_New_Space Heating_Furnace_
Commercial_Retail (ID)_New_Space Heating_Natural Gas_Boiler_E1 | Commercial | Retail (ID) | New | Space Heating | Natural Gas | Boiler | E1 | AFUE 80% (Standard) | 100% | 0% | 0% | 1.6106 | 0 | 0.038177 | 0 | 25 | 35 | 2019 | 2045 | 100% | 0 | 0 | 0% | Normal | 0% | 1.5551 | 0 | 0 | 1 kBtu/hr | 100000 | 0 | 0.048 | 31.7114 | 31.6406 | 0 | 0.75 | 0 | 2013 | 1.0605 | GBLR-Heating-AEO15-3 | GBLR-Heating-AEO15-3 | GBLR-Heating-AEO15-3 | 1 | kBtu/hr | 0.048 | Commercial_Retail (ID)_New_Space Heating_Boiler_AFUE 80% (Standard)
Commercial_Retail (ID)_New_Space Heating_Natural Gas_Boiler_E2 | Commercial | Retail (ID) | New | Space Heating | Natural Gas | Boiler | E2 | AFUE 85% | 94.12% | 0% | 0% | 1.7292 | 0 | 0.035931 | 0 | 25 | 35 | 2019 | 2045 | 100% | 0 | 0 | 0% | Normal | 0% | 1.4636 | 0 | 0 | 1 kBtu/hr | 100000 | 0 | 0.048 | 29.8464 | 33.9706 | 0 | 0.70588 | 0 | 2013 | 1.0605 | GBLR-Heating-AEO15-6 | GBLR-Heating-AEO15-6 | GBLR-Heating-AEO15-6 | 1 | kBtu/hr | 0.048 | Commercial_Retail (ID)_New_Space Heating_Boiler_AFUE 85%
Commercial_Retail (ID)_New_Space Heating_Natural Gas_Boiler_E3 | Commercial | Retail (ID) | New | Space Heating | Natural Gas | Boiler | E3 | AFUE 97% | 82.48% | 0% | 0% | 1.6459 | 0 | 0.031165 | 0 | 25 | 35 | 2019 | 2045 | 100% | 0 | 0 | 0% | Normal | 0% | 1.2826 | 0 | 0 | 1 kBtu/hr | 100000 | 0 | 0.048 | 26.1542 | 32.3342 | 0 | 0.61224 | 0 | 2013 | 1.0605 | GBLR-Heating-AEO15-7 | GBLR-Heating-AEO15-7 | GBLR-Heating-AEO15-7 | 1 | kBtu/hr | 0.048 | Commercial_Retail (ID)_New_Space Heating_Boiler_AFUE 97%
Commercial_Retail (ID)_New_Space Heating_Natural Gas_Boiler_E4 | Commercial | Retail (ID) | New | Space Heating | Natural Gas | Boiler | E4 | Convert to NG Air Source Heat Pump | 57.14% | 0% | 0% | 11.1138 | 0 | 0.13574 | 0 | 10 | 20 | 2019 | 2045 | 100% | 0 | 0 | 0% | Normal | 0% | 0.88863 | 0 | 0 | 1 kBtu/hr | 100000 | 0 | 0.048 | 18.1208 | 218.3333 | 0 | 2.6667 | 0 | 2013 | 1.0605 | HP_GAS-Heating-AEO17-1 | HP_GAS-Heating-AEO17-1 | HP_GAS-Heating-AEO17-1 | 1 | kBtu/hr | 0.048 | Commercial_Retail (ID)_New_Space Heating_Boiler_Convert to NG Air Source Heat Pump
Commercial_Retail (ID)_New_Space Heating_Natural Gas_Boiler_E5 | Commercial | Retail (ID) | New | Space Heating | Natural Gas | Boiler | E5 |  | 0% | 0% | 0% | 0 | 0 | 0 | 0 | 0 | 0 | 0 | 0 | 0% | 0 | 0 | 0% | Normal | 0% | 0 | 0 | 0 | [17 empty] | Commercial_Retail (ID)_New_Space Heating_Boiler_
Commercial_Retail (ID)_New_Space Heating_Natural Gas_Boiler_E6 | Commercial | Retail (ID) | New | Space Heating | Natural Gas | Boiler | E6 |  | 0% | 0% | 0% | 0 | 0 | 0 | 0 | 0 | 0 | 0 | 0 | 0% | 0 | 0 | 0% | Normal | 0% | 0 | 0 | 0 | [17 empty] | Commercial_Retail (ID)_New_Space Heating_Boiler_
Commercial_Retail (ID)_New_Space Heating_Natural Gas_Boiler_E7 | Commercial | Retail (ID) | New | Space Heating | Natural Gas | Boiler | E7 |  | 0% | 0% | 0% | 0 | 0 | 0 | 0 | 0 | 0 | 0 | 0 | 0% | 0 | 0 | 0% | Normal | 0% | 0 | 0 | 0 | [17 empty] | Commercial_Retail (ID)_New_Space Heating_Boiler_
Commercial_Retail (ID)_New_Space Heating_Natural Gas_Boiler_E8 | Commercial | Retail (ID) | New | Space Heating | Natural Gas | Boiler | E8 |  | 0% | 0% | 0% | 0 | 0 | 0 | 0 | 0 | 0 | 0 | 0 | 0% | 0 | 0 | 0% | Normal | 0% | 0 | 0 | 0 | [17 empty] | Commercial_Retail (ID)_New_Space Heating_Boiler_
Commercial_Retail (ID)_New_Space Heating_Natural Gas_Boiler_E9 | Commercial | Retail (ID) | New | Space Heating | Natural Gas | Boiler | E9 |  | 0% | 0% | 0% | 0 | 0 | 0 | 0 | 0 | 0 | 0 | 0 | 0% | 0 | 0 | 0% | Normal | 0% | 0 | 0 | 0 | [17 empty] | Commercial_Retail (ID)_New_Space Heating_Boiler_
Commercial_Retail (ID)_New_Space Heating_Natural Gas_Boiler_E10 | Commercial | Retail (ID) | New | Space Heating | Natural Gas | Boiler | E10 |  | 0% | 0% | 0% | 0 | 0 | 0 | 0 | 0 | 0 | 0 | 0 | 0% | 0 | 0 | 0% | Normal | 0% | 0 | 0 | 0 | [17 empty] | Commercial_Retail (ID)_New_Space Heating_Boiler_
Commercial_Retail (ID)_New_Space Heating_Natural Gas_Unit Heater_E1 | Commercial | Retail (ID) | New | Space Heating | Natural Gas | Unit Heater | E1 | Standard | 100% | 0% | 0% | 0.0096176 | 0 | 0 | 0 | 15 | 25 | 2019 | 2045 | 100% | 0 | 0 | 0% | Normal | 0% | 0.2418 | 0 | 0 | 1 kBtu/Hr | 100000 | 0 | 8.9948e-06 | 2080 | 1051 | 0 | 0 | 0 | 2016 | 1.0174 | UNITHT-Heating-XCELCO-2017-18-3 | UNITHT-Heating-XCELCO-2017-18-3 | UNITHT-Heating-XCELCO-2017-18-3 | 1 | kBtu/Hr | 8.9948e-06 | Commercial_Retail (ID)_New_Space Heating_Unit Heater_Standard
Commercial_Retail (ID)_New_Space Heating_Natural Gas_Unit Heater_E2 | Commercial | Retail (ID) | New | Space Heating | Natural Gas | Unit Heater | E2 | Condensing | 88.94% | 0% | 0% | 0.021093 | 0 | 0 | 0 | 15 | 25 | 2019 | 2045 | 100% | 0 | 0 | 0% | Normal | 0% | 0.21507 | 0 | 0 | 1 kBtu/Hr | 100000 | 0 | 8.9948e-06 | 1850 | 2305 | 0 | 0 | 0 | 2016 | 1.0174 | UNITHT-Heating-XCELCO-2017-18-3 | UNITHT-Heating-XCELCO-2017-18-3 | UNITHT-Heating-XCELCO-2017-18-3 | 1 | kBtu/Hr | 8.9948e-06 | Commercial_Retail (ID)_New_Space Heating_Unit Heater_Condensing
Commercial_Retail (ID)_New_Space Heating_Natural Gas_Unit Heater_E3 | Commercial | Retail (ID) | New | Space Heating | Natural Gas | Unit Heater | E3 | Infrared Radiant | 88.46% | 0% | 0% | 0.011484 | 0 | 0 | 0 | 10 | 20 | 2019 | 2045 | 100% | 0 | 0 | 0% | Normal | 0% | 0.2139 | 0 | 0 | 1 kBtu/Hr | 100000 | 0 | 8.9948e-06 | 1840 | 1255 | 0 | 0 | 0 | 2016 | 1.0174 | UNITHT-Heating-XCELCO-2017-18-4 | UNITHT-Heating-XCELCO-2017-18-4 | UNITHT-Heating-XCELCO-2017-18-4 | 1 | kBtu/Hr | 8.9948e-06 | Commercial_Retail (ID)_New_Space Heating_Unit Heater_Infrared Radiant
Commercial_Retail (ID)_New_Space Heating_Natural Gas_Unit Heater_E4 | Commercial | Retail (ID) | New | Space Heating | Natural Gas | Unit Heater | E4 |  | 0% | 0% | 0% | 0 | 0 | 0 | 0 | 0 | 0 | 0 | 0 | 0% | 0 | 0 | 0% | Normal | 0% | 0 | 0 | 0 | [17 empty] | Commercial_Retail (ID)_New_Space Heating_Unit Heater_
Commercial_Retail (ID)_New_Space Heating_Natural Gas_Unit Heater_E5 | Commercial | Retail (ID) | New | Space Heating | Natural Gas | Unit Heater | E5 |  | 0% | 0% | 0% | 0 | 0 | 0 | 0 | 0 | 0 | 0 | 0 | 0% | 0 | 0 | 0% | Normal | 0% | 0 | 0 | 0 | [17 empty] | Commercial_Retail (ID)_New_Space Heating_Unit Heater_
Commercial_Retail (ID)_New_Space Heating_Natural Gas_Unit Heater_E6 | Commercial | Retail (ID) | New | Space Heating | Natural Gas | Unit Heater | E6 |  | 0% | 0% | 0% | 0 | 0 | 0 | 0 | 0 | 0 | 0 | 0 | 0% | 0 | 0 | 0% | Normal | 0% | 0 | 0 | 0 | [17 empty] | Commercial_Retail (ID)_New_Space Heating_Unit Heater_
Commercial_Retail (ID)_New_Space Heating_Natural Gas_Unit Heater_E7 | Commercial | Retail (ID) | New | Space Heating | Natural Gas | Unit Heater | E7 |  | 0% | 0% | 0% | 0 | 0 | 0 | 0 | 0 | 0 | 0 | 0 | 0% | 0 | 0 | 0% | Normal | 0% | 0 | 0 | 0 | [17 empty] | Commercial_Retail (ID)_New_Space Heating_Unit Heater_
Commercial_Retail (ID)_New_Space Heating_Natural Gas_Unit Heater_E8 | Commercial | Retail (ID) | New | Space Heating | Natural Gas | Unit Heater | E8 |  | 0% | 0% | 0% | 0 | 0 | 0 | 0 | 0 | 0 | 0 | 0 | 0% | 0 | 0 | 0% | Normal | 0% | 0 | 0 | 0 | [17 empty] | Commercial_Retail (ID)_New_Space Heating_Unit Heater_
Commercial_Retail (ID)_New_Space Heating_Natural Gas_Unit Heater_E9 | Commercial | Retail (ID) | New | Space Heating | Natural Gas | Unit Heater | E9 |  | 0% | 0% | 0% | 0 | 0 | 0 | 0 | 0 | 0 | 0 | 0 | 0% | 0 | 0 | 0% | Normal | 0% | 0 | 0 | 0 | [17 empty] | Commercial_Retail (ID)_New_Space Heating_Unit Heater_
Commercial_Retail (ID)_New_Space Heating_Natural Gas_Unit Heater_E10 | Commercial | Retail (ID) | New | Space Heating | Natural Gas | Unit Heater | E10 |  | 0% | 0% | 0% | 0 | 0 | 0 | 0 | 0 | 0 | 0 | 0 | 0% | 0 | 0 | 0% | Normal | 0% | 0 | 0 | 0 | [17 empty] | Commercial_Retail (ID)_New_Space Heating_Unit Heater_
Commercial_Retail (ID)_New_Water Heating_Natural Gas_Water Heater_E1 | Commercial | Retail (ID) | New | Water Heating | Natural Gas | Water Heater | E1 | TE 0.80 | 100% | 0% | 0% | 0.13993 | 0 | 0 | 0 | 10 | 20 | 2019 | 2045 | 100% | 0 | 0 | 0% | Normal | 0% | 0.28656 | 0 | 0 | 1 kBtu/hr | 100000 | 0 | 0.0063091 | 41.834 | 21.8 | 0 | 0 | 0 | 2017 | 1.0174 | DHW_WH-Water Heating-PG&E-R7-14 | DHW_WH-Water Heating-PG&E-R7-14 | DHW_WH-Water Heating-PG&E-R7-14 | 1 | kBtu/hr | 0.0063091 | Commercial_Retail (ID)_New_Water Heating_Water Heater_TE 0.80
Commercial_Retail (ID)_New_Water Heating_Natural Gas_Water Heater_E2 | Commercial | Retail (ID) | New | Water Heating | Natural Gas | Water Heater | E2 | TE 0.90 | 88.89% | 0% | 0% | 0.16791 | 0 | 0 | 0 | 10 | 20 | 2019 | 2045 | 100% | 0 | 0 | 0% | Normal | 0% | 0.25472 | 0 | 0 | 1 kBtu/hr | 100000 | 0 | 0.0063091 | 37.1858 | 26.16 | 0 | 0 | 0 | 2017 | 1.0174 | DHW_WH-Water Heating-PG&E-R7-14 | DHW_WH-Water Heating-PG&E-R7-14 | DHW_WH-Water Heating-PG&E-R7-14 | 1 | kBtu/hr | 0.0063091 | Commercial_Retail (ID)_New_Water Heating_Water Heater_TE 0.90
Commercial_Retail (ID)_New_Water Heating_Natural Gas_Water Heater_E3 | Commercial | Retail (ID) | New | Water Heating | Natural Gas | Water Heater | E3 | TE 0.94 | 85.11% | 0% | 0% | 0.20641 | 0 | 0 | 0 | 10 | 20 | 2019 | 2045 | 100% | 0 | 0 | 0% | Normal | 0% | 0.24388 | 0 | 0 | 1 kBtu/hr | 100000 | 0 | 0.0063091 | 35.6034 | 30.3604 | 0 | 0 | 0 | 2012 | 1.0776 | DHW_WH-Water Heating-NMTRM-2016-7 | DHW_WH-Water Heating-NMTRM-2016-7 | DHW_WH-Water Heating-NMTRM-2016-7 | 1 | kBtu/hr | 0.0063091 | Commercial_Retail (ID)_New_Water Heating_Water Heater_TE 0.94
Commercial_Retail (ID)_New_Water Heating_Natural Gas_Water Heater_E4 | Commercial | Retail (ID) | New | Water Heating | Natural Gas | Water Heater | E4 | Instantaneous TE 0.94 | 85.02% | 0% | 0% | 0.24231 | 0 | 0 | 0 | 15 | 25 | 2019 | 2045 | 100% | 0 | 0 | 0% | Normal | 0% | 0.24362 | 0 | 0 | 1 kBtu/hr | 100000 | 0 | 0.0063091 | 35.5656 | 35.6404 | 0 | 0 | 0 | 2012 | 1.0776 | DHW_WH-Water Heating-NMTRM-2016-9 | DHW_WH-Water Heating-NMTRM-2016-9 | DHW_WH-Water Heating-NMTRM-2016-9 | 1 | kBtu/hr | 0.0063091 | Commercial_Retail (ID)_New_Water Heating_Water Heater_Instantaneous TE 0.94
Commercial_Retail (ID)_New_Water Heating_Natural Gas_Water Heater_E5 | Commercial | Retail (ID) | New | Water Heating | Natural Gas | Water Heater | E5 | Gas-Fired Absorption HPWH | 53.33% | 0% | 0% | 0.41185 | 0 | 0 | 0 | 10 | 16 | 2019 | 2045 | 100% | 0 | 0 | 0% | Normal | 0% | 0.15283 | 0 | 0 | 1 kBtu/hr | 100000 | 0 | 0.0063091 | 22.3115 | 62.6566 | 0 | 0 | 0 | 2014 | 1.0418 | DHW_WH-Water Heating-DOE-2014-1 | DHW_WH-Water Heating-DOE-2014-1 | DHW_WH-Water Heating-DOE-2014-1 | 1 | kBtu/hr | 0.0063091 | Commercial_Retail (ID)_New_Water Heating_Water Heater_Gas-Fired Absorption HPWH
Commercial_Retail (ID)_New_Water Heating_Natural Gas_Water Heater_E6 | Commercial | Retail (ID) | New | Water Heating | Natural Gas | Water Heater | E6 |  | 0% | 0% | 0% | 0 | 0 | 0 | 0 | 0 | 0 | 0 | 0 | 0% | 0 | 0 | 0% | Normal | 0% | 0 | 0 | 0 | [17 empty] | Commercial_Retail (ID)_New_Water Heating_Water Heater_
Commercial_Retail (ID)_New_Water Heating_Natural Gas_Water Heater_E7 | Commercial | Retail (ID) | New | Water Heating | Natural Gas | Water Heater | E7 |  | 0% | 0% | 0% | 0 | 0 | 0 | 0 | 0 | 0 | 0 | 0 | 0% | 0 | 0 | 0% | Normal | 0% | 0 | 0 | 0 | [17 empty] | Commercial_Retail (ID)_New_Water Heating_Water Heater_
Commercial_Retail (ID)_New_Water Heating_Natural Gas_Water Heater_E8 | Commercial | Retail (ID) | New | Water Heating | Natural Gas | Water Heater | E8 |  | 0% | 0% | 0% | 0 | 0 | 0 | 0 | 0 | 0 | 0 | 0 | 0% | 0 | 0 | 0% | Normal | 0% | 0 | 0 | 0 | [17 empty] | Commercial_Retail (ID)_New_Water Heating_Water Heater_
Commercial_Retail (ID)_New_Water Heating_Natural Gas_Water Heater_E9 | Commercial | Retail (ID) | New | Water Heating | Natural Gas | Water Heater | E9 |  | 0% | 0% | 0% | 0 | 0 | 0 | 0 | 0 | 0 | 0 | 0 | 0% | 0 | 0 | 0% | Normal | 0% | 0 | 0 | 0 | [17 empty] | Commercial_Retail (ID)_New_Water Heating_Water Heater_
Commercial_Retail (ID)_New_Water Heating_Natural Gas_Water Heater_E10 | Commercial | Retail (ID) | New | Water Heating | Natural Gas | Water Heater | E10 |  | 0% | 0% | 0% | 0 | 0 | 0 | 0 | 0 | 0 | 0 | 0 | 0% | 0 | 0 | 0% | Normal | 0% | 0 | 0 | 0 | [17 empty] | Commercial_Retail (ID)_New_Water Heating_Water Heater_
Commercial_Retail (ID)_New_Food Preparation_Natural Gas_Oven_E1 | Commercial | Retail (ID) | New | Food Preparation | Natural Gas | Oven | E1 | Standard | 100% | 0% | 0% | 0.015329 | 0 | 0 | 0 | 8 | 12 | 2019 | 2045 | 100% | 0 | 0 | 0% | Normal | 0% | 1.8825 | 0 | 0 | 1 unit | 100000 | 0 | 2.9494e-05 | 1050.946 | 490.1 | 0 | 0 | 0 | 2013 | 1.0605 | COOK_OVN-Food Preparation-AEO17-3 | COOK_OVN-Food Preparation-AEO17-3 | COOK_OVN-Food Preparation-ILTRM-v5.0-23 | 1 | unit | 2.9494e-05 | Commercial_Retail (ID)_New_Food Preparation_Oven_Standard
Commercial_Retail (ID)_New_Food Preparation_Natural Gas_Oven_E2 | Commercial | Retail (ID) | New | Food Preparation | Natural Gas | Oven | E2 | ENERGY STAR (>42% Baking Efficiency) | 71.01% | 0% | 0% | 0.020888 | 0 | 0 | 0 | 8 | 12 | 2019 | 2045 | 100% | 0 | 0 | 0% | Normal | 0% | 1.3368 | 0 | 0 | 1 unit | 100000 | 0 | 2.9494e-05 | 746.2722 | 667.81 | 0 | 0 | 0 | 2013 | 1.0605 | COOK_OVN-Food Preparation-AEO17-3 | COOK_OVN-Food Preparation-AEO17-3 | COOK_OVN-Food Preparation-ILTRM-v5.0-23 | 1 | unit | 2.9494e-05 | Commercial_Retail (ID)_New_Food Preparation_Oven_ENERGY STAR (>42% Baking Efficiency)
Commercial_Retail (ID)_New_Food Preparation_Natural Gas_Oven_E3 | Commercial | Retail (ID) | New | Food Preparation | Natural Gas | Oven | E3 |  | 0% | 0% | 0% | 0 | 0 | 0 | 0 | 0 | 0 | 0 | 0 | 0% | 0 | 0 | 0% | Normal | 0% | 0 | 0 | 0 | [17 empty] | Commercial_Retail (ID)_New_Food Preparation_Oven_
Commercial_Retail (ID)_New_Food Preparation_Natural Gas_Oven_E4 | Commercial | Retail (ID) | New | Food Preparation | Natural Gas | Oven | E4 |  | 0% | 0% | 0% | 0 | 0 | 0 | 0 | 0 | 0 | 0 | 0 | 0% | 0 | 0 | 0% | Normal | 0% | 0 | 0 | 0 | [17 empty] | Commercial_Retail (ID)_New_Food Preparation_Oven_
Commercial_Retail (ID)_New_Food Preparation_Natural Gas_Oven_E5 | Commercial | Retail (ID) | New | Food Preparation | Natural Gas | Oven | E5 |  | 0% | 0% | 0% | 0 | 0 | 0 | 0 | 0 | 0 | 0 | 0 | 0% | 0 | 0 | 0% | Normal | 0% | 0 | 0 | 0 | [17 empty] | Commercial_Retail (ID)_New_Food Preparation_Oven_
Commercial_Retail (ID)_New_Food Preparation_Natural Gas_Oven_E6 | Commercial | Retail (ID) | New | Food Preparation | Natural Gas | Oven | E6 |  | 0% | 0% | 0% | 0 | 0 | 0 | 0 | 0 | 0 | 0 | 0 | 0% | 0 | 0 | 0% | Normal | 0% | 0 | 0 | 0 | [17 empty] | Commercial_Retail (ID)_New_Food Preparation_Oven_
Commercial_Retail (ID)_New_Food Preparation_Natural Gas_Oven_E7 | Commercial | Retail (ID) | New | Food Preparation | Natural Gas | Oven | E7 |  | 0% | 0% | 0% | 0 | 0 | 0 | 0 | 0 | 0 | 0 | 0 | 0% | 0 | 0 | 0% | Normal | 0% | 0 | 0 | 0 | [17 empty] | Commercial_Retail (ID)_New_Food Preparation_Oven_
Commercial_Retail (ID)_New_Food Preparation_Natural Gas_Oven_E8 | Commercial | Retail (ID) | New | Food Preparation | Natural Gas | Oven | E8 |  | 0% | 0% | 0% | 0 | 0 | 0 | 0 | 0 | 0 | 0 | 0 | 0% | 0 | 0 | 0% | Normal | 0% | 0 | 0 | 0 | [17 empty] | Commercial_Retail (ID)_New_Food Preparation_Oven_
Commercial_Retail (ID)_New_Food Preparation_Natural Gas_Oven_E9 | Commercial | Retail (ID) | New | Food Preparation | Natural Gas | Oven | E9 |  | 0% | 0% | 0% | 0 | 0 | 0 | 0 | 0 | 0 | 0 | 0 | 0% | 0 | 0 | 0% | Normal | 0% | 0 | 0 | 0 | [17 empty] | Commercial_Retail (ID)_New_Food Preparation_Oven_
Commercial_Retail (ID)_New_Food Preparation_Natural Gas_Oven_E10 | Commercial | Retail (ID) | New | Food Preparation | Natural Gas | Oven | E10 |  | 0% | 0% | 0% | 0 | 0 | 0 | 0 | 0 | 0 | 0 | 0 | 0% | 0 | 0 | 0% | Normal | 0% | 0 | 0 | 0 | [17 empty] | Commercial_Retail (ID)_New_Food Preparation_Oven_
Commercial_Retail (ID)_New_Food Preparation_Natural Gas_Conveyor Oven_E1 | Commercial | Retail (ID) | New | Food Preparation | Natural Gas | Conveyor Oven | E1 | Standard | 100% | 0% | 0% | 0.01237 | 0 | 0 | 0 | 15 | 19 | 2019 | 2045 | 100% | 0 | 0 | 0% | Normal | 0% | 3.0381 | 0 | 0 | 1 unit | 100000 | 0 | 7.0042e-06 | 3571 | 1665.3064 | 0 | 0 | 0 | 2013 | 1.0605 | COOK_OVN-Food Preparation-ILTRM-v5.0-24 | COOK_OVN-Food Preparation-AEO17-3 | https://fishnick.com/saveenergy/tools/calculators/gconvovencalc.php | 1 | unit | 7.0042e-06 | Commercial_Retail (ID)_New_Food Preparation_Conveyor Oven_Standard
Commercial_Retail (ID)_New_Food Preparation_Natural Gas_Conveyor Oven_E2 | Commercial | Retail (ID) | New | Food Preparation | Natural Gas | Conveyor Oven | E2 | ENERGY STAR (>42% Baking Efficiency) | 79.47% | 0% | 0% | 0.026206 | 0 | 0 | 0 | 15 | 19 | 2019 | 2045 | 100% | 0 | 0 | 0% | Normal | 0% | 2.4145 | 0 | 0 | 1 unit | 100000 | 0 | 7.0042e-06 | 2838 | 3409.1835 | 0 | 0 | 0 | 2011 | 1.0975 | COOK_OVN-Food Preparation-ILTRM-v5.0-24 | COOK_OVN-Food Preparation-ILTRM-v5.0-24 | COOK_OVN-Food Preparation-ILTRM-v5.0-24 | 1 | unit | 7.0042e-06 | Commercial_Retail (ID)_New_Food Preparation_Conveyor Oven_ENERGY STAR (>42% Baking Efficiency)
Commercial_Retail (ID)_New_Food Preparation_Natural Gas_Conveyor Oven_E3 | Commercial | Retail (ID) | New | Food Preparation | Natural Gas | Conveyor Oven | E3 |  | 0% | 0% | 0% | 0 | 0 | 0 | 0 | 0 | 0 | 0 | 0 | 0% | 0 | 0 | 0% | Normal | 0% | 0 | 0 | 0 | [17 empty] | Commercial_Retail (ID)_New_Food Preparation_Conveyor Oven_
Commercial_Retail (ID)_New_Food Preparation_Natural Gas_Conveyor Oven_E4 | Commercial | Retail (ID) | New | Food Preparation | Natural Gas | Conveyor Oven | E4 |  | 0% | 0% | 0% | 0 | 0 | 0 | 0 | 0 | 0 | 0 | 0 | 0% | 0 | 0 | 0% | Normal | 0% | 0 | 0 | 0 | [17 empty] | Commercial_Retail (ID)_New_Food Preparation_Conveyor Oven_
Commercial_Retail (ID)_New_Food Preparation_Natural Gas_Conveyor Oven_E5 | Commercial | Retail (ID) | New | Food Preparation | Natural Gas | Conveyor Oven | E5 |  | 0% | 0% | 0% | 0 | 0 | 0 | 0 | 0 | 0 | 0 | 0 | 0% | 0 | 0 | 0% | Normal | 0% | 0 | 0 | 0 | [17 empty] | Commercial_Retail (ID)_New_Food Preparation_Conveyor Oven_
Commercial_Retail (ID)_New_Food Preparation_Natural Gas_Conveyor Oven_E6 | Commercial | Retail (ID) | New | Food Preparation | Natural Gas | Conveyor Oven | E6 |  | 0% | 0% | 0% | 0 | 0 | 0 | 0 | 0 | 0 | 0 | 0 | 0% | 0 | 0 | 0% | Normal | 0% | 0 | 0 | 0 | [17 empty] | Commercial_Retail (ID)_New_Food Preparation_Conveyor Oven_
Commercial_Retail (ID)_New_Food Preparation_Natural Gas_Conveyor Oven_E7 | Commercial | Retail (ID) | New | Food Preparation | Natural Gas | Conveyor Oven | E7 |  | 0% | 0% | 0% | 0 | 0 | 0 | 0 | 0 | 0 | 0 | 0 | 0% | 0 | 0 | 0% | Normal | 0% | 0 | 0 | 0 | [17 empty] | Commercial_Retail (ID)_New_Food Preparation_Conveyor Oven_
Commercial_Retail (ID)_New_Food Preparation_Natural Gas_Conveyor Oven_E8 | Commercial | Retail (ID) | New | Food Preparation | Natural Gas | Conveyor Oven | E8 |  | 0% | 0% | 0% | 0 | 0 | 0 | 0 | 0 | 0 | 0 | 0 | 0% | 0 | 0 | 0% | Normal | 0% | 0 | 0 | 0 | [17 empty] | Commercial_Retail (ID)_New_Food Preparation_Conveyor Oven_
Commercial_Retail (ID)_New_Food Preparation_Natural Gas_Conveyor Oven_E9 | Commercial | Retail (ID) | New | Food Preparation | Natural Gas | Conveyor Oven | E9 |  | 0% | 0% | 0% | 0 | 0 | 0 | 0 | 0 | 0 | 0 | 0 | 0% | 0 | 0 | 0% | Normal | 0% | 0 | 0 | 0 | [17 empty] | Commercial_Retail (ID)_New_Food Preparation_Conveyor Oven_
Commercial_Retail (ID)_New_Food Preparation_Natural Gas_Conveyor Oven_E10 | Commercial | Retail (ID) | New | Food Preparation | Natural Gas | Conveyor Oven | E10 |  | 0% | 0% | 0% | 0 | 0 | 0 | 0 | 0 | 0 | 0 | 0 | 0% | 0 | 0 | 0% | Normal | 0% | 0 | 0 | 0 | [17 empty] | Commercial_Retail (ID)_New_Food Preparation_Conveyor Oven_
Commercial_Retail (ID)_New_Food Preparation_Natural Gas_Double Rack Oven_E1 | Commercial | Retail (ID) | New | Food Preparation | Natural Gas | Double Rack Oven | E1 | Standard | 100% | 0% | 0% | 0.021296 | 0 | 0 | 0 | 8 | 16 | 2019 | 2045 | 100% | 0 | 0 | 0% | Normal | 0% | 5.2307 | 0 | 0 | 1 unit | 100000 | 0 | 7.9378e-06 | 5425 | 2529.904 | 0 | 0 | 0 | 2013 | 1.0605 | COOK_OVN-Food Preparation-ILTRM-v5.0-25 | COOK_OVN-Food Preparation-ILTRM-v5.0-25 | https://fishnick.com/saveenergy/tools/calculators/grackovencalc.php | 1 | unit | 7.9378e-06 | Commercial_Retail (ID)_New_Food Preparation_Double Rack Oven_Standard
Commercial_Retail (ID)_New_Food Preparation_Natural Gas_Double Rack Oven_E2 | Commercial | Retail (ID) | New | Food Preparation | Natural Gas | Double Rack Oven | E2 | FTSC Qualified (>50% Cooking Efficiency) | 61.95% | 0% | 0% | 0.096615 | 0 | 0 | 0 | 8 | 16 | 2019 | 2045 | 100% | 0 | 0 | 0% | Normal | 0% | 3.2406 | 0 | 0 | 1 unit | 100000 | 0 | 7.9378e-06 | 3361 | 11090.6431 | 0 | 0 | 0 | 2011 | 1.0975 | COOK_OVN-Food Preparation-ILTRM-v5.0-25 | COOK_OVN-Food Preparation-ILTRM-v5.0-25 | COOK_OVN-Food Preparation-ILTRM-v5.0-25 | 1 | unit | 7.9378e-06 | Commercial_Retail (ID)_New_Food Preparation_Double Rack Oven_FTSC Qualified (>50% Cooking Efficiency)
Commercial_Retail (ID)_New_Food Preparation_Natural Gas_Double Rack Oven_E3 | Commercial | Retail (ID) | New | Food Preparation | Natural Gas | Double Rack Oven | E3 |  | 0% | 0% | 0% | 0 | 0 | 0 | 0 | 0 | 0 | 0 | 0 | 0% | 0 | 0 | 0% | Normal | 0% | 0 | 0 | 0 | [17 empty] | Commercial_Retail (ID)_New_Food Preparation_Double Rack Oven_
Commercial_Retail (ID)_New_Food Preparation_Natural Gas_Double Rack Oven_E4 | Commercial | Retail (ID) | New | Food Preparation | Natural Gas | Double Rack Oven | E4 |  | 0% | 0% | 0% | 0 | 0 | 0 | 0 | 0 | 0 | 0 | 0 | 0% | 0 | 0 | 0% | Normal | 0% | 0 | 0 | 0 | [17 empty] | Commercial_Retail (ID)_New_Food Preparation_Double Rack Oven_
Commercial_Retail (ID)_New_Food Preparation_Natural Gas_Double Rack Oven_E5 | Commercial | Retail (ID) | New | Food Preparation | Natural Gas | Double Rack Oven | E5 |  | 0% | 0% | 0% | 0 | 0 | 0 | 0 | 0 | 0 | 0 | 0 | 0% | 0 | 0 | 0% | Normal | 0% | 0 | 0 | 0 | [17 empty] | Commercial_Retail (ID)_New_Food Preparation_Double Rack Oven_
Commercial_Retail (ID)_New_Food Preparation_Natural Gas_Double Rack Oven_E6 | Commercial | Retail (ID) | New | Food Preparation | Natural Gas | Double Rack Oven | E6 |  | 0% | 0% | 0% | 0 | 0 | 0 | 0 | 0 | 0 | 0 | 0 | 0% | 0 | 0 | 0% | Normal | 0% | 0 | 0 | 0 | [17 empty] | Commercial_Retail (ID)_New_Food Preparation_Double Rack Oven_
Commercial_Retail (ID)_New_Food Preparation_Natural Gas_Double Rack Oven_E7 | Commercial | Retail (ID) | New | Food Preparation | Natural Gas | Double Rack Oven | E7 |  | 0% | 0% | 0% | 0 | 0 | 0 | 0 | 0 | 0 | 0 | 0 | 0% | 0 | 0 | 0% | Normal | 0% | 0 | 0 | 0 | [17 empty] | Commercial_Retail (ID)_New_Food Preparation_Double Rack Oven_
Commercial_Retail (ID)_New_Food Preparation_Natural Gas_Double Rack Oven_E8 | Commercial | Retail (ID) | New | Food Preparation | Natural Gas | Double Rack Oven | E8 |  | 0% | 0% | 0% | 0 | 0 | 0 | 0 | 0 | 0 | 0 | 0 | 0% | 0 | 0 | 0% | Normal | 0% | 0 | 0 | 0 | [17 empty] | Commercial_Retail (ID)_New_Food Preparation_Double Rack Oven_
Commercial_Retail (ID)_New_Food Preparation_Natural Gas_Double Rack Oven_E9 | Commercial | Retail (ID) | New | Food Preparation | Natural Gas | Double Rack Oven | E9 |  | 0% | 0% | 0% | 0 | 0 | 0 | 0 | 0 | 0 | 0 | 0 | 0% | 0 | 0 | 0% | Normal | 0% | 0 | 0 | 0 | [17 empty] | Commercial_Retail (ID)_New_Food Preparation_Double Rack Oven_
Commercial_Retail (ID)_New_Food Preparation_Natural Gas_Double Rack Oven_E10 | Commercial | Retail (ID) | New | Food Preparation | Natural Gas | Double Rack Oven | E10 |  | 0% | 0% | 0% | 0 | 0 | 0 | 0 | 0 | 0 | 0 | 0 | 0% | 0 | 0 | 0% | Normal | 0% | 0 | 0 | 0 | [17 empty] | Commercial_Retail (ID)_New_Food Preparation_Double Rack Oven_
Commercial_Retail (ID)_New_Food Preparation_Natural Gas_Fryer_E1 | Commercial | Retail (ID) | New | Food Preparation | Natural Gas | Fryer | E1 | Standard | 100% | 0% | 0% | 0.14895 | 0 | 0 | 0 | 10 | 20 | 2019 | 2045 | 100% | 0 | 0 | 0% | Normal | 0% | 2.6299 | 0 | 0 | 1 unit | 100000 | 0 | 5.319e-05 | 1628.2323 | 2500 | 0 | 0 | 0 | 2010 | 1.1201 | COOK_FRY-Food Preparation-ILTRM-v4.0-1 | Estimate | COOK_FRY-Food Preparation-ILTRM-v4.0-1 | 1 | unit | 5.319e-05 | Commercial_Retail (ID)_New_Food Preparation_Fryer_Standard
Commercial_Retail (ID)_New_Food Preparation_Natural Gas_Fryer_E2 | Commercial | Retail (ID) | New | Food Preparation | Natural Gas | Fryer | E2 | ENERGY STAR | 68.97% | 0% | 0% | 0.22044 | 0 | 0 | 0 | 10 | 20 | 2019 | 2045 | 100% | 0 | 0 | 0% | Normal | 0% | 1.8139 | 0 | 0 | 1 unit | 100000 | 0 | 5.319e-05 | 1122.9977 | 3700 | 0 | 0 | 0 | 2010 | 1.1201 | COOK_FRY-Food Preparation-ILTRM-v4.0-1 | COOK_FRY-Food Preparation-ILTRM-v4.0-1 | COOK_FRY-Food Preparation-ILTRM-v4.0-1 | 1 | unit | 5.319e-05 | Commercial_Retail (ID)_New_Food Preparation_Fryer_ENERGY STAR
Commercial_Retail (ID)_New_Food Preparation_Natural Gas_Fryer_E3 | Commercial | Retail (ID) | New | Food Preparation | Natural Gas | Fryer | E3 |  | 0% | 0% | 0% | 0 | 0 | 0 | 0 | 0 | 0 | 0 | 0 | 0% | 0 | 0 | 0% | Normal | 0% | 0 | 0 | 0 | [17 empty] | Commercial_Retail (ID)_New_Food Preparation_Fryer_
Commercial_Retail (ID)_New_Food Preparation_Natural Gas_Fryer_E4 | Commercial | Retail (ID) | New | Food Preparation | Natural Gas | Fryer | E4 |  | 0% | 0% | 0% | 0 | 0 | 0 | 0 | 0 | 0 | 0 | 0 | 0% | 0 | 0 | 0% | Normal | 0% | 0 | 0 | 0 | [17 empty] | Commercial_Retail (ID)_New_Food Preparation_Fryer_
Commercial_Retail (ID)_New_Food Preparation_Natural Gas_Fryer_E5 | Commercial | Retail (ID) | New | Food Preparation | Natural Gas | Fryer | E5 |  | 0% | 0% | 0% | 0 | 0 | 0 | 0 | 0 | 0 | 0 | 0 | 0% | 0 | 0 | 0% | Normal | 0% | 0 | 0 | 0 | [17 empty] | Commercial_Retail (ID)_New_Food Preparation_Fryer_
Commercial_Retail (ID)_New_Food Preparation_Natural Gas_Fryer_E6 | Commercial | Retail (ID) | New | Food Preparation | Natural Gas | Fryer | E6 |  | 0% | 0% | 0% | 0 | 0 | 0 | 0 | 0 | 0 | 0 | 0 | 0% | 0 | 0 | 0% | Normal | 0% | 0 | 0 | 0 | [17 empty] | Commercial_Retail (ID)_New_Food Preparation_Fryer_
Commercial_Retail (ID)_New_Food Preparation_Natural Gas_Fryer_E7 | Commercial | Retail (ID) | New | Food Preparation | Natural Gas | Fryer | E7 |  | 0% | 0% | 0% | 0 | 0 | 0 | 0 | 0 | 0 | 0 | 0 | 0% | 0 | 0 | 0% | Normal | 0% | 0 | 0 | 0 | [17 empty] | Commercial_Retail (ID)_New_Food Preparation_Fryer_
Commercial_Retail (ID)_New_Food Preparation_Natural Gas_Fryer_E8 | Commercial | Retail (ID) | New | Food Preparation | Natural Gas | Fryer | E8 |  | 0% | 0% | 0% | 0 | 0 | 0 | 0 | 0 | 0 | 0 | 0 | 0% | 0 | 0 | 0% | Normal | 0% | 0 | 0 | 0 | [17 empty] | Commercial_Retail (ID)_New_Food Preparation_Fryer_
Commercial_Retail (ID)_New_Food Preparation_Natural Gas_Fryer_E9 | Commercial | Retail (ID) | New | Food Preparation | Natural Gas | Fryer | E9 |  | 0% | 0% | 0% | 0 | 0 | 0 | 0 | 0 | 0 | 0 | 0 | 0% | 0 | 0 | 0% | Normal | 0% | 0 | 0 | 0 | [17 empty] | Commercial_Retail (ID)_New_Food Preparation_Fryer_
Commercial_Retail (ID)_New_Food Preparation_Natural Gas_Fryer_E10 | Commercial | Retail (ID) | New | Food Preparation | Natural Gas | Fryer | E10 |  | 0% | 0% | 0% | 0 | 0 | 0 | 0 | 0 | 0 | 0 | 0 | 0% | 0 | 0 | 0% | Normal | 0% | 0 | 0 | 0 | [17 empty] | Commercial_Retail (ID)_New_Food Preparation_Fryer_
Commercial_Retail (ID)_New_Food Preparation_Natural Gas_Broiler_E1 | Commercial | Retail (ID) | New | Food Preparation | Natural Gas | Broiler | E1 | Standard | 100% | 0% | 0% | 4.5358 | 0 | 0 | 0 | 8 | 16 | 2019 | 2045 | 100% | 0 | 0 | 0% | Normal | 0% | 2.6864 | 0 | 0 | 1 unit | 100000 | 0 | 0.0016532 | 1625 | 2500 | 0 | 0 | 0 | 2011 | 1.0975 | COOK_BRL-Food Preparation-ILTRM-v4.0-2 | Estimate | COOK_BRL-Food Preparation-ILTRM-v4.0-2 | 1 | unit | 0.0016532 | Commercial_Retail (ID)_New_Food Preparation_Broiler_Standard
Commercial_Retail (ID)_New_Food Preparation_Natural Gas_Broiler_E2 | Commercial | Retail (ID) | New | Food Preparation | Natural Gas | Broiler | E2 | Infrared Burners | 85.29% | 0% | 0% | 6.3501 | 0 | 0 | 0 | 8 | 16 | 2019 | 2045 | 100% | 0 | 0 | 0% | Normal | 0% | 2.2913 | 0 | 0 | 1 unit | 100000 | 0 | 0.0016532 | 1386 | 3500 | 0 | 0 | 0 | 2011 | 1.0975 | COOK_BRL-Food Preparation-ILTRM-v4.0-2 | COOK_BRL-Food Preparation-ILTRM-v4.0-2 | COOK_BRL-Food Preparation-ILTRM-v4.0-2 | 1 | unit | 0.0016532 | Commercial_Retail (ID)_New_Food Preparation_Broiler_Infrared Burners
Commercial_Retail (ID)_New_Food Preparation_Natural Gas_Broiler_E3 | Commercial | Retail (ID) | New | Food Preparation | Natural Gas | Broiler | E3 |  | 0% | 0% | 0% | 0 | 0 | 0 | 0 | 0 | 0 | 0 | 0 | 0% | 0 | 0 | 0% | Normal | 0% | 0 | 0 | 0 | [17 empty] | Commercial_Retail (ID)_New_Food Preparation_Broiler_
Commercial_Retail (ID)_New_Food Preparation_Natural Gas_Broiler_E4 | Commercial | Retail (ID) | New | Food Preparation | Natural Gas | Broiler | E4 |  | 0% | 0% | 0% | 0 | 0 | 0 | 0 | 0 | 0 | 0 | 0 | 0% | 0 | 0 | 0% | Normal | 0% | 0 | 0 | 0 | [17 empty] | Commercial_Retail (ID)_New_Food Preparation_Broiler_
Commercial_Retail (ID)_New_Food Preparation_Natural Gas_Broiler_E5 | Commercial | Retail (ID) | New | Food Preparation | Natural Gas | Broiler | E5 |  | 0% | 0% | 0% | 0 | 0 | 0 | 0 | 0 | 0 | 0 | 0 | 0% | 0 | 0 | 0% | Normal | 0% | 0 | 0 | 0 | [17 empty] | Commercial_Retail (ID)_New_Food Preparation_Broiler_
Commercial_Retail (ID)_New_Food Preparation_Natural Gas_Broiler_E6 | Commercial | Retail (ID) | New | Food Preparation | Natural Gas | Broiler | E6 |  | 0% | 0% | 0% | 0 | 0 | 0 | 0 | 0 | 0 | 0 | 0 | 0% | 0 | 0 | 0% | Normal | 0% | 0 | 0 | 0 | [17 empty] | Commercial_Retail (ID)_New_Food Preparation_Broiler_
Commercial_Retail (ID)_New_Food Preparation_Natural Gas_Broiler_E7 | Commercial | Retail (ID) | New | Food Preparation | Natural Gas | Broiler | E7 |  | 0% | 0% | 0% | 0 | 0 | 0 | 0 | 0 | 0 | 0 | 0 | 0% | 0 | 0 | 0% | Normal | 0% | 0 | 0 | 0 | [17 empty] | Commercial_Retail (ID)_New_Food Preparation_Broiler_
Commercial_Retail (ID)_New_Food Preparation_Natural Gas_Broiler_E8 | Commercial | Retail (ID) | New | Food Preparation | Natural Gas | Broiler | E8 |  | 0% | 0% | 0% | 0 | 0 | 0 | 0 | 0 | 0 | 0 | 0 | 0% | 0 | 0 | 0% | Normal | 0% | 0 | 0 | 0 | [17 empty] | Commercial_Retail (ID)_New_Food Preparation_Broiler_
Commercial_Retail (ID)_New_Food Preparation_Natural Gas_Broiler_E9 | Commercial | Retail (ID) | New | Food Preparation | Natural Gas | Broiler | E9 |  | 0% | 0% | 0% | 0 | 0 | 0 | 0 | 0 | 0 | 0 | 0 | 0% | 0 | 0 | 0% | Normal | 0% | 0 | 0 | 0 | [17 empty] | Commercial_Retail (ID)_New_Food Preparation_Broiler_
Commercial_Retail (ID)_New_Food Preparation_Natural Gas_Broiler_E10 | Commercial | Retail (ID) | New | Food Preparation | Natural Gas | Broiler | E10 |  | 0% | 0% | 0% | 0 | 0 | 0 | 0 | 0 | 0 | 0 | 0 | 0% | 0 | 0 | 0% | Normal | 0% | 0 | 0 | 0 | [17 empty] | Commercial_Retail (ID)_New_Food Preparation_Broiler_
Commercial_Retail (ID)_New_Food Preparation_Natural Gas_Griddle_E1 | Commercial | Retail (ID) | New | Food Preparation | Natural Gas | Griddle | E1 | Standard | 100% | 0% | 0% | 8.4021 | 0 | 0 | 0 | 8 | 16 | 2019 | 2045 | 100% | 0 | 0 | 0% | Normal | 0% | 1.867 | 0 | 0 | 1 unit | 100000 | 0 | 0.0015384 | 1213.5601 | 5150 | 0 | 0 | 0 | 2013 | 1.0605 | COOK_GRD-Food Preparation-ILTRM-v5.0-1 | COOK_GRD-Food Preparation-EIA14-2014 Ref. Case-5 | COOK_GRD-Food Preparation-ILTRM-v5.0-1 | 1 | unit | 0.0015384 | Commercial_Retail (ID)_New_Food Preparation_Griddle_Standard
Commercial_Retail (ID)_New_Food Preparation_Natural Gas_Griddle_E2 | Commercial | Retail (ID) | New | Food Preparation | Natural Gas | Griddle | E2 | ENERGY STAR | 87.77% | 0% | 0% | 8.9895 | 0 | 0 | 0 | 8 | 16 | 2019 | 2045 | 100% | 0 | 0 | 0% | Normal | 0% | 1.6387 | 0 | 0 | 1 unit | 100000 | 0 | 0.0015384 | 1065.1506 | 5510 | 0 | 0 | 0 | 2013 | 1.0605 | COOK_GRD-Food Preparation-ILTRM-v5.0-1 | COOK_GRD-Food Preparation-EIA14-2014 Ref. Case-5 | COOK_GRD-Food Preparation-ILTRM-v5.0-1 | 1 | unit | 0.0015384 | Commercial_Retail (ID)_New_Food Preparation_Griddle_ENERGY STAR
Commercial_Retail (ID)_New_Food Preparation_Natural Gas_Griddle_E3 | Commercial | Retail (ID) | New | Food Preparation | Natural Gas | Griddle | E3 |  | 0% | 0% | 0% | 0 | 0 | 0 | 0 | 0 | 0 | 0 | 0 | 0% | 0 | 0 | 0% | Normal | 0% | 0 | 0 | 0 | [17 empty] | Commercial_Retail (ID)_New_Food Preparation_Griddle_
Commercial_Retail (ID)_New_Food Preparation_Natural Gas_Griddle_E4 | Commercial | Retail (ID) | New | Food Preparation | Natural Gas | Griddle | E4 |  | 0% | 0% | 0% | 0 | 0 | 0 | 0 | 0 | 0 | 0 | 0 | 0% | 0 | 0 | 0% | Normal | 0% | 0 | 0 | 0 | [17 empty] | Commercial_Retail (ID)_New_Food Preparation_Griddle_
Commercial_Retail (ID)_New_Food Preparation_Natural Gas_Griddle_E5 | Commercial | Retail (ID) | New | Food Preparation | Natural Gas | Griddle | E5 |  | 0% | 0% | 0% | 0 | 0 | 0 | 0 | 0 | 0 | 0 | 0 | 0% | 0 | 0 | 0% | Normal | 0% | 0 | 0 | 0 | [17 empty] | Commercial_Retail (ID)_New_Food Preparation_Griddle_
Commercial_Retail (ID)_New_Food Preparation_Natural Gas_Griddle_E6 | Commercial | Retail (ID) | New | Food Preparation | Natural Gas | Griddle | E6 |  | 0% | 0% | 0% | 0 | 0 | 0 | 0 | 0 | 0 | 0 | 0 | 0% | 0 | 0 | 0% | Normal | 0% | 0 | 0 | 0 | [17 empty] | Commercial_Retail (ID)_New_Food Preparation_Griddle_
Commercial_Retail (ID)_New_Food Preparation_Natural Gas_Griddle_E7 | Commercial | Retail (ID) | New | Food Preparation | Natural Gas | Griddle | E7 |  | 0% | 0% | 0% | 0 | 0 | 0 | 0 | 0 | 0 | 0 | 0 | 0% | 0 | 0 | 0% | Normal | 0% | 0 | 0 | 0 | [17 empty] | Commercial_Retail (ID)_New_Food Preparation_Griddle_
Commercial_Retail (ID)_New_Food Preparation_Natural Gas_Griddle_E8 | Commercial | Retail (ID) | New | Food Preparation | Natural Gas | Griddle | E8 |  | 0% | 0% | 0% | 0 | 0 | 0 | 0 | 0 | 0 | 0 | 0 | 0% | 0 | 0 | 0% | Normal | 0% | 0 | 0 | 0 | [17 empty] | Commercial_Retail (ID)_New_Food Preparation_Griddle_
Commercial_Retail (ID)_New_Food Preparation_Natural Gas_Griddle_E9 | Commercial | Retail (ID) | New | Food Preparation | Natural Gas | Griddle | E9 |  | 0% | 0% | 0% | 0 | 0 | 0 | 0 | 0 | 0 | 0 | 0 | 0% | 0 | 0 | 0% | Normal | 0% | 0 | 0 | 0 | [17 empty] | Commercial_Retail (ID)_New_Food Preparation_Griddle_
Commercial_Retail (ID)_New_Food Preparation_Natural Gas_Griddle_E10 | Commercial | Retail (ID) | New | Food Preparation | Natural Gas | Griddle | E10 |  | 0% | 0% | 0% | 0 | 0 | 0 | 0 | 0 | 0 | 0 | 0 | 0% | 0 | 0 | 0% | Normal | 0% | 0 | 0 | 0 | [17 empty] | Commercial_Retail (ID)_New_Food Preparation_Griddle_
Commercial_Retail (ID)_New_Food Preparation_Natural Gas_Range_E1 | Commercial | Retail (ID) | New | Food Preparation | Natural Gas | Range | E1 | Standard | 100% | 0% | 0% | 8.6527 | 0 | 0 | 0 | 8 | 12 | 2019 | 2045 | 100% | 0 | 0 | 0% | Normal | 0% | 2.5234 | 0 | 0 | 1 unit | 100000 | 0 | 0.0017166 | 1470 | 4500 | 0 | 0 | 0 | 2010 | 1.1201 | COOK_OVN-Food Preparation-AEO17-1 | Estimate | DOE Commercial R&D 2016 - Table 2-12 | 1 | unit | 0.0017166 | Commercial_Retail (ID)_New_Food Preparation_Range_Standard
Commercial_Retail (ID)_New_Food Preparation_Natural Gas_Range_E2 | Commercial | Retail (ID) | New | Food Preparation | Natural Gas | Range | E2 | High Efficiency | 50% | 0% | 0% | 9.4219 | 0 | 0 | 0 | 8 | 12 | 2019 | 2045 | 100% | 0 | 0 | 0% | Normal | 0% | 1.2617 | 0 | 0 | 1 unit | 100000 | 0 | 0.0017166 | 735 | 4900 | 0 | 0 | 0 | 2010 | 1.1201 | COOK_OVN-Food Preparation-AEO17-1 | DOE Commercial R&D 2016 - Table 2-10 | DOE Commercial R&D 2016 - Table 2-18 | 1 | unit | 0.0017166 | Commercial_Retail (ID)_New_Food Preparation_Range_High Efficiency
Commercial_Retail (ID)_New_Food Preparation_Natural Gas_Range_E3 | Commercial | Retail (ID) | New | Food Preparation | Natural Gas | Range | E3 |  | 0% | 0% | 0% | 0 | 0 | 0 | 0 | 0 | 0 | 0 | 0 | 0% | 0 | 0 | 0% | Normal | 0% | 0 | 0 | 0 | [17 empty] | Commercial_Retail (ID)_New_Food Preparation_Range_
Commercial_Retail (ID)_New_Food Preparation_Natural Gas_Range_E4 | Commercial | Retail (ID) | New | Food Preparation | Natural Gas | Range | E4 |  | 0% | 0% | 0% | 0 | 0 | 0 | 0 | 0 | 0 | 0 | 0 | 0% | 0 | 0 | 0% | Normal | 0% | 0 | 0 | 0 | [17 empty] | Commercial_Retail (ID)_New_Food Preparation_Range_
Commercial_Retail (ID)_New_Food Preparation_Natural Gas_Range_E5 | Commercial | Retail (ID) | New | Food Preparation | Natural Gas | Range | E5 |  | 0% | 0% | 0% | 0 | 0 | 0 | 0 | 0 | 0 | 0 | 0 | 0% | 0 | 0 | 0% | Normal | 0% | 0 | 0 | 0 | [17 empty] | Commercial_Retail (ID)_New_Food Preparation_Range_
Commercial_Retail (ID)_New_Food Preparation_Natural Gas_Range_E6 | Commercial | Retail (ID) | New | Food Preparation | Natural Gas | Range | E6 |  | 0% | 0% | 0% | 0 | 0 | 0 | 0 | 0 | 0 | 0 | 0 | 0% | 0 | 0 | 0% | Normal | 0% | 0 | 0 | 0 | [17 empty] | Commercial_Retail (ID)_New_Food Preparation_Range_
Commercial_Retail (ID)_New_Food Preparation_Natural Gas_Range_E7 | Commercial | Retail (ID) | New | Food Preparation | Natural Gas | Range | E7 |  | 0% | 0% | 0% | 0 | 0 | 0 | 0 | 0 | 0 | 0 | 0 | 0% | 0 | 0 | 0% | Normal | 0% | 0 | 0 | 0 | [17 empty] | Commercial_Retail (ID)_New_Food Preparation_Range_
Commercial_Retail (ID)_New_Food Preparation_Natural Gas_Range_E8 | Commercial | Retail (ID) | New | Food Preparation | Natural Gas | Range | E8 |  | 0% | 0% | 0% | 0 | 0 | 0 | 0 | 0 | 0 | 0 | 0 | 0% | 0 | 0 | 0% | Normal | 0% | 0 | 0 | 0 | [17 empty] | Commercial_Retail (ID)_New_Food Preparation_Range_
Commercial_Retail (ID)_New_Food Preparation_Natural Gas_Range_E9 | Commercial | Retail (ID) | New | Food Preparation | Natural Gas | Range | E9 |  | 0% | 0% | 0% | 0 | 0 | 0 | 0 | 0 | 0 | 0 | 0 | 0% | 0 | 0 | 0% | Normal | 0% | 0 | 0 | 0 | [17 empty] | Commercial_Retail (ID)_New_Food Preparation_Range_
Commercial_Retail (ID)_New_Food Preparation_Natural Gas_Range_E10 | Commercial | Retail (ID) | New | Food Preparation | Natural Gas | Range | E10 |  | 0% | 0% | 0% | 0 | 0 | 0 | 0 | 0 | 0 | 0 | 0 | 0% | 0 | 0 | 0% | Normal | 0% | 0 | 0 | 0 | [17 empty] | Commercial_Retail (ID)_New_Food Preparation_Range_
Commercial_Retail (ID)_New_Food Preparation_Natural Gas_Steamer_E1 | Commercial | Retail (ID) | New | Food Preparation | Natural Gas | Steamer | E1 | Standard | 100% | 0% | 0% | 39.3305 | 0 | 0 | 0 | 8 | 16 | 2019 | 2045 | 100% | 0 | 0 | 0% | Normal | 0% | 3.459 | 0 | 0 | 1 unit | 100000 | 0 | 0.0027862 | 1241.5036 | 13100 | 0 | 0 | 0 | 2012 | 1.0776 | COOK_STM-Food Preparation-ILTRM-v4.0-32 | DOE Commercial R&D 2016 - Table 2-10 | COOK_STM-Food Preparation-ILTRM-v4.0-32 | 1 | unit | 0.0027862 | Commercial_Retail (ID)_New_Food Preparation_Steamer_Standard
Commercial_Retail (ID)_New_Food Preparation_Natural Gas_Steamer_E2 | Commercial | Retail (ID) | New | Food Preparation | Natural Gas | Steamer | E2 | ENERGY STAR | 18.87% | 0% | 0% | 42.3268 | 0 | -0.0078955 | 0 | 8 | 16 | 2019 | 2045 | 100% | 0 | 0 | 0% | Normal | 0% | 0.65263 | 0 | 0 | 1 unit | 100000 | 0 | 0.0027862 | 234.2394 | 14098 | 0 | -2.6298 | 0 | 2012 | 1.0776 | COOK_STM-Food Preparation-ILTRM-v4.0-32 | COOK_STM-Food Preparation-ILTRM-v4.0-32 | COOK_STM-Food Preparation-ILTRM-v4.0-32 | 1 | unit | 0.0027862 | Commercial_Retail (ID)_New_Food Preparation_Steamer_ENERGY STAR
Commercial_Retail (ID)_New_Food Preparation_Natural Gas_Steamer_E3 | Commercial | Retail (ID) | New | Food Preparation | Natural Gas | Steamer | E3 |  | 0% | 0% | 0% | 0 | 0 | 0 | 0 | 0 | 0 | 0 | 0 | 0% | 0 | 0 | 0% | Normal | 0% | 0 | 0 | 0 | [17 empty] | Commercial_Retail (ID)_New_Food Preparation_Steamer_
Commercial_Retail (ID)_New_Food Preparation_Natural Gas_Steamer_E4 | Commercial | Retail (ID) | New | Food Preparation | Natural Gas | Steamer | E4 |  | 0% | 0% | 0% | 0 | 0 | 0 | 0 | 0 | 0 | 0 | 0 | 0% | 0 | 0 | 0% | Normal | 0% | 0 | 0 | 0 | [17 empty] | Commercial_Retail (ID)_New_Food Preparation_Steamer_
Commercial_Retail (ID)_New_Food Preparation_Natural Gas_Steamer_E5 | Commercial | Retail (ID) | New | Food Preparation | Natural Gas | Steamer | E5 |  | 0% | 0% | 0% | 0 | 0 | 0 | 0 | 0 | 0 | 0 | 0 | 0% | 0 | 0 | 0% | Normal | 0% | 0 | 0 | 0 | [17 empty] | Commercial_Retail (ID)_New_Food Preparation_Steamer_
Commercial_Retail (ID)_New_Food Preparation_Natural Gas_Steamer_E6 | Commercial | Retail (ID) | New | Food Preparation | Natural Gas | Steamer | E6 |  | 0% | 0% | 0% | 0 | 0 | 0 | 0 | 0 | 0 | 0 | 0 | 0% | 0 | 0 | 0% | Normal | 0% | 0 | 0 | 0 | [17 empty] | Commercial_Retail (ID)_New_Food Preparation_Steamer_
Commercial_Retail (ID)_New_Food Preparation_Natural Gas_Steamer_E7 | Commercial | Retail (ID) | New | Food Preparation | Natural Gas | Steamer | E7 |  | 0% | 0% | 0% | 0 | 0 | 0 | 0 | 0 | 0 | 0 | 0 | 0% | 0 | 0 | 0% | Normal | 0% | 0 | 0 | 0 | [17 empty] | Commercial_Retail (ID)_New_Food Preparation_Steamer_
Commercial_Retail (ID)_New_Food Preparation_Natural Gas_Steamer_E8 | Commercial | Retail (ID) | New | Food Preparation | Natural Gas | Steamer | E8 |  | 0% | 0% | 0% | 0 | 0 | 0 | 0 | 0 | 0 | 0 | 0 | 0% | 0 | 0 | 0% | Normal | 0% | 0 | 0 | 0 | [17 empty] | Commercial_Retail (ID)_New_Food Preparation_Steamer_
Commercial_Retail (ID)_New_Food Preparation_Natural Gas_Steamer_E9 | Commercial | Retail (ID) | New | Food Preparation | Natural Gas | Steamer | E9 |  | 0% | 0% | 0% | 0 | 0 | 0 | 0 | 0 | 0 | 0 | 0 | 0% | 0 | 0 | 0% | Normal | 0% | 0 | 0 | 0 | [17 empty] | Commercial_Retail (ID)_New_Food Preparation_Steamer_
Commercial_Retail (ID)_New_Food Preparation_Natural Gas_Steamer_E10 | Commercial | Retail (ID) | New | Food Preparation | Natural Gas | Steamer | E10 |  | 0% | 0% | 0% | 0 | 0 | 0 | 0 | 0 | 0 | 0 | 0 | 0% | 0 | 0 | 0% | Normal | 0% | 0 | 0 | 0 | [17 empty] | Commercial_Retail (ID)_New_Food Preparation_Steamer_
Commercial_Retail (ID)_New_Food Preparation_Natural Gas_Food Prep Other_E1 | Commercial | Retail (ID) | New | Food Preparation | Natural Gas | Food Prep Other | E1 | Standard | 100% | 0% | 0% | 0.63011 | 0 | 0 | 0 | 8 | 12 | 2019 | 2045 | 100% | 0 | 0 | 0% | Normal | 0% | 0.80059 | 0 | 0 | 1 unit | 100000 | 0 | 0.00056254 | 1423.18 | 1000 | 0 | 0 | 0 | 2010 | 1.1201 | Default | Default | Default | 1 | unit | 0.00056254 | Commercial_Retail (ID)_New_Food Preparation_Food Prep Other_Standard
Commercial_Retail (ID)_New_Food Preparation_Natural Gas_Food Prep Other_E2 | Commercial | Retail (ID) | New | Food Preparation | Natural Gas | Food Prep Other | E2 | ENERGY STAR | 72.07% | 0% | 0% | 1.1551 | 0 | 0 | 0 | 8 | 12 | 2019 | 2045 | 100% | 0 | 0 | 0% | Normal | 0% | 0.57696 | 0 | 0 | 1 unit | 100000 | 0 | 0.00056254 | 1025.646 | 1833.1988 | 0 | 0 | 0 | 2010 | 1.1201 | N/A | N/A | N/A | 1 | unit | 0.00056254 | Commercial_Retail (ID)_New_Food Preparation_Food Prep Other_ENERGY STAR
Commercial_Retail (ID)_New_Food Preparation_Natural Gas_Food Prep Other_E3 | Commercial | Retail (ID) | New | Food Preparation | Natural Gas | Food Prep Other | E3 |  | 0% | 0% | 0% | 0 | 0 | 0 | 0 | 0 | 0 | 0 | 0 | 0% | 0 | 0 | 0% | Normal | 0% | 0 | 0 | 0 | [17 empty] | Commercial_Retail (ID)_New_Food Preparation_Food Prep Other_
Commercial_Retail (ID)_New_Food Preparation_Natural Gas_Food Prep Other_E4 | Commercial | Retail (ID) | New | Food Preparation | Natural Gas | Food Prep Other | E4 |  | 0% | 0% | 0% | 0 | 0 | 0 | 0 | 0 | 0 | 0 | 0 | 0% | 0 | 0 | 0% | Normal | 0% | 0 | 0 | 0 | [17 empty] | Commercial_Retail (ID)_New_Food Preparation_Food Prep Other_
Commercial_Retail (ID)_New_Food Preparation_Natural Gas_Food Prep Other_E5 | Commercial | Retail (ID) | New | Food Preparation | Natural Gas | Food Prep Other | E5 |  | 0% | 0% | 0% | 0 | 0 | 0 | 0 | 0 | 0 | 0 | 0 | 0% | 0 | 0 | 0% | Normal | 0% | 0 | 0 | 0 | [17 empty] | Commercial_Retail (ID)_New_Food Preparation_Food Prep Other_
Commercial_Retail (ID)_New_Food Preparation_Natural Gas_Food Prep Other_E6 | Commercial | Retail (ID) | New | Food Preparation | Natural Gas | Food Prep Other | E6 |  | 0% | 0% | 0% | 0 | 0 | 0 | 0 | 0 | 0 | 0 | 0 | 0% | 0 | 0 | 0% | Normal | 0% | 0 | 0 | 0 | [17 empty] | Commercial_Retail (ID)_New_Food Preparation_Food Prep Other_
Commercial_Retail (ID)_New_Food Preparation_Natural Gas_Food Prep Other_E7 | Commercial | Retail (ID) | New | Food Preparation | Natural Gas | Food Prep Other | E7 |  | 0% | 0% | 0% | 0 | 0 | 0 | 0 | 0 | 0 | 0 | 0 | 0% | 0 | 0 | 0% | Normal | 0% | 0 | 0 | 0 | [17 empty] | Commercial_Retail (ID)_New_Food Preparation_Food Prep Other_
Commercial_Retail (ID)_New_Food Preparation_Natural Gas_Food Prep Other_E8 | Commercial | Retail (ID) | New | Food Preparation | Natural Gas | Food Prep Other | E8 |  | 0% | 0% | 0% | 0 | 0 | 0 | 0 | 0 | 0 | 0 | 0 | 0% | 0 | 0 | 0% | Normal | 0% | 0 | 0 | 0 | [17 empty] | Commercial_Retail (ID)_New_Food Preparation_Food Prep Other_
Commercial_Retail (ID)_New_Food Preparation_Natural Gas_Food Prep Other_E9 | Commercial | Retail (ID) | New | Food Preparation | Natural Gas | Food Prep Other | E9 |  | 0% | 0% | 0% | 0 | 0 | 0 | 0 | 0 | 0 | 0 | 0 | 0% | 0 | 0 | 0% | Normal | 0% | 0 | 0 | 0 | [17 empty] | Commercial_Retail (ID)_New_Food Preparation_Food Prep Other_
Commercial_Retail (ID)_New_Food Preparation_Natural Gas_Food Prep Other_E10 | Commercial | Retail (ID) | New | Food Preparation | Natural Gas | Food Prep Other | E10 |  | 0% | 0% | 0% | 0 | 0 | 0 | 0 | 0 | 0 | 0 | 0 | 0% | 0 | 0 | 0% | Normal | 0% | 0 | 0 | 0 | [17 empty] | Commercial_Retail (ID)_New_Food Preparation_Food Prep Other_
Commercial_Retail (ID)_New_Miscellaneous_Natural Gas_Pool Heater_E1 | Commercial | Retail (ID) | New | Miscellaneous | Natural Gas | Pool Heater | E1 | Standard (EF .82) | 100% | 0% | 0% | 0.012823 | 0 | 0 | 0 | 4 | 8 | 2019 | 2045 | 100% | 0 | 0 | 0% | Normal | 0% | 0.010152 | 0 | 0 | 1 unit | 100000 | 0 | 6.8182e-07 | 14890 | 18052 | 0 | 0 | 0 | 2014 | 1.0418 | DOE Commercial R&D 2016 - Table 7-6 | DOE Commercial R&D 2016 - Table 7-7 | DOE Commercial R&D 2016 - Table 7-8 | 1 | unit | 6.8182e-07 | Commercial_Retail (ID)_New_Miscellaneous_Pool Heater_Standard (EF .82)
Commercial_Retail (ID)_New_Miscellaneous_Natural Gas_Pool Heater_E2 | Commercial | Retail (ID) | New | Miscellaneous | Natural Gas | Pool Heater | E2 | Condensing (EF .90) | 85% | 0% | 0% | 0.020996 | 0 | 0 | 0 | 4 | 8 | 2019 | 2045 | 100% | 0 | 0 | 0% | Normal | 0% | 0.0086294 | 0 | 0 | 1 unit | 100000 | 0 | 6.8182e-07 | 12656.5 | 29558 | 0 | 0 | 0 | 2014 | 1.0418 | DOE Commercial R&D 2016 - Table 7-6 | DOE Commercial R&D 2016 - Table 7-7 | DOE Commercial R&D 2016 - Table 7-9 | 1 | unit | 6.8182e-07 | Commercial_Retail (ID)_New_Miscellaneous_Pool Heater_Condensing (EF .90)
Commercial_Retail (ID)_New_Miscellaneous_Natural Gas_Pool Heater_E3 | Commercial | Retail (ID) | New | Miscellaneous | Natural Gas | Pool Heater | E3 |  | 0% | 0% | 0% | 0 | 0 | 0 | 0 | 0 | 0 | 0 | 0 | 0% | 0 | 0 | 0% | Normal | 0% | 0 | 0 | 0 | [17 empty] | Commercial_Retail (ID)_New_Miscellaneous_Pool Heater_
Commercial_Retail (ID)_New_Miscellaneous_Natural Gas_Pool Heater_E4 | Commercial | Retail (ID) | New | Miscellaneous | Natural Gas | Pool Heater | E4 |  | 0% | 0% | 0% | 0 | 0 | 0 | 0 | 0 | 0 | 0 | 0 | 0% | 0 | 0 | 0% | Normal | 0% | 0 | 0 | 0 | [17 empty] | Commercial_Retail (ID)_New_Miscellaneous_Pool Heater_
Commercial_Retail (ID)_New_Miscellaneous_Natural Gas_Pool Heater_E5 | Commercial | Retail (ID) | New | Miscellaneous | Natural Gas | Pool Heater | E5 |  | 0% | 0% | 0% | 0 | 0 | 0 | 0 | 0 | 0 | 0 | 0 | 0% | 0 | 0 | 0% | Normal | 0% | 0 | 0 | 0 | [17 empty] | Commercial_Retail (ID)_New_Miscellaneous_Pool Heater_
Commercial_Retail (ID)_New_Miscellaneous_Natural Gas_Pool Heater_E6 | Commercial | Retail (ID) | New | Miscellaneous | Natural Gas | Pool Heater | E6 |  | 0% | 0% | 0% | 0 | 0 | 0 | 0 | 0 | 0 | 0 | 0 | 0% | 0 | 0 | 0% | Normal | 0% | 0 | 0 | 0 | [17 empty] | Commercial_Retail (ID)_New_Miscellaneous_Pool Heater_
Commercial_Retail (ID)_New_Miscellaneous_Natural Gas_Pool Heater_E7 | Commercial | Retail (ID) | New | Miscellaneous | Natural Gas | Pool Heater | E7 |  | 0% | 0% | 0% | 0 | 0 | 0 | 0 | 0 | 0 | 0 | 0 | 0% | 0 | 0 | 0% | Normal | 0% | 0 | 0 | 0 | [17 empty] | Commercial_Retail (ID)_New_Miscellaneous_Pool Heater_
Commercial_Retail (ID)_New_Miscellaneous_Natural Gas_Pool Heater_E8 | Commercial | Retail (ID) | New | Miscellaneous | Natural Gas | Pool Heater | E8 |  | 0% | 0% | 0% | 0 | 0 | 0 | 0 | 0 | 0 | 0 | 0 | 0% | 0 | 0 | 0% | Normal | 0% | 0 | 0 | 0 | [17 empty] | Commercial_Retail (ID)_New_Miscellaneous_Pool Heater_
Commercial_Retail (ID)_New_Miscellaneous_Natural Gas_Pool Heater_E9 | Commercial | Retail (ID) | New | Miscellaneous | Natural Gas | Pool Heater | E9 |  | 0% | 0% | 0% | 0 | 0 | 0 | 0 | 0 | 0 | 0 | 0 | 0% | 0 | 0 | 0% | Normal | 0% | 0 | 0 | 0 | [17 empty] | Commercial_Retail (ID)_New_Miscellaneous_Pool Heater_
Commercial_Retail (ID)_New_Miscellaneous_Natural Gas_Pool Heater_E10 | Commercial | Retail (ID) | New | Miscellaneous | Natural Gas | Pool Heater | E10 |  | 0% | 0% | 0% | 0 | 0 | 0 | 0 | 0 | 0 | 0 | 0 | 0% | 0 | 0 | 0% | Normal | 0% | 0 | 0 | 0 | [17 empty] | Commercial_Retail (ID)_New_Miscellaneous_Pool Heater_
Commercial_Retail (ID)_New_Miscellaneous_Natural Gas_Miscellaneous_E1 | Commercial | Retail (ID) | New | Miscellaneous | Natural Gas | Miscellaneous | E1 | Standard | 100% | 0% | 0% | 1.0174 | 0 | 0 | 0 | 2 | 8 | 2019 | 2045 | 100% | 0 | 0 | 0% | Normal | 0% | 0.027026 | 0 | 0 | 1 unit | 100000 | 0 | 1 | 1 | 1 | 0 | 0 | 0 | 2016 | 1.0174 | N/A | N/A | N/A | 1 | unit | 1 | Commercial_Retail (ID)_New_Miscellaneous_Miscellaneous_Standard
Commercial_Retail (ID)_New_Miscellaneous_Natural Gas_Miscellaneous_E2 | Commercial | Retail (ID) | New | Miscellaneous | Natural Gas | Miscellaneous | E2 |  | 0% | 0% | 0% | 0 | 0 | 0 | 0 | 0 | 0 | 0 | 0 | 0% | 0 | 0 | 0% | Normal | 0% | 0 | 0 | 0 | [17 empty] | Commercial_Retail (ID)_New_Miscellaneous_Miscellaneous_
Commercial_Retail (ID)_New_Miscellaneous_Natural Gas_Miscellaneous_E3 | Commercial | Retail (ID) | New | Miscellaneous | Natural Gas | Miscellaneous | E3 |  | 0% | 0% | 0% | 0 | 0 | 0 | 0 | 0 | 0 | 0 | 0 | 0% | 0 | 0 | 0% | Normal | 0% | 0 | 0 | 0 | [17 empty] | Commercial_Retail (ID)_New_Miscellaneous_Miscellaneous_
Commercial_Retail (ID)_New_Miscellaneous_Natural Gas_Miscellaneous_E4 | Commercial | Retail (ID) | New | Miscellaneous | Natural Gas | Miscellaneous | E4 |  | 0% | 0% | 0% | 0 | 0 | 0 | 0 | 0 | 0 | 0 | 0 | 0% | 0 | 0 | 0% | Normal | 0% | 0 | 0 | 0 | [17 empty] | Commercial_Retail (ID)_New_Miscellaneous_Miscellaneous_
Commercial_Retail (ID)_New_Miscellaneous_Natural Gas_Miscellaneous_E5 | Commercial | Retail (ID) | New | Miscellaneous | Natural Gas | Miscellaneous | E5 |  | 0% | 0% | 0% | 0 | 0 | 0 | 0 | 0 | 0 | 0 | 0 | 0% | 0 | 0 | 0% | Normal | 0% | 0 | 0 | 0 | [17 empty] | Commercial_Retail (ID)_New_Miscellaneous_Miscellaneous_
Commercial_Retail (ID)_New_Miscellaneous_Natural Gas_Miscellaneous_E6 | Commercial | Retail (ID) | New | Miscellaneous | Natural Gas | Miscellaneous | E6 |  | 0% | 0% | 0% | 0 | 0 | 0 | 0 | 0 | 0 | 0 | 0 | 0% | 0 | 0 | 0% | Normal | 0% | 0 | 0 | 0 | [17 empty] | Commercial_Retail (ID)_New_Miscellaneous_Miscellaneous_
Commercial_Retail (ID)_New_Miscellaneous_Natural Gas_Miscellaneous_E7 | Commercial | Retail (ID) | New | Miscellaneous | Natural Gas | Miscellaneous | E7 |  | 0% | 0% | 0% | 0 | 0 | 0 | 0 | 0 | 0 | 0 | 0 | 0% | 0 | 0 | 0% | Normal | 0% | 0 | 0 | 0 | [17 empty] | Commercial_Retail (ID)_New_Miscellaneous_Miscellaneous_
Commercial_Retail (ID)_New_Miscellaneous_Natural Gas_Miscellaneous_E8 | Commercial | Retail (ID) | New | Miscellaneous | Natural Gas | Miscellaneous | E8 |  | 0% | 0% | 0% | 0 | 0 | 0 | 0 | 0 | 0 | 0 | 0 | 0% | 0 | 0 | 0% | Normal | 0% | 0 | 0 | 0 | [17 empty] | Commercial_Retail (ID)_New_Miscellaneous_Miscellaneous_
Commercial_Retail (ID)_New_Miscellaneous_Natural Gas_Miscellaneous_E9 | Commercial | Retail (ID) | New | Miscellaneous | Natural Gas | Miscellaneous | E9 |  | 0% | 0% | 0% | 0 | 0 | 0 | 0 | 0 | 0 | 0 | 0 | 0% | 0 | 0 | 0% | Normal | 0% | 0 | 0 | 0 | [17 empty] | Commercial_Retail (ID)_New_Miscellaneous_Miscellaneous_
Commercial_Retail (ID)_New_Miscellaneous_Natural Gas_Miscellaneous_E10 | Commercial | Retail (ID) | New | Miscellaneous | Natural Gas | Miscellaneous | E10 |  | 0% | 0% | 0% | 0 | 0 | 0 | 0 | 0 | 0 | 0 | 0 | 0% | 0 | 0 | 0% | Normal | 0% | 0 | 0 | 0 | [17 empty] | Commercial_Retail (ID)_New_Miscellaneous_Miscellaneous_
Commercial_Grocery (ID)_Existing_Space Heating_Natural Gas_Furnace_E1 | Commercial | Grocery (ID) | Existing | Space Heating | Natural Gas | Furnace | E1 | AFUE 80% (Standard) | 100% | 0% | 0% | 0.36003 | 0 | 0.033935 | 0 | 10 | 20 | 2019 | 2045 | 100% | 0 | 0 | 0% | Normal | 0% | 0.61132 | 0 | 0 | 400 kBtu/hr | 20000 | 0 | 0.0001 | 15.283 | 3395 | 0 | 320 | 0 | 2013 | 1.0605 | GFURN-Heating-EIA14-2014 Ref. Case-2 | GFURN-Heating-EIA14-2014 Ref. Case-2 | AEG BEST | 400 | kBtu/hr | 0.04 | Commercial_Grocery (ID)_Existing_Space Heating_Furnace_AFUE 80% (Standard)
Commercial_Grocery (ID)_Existing_Space Heating_Natural Gas_Furnace_E2 | Commercial | Grocery (ID) | Existing | Space Heating | Natural Gas | Furnace | E2 | AFUE 90% | 88.89% | 0% | 0% | 0.43745 | 0 | 0.098624 | 0 | 10 | 20 | 2019 | 2045 | 100% | 0 | 0 | 0% | Normal | 0% | 0.54339 | 0 | 0 | 400 kBtu/hr | 20000 | 0 | 0.0001 | 13.5847 | 4125 | 0 | 930 | 0 | 2013 | 1.0605 | GFURN-Heating-EIA14-2014 Ref. Case-3 | GFURN-Heating-EIA14-2014 Ref. Case-3 | AEG BEST | 400 | kBtu/hr | 0.04 | Commercial_Grocery (ID)_Existing_Space Heating_Furnace_AFUE 90%
Commercial_Grocery (ID)_Existing_Space Heating_Natural Gas_Furnace_E3 | Commercial | Grocery (ID) | Existing | Space Heating | Natural Gas | Furnace | E3 | AFUE 96% | 83.33% | 0% | 0% | 0.84539 | 0 | 0 | 0 | 10 | 20 | 2019 | 2045 | 100% | 0 | 0 | 0% | Normal | 0% | 0.50943 | 0 | 0 | 150 kBtu/hr | 20000 | 0 | 0.00026667 | 12.7359 | 3042.9057 | 0 | 0 | 0 | 2014 | 1.0418 | GFURN-Heating-EIA14-2014 Ref. Case-3 | GFURN-Heating-ILTRM-v5.0-191 | AEG BEST | 150 | kBtu/hr | 0.04 | Commercial_Grocery (ID)_Existing_Space Heating_Furnace_AFUE 96%
Commercial_Grocery (ID)_Existing_Space Heating_Natural Gas_Furnace_E4 | Commercial | Grocery (ID) | Existing | Space Heating | Natural Gas | Furnace | E4 |  | 0% | 0% | 0% | 0 | 0 | 0 | 0 | 0 | 0 | 0 | 0 | 0% | 0 | 0 | 0% | Normal | 0% | 0 | 0 | 0 | [17 empty] | Commercial_Grocery (ID)_Existing_Space Heating_Furnace_
Commercial_Grocery (ID)_Existing_Space Heating_Natural Gas_Furnace_E5 | Commercial | Grocery (ID) | Existing | Space Heating | Natural Gas | Furnace | E5 |  | 0% | 0% | 0% | 0 | 0 | 0 | 0 | 0 | 0 | 0 | 0 | 0% | 0 | 0 | 0% | Normal | 0% | 0 | 0 | 0 | [17 empty] | Commercial_Grocery (ID)_Existing_Space Heating_Furnace_
Commercial_Grocery (ID)_Existing_Space Heating_Natural Gas_Furnace_E6 | Commercial | Grocery (ID) | Existing | Space Heating | Natural Gas | Furnace | E6 |  | 0% | 0% | 0% | 0 | 0 | 0 | 0 | 0 | 0 | 0 | 0 | 0% | 0 | 0 | 0% | Normal | 0% | 0 | 0 | 0 | [17 empty] | Commercial_Grocery (ID)_Existing_Space Heating_Furnace_
Commercial_Grocery (ID)_Existing_Space Heating_Natural Gas_Furnace_E7 | Commercial | Grocery (ID) | Existing | Space Heating | Natural Gas | Furnace | E7 |  | 0% | 0% | 0% | 0 | 0 | 0 | 0 | 0 | 0 | 0 | 0 | 0% | 0 | 0 | 0% | Normal | 0% | 0 | 0 | 0 | [17 empty] | Commercial_Grocery (ID)_Existing_Space Heating_Furnace_
Commercial_Grocery (ID)_Existing_Space Heating_Natural Gas_Furnace_E8 | Commercial | Grocery (ID) | Existing | Space Heating | Natural Gas | Furnace | E8 |  | 0% | 0% | 0% | 0 | 0 | 0 | 0 | 0 | 0 | 0 | 0 | 0% | 0 | 0 | 0% | Normal | 0% | 0 | 0 | 0 | [17 empty] | Commercial_Grocery (ID)_Existing_Space Heating_Furnace_
Commercial_Grocery (ID)_Existing_Space Heating_Natural Gas_Furnace_E9 | Commercial | Grocery (ID) | Existing | Space Heating | Natural Gas | Furnace | E9 |  | 0% | 0% | 0% | 0 | 0 | 0 | 0 | 0 | 0 | 0 | 0 | 0% | 0 | 0 | 0% | Normal | 0% | 0 | 0 | 0 | [17 empty] | Commercial_Grocery (ID)_Existing_Space Heating_Furnace_
Commercial_Grocery (ID)_Existing_Space Heating_Natural Gas_Furnace_E10 | Commercial | Grocery (ID) | Existing | Space Heating | Natural Gas | Furnace | E10 |  | 0% | 0% | 0% | 0 | 0 | 0 | 0 | 0 | 0 | 0 | 0 | 0% | 0 | 0 | 0% | Normal | 0% | 0 | 0 | 0 | [17 empty] | Commercial_Grocery (ID)_Existing_Space Heating_Furnace_
Commercial_Grocery (ID)_Existing_Space Heating_Natural Gas_Boiler_E1 | Commercial | Grocery (ID) | Existing | Space Heating | Natural Gas | Boiler | E1 | AFUE 80% (Standard) | 100% | 0% | 0% | 1.3422 | 0 | 0.031814 | 0 | 25 | 35 | 2019 | 2045 | 100% | 0 | 0 | 0% | Normal | 0% | 1.9154 | 0 | 0 | 1 kBtu/hr | 20000 | 0 | 0.04 | 44.0336 | 31.6406 | 0 | 0.75 | 0 | 2013 | 1.0605 | GBLR-Heating-AEO15-3 | GBLR-Heating-AEO15-3 | GBLR-Heating-AEO15-3 | 1 | kBtu/hr | 0.04 | Commercial_Grocery (ID)_Existing_Space Heating_Boiler_AFUE 80% (Standard)
Commercial_Grocery (ID)_Existing_Space Heating_Natural Gas_Boiler_E2 | Commercial | Grocery (ID) | Existing | Space Heating | Natural Gas | Boiler | E2 | AFUE 85% | 94.12% | 0% | 0% | 1.441 | 0 | 0.029943 | 0 | 25 | 35 | 2019 | 2045 | 100% | 0 | 0 | 0% | Normal | 0% | 1.8028 | 0 | 0 | 1 kBtu/hr | 20000 | 0 | 0.04 | 41.4431 | 33.9706 | 0 | 0.70588 | 0 | 2013 | 1.0605 | GBLR-Heating-AEO15-6 | GBLR-Heating-AEO15-6 | GBLR-Heating-AEO15-6 | 1 | kBtu/hr | 0.04 | Commercial_Grocery (ID)_Existing_Space Heating_Boiler_AFUE 85%
Commercial_Grocery (ID)_Existing_Space Heating_Natural Gas_Boiler_E3 | Commercial | Grocery (ID) | Existing | Space Heating | Natural Gas | Boiler | E3 | AFUE 97% | 82.47% | 0% | 0% | 1.3716 | 0 | 0.025971 | 0 | 25 | 35 | 2019 | 2045 | 100% | 0 | 0 | 0% | Normal | 0% | 1.5797 | 0 | 0 | 1 kBtu/hr | 20000 | 0 | 0.04 | 36.3163 | 32.3342 | 0 | 0.61224 | 0 | 2013 | 1.0605 | GBLR-Heating-AEO15-7 | GBLR-Heating-AEO15-7 | GBLR-Heating-AEO15-7 | 1 | kBtu/hr | 0.04 | Commercial_Grocery (ID)_Existing_Space Heating_Boiler_AFUE 97%
Commercial_Grocery (ID)_Existing_Space Heating_Natural Gas_Boiler_E4 | Commercial | Grocery (ID) | Existing | Space Heating | Natural Gas | Boiler | E4 | Convert to NG Air Source Heat Pump | 57.14% | 0% | 0% | 9.2615 | 0 | 0.11312 | 0 | 10 | 20 | 2019 | 2045 | 100% | 0 | 0 | 0% | Normal | 0% | 1.0945 | 0 | 0 | 1 kBtu/hr | 20000 | 0 | 0.04 | 25.1621 | 218.3333 | 0 | 2.6667 | 0 | 2013 | 1.0605 | HP_GAS-Heating-AEO17-1 | HP_GAS-Heating-AEO17-1 | HP_GAS-Heating-AEO17-1 | 1 | kBtu/hr | 0.04 | Commercial_Grocery (ID)_Existing_Space Heating_Boiler_Convert to NG Air Source Heat Pump
Commercial_Grocery (ID)_Existing_Space Heating_Natural Gas_Boiler_E5 | Commercial | Grocery (ID) | Existing | Space Heating | Natural Gas | Boiler | E5 |  | 0% | 0% | 0% | 0 | 0 | 0 | 0 | 0 | 0 | 0 | 0 | 0% | 0 | 0 | 0% | Normal | 0% | 0 | 0 | 0 | [17 empty] | Commercial_Grocery (ID)_Existing_Space Heating_Boiler_
Commercial_Grocery (ID)_Existing_Space Heating_Natural Gas_Boiler_E6 | Commercial | Grocery (ID) | Existing | Space Heating | Natural Gas | Boiler | E6 |  | 0% | 0% | 0% | 0 | 0 | 0 | 0 | 0 | 0 | 0 | 0 | 0% | 0 | 0 | 0% | Normal | 0% | 0 | 0 | 0 | [17 empty] | Commercial_Grocery (ID)_Existing_Space Heating_Boiler_
Commercial_Grocery (ID)_Existing_Space Heating_Natural Gas_Boiler_E7 | Commercial | Grocery (ID) | Existing | Space Heating | Natural Gas | Boiler | E7 |  | 0% | 0% | 0% | 0 | 0 | 0 | 0 | 0 | 0 | 0 | 0 | 0% | 0 | 0 | 0% | Normal | 0% | 0 | 0 | 0 | [17 empty] | Commercial_Grocery (ID)_Existing_Space Heating_Boiler_
Commercial_Grocery (ID)_Existing_Space Heating_Natural Gas_Boiler_E8 | Commercial | Grocery (ID) | Existing | Space Heating | Natural Gas | Boiler | E8 |  | 0% | 0% | 0% | 0 | 0 | 0 | 0 | 0 | 0 | 0 | 0 | 0% | 0 | 0 | 0% | Normal | 0% | 0 | 0 | 0 | [17 empty] | Commercial_Grocery (ID)_Existing_Space Heating_Boiler_
Commercial_Grocery (ID)_Existing_Space Heating_Natural Gas_Boiler_E9 | Commercial | Grocery (ID) | Existing | Space Heating | Natural Gas | Boiler | E9 |  | 0% | 0% | 0% | 0 | 0 | 0 | 0 | 0 | 0 | 0 | 0 | 0% | 0 | 0 | 0% | Normal | 0% | 0 | 0 | 0 | [17 empty] | Commercial_Grocery (ID)_Existing_Space Heating_Boiler_
Commercial_Grocery (ID)_Existing_Space Heating_Natural Gas_Boiler_E10 | Commercial | Grocery (ID) | Existing | Space Heating | Natural Gas | Boiler | E10 |  | 0% | 0% | 0% | 0 | 0 | 0 | 0 | 0 | 0 | 0 | 0 | 0% | 0 | 0 | 0% | Normal | 0% | 0 | 0 | 0 | [17 empty] | Commercial_Grocery (ID)_Existing_Space Heating_Boiler_
Commercial_Grocery (ID)_Existing_Space Heating_Natural Gas_Unit Heater_E1 | Commercial | Grocery (ID) | Existing | Space Heating | Natural Gas | Unit Heater | E1 | Standard | 100% | 0% | 0% | 0.0096176 | 0 | 0 | 0 | 15 | 25 | 2019 | 2045 | 100% | 0 | 0 | 0% | Normal | 0% | 0.3135 | 0 | 0 | 1 kBtu/Hr | 20000 | 0 | 8.9948e-06 | 2080 | 1051 | 0 | 0 | 0 | 2016 | 1.0174 | UNITHT-Heating-XCELCO-2017-18-3 | UNITHT-Heating-XCELCO-2017-18-3 | UNITHT-Heating-XCELCO-2017-18-3 | 1 | kBtu/Hr | 8.9948e-06 | Commercial_Grocery (ID)_Existing_Space Heating_Unit Heater_Standard
Commercial_Grocery (ID)_Existing_Space Heating_Natural Gas_Unit Heater_E2 | Commercial | Grocery (ID) | Existing | Space Heating | Natural Gas | Unit Heater | E2 | Condensing | 88.94% | 0% | 0% | 0.021093 | 0 | 0 | 0 | 15 | 25 | 2019 | 2045 | 100% | 0 | 0 | 0% | Normal | 0% | 0.27883 | 0 | 0 | 1 kBtu/Hr | 20000 | 0 | 8.9948e-06 | 1850 | 2305 | 0 | 0 | 0 | 2016 | 1.0174 | UNITHT-Heating-XCELCO-2017-18-3 | UNITHT-Heating-XCELCO-2017-18-3 | UNITHT-Heating-XCELCO-2017-18-3 | 1 | kBtu/Hr | 8.9948e-06 | Commercial_Grocery (ID)_Existing_Space Heating_Unit Heater_Condensing
Commercial_Grocery (ID)_Existing_Space Heating_Natural Gas_Unit Heater_E3 | Commercial | Grocery (ID) | Existing | Space Heating | Natural Gas | Unit Heater | E3 | Infrared Radiant | 88.46% | 0% | 0% | 0.011484 | 0 | 0 | 0 | 10 | 20 | 2019 | 2045 | 100% | 0 | 0 | 0% | Normal | 0% | 0.27733 | 0 | 0 | 1 kBtu/Hr | 20000 | 0 | 8.9948e-06 | 1840 | 1255 | 0 | 0 | 0 | 2016 | 1.0174 | UNITHT-Heating-XCELCO-2017-18-4 | UNITHT-Heating-XCELCO-2017-18-4 | UNITHT-Heating-XCELCO-2017-18-4 | 1 | kBtu/Hr | 8.9948e-06 | Commercial_Grocery (ID)_Existing_Space Heating_Unit Heater_Infrared Radiant
Commercial_Grocery (ID)_Existing_Space Heating_Natural Gas_Unit Heater_E4 | Commercial | Grocery (ID) | Existing | Space Heating | Natural Gas | Unit Heater | E4 |  | 0% | 0% | 0% | 0 | 0 | 0 | 0 | 0 | 0 | 0 | 0 | 0% | 0 | 0 | 0% | Normal | 0% | 0 | 0 | 0 | [17 empty] | Commercial_Grocery (ID)_Existing_Space Heating_Unit Heater_
Commercial_Grocery (ID)_Existing_Space Heating_Natural Gas_Unit Heater_E5 | Commercial | Grocery (ID) | Existing | Space Heating | Natural Gas | Unit Heater | E5 |  | 0% | 0% | 0% | 0 | 0 | 0 | 0 | 0 | 0 | 0 | 0 | 0% | 0 | 0 | 0% | Normal | 0% | 0 | 0 | 0 | [17 empty] | Commercial_Grocery (ID)_Existing_Space Heating_Unit Heater_
Commercial_Grocery (ID)_Existing_Space Heating_Natural Gas_Unit Heater_E6 | Commercial | Grocery (ID) | Existing | Space Heating | Natural Gas | Unit Heater | E6 |  | 0% | 0% | 0% | 0 | 0 | 0 | 0 | 0 | 0 | 0 | 0 | 0% | 0 | 0 | 0% | Normal | 0% | 0 | 0 | 0 | [17 empty] | Commercial_Grocery (ID)_Existing_Space Heating_Unit Heater_
Commercial_Grocery (ID)_Existing_Space Heating_Natural Gas_Unit Heater_E7 | Commercial | Grocery (ID) | Existing | Space Heating | Natural Gas | Unit Heater | E7 |  | 0% | 0% | 0% | 0 | 0 | 0 | 0 | 0 | 0 | 0 | 0 | 0% | 0 | 0 | 0% | Normal | 0% | 0 | 0 | 0 | [17 empty] | Commercial_Grocery (ID)_Existing_Space Heating_Unit Heater_
Commercial_Grocery (ID)_Existing_Space Heating_Natural Gas_Unit Heater_E8 | Commercial | Grocery (ID) | Existing | Space Heating | Natural Gas | Unit Heater | E8 |  | 0% | 0% | 0% | 0 | 0 | 0 | 0 | 0 | 0 | 0 | 0 | 0% | 0 | 0 | 0% | Normal | 0% | 0 | 0 | 0 | [17 empty] | Commercial_Grocery (ID)_Existing_Space Heating_Unit Heater_
Commercial_Grocery (ID)_Existing_Space Heating_Natural Gas_Unit Heater_E9 | Commercial | Grocery (ID) | Existing | Space Heating | Natural Gas | Unit Heater | E9 |  | 0% | 0% | 0% | 0 | 0 | 0 | 0 | 0 | 0 | 0 | 0 | 0% | 0 | 0 | 0% | Normal | 0% | 0 | 0 | 0 | [17 empty] | Commercial_Grocery (ID)_Existing_Space Heating_Unit Heater_
Commercial_Grocery (ID)_Existing_Space Heating_Natural Gas_Unit Heater_E10 | Commercial | Grocery (ID) | Existing | Space Heating | Natural Gas | Unit Heater | E10 |  | 0% | 0% | 0% | 0 | 0 | 0 | 0 | 0 | 0 | 0 | 0 | 0% | 0 | 0 | 0% | Normal | 0% | 0 | 0 | 0 | [17 empty] | Commercial_Grocery (ID)_Existing_Space Heating_Unit Heater_
Commercial_Grocery (ID)_Existing_Water Heating_Natural Gas_Water Heater_E1 | Commercial | Grocery (ID) | Existing | Water Heating | Natural Gas | Water Heater | E1 | TE 0.80 | 100% | 0% | 0% | 0.14469 | 0 | 0 | 0 | 10 | 20 | 2019 | 2045 | 100% | 0 | 0 | 0% | Normal | 0% | 0.26754 | 0 | 0 | 1 kBtu/hr | 20000 | 0 | 0.0065237 | 37.7733 | 21.8 | 0 | 0 | 0 | 2017 | 1.0174 | DHW_WH-Water Heating-PG&E-R7-14 | DHW_WH-Water Heating-PG&E-R7-14 | DHW_WH-Water Heating-PG&E-R7-14 | 1 | kBtu/hr | 0.0065237 | Commercial_Grocery (ID)_Existing_Water Heating_Water Heater_TE 0.80
Commercial_Grocery (ID)_Existing_Water Heating_Natural Gas_Water Heater_E2 | Commercial | Grocery (ID) | Existing | Water Heating | Natural Gas | Water Heater | E2 | TE 0.90 | 88.89% | 0% | 0% | 0.17362 | 0 | 0 | 0 | 10 | 20 | 2019 | 2045 | 100% | 0 | 0 | 0% | Normal | 0% | 0.23781 | 0 | 0 | 1 kBtu/hr | 20000 | 0 | 0.0065237 | 33.5763 | 26.16 | 0 | 0 | 0 | 2017 | 1.0174 | DHW_WH-Water Heating-PG&E-R7-14 | DHW_WH-Water Heating-PG&E-R7-14 | DHW_WH-Water Heating-PG&E-R7-14 | 1 | kBtu/hr | 0.0065237 | Commercial_Grocery (ID)_Existing_Water Heating_Water Heater_TE 0.90
Commercial_Grocery (ID)_Existing_Water Heating_Natural Gas_Water Heater_E3 | Commercial | Grocery (ID) | Existing | Water Heating | Natural Gas | Water Heater | E3 | TE 0.94 | 85.11% | 0% | 0% | 0.21343 | 0 | 0 | 0 | 10 | 20 | 2019 | 2045 | 100% | 0 | 0 | 0% | Normal | 0% | 0.22769 | 0 | 0 | 1 kBtu/hr | 20000 | 0 | 0.0065237 | 32.1475 | 30.3604 | 0 | 0 | 0 | 2012 | 1.0776 | DHW_WH-Water Heating-NMTRM-2016-7 | DHW_WH-Water Heating-NMTRM-2016-7 | DHW_WH-Water Heating-NMTRM-2016-7 | 1 | kBtu/hr | 0.0065237 | Commercial_Grocery (ID)_Existing_Water Heating_Water Heater_TE 0.94
Commercial_Grocery (ID)_Existing_Water Heating_Natural Gas_Water Heater_E4 | Commercial | Grocery (ID) | Existing | Water Heating | Natural Gas | Water Heater | E4 | Instantaneous TE 0.94 | 85.02% | 0% | 0% | 0.25055 | 0 | 0 | 0 | 15 | 25 | 2019 | 2045 | 100% | 0 | 0 | 0% | Normal | 0% | 0.22745 | 0 | 0 | 1 kBtu/hr | 20000 | 0 | 0.0065237 | 32.1133 | 35.6404 | 0 | 0 | 0 | 2012 | 1.0776 | DHW_WH-Water Heating-NMTRM-2016-9 | DHW_WH-Water Heating-NMTRM-2016-9 | DHW_WH-Water Heating-NMTRM-2016-9 | 1 | kBtu/hr | 0.0065237 | Commercial_Grocery (ID)_Existing_Water Heating_Water Heater_Instantaneous TE 0.94
Commercial_Grocery (ID)_Existing_Water Heating_Natural Gas_Water Heater_E5 | Commercial | Grocery (ID) | Existing | Water Heating | Natural Gas | Water Heater | E5 | Gas-Fired Absorption HPWH | 53.33% | 0% | 0% | 0.42585 | 0 | 0 | 0 | 10 | 16 | 2019 | 2045 | 100% | 0 | 0 | 0% | Normal | 0% | 0.14269 | 0 | 0 | 1 kBtu/hr | 20000 | 0 | 0.0065237 | 20.1458 | 62.6566 | 0 | 0 | 0 | 2014 | 1.0418 | DHW_WH-Water Heating-DOE-2014-1 | DHW_WH-Water Heating-DOE-2014-1 | DHW_WH-Water Heating-DOE-2014-1 | 1 | kBtu/hr | 0.0065237 | Commercial_Grocery (ID)_Existing_Water Heating_Water Heater_Gas-Fired Absorption HPWH
Commercial_Grocery (ID)_Existing_Water Heating_Natural Gas_Water Heater_E6 | Commercial | Grocery (ID) | Existing | Water Heating | Natural Gas | Water Heater | E6 |  | 0% | 0% | 0% | 0 | 0 | 0 | 0 | 0 | 0 | 0 | 0 | 0% | 0 | 0 | 0% | Normal | 0% | 0 | 0 | 0 | [17 empty] | Commercial_Grocery (ID)_Existing_Water Heating_Water Heater_
Commercial_Grocery (ID)_Existing_Water Heating_Natural Gas_Water Heater_E7 | Commercial | Grocery (ID) | Existing | Water Heating | Natural Gas | Water Heater | E7 |  | 0% | 0% | 0% | 0 | 0 | 0 | 0 | 0 | 0 | 0 | 0 | 0% | 0 | 0 | 0% | Normal | 0% | 0 | 0 | 0 | [17 empty] | Commercial_Grocery (ID)_Existing_Water Heating_Water Heater_
Commercial_Grocery (ID)_Existing_Water Heating_Natural Gas_Water Heater_E8 | Commercial | Grocery (ID) | Existing | Water Heating | Natural Gas | Water Heater | E8 |  | 0% | 0% | 0% | 0 | 0 | 0 | 0 | 0 | 0 | 0 | 0 | 0% | 0 | 0 | 0% | Normal | 0% | 0 | 0 | 0 | [17 empty] | Commercial_Grocery (ID)_Existing_Water Heating_Water Heater_
Commercial_Grocery (ID)_Existing_Water Heating_Natural Gas_Water Heater_E9 | Commercial | Grocery (ID) | Existing | Water Heating | Natural Gas | Water Heater | E9 |  | 0% | 0% | 0% | 0 | 0 | 0 | 0 | 0 | 0 | 0 | 0 | 0% | 0 | 0 | 0% | Normal | 0% | 0 | 0 | 0 | [17 empty] | Commercial_Grocery (ID)_Existing_Water Heating_Water Heater_
Commercial_Grocery (ID)_Existing_Water Heating_Natural Gas_Water Heater_E10 | Commercial | Grocery (ID) | Existing | Water Heating | Natural Gas | Water Heater | E10 |  | 0% | 0% | 0% | 0 | 0 | 0 | 0 | 0 | 0 | 0 | 0 | 0% | 0 | 0 | 0% | Normal | 0% | 0 | 0 | 0 | [17 empty] | Commercial_Grocery (ID)_Existing_Water Heating_Water Heater_
Commercial_Grocery (ID)_Existing_Food Preparation_Natural Gas_Oven_E1 | Commercial | Grocery (ID) | Existing | Food Preparation | Natural Gas | Oven | E1 | Standard | 100% | 0% | 0% | 0.0078836 | 0 | 0 | 0 | 8 | 12 | 2019 | 2045 | 100% | 0 | 0 | 0% | Normal | 0% | 0.11131 | 0 | 0 | 1 unit | 20000 | 0 | 1.5168e-05 | 1050.946 | 490.1 | 0 | 0 | 0 | 2013 | 1.0605 | COOK_OVN-Food Preparation-AEO17-3 | COOK_OVN-Food Preparation-AEO17-3 | COOK_OVN-Food Preparation-ILTRM-v5.0-23 | 1 | unit | 1.5168e-05 | Commercial_Grocery (ID)_Existing_Food Preparation_Oven_Standard
Commercial_Grocery (ID)_Existing_Food Preparation_Natural Gas_Oven_E2 | Commercial | Grocery (ID) | Existing | Food Preparation | Natural Gas | Oven | E2 | ENERGY STAR (>42% Baking Efficiency) | 71.01% | 0% | 0% | 0.010742 | 0 | 0 | 0 | 8 | 12 | 2019 | 2045 | 100% | 0 | 0 | 0% | Normal | 0% | 0.079039 | 0 | 0 | 1 unit | 20000 | 0 | 1.5168e-05 | 746.2722 | 667.81 | 0 | 0 | 0 | 2013 | 1.0605 | COOK_OVN-Food Preparation-AEO17-3 | COOK_OVN-Food Preparation-AEO17-3 | COOK_OVN-Food Preparation-ILTRM-v5.0-23 | 1 | unit | 1.5168e-05 | Commercial_Grocery (ID)_Existing_Food Preparation_Oven_ENERGY STAR (>42% Baking Efficiency)
Commercial_Grocery (ID)_Existing_Food Preparation_Natural Gas_Oven_E3 | Commercial | Grocery (ID) | Existing | Food Preparation | Natural Gas | Oven | E3 |  | 0% | 0% | 0% | 0 | 0 | 0 | 0 | 0 | 0 | 0 | 0 | 0% | 0 | 0 | 0% | Normal | 0% | 0 | 0 | 0 | [17 empty] | Commercial_Grocery (ID)_Existing_Food Preparation_Oven_
Commercial_Grocery (ID)_Existing_Food Preparation_Natural Gas_Oven_E4 | Commercial | Grocery (ID) | Existing | Food Preparation | Natural Gas | Oven | E4 |  | 0% | 0% | 0% | 0 | 0 | 0 | 0 | 0 | 0 | 0 | 0 | 0% | 0 | 0 | 0% | Normal | 0% | 0 | 0 | 0 | [17 empty] | Commercial_Grocery (ID)_Existing_Food Preparation_Oven_
Commercial_Grocery (ID)_Existing_Food Preparation_Natural Gas_Oven_E5 | Commercial | Grocery (ID) | Existing | Food Preparation | Natural Gas | Oven | E5 |  | 0% | 0% | 0% | 0 | 0 | 0 | 0 | 0 | 0 | 0 | 0 | 0% | 0 | 0 | 0% | Normal | 0% | 0 | 0 | 0 | [17 empty] | Commercial_Grocery (ID)_Existing_Food Preparation_Oven_
Commercial_Grocery (ID)_Existing_Food Preparation_Natural Gas_Oven_E6 | Commercial | Grocery (ID) | Existing | Food Preparation | Natural Gas | Oven | E6 |  | 0% | 0% | 0% | 0 | 0 | 0 | 0 | 0 | 0 | 0 | 0 | 0% | 0 | 0 | 0% | Normal | 0% | 0 | 0 | 0 | [17 empty] | Commercial_Grocery (ID)_Existing_Food Preparation_Oven_
Commercial_Grocery (ID)_Existing_Food Preparation_Natural Gas_Oven_E7 | Commercial | Grocery (ID) | Existing | Food Preparation | Natural Gas | Oven | E7 |  | 0% | 0% | 0% | 0 | 0 | 0 | 0 | 0 | 0 | 0 | 0 | 0% | 0 | 0 | 0% | Normal | 0% | 0 | 0 | 0 | [17 empty] | Commercial_Grocery (ID)_Existing_Food Preparation_Oven_
Commercial_Grocery (ID)_Existing_Food Preparation_Natural Gas_Oven_E8 | Commercial | Grocery (ID) | Existing | Food Preparation | Natural Gas | Oven | E8 |  | 0% | 0% | 0% | 0 | 0 | 0 | 0 | 0 | 0 | 0 | 0 | 0% | 0 | 0 | 0% | Normal | 0% | 0 | 0 | 0 | [17 empty] | Commercial_Grocery (ID)_Existing_Food Preparation_Oven_
Commercial_Grocery (ID)_Existing_Food Preparation_Natural Gas_Oven_E9 | Commercial | Grocery (ID) | Existing | Food Preparation | Natural Gas | Oven | E9 |  | 0% | 0% | 0% | 0 | 0 | 0 | 0 | 0 | 0 | 0 | 0 | 0% | 0 | 0 | 0% | Normal | 0% | 0 | 0 | 0 | [17 empty] | Commercial_Grocery (ID)_Existing_Food Preparation_Oven_
Commercial_Grocery (ID)_Existing_Food Preparation_Natural Gas_Oven_E10 | Commercial | Grocery (ID) | Existing | Food Preparation | Natural Gas | Oven | E10 |  | 0% | 0% | 0% | 0 | 0 | 0 | 0 | 0 | 0 | 0 | 0 | 0% | 0 | 0 | 0% | Normal | 0% | 0 | 0 | 0 | [17 empty] | Commercial_Grocery (ID)_Existing_Food Preparation_Oven_
Commercial_Grocery (ID)_Existing_Food Preparation_Natural Gas_Conveyor Oven_E1 | Commercial | Grocery (ID) | Existing | Food Preparation | Natural Gas | Conveyor Oven | E1 | Standard | 100% | 0% | 0% | 0.0063614 | 0 | 0 | 0 | 15 | 19 | 2019 | 2045 | 100% | 0 | 0 | 0% | Normal | 0% | 0.17963 | 0 | 0 | 1 unit | 20000 | 0 | 3.6021e-06 | 3571 | 1665.3064 | 0 | 0 | 0 | 2013 | 1.0605 | COOK_OVN-Food Preparation-ILTRM-v5.0-24 | COOK_OVN-Food Preparation-AEO17-3 | https://fishnick.com/saveenergy/tools/calculators/gconvovencalc.php | 1 | unit | 3.6021e-06 | Commercial_Grocery (ID)_Existing_Food Preparation_Conveyor Oven_Standard
Commercial_Grocery (ID)_Existing_Food Preparation_Natural Gas_Conveyor Oven_E2 | Commercial | Grocery (ID) | Existing | Food Preparation | Natural Gas | Conveyor Oven | E2 | ENERGY STAR (>42% Baking Efficiency) | 79.47% | 0% | 0% | 0.013477 | 0 | 0 | 0 | 15 | 19 | 2019 | 2045 | 100% | 0 | 0 | 0% | Normal | 0% | 0.14276 | 0 | 0 | 1 unit | 20000 | 0 | 3.6021e-06 | 2838 | 3409.1835 | 0 | 0 | 0 | 2011 | 1.0975 | COOK_OVN-Food Preparation-ILTRM-v5.0-24 | COOK_OVN-Food Preparation-ILTRM-v5.0-24 | COOK_OVN-Food Preparation-ILTRM-v5.0-24 | 1 | unit | 3.6021e-06 | Commercial_Grocery (ID)_Existing_Food Preparation_Conveyor Oven_ENERGY STAR (>42% Baking Efficiency)
Commercial_Grocery (ID)_Existing_Food Preparation_Natural Gas_Conveyor Oven_E3 | Commercial | Grocery (ID) | Existing | Food Preparation | Natural Gas | Conveyor Oven | E3 |  | 0% | 0% | 0% | 0 | 0 | 0 | 0 | 0 | 0 | 0 | 0 | 0% | 0 | 0 | 0% | Normal | 0% | 0 | 0 | 0 | [17 empty] | Commercial_Grocery (ID)_Existing_Food Preparation_Conveyor Oven_
Commercial_Grocery (ID)_Existing_Food Preparation_Natural Gas_Conveyor Oven_E4 | Commercial | Grocery (ID) | Existing | Food Preparation | Natural Gas | Conveyor Oven | E4 |  | 0% | 0% | 0% | 0 | 0 | 0 | 0 | 0 | 0 | 0 | 0 | 0% | 0 | 0 | 0% | Normal | 0% | 0 | 0 | 0 | [17 empty] | Commercial_Grocery (ID)_Existing_Food Preparation_Conveyor Oven_
Commercial_Grocery (ID)_Existing_Food Preparation_Natural Gas_Conveyor Oven_E5 | Commercial | Grocery (ID) | Existing | Food Preparation | Natural Gas | Conveyor Oven | E5 |  | 0% | 0% | 0% | 0 | 0 | 0 | 0 | 0 | 0 | 0 | 0 | 0% | 0 | 0 | 0% | Normal | 0% | 0 | 0 | 0 | [17 empty] | Commercial_Grocery (ID)_Existing_Food Preparation_Conveyor Oven_
Commercial_Grocery (ID)_Existing_Food Preparation_Natural Gas_Conveyor Oven_E6 | Commercial | Grocery (ID) | Existing | Food Preparation | Natural Gas | Conveyor Oven | E6 |  | 0% | 0% | 0% | 0 | 0 | 0 | 0 | 0 | 0 | 0 | 0 | 0% | 0 | 0 | 0% | Normal | 0% | 0 | 0 | 0 | [17 empty] | Commercial_Grocery (ID)_Existing_Food Preparation_Conveyor Oven_
Commercial_Grocery (ID)_Existing_Food Preparation_Natural Gas_Conveyor Oven_E7 | Commercial | Grocery (ID) | Existing | Food Preparation | Natural Gas | Conveyor Oven | E7 |  | 0% | 0% | 0% | 0 | 0 | 0 | 0 | 0 | 0 | 0 | 0 | 0% | 0 | 0 | 0% | Normal | 0% | 0 | 0 | 0 | [17 empty] | Commercial_Grocery (ID)_Existing_Food Preparation_Conveyor Oven_
Commercial_Grocery (ID)_Existing_Food Preparation_Natural Gas_Conveyor Oven_E8 | Commercial | Grocery (ID) | Existing | Food Preparation | Natural Gas | Conveyor Oven | E8 |  | 0% | 0% | 0% | 0 | 0 | 0 | 0 | 0 | 0 | 0 | 0 | 0% | 0 | 0 | 0% | Normal | 0% | 0 | 0 | 0 | [17 empty] | Commercial_Grocery (ID)_Existing_Food Preparation_Conveyor Oven_
Commercial_Grocery (ID)_Existing_Food Preparation_Natural Gas_Conveyor Oven_E9 | Commercial | Grocery (ID) | Existing | Food Preparation | Natural Gas | Conveyor Oven | E9 |  | 0% | 0% | 0% | 0 | 0 | 0 | 0 | 0 | 0 | 0 | 0 | 0% | 0 | 0 | 0% | Normal | 0% | 0 | 0 | 0 | [17 empty] | Commercial_Grocery (ID)_Existing_Food Preparation_Conveyor Oven_
Commercial_Grocery (ID)_Existing_Food Preparation_Natural Gas_Conveyor Oven_E10 | Commercial | Grocery (ID) | Existing | Food Preparation | Natural Gas | Conveyor Oven | E10 |  | 0% | 0% | 0% | 0 | 0 | 0 | 0 | 0 | 0 | 0 | 0 | 0% | 0 | 0 | 0% | Normal | 0% | 0 | 0 | 0 | [17 empty] | Commercial_Grocery (ID)_Existing_Food Preparation_Conveyor Oven_
Commercial_Grocery (ID)_Existing_Food Preparation_Natural Gas_Double Rack Oven_E1 | Commercial | Grocery (ID) | Existing | Food Preparation | Natural Gas | Double Rack Oven | E1 | Standard | 100% | 0% | 0% | 0.010952 | 0 | 0 | 0 | 8 | 16 | 2019 | 2045 | 100% | 0 | 0 | 0% | Normal | 0% | 0.30927 | 0 | 0 | 1 unit | 20000 | 0 | 4.0822e-06 | 5425 | 2529.904 | 0 | 0 | 0 | 2013 | 1.0605 | COOK_OVN-Food Preparation-ILTRM-v5.0-25 | COOK_OVN-Food Preparation-ILTRM-v5.0-25 | https://fishnick.com/saveenergy/tools/calculators/grackovencalc.php | 1 | unit | 4.0822e-06 | Commercial_Grocery (ID)_Existing_Food Preparation_Double Rack Oven_Standard
Commercial_Grocery (ID)_Existing_Food Preparation_Natural Gas_Double Rack Oven_E2 | Commercial | Grocery (ID) | Existing | Food Preparation | Natural Gas | Double Rack Oven | E2 | FTSC Qualified (>50% Cooking Efficiency) | 61.95% | 0% | 0% | 0.049687 | 0 | 0 | 0 | 8 | 16 | 2019 | 2045 | 100% | 0 | 0 | 0% | Normal | 0% | 0.1916 | 0 | 0 | 1 unit | 20000 | 0 | 4.0822e-06 | 3361 | 11090.6431 | 0 | 0 | 0 | 2011 | 1.0975 | COOK_OVN-Food Preparation-ILTRM-v5.0-25 | COOK_OVN-Food Preparation-ILTRM-v5.0-25 | COOK_OVN-Food Preparation-ILTRM-v5.0-25 | 1 | unit | 4.0822e-06 | Commercial_Grocery (ID)_Existing_Food Preparation_Double Rack Oven_FTSC Qualified (>50% Cooking Efficiency)
Commercial_Grocery (ID)_Existing_Food Preparation_Natural Gas_Double Rack Oven_E3 | Commercial | Grocery (ID) | Existing | Food Preparation | Natural Gas | Double Rack Oven | E3 |  | 0% | 0% | 0% | 0 | 0 | 0 | 0 | 0 | 0 | 0 | 0 | 0% | 0 | 0 | 0% | Normal | 0% | 0 | 0 | 0 | [17 empty] | Commercial_Grocery (ID)_Existing_Food Preparation_Double Rack Oven_
Commercial_Grocery (ID)_Existing_Food Preparation_Natural Gas_Double Rack Oven_E4 | Commercial | Grocery (ID) | Existing | Food Preparation | Natural Gas | Double Rack Oven | E4 |  | 0% | 0% | 0% | 0 | 0 | 0 | 0 | 0 | 0 | 0 | 0 | 0% | 0 | 0 | 0% | Normal | 0% | 0 | 0 | 0 | [17 empty] | Commercial_Grocery (ID)_Existing_Food Preparation_Double Rack Oven_
Commercial_Grocery (ID)_Existing_Food Preparation_Natural Gas_Double Rack Oven_E5 | Commercial | Grocery (ID) | Existing | Food Preparation | Natural Gas | Double Rack Oven | E5 |  | 0% | 0% | 0% | 0 | 0 | 0 | 0 | 0 | 0 | 0 | 0 | 0% | 0 | 0 | 0% | Normal | 0% | 0 | 0 | 0 | [17 empty] | Commercial_Grocery (ID)_Existing_Food Preparation_Double Rack Oven_
Commercial_Grocery (ID)_Existing_Food Preparation_Natural Gas_Double Rack Oven_E6 | Commercial | Grocery (ID) | Existing | Food Preparation | Natural Gas | Double Rack Oven | E6 |  | 0% | 0% | 0% | 0 | 0 | 0 | 0 | 0 | 0 | 0 | 0 | 0% | 0 | 0 | 0% | Normal | 0% | 0 | 0 | 0 | [17 empty] | Commercial_Grocery (ID)_Existing_Food Preparation_Double Rack Oven_
Commercial_Grocery (ID)_Existing_Food Preparation_Natural Gas_Double Rack Oven_E7 | Commercial | Grocery (ID) | Existing | Food Preparation | Natural Gas | Double Rack Oven | E7 |  | 0% | 0% | 0% | 0 | 0 | 0 | 0 | 0 | 0 | 0 | 0 | 0% | 0 | 0 | 0% | Normal | 0% | 0 | 0 | 0 | [17 empty] | Commercial_Grocery (ID)_Existing_Food Preparation_Double Rack Oven_
Commercial_Grocery (ID)_Existing_Food Preparation_Natural Gas_Double Rack Oven_E8 | Commercial | Grocery (ID) | Existing | Food Preparation | Natural Gas | Double Rack Oven | E8 |  | 0% | 0% | 0% | 0 | 0 | 0 | 0 | 0 | 0 | 0 | 0 | 0% | 0 | 0 | 0% | Normal | 0% | 0 | 0 | 0 | [17 empty] | Commercial_Grocery (ID)_Existing_Food Preparation_Double Rack Oven_
Commercial_Grocery (ID)_Existing_Food Preparation_Natural Gas_Double Rack Oven_E9 | Commercial | Grocery (ID) | Existing | Food Preparation | Natural Gas | Double Rack Oven | E9 |  | 0% | 0% | 0% | 0 | 0 | 0 | 0 | 0 | 0 | 0 | 0 | 0% | 0 | 0 | 0% | Normal | 0% | 0 | 0 | 0 | [17 empty] | Commercial_Grocery (ID)_Existing_Food Preparation_Double Rack Oven_
Commercial_Grocery (ID)_Existing_Food Preparation_Natural Gas_Double Rack Oven_E10 | Commercial | Grocery (ID) | Existing | Food Preparation | Natural Gas | Double Rack Oven | E10 |  | 0% | 0% | 0% | 0 | 0 | 0 | 0 | 0 | 0 | 0 | 0 | 0% | 0 | 0 | 0% | Normal | 0% | 0 | 0 | 0 | [17 empty] | Commercial_Grocery (ID)_Existing_Food Preparation_Double Rack Oven_
Commercial_Grocery (ID)_Existing_Food Preparation_Natural Gas_Fryer_E1 | Commercial | Grocery (ID) | Existing | Food Preparation | Natural Gas | Fryer | E1 | Standard | 100% | 0% | 0% | 0.076601 | 0 | 0 | 0 | 10 | 20 | 2019 | 2045 | 100% | 0 | 0 | 0% | Normal | 0% | 0.1555 | 0 | 0 | 1 unit | 20000 | 0 | 2.7355e-05 | 1628.2323 | 2500 | 0 | 0 | 0 | 2010 | 1.1201 | COOK_FRY-Food Preparation-ILTRM-v4.0-1 | Estimate | COOK_FRY-Food Preparation-ILTRM-v4.0-1 | 1 | unit | 2.7355e-05 | Commercial_Grocery (ID)_Existing_Food Preparation_Fryer_Standard
Commercial_Grocery (ID)_Existing_Food Preparation_Natural Gas_Fryer_E2 | Commercial | Grocery (ID) | Existing | Food Preparation | Natural Gas | Fryer | E2 | ENERGY STAR | 68.97% | 0% | 0% | 0.11337 | 0 | 0 | 0 | 10 | 20 | 2019 | 2045 | 100% | 0 | 0 | 0% | Normal | 0% | 0.10725 | 0 | 0 | 1 unit | 20000 | 0 | 2.7355e-05 | 1122.9977 | 3700 | 0 | 0 | 0 | 2010 | 1.1201 | COOK_FRY-Food Preparation-ILTRM-v4.0-1 | COOK_FRY-Food Preparation-ILTRM-v4.0-1 | COOK_FRY-Food Preparation-ILTRM-v4.0-1 | 1 | unit | 2.7355e-05 | Commercial_Grocery (ID)_Existing_Food Preparation_Fryer_ENERGY STAR
Commercial_Grocery (ID)_Existing_Food Preparation_Natural Gas_Fryer_E3 | Commercial | Grocery (ID) | Existing | Food Preparation | Natural Gas | Fryer | E3 |  | 0% | 0% | 0% | 0 | 0 | 0 | 0 | 0 | 0 | 0 | 0 | 0% | 0 | 0 | 0% | Normal | 0% | 0 | 0 | 0 | [17 empty] | Commercial_Grocery (ID)_Existing_Food Preparation_Fryer_
Commercial_Grocery (ID)_Existing_Food Preparation_Natural Gas_Fryer_E4 | Commercial | Grocery (ID) | Existing | Food Preparation | Natural Gas | Fryer | E4 |  | 0% | 0% | 0% | 0 | 0 | 0 | 0 | 0 | 0 | 0 | 0 | 0% | 0 | 0 | 0% | Normal | 0% | 0 | 0 | 0 | [17 empty] | Commercial_Grocery (ID)_Existing_Food Preparation_Fryer_
Commercial_Grocery (ID)_Existing_Food Preparation_Natural Gas_Fryer_E5 | Commercial | Grocery (ID) | Existing | Food Preparation | Natural Gas | Fryer | E5 |  | 0% | 0% | 0% | 0 | 0 | 0 | 0 | 0 | 0 | 0 | 0 | 0% | 0 | 0 | 0% | Normal | 0% | 0 | 0 | 0 | [17 empty] | Commercial_Grocery (ID)_Existing_Food Preparation_Fryer_
Commercial_Grocery (ID)_Existing_Food Preparation_Natural Gas_Fryer_E6 | Commercial | Grocery (ID) | Existing | Food Preparation | Natural Gas | Fryer | E6 |  | 0% | 0% | 0% | 0 | 0 | 0 | 0 | 0 | 0 | 0 | 0 | 0% | 0 | 0 | 0% | Normal | 0% | 0 | 0 | 0 | [17 empty] | Commercial_Grocery (ID)_Existing_Food Preparation_Fryer_
Commercial_Grocery (ID)_Existing_Food Preparation_Natural Gas_Fryer_E7 | Commercial | Grocery (ID) | Existing | Food Preparation | Natural Gas | Fryer | E7 |  | 0% | 0% | 0% | 0 | 0 | 0 | 0 | 0 | 0 | 0 | 0 | 0% | 0 | 0 | 0% | Normal | 0% | 0 | 0 | 0 | [17 empty] | Commercial_Grocery (ID)_Existing_Food Preparation_Fryer_
Commercial_Grocery (ID)_Existing_Food Preparation_Natural Gas_Fryer_E8 | Commercial | Grocery (ID) | Existing | Food Preparation | Natural Gas | Fryer | E8 |  | 0% | 0% | 0% | 0 | 0 | 0 | 0 | 0 | 0 | 0 | 0 | 0% | 0 | 0 | 0% | Normal | 0% | 0 | 0 | 0 | [17 empty] | Commercial_Grocery (ID)_Existing_Food Preparation_Fryer_
Commercial_Grocery (ID)_Existing_Food Preparation_Natural Gas_Fryer_E9 | Commercial | Grocery (ID) | Existing | Food Preparation | Natural Gas | Fryer | E9 |  | 0% | 0% | 0% | 0 | 0 | 0 | 0 | 0 | 0 | 0 | 0 | 0% | 0 | 0 | 0% | Normal | 0% | 0 | 0 | 0 | [17 empty] | Commercial_Grocery (ID)_Existing_Food Preparation_Fryer_
Commercial_Grocery (ID)_Existing_Food Preparation_Natural Gas_Fryer_E10 | Commercial | Grocery (ID) | Existing | Food Preparation | Natural Gas | Fryer | E10 |  | 0% | 0% | 0% | 0 | 0 | 0 | 0 | 0 | 0 | 0 | 0 | 0% | 0 | 0 | 0% | Normal | 0% | 0 | 0 | 0 | [17 empty] | Commercial_Grocery (ID)_Existing_Food Preparation_Fryer_
Commercial_Grocery (ID)_Existing_Food Preparation_Natural Gas_Broiler_E1 | Commercial | Grocery (ID) | Existing | Food Preparation | Natural Gas | Broiler | E1 | Standard | 100% | 0% | 0% | 0.26819 | 0 | 0 | 0 | 8 | 16 | 2019 | 2045 | 100% | 0 | 0 | 0% | Normal | 0% | 0.15884 | 0 | 0 | 1 unit | 20000 | 0 | 9.7747e-05 | 1625 | 2500 | 0 | 0 | 0 | 2011 | 1.0975 | COOK_BRL-Food Preparation-ILTRM-v4.0-2 | Estimate | COOK_BRL-Food Preparation-ILTRM-v4.0-2 | 1 | unit | 9.7747e-05 | Commercial_Grocery (ID)_Existing_Food Preparation_Broiler_Standard
Commercial_Grocery (ID)_Existing_Food Preparation_Natural Gas_Broiler_E2 | Commercial | Grocery (ID) | Existing | Food Preparation | Natural Gas | Broiler | E2 | Infrared Burners | 85.29% | 0% | 0% | 0.37546 | 0 | 0 | 0 | 8 | 16 | 2019 | 2045 | 100% | 0 | 0 | 0% | Normal | 0% | 0.13548 | 0 | 0 | 1 unit | 20000 | 0 | 9.7747e-05 | 1386 | 3500 | 0 | 0 | 0 | 2011 | 1.0975 | COOK_BRL-Food Preparation-ILTRM-v4.0-2 | COOK_BRL-Food Preparation-ILTRM-v4.0-2 | COOK_BRL-Food Preparation-ILTRM-v4.0-2 | 1 | unit | 9.7747e-05 | Commercial_Grocery (ID)_Existing_Food Preparation_Broiler_Infrared Burners
Commercial_Grocery (ID)_Existing_Food Preparation_Natural Gas_Broiler_E3 | Commercial | Grocery (ID) | Existing | Food Preparation | Natural Gas | Broiler | E3 |  | 0% | 0% | 0% | 0 | 0 | 0 | 0 | 0 | 0 | 0 | 0 | 0% | 0 | 0 | 0% | Normal | 0% | 0 | 0 | 0 | [17 empty] | Commercial_Grocery (ID)_Existing_Food Preparation_Broiler_
Commercial_Grocery (ID)_Existing_Food Preparation_Natural Gas_Broiler_E4 | Commercial | Grocery (ID) | Existing | Food Preparation | Natural Gas | Broiler | E4 |  | 0% | 0% | 0% | 0 | 0 | 0 | 0 | 0 | 0 | 0 | 0 | 0% | 0 | 0 | 0% | Normal | 0% | 0 | 0 | 0 | [17 empty] | Commercial_Grocery (ID)_Existing_Food Preparation_Broiler_
Commercial_Grocery (ID)_Existing_Food Preparation_Natural Gas_Broiler_E5 | Commercial | Grocery (ID) | Existing | Food Preparation | Natural Gas | Broiler | E5 |  | 0% | 0% | 0% | 0 | 0 | 0 | 0 | 0 | 0 | 0 | 0 | 0% | 0 | 0 | 0% | Normal | 0% | 0 | 0 | 0 | [17 empty] | Commercial_Grocery (ID)_Existing_Food Preparation_Broiler_
Commercial_Grocery (ID)_Existing_Food Preparation_Natural Gas_Broiler_E6 | Commercial | Grocery (ID) | Existing | Food Preparation | Natural Gas | Broiler | E6 |  | 0% | 0% | 0% | 0 | 0 | 0 | 0 | 0 | 0 | 0 | 0 | 0% | 0 | 0 | 0% | Normal | 0% | 0 | 0 | 0 | [17 empty] | Commercial_Grocery (ID)_Existing_Food Preparation_Broiler_
Commercial_Grocery (ID)_Existing_Food Preparation_Natural Gas_Broiler_E7 | Commercial | Grocery (ID) | Existing | Food Preparation | Natural Gas | Broiler | E7 |  | 0% | 0% | 0% | 0 | 0 | 0 | 0 | 0 | 0 | 0 | 0 | 0% | 0 | 0 | 0% | Normal | 0% | 0 | 0 | 0 | [17 empty] | Commercial_Grocery (ID)_Existing_Food Preparation_Broiler_
Commercial_Grocery (ID)_Existing_Food Preparation_Natural Gas_Broiler_E8 | Commercial | Grocery (ID) | Existing | Food Preparation | Natural Gas | Broiler | E8 |  | 0% | 0% | 0% | 0 | 0 | 0 | 0 | 0 | 0 | 0 | 0 | 0% | 0 | 0 | 0% | Normal | 0% | 0 | 0 | 0 | [17 empty] | Commercial_Grocery (ID)_Existing_Food Preparation_Broiler_
Commercial_Grocery (ID)_Existing_Food Preparation_Natural Gas_Broiler_E9 | Commercial | Grocery (ID) | Existing | Food Preparation | Natural Gas | Broiler | E9 |  | 0% | 0% | 0% | 0 | 0 | 0 | 0 | 0 | 0 | 0 | 0 | 0% | 0 | 0 | 0% | Normal | 0% | 0 | 0 | 0 | [17 empty] | Commercial_Grocery (ID)_Existing_Food Preparation_Broiler_
Commercial_Grocery (ID)_Existing_Food Preparation_Natural Gas_Broiler_E10 | Commercial | Grocery (ID) | Existing | Food Preparation | Natural Gas | Broiler | E10 |  | 0% | 0% | 0% | 0 | 0 | 0 | 0 | 0 | 0 | 0 | 0 | 0% | 0 | 0 | 0% | Normal | 0% | 0 | 0 | 0 | [17 empty] | Commercial_Grocery (ID)_Existing_Food Preparation_Broiler_
Commercial_Grocery (ID)_Existing_Food Preparation_Natural Gas_Griddle_E1 | Commercial | Grocery (ID) | Existing | Food Preparation | Natural Gas | Griddle | E1 | Standard | 100% | 0% | 0% | 0.1423 | 0 | 0 | 0 | 8 | 16 | 2019 | 2045 | 100% | 0 | 0 | 0% | Normal | 0% | 0.11039 | 0 | 0 | 1 unit | 20000 | 0 | 2.6054e-05 | 1213.5601 | 5150 | 0 | 0 | 0 | 2013 | 1.0605 | COOK_GRD-Food Preparation-ILTRM-v5.0-1 | COOK_GRD-Food Preparation-EIA14-2014 Ref. Case-5 | COOK_GRD-Food Preparation-ILTRM-v5.0-1 | 1 | unit | 2.6054e-05 | Commercial_Grocery (ID)_Existing_Food Preparation_Griddle_Standard
Commercial_Grocery (ID)_Existing_Food Preparation_Natural Gas_Griddle_E2 | Commercial | Grocery (ID) | Existing | Food Preparation | Natural Gas | Griddle | E2 | ENERGY STAR | 87.77% | 0% | 0% | 0.15224 | 0 | 0 | 0 | 8 | 16 | 2019 | 2045 | 100% | 0 | 0 | 0% | Normal | 0% | 0.096888 | 0 | 0 | 1 unit | 20000 | 0 | 2.6054e-05 | 1065.1506 | 5510 | 0 | 0 | 0 | 2013 | 1.0605 | COOK_GRD-Food Preparation-ILTRM-v5.0-1 | COOK_GRD-Food Preparation-EIA14-2014 Ref. Case-5 | COOK_GRD-Food Preparation-ILTRM-v5.0-1 | 1 | unit | 2.6054e-05 | Commercial_Grocery (ID)_Existing_Food Preparation_Griddle_ENERGY STAR
Commercial_Grocery (ID)_Existing_Food Preparation_Natural Gas_Griddle_E3 | Commercial | Grocery (ID) | Existing | Food Preparation | Natural Gas | Griddle | E3 |  | 0% | 0% | 0% | 0 | 0 | 0 | 0 | 0 | 0 | 0 | 0 | 0% | 0 | 0 | 0% | Normal | 0% | 0 | 0 | 0 | [17 empty] | Commercial_Grocery (ID)_Existing_Food Preparation_Griddle_
Commercial_Grocery (ID)_Existing_Food Preparation_Natural Gas_Griddle_E4 | Commercial | Grocery (ID) | Existing | Food Preparation | Natural Gas | Griddle | E4 |  | 0% | 0% | 0% | 0 | 0 | 0 | 0 | 0 | 0 | 0 | 0 | 0% | 0 | 0 | 0% | Normal | 0% | 0 | 0 | 0 | [17 empty] | Commercial_Grocery (ID)_Existing_Food Preparation_Griddle_
Commercial_Grocery (ID)_Existing_Food Preparation_Natural Gas_Griddle_E5 | Commercial | Grocery (ID) | Existing | Food Preparation | Natural Gas | Griddle | E5 |  | 0% | 0% | 0% | 0 | 0 | 0 | 0 | 0 | 0 | 0 | 0 | 0% | 0 | 0 | 0% | Normal | 0% | 0 | 0 | 0 | [17 empty] | Commercial_Grocery (ID)_Existing_Food Preparation_Griddle_
Commercial_Grocery (ID)_Existing_Food Preparation_Natural Gas_Griddle_E6 | Commercial | Grocery (ID) | Existing | Food Preparation | Natural Gas | Griddle | E6 |  | 0% | 0% | 0% | 0 | 0 | 0 | 0 | 0 | 0 | 0 | 0 | 0% | 0 | 0 | 0% | Normal | 0% | 0 | 0 | 0 | [17 empty] | Commercial_Grocery (ID)_Existing_Food Preparation_Griddle_
Commercial_Grocery (ID)_Existing_Food Preparation_Natural Gas_Griddle_E7 | Commercial | Grocery (ID) | Existing | Food Preparation | Natural Gas | Griddle | E7 |  | 0% | 0% | 0% | 0 | 0 | 0 | 0 | 0 | 0 | 0 | 0 | 0% | 0 | 0 | 0% | Normal | 0% | 0 | 0 | 0 | [17 empty] | Commercial_Grocery (ID)_Existing_Food Preparation_Griddle_
Commercial_Grocery (ID)_Existing_Food Preparation_Natural Gas_Griddle_E8 | Commercial | Grocery (ID) | Existing | Food Preparation | Natural Gas | Griddle | E8 |  | 0% | 0% | 0% | 0 | 0 | 0 | 0 | 0 | 0 | 0 | 0 | 0% | 0 | 0 | 0% | Normal | 0% | 0 | 0 | 0 | [17 empty] | Commercial_Grocery (ID)_Existing_Food Preparation_Griddle_
Commercial_Grocery (ID)_Existing_Food Preparation_Natural Gas_Griddle_E9 | Commercial | Grocery (ID) | Existing | Food Preparation | Natural Gas | Griddle | E9 |  | 0% | 0% | 0% | 0 | 0 | 0 | 0 | 0 | 0 | 0 | 0 | 0% | 0 | 0 | 0% | Normal | 0% | 0 | 0 | 0 | [17 empty] | Commercial_Grocery (ID)_Existing_Food Preparation_Griddle_
Commercial_Grocery (ID)_Existing_Food Preparation_Natural Gas_Griddle_E10 | Commercial | Grocery (ID) | Existing | Food Preparation | Natural Gas | Griddle | E10 |  | 0% | 0% | 0% | 0 | 0 | 0 | 0 | 0 | 0 | 0 | 0 | 0% | 0 | 0 | 0% | Normal | 0% | 0 | 0 | 0 | [17 empty] | Commercial_Grocery (ID)_Existing_Food Preparation_Griddle_
Commercial_Grocery (ID)_Existing_Food Preparation_Natural Gas_Range_E1 | Commercial | Grocery (ID) | Existing | Food Preparation | Natural Gas | Range | E1 | Standard | 100% | 0% | 0% | 0.14654 | 0 | 0 | 0 | 8 | 12 | 2019 | 2045 | 100% | 0 | 0 | 0% | Normal | 0% | 0.1492 | 0 | 0 | 1 unit | 20000 | 0 | 2.9072e-05 | 1470 | 4500 | 0 | 0 | 0 | 2010 | 1.1201 | COOK_OVN-Food Preparation-AEO17-1 | Estimate | DOE Commercial R&D 2016 - Table 2-12 | 1 | unit | 2.9072e-05 | Commercial_Grocery (ID)_Existing_Food Preparation_Range_Standard
Commercial_Grocery (ID)_Existing_Food Preparation_Natural Gas_Range_E2 | Commercial | Grocery (ID) | Existing | Food Preparation | Natural Gas | Range | E2 | High Efficiency | 50% | 0% | 0% | 0.15957 | 0 | 0 | 0 | 8 | 12 | 2019 | 2045 | 100% | 0 | 0 | 0% | Normal | 0% | 0.074601 | 0 | 0 | 1 unit | 20000 | 0 | 2.9072e-05 | 735 | 4900 | 0 | 0 | 0 | 2010 | 1.1201 | COOK_OVN-Food Preparation-AEO17-1 | DOE Commercial R&D 2016 - Table 2-10 | DOE Commercial R&D 2016 - Table 2-18 | 1 | unit | 2.9072e-05 | Commercial_Grocery (ID)_Existing_Food Preparation_Range_High Efficiency
Commercial_Grocery (ID)_Existing_Food Preparation_Natural Gas_Range_E3 | Commercial | Grocery (ID) | Existing | Food Preparation | Natural Gas | Range | E3 |  | 0% | 0% | 0% | 0 | 0 | 0 | 0 | 0 | 0 | 0 | 0 | 0% | 0 | 0 | 0% | Normal | 0% | 0 | 0 | 0 | [17 empty] | Commercial_Grocery (ID)_Existing_Food Preparation_Range_
Commercial_Grocery (ID)_Existing_Food Preparation_Natural Gas_Range_E4 | Commercial | Grocery (ID) | Existing | Food Preparation | Natural Gas | Range | E4 |  | 0% | 0% | 0% | 0 | 0 | 0 | 0 | 0 | 0 | 0 | 0 | 0% | 0 | 0 | 0% | Normal | 0% | 0 | 0 | 0 | [17 empty] | Commercial_Grocery (ID)_Existing_Food Preparation_Range_
Commercial_Grocery (ID)_Existing_Food Preparation_Natural Gas_Range_E5 | Commercial | Grocery (ID) | Existing | Food Preparation | Natural Gas | Range | E5 |  | 0% | 0% | 0% | 0 | 0 | 0 | 0 | 0 | 0 | 0 | 0 | 0% | 0 | 0 | 0% | Normal | 0% | 0 | 0 | 0 | [17 empty] | Commercial_Grocery (ID)_Existing_Food Preparation_Range_
Commercial_Grocery (ID)_Existing_Food Preparation_Natural Gas_Range_E6 | Commercial | Grocery (ID) | Existing | Food Preparation | Natural Gas | Range | E6 |  | 0% | 0% | 0% | 0 | 0 | 0 | 0 | 0 | 0 | 0 | 0 | 0% | 0 | 0 | 0% | Normal | 0% | 0 | 0 | 0 | [17 empty] | Commercial_Grocery (ID)_Existing_Food Preparation_Range_
Commercial_Grocery (ID)_Existing_Food Preparation_Natural Gas_Range_E7 | Commercial | Grocery (ID) | Existing | Food Preparation | Natural Gas | Range | E7 |  | 0% | 0% | 0% | 0 | 0 | 0 | 0 | 0 | 0 | 0 | 0 | 0% | 0 | 0 | 0% | Normal | 0% | 0 | 0 | 0 | [17 empty] | Commercial_Grocery (ID)_Existing_Food Preparation_Range_
Commercial_Grocery (ID)_Existing_Food Preparation_Natural Gas_Range_E8 | Commercial | Grocery (ID) | Existing | Food Preparation | Natural Gas | Range | E8 |  | 0% | 0% | 0% | 0 | 0 | 0 | 0 | 0 | 0 | 0 | 0 | 0% | 0 | 0 | 0% | Normal | 0% | 0 | 0 | 0 | [17 empty] | Commercial_Grocery (ID)_Existing_Food Preparation_Range_
Commercial_Grocery (ID)_Existing_Food Preparation_Natural Gas_Range_E9 | Commercial | Grocery (ID) | Existing | Food Preparation | Natural Gas | Range | E9 |  | 0% | 0% | 0% | 0 | 0 | 0 | 0 | 0 | 0 | 0 | 0 | 0% | 0 | 0 | 0% | Normal | 0% | 0 | 0 | 0 | [17 empty] | Commercial_Grocery (ID)_Existing_Food Preparation_Range_
Commercial_Grocery (ID)_Existing_Food Preparation_Natural Gas_Range_E10 | Commercial | Grocery (ID) | Existing | Food Preparation | Natural Gas | Range | E10 |  | 0% | 0% | 0% | 0 | 0 | 0 | 0 | 0 | 0 | 0 | 0 | 0% | 0 | 0 | 0% | Normal | 0% | 0 | 0 | 0 | [17 empty] | Commercial_Grocery (ID)_Existing_Food Preparation_Range_
Commercial_Grocery (ID)_Existing_Food Preparation_Natural Gas_Steamer_E1 | Commercial | Grocery (ID) | Existing | Food Preparation | Natural Gas | Steamer | E1 | Standard | 100% | 0% | 0% | 0.032731 | 0 | 0 | 0 | 8 | 16 | 2019 | 2045 | 100% | 0 | 0 | 0% | Normal | 0% | 0.20452 | 0 | 0 | 1 unit | 20000 | 0 | 2.3187e-06 | 1241.5036 | 13100 | 0 | 0 | 0 | 2012 | 1.0776 | COOK_STM-Food Preparation-ILTRM-v4.0-32 | DOE Commercial R&D 2016 - Table 2-10 | COOK_STM-Food Preparation-ILTRM-v4.0-32 | 1 | unit | 2.3187e-06 | Commercial_Grocery (ID)_Existing_Food Preparation_Steamer_Standard
Commercial_Grocery (ID)_Existing_Food Preparation_Natural Gas_Steamer_E2 | Commercial | Grocery (ID) | Existing | Food Preparation | Natural Gas | Steamer | E2 | ENERGY STAR | 18.87% | 0% | 0% | 0.035225 | 0 | -6.5707e-06 | 0 | 8 | 16 | 2019 | 2045 | 100% | 0 | 0 | 0% | Normal | 0% | 0.038588 | 0 | 0 | 1 unit | 20000 | 0 | 2.3187e-06 | 234.2394 | 14098 | 0 | -2.6298 | 0 | 2012 | 1.0776 | COOK_STM-Food Preparation-ILTRM-v4.0-32 | COOK_STM-Food Preparation-ILTRM-v4.0-32 | COOK_STM-Food Preparation-ILTRM-v4.0-32 | 1 | unit | 2.3187e-06 | Commercial_Grocery (ID)_Existing_Food Preparation_Steamer_ENERGY STAR
Commercial_Grocery (ID)_Existing_Food Preparation_Natural Gas_Steamer_E3 | Commercial | Grocery (ID) | Existing | Food Preparation | Natural Gas | Steamer | E3 |  | 0% | 0% | 0% | 0 | 0 | 0 | 0 | 0 | 0 | 0 | 0 | 0% | 0 | 0 | 0% | Normal | 0% | 0 | 0 | 0 | [17 empty] | Commercial_Grocery (ID)_Existing_Food Preparation_Steamer_
Commercial_Grocery (ID)_Existing_Food Preparation_Natural Gas_Steamer_E4 | Commercial | Grocery (ID) | Existing | Food Preparation | Natural Gas | Steamer | E4 |  | 0% | 0% | 0% | 0 | 0 | 0 | 0 | 0 | 0 | 0 | 0 | 0% | 0 | 0 | 0% | Normal | 0% | 0 | 0 | 0 | [17 empty] | Commercial_Grocery (ID)_Existing_Food Preparation_Steamer_
Commercial_Grocery (ID)_Existing_Food Preparation_Natural Gas_Steamer_E5 | Commercial | Grocery (ID) | Existing | Food Preparation | Natural Gas | Steamer | E5 |  | 0% | 0% | 0% | 0 | 0 | 0 | 0 | 0 | 0 | 0 | 0 | 0% | 0 | 0 | 0% | Normal | 0% | 0 | 0 | 0 | [17 empty] | Commercial_Grocery (ID)_Existing_Food Preparation_Steamer_
Commercial_Grocery (ID)_Existing_Food Preparation_Natural Gas_Steamer_E6 | Commercial | Grocery (ID) | Existing | Food Preparation | Natural Gas | Steamer | E6 |  | 0% | 0% | 0% | 0 | 0 | 0 | 0 | 0 | 0 | 0 | 0 | 0% | 0 | 0 | 0% | Normal | 0% | 0 | 0 | 0 | [17 empty] | Commercial_Grocery (ID)_Existing_Food Preparation_Steamer_
Commercial_Grocery (ID)_Existing_Food Preparation_Natural Gas_Steamer_E7 | Commercial | Grocery (ID) | Existing | Food Preparation | Natural Gas | Steamer | E7 |  | 0% | 0% | 0% | 0 | 0 | 0 | 0 | 0 | 0 | 0 | 0 | 0% | 0 | 0 | 0% | Normal | 0% | 0 | 0 | 0 | [17 empty] | Commercial_Grocery (ID)_Existing_Food Preparation_Steamer_
Commercial_Grocery (ID)_Existing_Food Preparation_Natural Gas_Steamer_E8 | Commercial | Grocery (ID) | Existing | Food Preparation | Natural Gas | Steamer | E8 |  | 0% | 0% | 0% | 0 | 0 | 0 | 0 | 0 | 0 | 0 | 0 | 0% | 0 | 0 | 0% | Normal | 0% | 0 | 0 | 0 | [17 empty] | Commercial_Grocery (ID)_Existing_Food Preparation_Steamer_
Commercial_Grocery (ID)_Existing_Food Preparation_Natural Gas_Steamer_E9 | Commercial | Grocery (ID) | Existing | Food Preparation | Natural Gas | Steamer | E9 |  | 0% | 0% | 0% | 0 | 0 | 0 | 0 | 0 | 0 | 0 | 0 | 0% | 0 | 0 | 0% | Normal | 0% | 0 | 0 | 0 | [17 empty] | Commercial_Grocery (ID)_Existing_Food Preparation_Steamer_
Commercial_Grocery (ID)_Existing_Food Preparation_Natural Gas_Steamer_E10 | Commercial | Grocery (ID) | Existing | Food Preparation | Natural Gas | Steamer | E10 |  | 0% | 0% | 0% | 0 | 0 | 0 | 0 | 0 | 0 | 0 | 0 | 0% | 0 | 0 | 0% | Normal | 0% | 0 | 0 | 0 | [17 empty] | Commercial_Grocery (ID)_Existing_Food Preparation_Steamer_
Commercial_Grocery (ID)_Existing_Food Preparation_Natural Gas_Food Prep Other_E1 | Commercial | Grocery (ID) | Existing | Food Preparation | Natural Gas | Food Prep Other | E1 | Standard | 100% | 0% | 0% | 0.037256 | 0 | 0 | 0 | 8 | 12 | 2019 | 2045 | 100% | 0 | 0 | 0% | Normal | 0% | 0.047336 | 0 | 0 | 1 unit | 20000 | 0 | 3.3261e-05 | 1423.18 | 1000 | 0 | 0 | 0 | 2010 | 1.1201 | Default | Default | Default | 1 | unit | 3.3261e-05 | Commercial_Grocery (ID)_Existing_Food Preparation_Food Prep Other_Standard
Commercial_Grocery (ID)_Existing_Food Preparation_Natural Gas_Food Prep Other_E2 | Commercial | Grocery (ID) | Existing | Food Preparation | Natural Gas | Food Prep Other | E2 | ENERGY STAR | 72.07% | 0% | 0% | 0.068298 | 0 | 0 | 0 | 8 | 12 | 2019 | 2045 | 100% | 0 | 0 | 0% | Normal | 0% | 0.034114 | 0 | 0 | 1 unit | 20000 | 0 | 3.3261e-05 | 1025.646 | 1833.1988 | 0 | 0 | 0 | 2010 | 1.1201 | N/A | N/A | N/A | 1 | unit | 3.3261e-05 | Commercial_Grocery (ID)_Existing_Food Preparation_Food Prep Other_ENERGY STAR
Commercial_Grocery (ID)_Existing_Food Preparation_Natural Gas_Food Prep Other_E3 | Commercial | Grocery (ID) | Existing | Food Preparation | Natural Gas | Food Prep Other | E3 |  | 0% | 0% | 0% | 0 | 0 | 0 | 0 | 0 | 0 | 0 | 0 | 0% | 0 | 0 | 0% | Normal | 0% | 0 | 0 | 0 | [17 empty] | Commercial_Grocery (ID)_Existing_Food Preparation_Food Prep Other_
Commercial_Grocery (ID)_Existing_Food Preparation_Natural Gas_Food Prep Other_E4 | Commercial | Grocery (ID) | Existing | Food Preparation | Natural Gas | Food Prep Other | E4 |  | 0% | 0% | 0% | 0 | 0 | 0 | 0 | 0 | 0 | 0 | 0 | 0% | 0 | 0 | 0% | Normal | 0% | 0 | 0 | 0 | [17 empty] | Commercial_Grocery (ID)_Existing_Food Preparation_Food Prep Other_
Commercial_Grocery (ID)_Existing_Food Preparation_Natural Gas_Food Prep Other_E5 | Commercial | Grocery (ID) | Existing | Food Preparation | Natural Gas | Food Prep Other | E5 |  | 0% | 0% | 0% | 0 | 0 | 0 | 0 | 0 | 0 | 0 | 0 | 0% | 0 | 0 | 0% | Normal | 0% | 0 | 0 | 0 | [17 empty] | Commercial_Grocery (ID)_Existing_Food Preparation_Food Prep Other_
Commercial_Grocery (ID)_Existing_Food Preparation_Natural Gas_Food Prep Other_E6 | Commercial | Grocery (ID) | Existing | Food Preparation | Natural Gas | Food Prep Other | E6 |  | 0% | 0% | 0% | 0 | 0 | 0 | 0 | 0 | 0 | 0 | 0 | 0% | 0 | 0 | 0% | Normal | 0% | 0 | 0 | 0 | [17 empty] | Commercial_Grocery (ID)_Existing_Food Preparation_Food Prep Other_
Commercial_Grocery (ID)_Existing_Food Preparation_Natural Gas_Food Prep Other_E7 | Commercial | Grocery (ID) | Existing | Food Preparation | Natural Gas | Food Prep Other | E7 |  | 0% | 0% | 0% | 0 | 0 | 0 | 0 | 0 | 0 | 0 | 0 | 0% | 0 | 0 | 0% | Normal | 0% | 0 | 0 | 0 | [17 empty] | Commercial_Grocery (ID)_Existing_Food Preparation_Food Prep Other_
Commercial_Grocery (ID)_Existing_Food Preparation_Natural Gas_Food Prep Other_E8 | Commercial | Grocery (ID) | Existing | Food Preparation | Natural Gas | Food Prep Other | E8 |  | 0% | 0% | 0% | 0 | 0 | 0 | 0 | 0 | 0 | 0 | 0 | 0% | 0 | 0 | 0% | Normal | 0% | 0 | 0 | 0 | [17 empty] | Commercial_Grocery (ID)_Existing_Food Preparation_Food Prep Other_
Commercial_Grocery (ID)_Existing_Food Preparation_Natural Gas_Food Prep Other_E9 | Commercial | Grocery (ID) | Existing | Food Preparation | Natural Gas | Food Prep Other | E9 |  | 0% | 0% | 0% | 0 | 0 | 0 | 0 | 0 | 0 | 0 | 0 | 0% | 0 | 0 | 0% | Normal | 0% | 0 | 0 | 0 | [17 empty] | Commercial_Grocery (ID)_Existing_Food Preparation_Food Prep Other_
Commercial_Grocery (ID)_Existing_Food Preparation_Natural Gas_Food Prep Other_E10 | Commercial | Grocery (ID) | Existing | Food Preparation | Natural Gas | Food Prep Other | E10 |  | 0% | 0% | 0% | 0 | 0 | 0 | 0 | 0 | 0 | 0 | 0 | 0% | 0 | 0 | 0% | Normal | 0% | 0 | 0 | 0 | [17 empty] | Commercial_Grocery (ID)_Existing_Food Preparation_Food Prep Other_
Commercial_Grocery (ID)_Existing_Miscellaneous_Natural Gas_Pool Heater_E1 | Commercial | Grocery (ID) | Existing | Miscellaneous | Natural Gas | Pool Heater | E1 | Standard (EF .82) | 100% | 0% | 0% | 0.012823 | 0 | 0 | 0 | 4 | 8 | 2019 | 2045 | 100% | 0 | 0 | 0% | Normal | 0% | 0.010152 | 0 | 0 | 1 unit | 20000 | 0 | 6.8182e-07 | 14890 | 18052 | 0 | 0 | 0 | 2014 | 1.0418 | DOE Commercial R&D 2016 - Table 7-6 | DOE Commercial R&D 2016 - Table 7-7 | DOE Commercial R&D 2016 - Table 7-8 | 1 | unit | 6.8182e-07 | Commercial_Grocery (ID)_Existing_Miscellaneous_Pool Heater_Standard (EF .82)
Commercial_Grocery (ID)_Existing_Miscellaneous_Natural Gas_Pool Heater_E2 | Commercial | Grocery (ID) | Existing | Miscellaneous | Natural Gas | Pool Heater | E2 | Condensing (EF .90) | 85% | 0% | 0% | 0.020996 | 0 | 0 | 0 | 4 | 8 | 2019 | 2045 | 100% | 0 | 0 | 0% | Normal | 0% | 0.0086294 | 0 | 0 | 1 unit | 20000 | 0 | 6.8182e-07 | 12656.5 | 29558 | 0 | 0 | 0 | 2014 | 1.0418 | DOE Commercial R&D 2016 - Table 7-6 | DOE Commercial R&D 2016 - Table 7-7 | DOE Commercial R&D 2016 - Table 7-9 | 1 | unit | 6.8182e-07 | Commercial_Grocery (ID)_Existing_Miscellaneous_Pool Heater_Condensing (EF .90)
Commercial_Grocery (ID)_Existing_Miscellaneous_Natural Gas_Pool Heater_E3 | Commercial | Grocery (ID) | Existing | Miscellaneous | Natural Gas | Pool Heater | E3 |  | 0% | 0% | 0% | 0 | 0 | 0 | 0 | 0 | 0 | 0 | 0 | 0% | 0 | 0 | 0% | Normal | 0% | 0 | 0 | 0 | [17 empty] | Commercial_Grocery (ID)_Existing_Miscellaneous_Pool Heater_
Commercial_Grocery (ID)_Existing_Miscellaneous_Natural Gas_Pool Heater_E4 | Commercial | Grocery (ID) | Existing | Miscellaneous | Natural Gas | Pool Heater | E4 |  | 0% | 0% | 0% | 0 | 0 | 0 | 0 | 0 | 0 | 0 | 0 | 0% | 0 | 0 | 0% | Normal | 0% | 0 | 0 | 0 | [17 empty] | Commercial_Grocery (ID)_Existing_Miscellaneous_Pool Heater_
Commercial_Grocery (ID)_Existing_Miscellaneous_Natural Gas_Pool Heater_E5 | Commercial | Grocery (ID) | Existing | Miscellaneous | Natural Gas | Pool Heater | E5 |  | 0% | 0% | 0% | 0 | 0 | 0 | 0 | 0 | 0 | 0 | 0 | 0% | 0 | 0 | 0% | Normal | 0% | 0 | 0 | 0 | [17 empty] | Commercial_Grocery (ID)_Existing_Miscellaneous_Pool Heater_
Commercial_Grocery (ID)_Existing_Miscellaneous_Natural Gas_Pool Heater_E6 | Commercial | Grocery (ID) | Existing | Miscellaneous | Natural Gas | Pool Heater | E6 |  | 0% | 0% | 0% | 0 | 0 | 0 | 0 | 0 | 0 | 0 | 0 | 0% | 0 | 0 | 0% | Normal | 0% | 0 | 0 | 0 | [17 empty] | Commercial_Grocery (ID)_Existing_Miscellaneous_Pool Heater_
Commercial_Grocery (ID)_Existing_Miscellaneous_Natural Gas_Pool Heater_E7 | Commercial | Grocery (ID) | Existing | Miscellaneous | Natural Gas | Pool Heater | E7 |  | 0% | 0% | 0% | 0 | 0 | 0 | 0 | 0 | 0 | 0 | 0 | 0% | 0 | 0 | 0% | Normal | 0% | 0 | 0 | 0 | [17 empty] | Commercial_Grocery (ID)_Existing_Miscellaneous_Pool Heater_
Commercial_Grocery (ID)_Existing_Miscellaneous_Natural Gas_Pool Heater_E8 | Commercial | Grocery (ID) | Existing | Miscellaneous | Natural Gas | Pool Heater | E8 |  | 0% | 0% | 0% | 0 | 0 | 0 | 0 | 0 | 0 | 0 | 0 | 0% | 0 | 0 | 0% | Normal | 0% | 0 | 0 | 0 | [17 empty] | Commercial_Grocery (ID)_Existing_Miscellaneous_Pool Heater_
Commercial_Grocery (ID)_Existing_Miscellaneous_Natural Gas_Pool Heater_E9 | Commercial | Grocery (ID) | Existing | Miscellaneous | Natural Gas | Pool Heater | E9 |  | 0% | 0% | 0% | 0 | 0 | 0 | 0 | 0 | 0 | 0 | 0 | 0% | 0 | 0 | 0% | Normal | 0% | 0 | 0 | 0 | [17 empty] | Commercial_Grocery (ID)_Existing_Miscellaneous_Pool Heater_
Commercial_Grocery (ID)_Existing_Miscellaneous_Natural Gas_Pool Heater_E10 | Commercial | Grocery (ID) | Existing | Miscellaneous | Natural Gas | Pool Heater | E10 |  | 0% | 0% | 0% | 0 | 0 | 0 | 0 | 0 | 0 | 0 | 0 | 0% | 0 | 0 | 0% | Normal | 0% | 0 | 0 | 0 | [17 empty] | Commercial_Grocery (ID)_Existing_Miscellaneous_Pool Heater_
Commercial_Grocery (ID)_Existing_Miscellaneous_Natural Gas_Miscellaneous_E1 | Commercial | Grocery (ID) | Existing | Miscellaneous | Natural Gas | Miscellaneous | E1 | Standard | 100% | 0% | 0% | 0.0066328 | 0 | 0 | 0 | 2 | 8 | 2019 | 2045 | 100% | 0 | 0 | 0% | Normal | 0% | 0.0065196 | 0 | 0 | 1 unit | 20000 | 0 | 0.0065196 | 1 | 1 | 0 | 0 | 0 | 2016 | 1.0174 | N/A | N/A | N/A | 1 | unit | 0.0065196 | Commercial_Grocery (ID)_Existing_Miscellaneous_Miscellaneous_Standard
Commercial_Grocery (ID)_Existing_Miscellaneous_Natural Gas_Miscellaneous_E2 | Commercial | Grocery (ID) | Existing | Miscellaneous | Natural Gas | Miscellaneous | E2 |  | 0% | 0% | 0% | 0 | 0 | 0 | 0 | 0 | 0 | 0 | 0 | 0% | 0 | 0 | 0% | Normal | 0% | 0 | 0 | 0 | [17 empty] | Commercial_Grocery (ID)_Existing_Miscellaneous_Miscellaneous_
Commercial_Grocery (ID)_Existing_Miscellaneous_Natural Gas_Miscellaneous_E3 | Commercial | Grocery (ID) | Existing | Miscellaneous | Natural Gas | Miscellaneous | E3 |  | 0% | 0% | 0% | 0 | 0 | 0 | 0 | 0 | 0 | 0 | 0 | 0% | 0 | 0 | 0% | Normal | 0% | 0 | 0 | 0 | [17 empty] | Commercial_Grocery (ID)_Existing_Miscellaneous_Miscellaneous_
Commercial_Grocery (ID)_Existing_Miscellaneous_Natural Gas_Miscellaneous_E4 | Commercial | Grocery (ID) | Existing | Miscellaneous | Natural Gas | Miscellaneous | E4 |  | 0% | 0% | 0% | 0 | 0 | 0 | 0 | 0 | 0 | 0 | 0 | 0% | 0 | 0 | 0% | Normal | 0% | 0 | 0 | 0 | [17 empty] | Commercial_Grocery (ID)_Existing_Miscellaneous_Miscellaneous_
Commercial_Grocery (ID)_Existing_Miscellaneous_Natural Gas_Miscellaneous_E5 | Commercial | Grocery (ID) | Existing | Miscellaneous | Natural Gas | Miscellaneous | E5 |  | 0% | 0% | 0% | 0 | 0 | 0 | 0 | 0 | 0 | 0 | 0 | 0% | 0 | 0 | 0% | Normal | 0% | 0 | 0 | 0 | [17 empty] | Commercial_Grocery (ID)_Existing_Miscellaneous_Miscellaneous_
Commercial_Grocery (ID)_Existing_Miscellaneous_Natural Gas_Miscellaneous_E6 | Commercial | Grocery (ID) | Existing | Miscellaneous | Natural Gas | Miscellaneous | E6 |  | 0% | 0% | 0% | 0 | 0 | 0 | 0 | 0 | 0 | 0 | 0 | 0% | 0 | 0 | 0% | Normal | 0% | 0 | 0 | 0 | [17 empty] | Commercial_Grocery (ID)_Existing_Miscellaneous_Miscellaneous_
Commercial_Grocery (ID)_Existing_Miscellaneous_Natural Gas_Miscellaneous_E7 | Commercial | Grocery (ID) | Existing | Miscellaneous | Natural Gas | Miscellaneous | E7 |  | 0% | 0% | 0% | 0 | 0 | 0 | 0 | 0 | 0 | 0 | 0 | 0% | 0 | 0 | 0% | Normal | 0% | 0 | 0 | 0 | [17 empty] | Commercial_Grocery (ID)_Existing_Miscellaneous_Miscellaneous_
Commercial_Grocery (ID)_Existing_Miscellaneous_Natural Gas_Miscellaneous_E8 | Commercial | Grocery (ID) | Existing | Miscellaneous | Natural Gas | Miscellaneous | E8 |  | 0% | 0% | 0% | 0 | 0 | 0 | 0 | 0 | 0 | 0 | 0 | 0% | 0 | 0 | 0% | Normal | 0% | 0 | 0 | 0 | [17 empty] | Commercial_Grocery (ID)_Existing_Miscellaneous_Miscellaneous_
Commercial_Grocery (ID)_Existing_Miscellaneous_Natural Gas_Miscellaneous_E9 | Commercial | Grocery (ID) | Existing | Miscellaneous | Natural Gas | Miscellaneous | E9 |  | 0% | 0% | 0% | 0 | 0 | 0 | 0 | 0 | 0 | 0 | 0 | 0% | 0 | 0 | 0% | Normal | 0% | 0 | 0 | 0 | [17 empty] | Commercial_Grocery (ID)_Existing_Miscellaneous_Miscellaneous_
Commercial_Grocery (ID)_Existing_Miscellaneous_Natural Gas_Miscellaneous_E10 | Commercial | Grocery (ID) | Existing | Miscellaneous | Natural Gas | Miscellaneous | E10 |  | 0% | 0% | 0% | 0 | 0 | 0 | 0 | 0 | 0 | 0 | 0 | 0% | 0 | 0 | 0% | Normal | 0% | 0 | 0 | 0 | [17 empty] | Commercial_Grocery (ID)_Existing_Miscellaneous_Miscellaneous_
Commercial_Grocery (ID)_New_Space Heating_Natural Gas_Furnace_E1 | Commercial | Grocery (ID) | New | Space Heating | Natural Gas | Furnace | E1 | AFUE 80% (Standard) | 100% | 0% | 0% | 0.36003 | 0 | 0.033935 | 0 | 10 | 20 | 2019 | 2045 | 100% | 0 | 0 | 0% | Normal | 0% | 0.62701 | 0 | 0 | 400 kBtu/hr | 35000 | 0 | 0.0001 | 15.6753 | 3395 | 0 | 320 | 0 | 2013 | 1.0605 | GFURN-Heating-EIA14-2014 Ref. Case-2 | GFURN-Heating-EIA14-2014 Ref. Case-2 | AEG BEST | 400 | kBtu/hr | 0.04 | Commercial_Grocery (ID)_New_Space Heating_Furnace_AFUE 80% (Standard)
Commercial_Grocery (ID)_New_Space Heating_Natural Gas_Furnace_E2 | Commercial | Grocery (ID) | New | Space Heating | Natural Gas | Furnace | E2 | AFUE 90% | 88.89% | 0% | 0% | 0.43745 | 0 | 0.098624 | 0 | 10 | 20 | 2019 | 2045 | 100% | 0 | 0 | 0% | Normal | 0% | 0.55733 | 0 | 0 | 400 kBtu/hr | 35000 | 0 | 0.0001 | 13.9332 | 4125 | 0 | 930 | 0 | 2013 | 1.0605 | GFURN-Heating-EIA14-2014 Ref. Case-3 | GFURN-Heating-EIA14-2014 Ref. Case-3 | AEG BEST | 400 | kBtu/hr | 0.04 | Commercial_Grocery (ID)_New_Space Heating_Furnace_AFUE 90%
Commercial_Grocery (ID)_New_Space Heating_Natural Gas_Furnace_E3 | Commercial | Grocery (ID) | New | Space Heating | Natural Gas | Furnace | E3 | AFUE 96% | 83.33% | 0% | 0% | 0.84539 | 0 | 0 | 0 | 10 | 20 | 2019 | 2045 | 100% | 0 | 0 | 0% | Normal | 0% | 0.52251 | 0 | 0 | 150 kBtu/hr | 35000 | 0 | 0.00026667 | 13.0626 | 3042.9057 | 0 | 0 | 0 | 2014 | 1.0418 | GFURN-Heating-EIA14-2014 Ref. Case-3 | GFURN-Heating-ILTRM-v5.0-191 | AEG BEST | 150 | kBtu/hr | 0.04 | Commercial_Grocery (ID)_New_Space Heating_Furnace_AFUE 96%
Commercial_Grocery (ID)_New_Space Heating_Natural Gas_Furnace_E4 | Commercial | Grocery (ID) | New | Space Heating | Natural Gas | Furnace | E4 |  | 0% | 0% | 0% | 0 | 0 | 0 | 0 | 0 | 0 | 0 | 0 | 0% | 0 | 0 | 0% | Normal | 0% | 0 | 0 | 0 | [17 empty] | Commercial_Grocery (ID)_New_Space Heating_Furnace_
Commercial_Grocery (ID)_New_Space Heating_Natural Gas_Furnace_E5 | Commercial | Grocery (ID) | New | Space Heating | Natural Gas | Furnace | E5 |  | 0% | 0% | 0% | 0 | 0 | 0 | 0 | 0 | 0 | 0 | 0 | 0% | 0 | 0 | 0% | Normal | 0% | 0 | 0 | 0 | [17 empty] | Commercial_Grocery (ID)_New_Space Heating_Furnace_
Commercial_Grocery (ID)_New_Space Heating_Natural Gas_Furnace_E6 | Commercial | Grocery (ID) | New | Space Heating | Natural Gas | Furnace | E6 |  | 0% | 0% | 0% | 0 | 0 | 0 | 0 | 0 | 0 | 0 | 0 | 0% | 0 | 0 | 0% | Normal | 0% | 0 | 0 | 0 | [17 empty] | Commercial_Grocery (ID)_New_Space Heating_Furnace_
Commercial_Grocery (ID)_New_Space Heating_Natural Gas_Furnace_E7 | Commercial | Grocery (ID) | New | Space Heating | Natural Gas | Furnace | E7 |  | 0% | 0% | 0% | 0 | 0 | 0 | 0 | 0 | 0 | 0 | 0 | 0% | 0 | 0 | 0% | Normal | 0% | 0 | 0 | 0 | [17 empty] | Commercial_Grocery (ID)_New_Space Heating_Furnace_
Commercial_Grocery (ID)_New_Space Heating_Natural Gas_Furnace_E8 | Commercial | Grocery (ID) | New | Space Heating | Natural Gas | Furnace | E8 |  | 0% | 0% | 0% | 0 | 0 | 0 | 0 | 0 | 0 | 0 | 0 | 0% | 0 | 0 | 0% | Normal | 0% | 0 | 0 | 0 | [17 empty] | Commercial_Grocery (ID)_New_Space Heating_Furnace_
Commercial_Grocery (ID)_New_Space Heating_Natural Gas_Furnace_E9 | Commercial | Grocery (ID) | New | Space Heating | Natural Gas | Furnace | E9 |  | 0% | 0% | 0% | 0 | 0 | 0 | 0 | 0 | 0 | 0 | 0 | 0% | 0 | 0 | 0% | Normal | 0% | 0 | 0 | 0 | [17 empty] | Commercial_Grocery (ID)_New_Space Heating_Furnace_
Commercial_Grocery (ID)_New_Space Heating_Natural Gas_Furnace_E10 | Commercial | Grocery (ID) | New | Space Heating | Natural Gas | Furnace | E10 |  | 0% | 0% | 0% | 0 | 0 | 0 | 0 | 0 | 0 | 0 | 0 | 0% | 0 | 0 | 0% | Normal | 0% | 0 | 0 | 0 | [17 empty] | Commercial_Grocery (ID)_New_Space Heating_Furnace_
Commercial_Grocery (ID)_New_Space Heating_Natural Gas_Boiler_E1 | Commercial | Grocery (ID) | New | Space Heating | Natural Gas | Boiler | E1 | AFUE 80% (Standard) | 100% | 0% | 0% | 1.3422 | 0 | 0.031814 | 0 | 25 | 35 | 2019 | 2045 | 100% | 0 | 0 | 0% | Normal | 0% | 2.0162 | 0 | 0 | 1 kBtu/hr | 35000 | 0 | 0.04 | 45.4583 | 31.6406 | 0 | 0.75 | 0 | 2013 | 1.0605 | GBLR-Heating-AEO15-3 | GBLR-Heating-AEO15-3 | GBLR-Heating-AEO15-3 | 1 | kBtu/hr | 0.04 | Commercial_Grocery (ID)_New_Space Heating_Boiler_AFUE 80% (Standard)
Commercial_Grocery (ID)_New_Space Heating_Natural Gas_Boiler_E2 | Commercial | Grocery (ID) | New | Space Heating | Natural Gas | Boiler | E2 | AFUE 85% | 94.12% | 0% | 0% | 1.441 | 0 | 0.029943 | 0 | 25 | 35 | 2019 | 2045 | 100% | 0 | 0 | 0% | Normal | 0% | 1.8976 | 0 | 0 | 1 kBtu/hr | 35000 | 0 | 0.04 | 42.7849 | 33.9706 | 0 | 0.70588 | 0 | 2013 | 1.0605 | GBLR-Heating-AEO15-6 | GBLR-Heating-AEO15-6 | GBLR-Heating-AEO15-6 | 1 | kBtu/hr | 0.04 | Commercial_Grocery (ID)_New_Space Heating_Boiler_AFUE 85%
Commercial_Grocery (ID)_New_Space Heating_Natural Gas_Boiler_E3 | Commercial | Grocery (ID) | New | Space Heating | Natural Gas | Boiler | E3 | AFUE 97% | 82.48% | 0% | 0% | 1.3716 | 0 | 0.025971 | 0 | 25 | 35 | 2019 | 2045 | 100% | 0 | 0 | 0% | Normal | 0% | 1.6629 | 0 | 0 | 1 kBtu/hr | 35000 | 0 | 0.04 | 37.4921 | 32.3342 | 0 | 0.61224 | 0 | 2013 | 1.0605 | GBLR-Heating-AEO15-7 | GBLR-Heating-AEO15-7 | GBLR-Heating-AEO15-7 | 1 | kBtu/hr | 0.04 | Commercial_Grocery (ID)_New_Space Heating_Boiler_AFUE 97%
Commercial_Grocery (ID)_New_Space Heating_Natural Gas_Boiler_E4 | Commercial | Grocery (ID) | New | Space Heating | Natural Gas | Boiler | E4 | Convert to NG Air Source Heat Pump | 57.14% | 0% | 0% | 9.2615 | 0 | 0.11312 | 0 | 10 | 20 | 2019 | 2045 | 100% | 0 | 0 | 0% | Normal | 0% | 1.1521 | 0 | 0 | 1 kBtu/hr | 35000 | 0 | 0.04 | 25.9762 | 218.3333 | 0 | 2.6667 | 0 | 2013 | 1.0605 | HP_GAS-Heating-AEO17-1 | HP_GAS-Heating-AEO17-1 | HP_GAS-Heating-AEO17-1 | 1 | kBtu/hr | 0.04 | Commercial_Grocery (ID)_New_Space Heating_Boiler_Convert to NG Air Source Heat Pump
Commercial_Grocery (ID)_New_Space Heating_Natural Gas_Boiler_E5 | Commercial | Grocery (ID) | New | Space Heating | Natural Gas | Boiler | E5 |  | 0% | 0% | 0% | 0 | 0 | 0 | 0 | 0 | 0 | 0 | 0 | 0% | 0 | 0 | 0% | Normal | 0% | 0 | 0 | 0 | [17 empty] | Commercial_Grocery (ID)_New_Space Heating_Boiler_
Commercial_Grocery (ID)_New_Space Heating_Natural Gas_Boiler_E6 | Commercial | Grocery (ID) | New | Space Heating | Natural Gas | Boiler | E6 |  | 0% | 0% | 0% | 0 | 0 | 0 | 0 | 0 | 0 | 0 | 0 | 0% | 0 | 0 | 0% | Normal | 0% | 0 | 0 | 0 | [17 empty] | Commercial_Grocery (ID)_New_Space Heating_Boiler_
Commercial_Grocery (ID)_New_Space Heating_Natural Gas_Boiler_E7 | Commercial | Grocery (ID) | New | Space Heating | Natural Gas | Boiler | E7 |  | 0% | 0% | 0% | 0 | 0 | 0 | 0 | 0 | 0 | 0 | 0 | 0% | 0 | 0 | 0% | Normal | 0% | 0 | 0 | 0 | [17 empty] | Commercial_Grocery (ID)_New_Space Heating_Boiler_
Commercial_Grocery (ID)_New_Space Heating_Natural Gas_Boiler_E8 | Commercial | Grocery (ID) | New | Space Heating | Natural Gas | Boiler | E8 |  | 0% | 0% | 0% | 0 | 0 | 0 | 0 | 0 | 0 | 0 | 0 | 0% | 0 | 0 | 0% | Normal | 0% | 0 | 0 | 0 | [17 empty] | Commercial_Grocery (ID)_New_Space Heating_Boiler_
Commercial_Grocery (ID)_New_Space Heating_Natural Gas_Boiler_E9 | Commercial | Grocery (ID) | New | Space Heating | Natural Gas | Boiler | E9 |  | 0% | 0% | 0% | 0 | 0 | 0 | 0 | 0 | 0 | 0 | 0 | 0% | 0 | 0 | 0% | Normal | 0% | 0 | 0 | 0 | [17 empty] | Commercial_Grocery (ID)_New_Space Heating_Boiler_
Commercial_Grocery (ID)_New_Space Heating_Natural Gas_Boiler_E10 | Commercial | Grocery (ID) | New | Space Heating | Natural Gas | Boiler | E10 |  | 0% | 0% | 0% | 0 | 0 | 0 | 0 | 0 | 0 | 0 | 0 | 0% | 0 | 0 | 0% | Normal | 0% | 0 | 0 | 0 | [17 empty] | Commercial_Grocery (ID)_New_Space Heating_Boiler_
Commercial_Grocery (ID)_New_Space Heating_Natural Gas_Unit Heater_E1 | Commercial | Grocery (ID) | New | Space Heating | Natural Gas | Unit Heater | E1 | Standard | 100% | 0% | 0% | 0.0096176 | 0 | 0 | 0 | 15 | 25 | 2019 | 2045 | 100% | 0 | 0 | 0% | Normal | 0% | 0.3135 | 0 | 0 | 1 kBtu/Hr | 35000 | 0 | 8.9948e-06 | 2080 | 1051 | 0 | 0 | 0 | 2016 | 1.0174 | UNITHT-Heating-XCELCO-2017-18-3 | UNITHT-Heating-XCELCO-2017-18-3 | UNITHT-Heating-XCELCO-2017-18-3 | 1 | kBtu/Hr | 8.9948e-06 | Commercial_Grocery (ID)_New_Space Heating_Unit Heater_Standard
Commercial_Grocery (ID)_New_Space Heating_Natural Gas_Unit Heater_E2 | Commercial | Grocery (ID) | New | Space Heating | Natural Gas | Unit Heater | E2 | Condensing | 88.94% | 0% | 0% | 0.021093 | 0 | 0 | 0 | 15 | 25 | 2019 | 2045 | 100% | 0 | 0 | 0% | Normal | 0% | 0.27883 | 0 | 0 | 1 kBtu/Hr | 35000 | 0 | 8.9948e-06 | 1850 | 2305 | 0 | 0 | 0 | 2016 | 1.0174 | UNITHT-Heating-XCELCO-2017-18-3 | UNITHT-Heating-XCELCO-2017-18-3 | UNITHT-Heating-XCELCO-2017-18-3 | 1 | kBtu/Hr | 8.9948e-06 | Commercial_Grocery (ID)_New_Space Heating_Unit Heater_Condensing
Commercial_Grocery (ID)_New_Space Heating_Natural Gas_Unit Heater_E3 | Commercial | Grocery (ID) | New | Space Heating | Natural Gas | Unit Heater | E3 | Infrared Radiant | 88.46% | 0% | 0% | 0.011484 | 0 | 0 | 0 | 10 | 20 | 2019 | 2045 | 100% | 0 | 0 | 0% | Normal | 0% | 0.27733 | 0 | 0 | 1 kBtu/Hr | 35000 | 0 | 8.9948e-06 | 1840 | 1255 | 0 | 0 | 0 | 2016 | 1.0174 | UNITHT-Heating-XCELCO-2017-18-4 | UNITHT-Heating-XCELCO-2017-18-4 | UNITHT-Heating-XCELCO-2017-18-4 | 1 | kBtu/Hr | 8.9948e-06 | Commercial_Grocery (ID)_New_Space Heating_Unit Heater_Infrared Radiant
Commercial_Grocery (ID)_New_Space Heating_Natural Gas_Unit Heater_E4 | Commercial | Grocery (ID) | New | Space Heating | Natural Gas | Unit Heater | E4 |  | 0% | 0% | 0% | 0 | 0 | 0 | 0 | 0 | 0 | 0 | 0 | 0% | 0 | 0 | 0% | Normal | 0% | 0 | 0 | 0 | [17 empty] | Commercial_Grocery (ID)_New_Space Heating_Unit Heater_
Commercial_Grocery (ID)_New_Space Heating_Natural Gas_Unit Heater_E5 | Commercial | Grocery (ID) | New | Space Heating | Natural Gas | Unit Heater | E5 |  | 0% | 0% | 0% | 0 | 0 | 0 | 0 | 0 | 0 | 0 | 0 | 0% | 0 | 0 | 0% | Normal | 0% | 0 | 0 | 0 | [17 empty] | Commercial_Grocery (ID)_New_Space Heating_Unit Heater_
Commercial_Grocery (ID)_New_Space Heating_Natural Gas_Unit Heater_E6 | Commercial | Grocery (ID) | New | Space Heating | Natural Gas | Unit Heater | E6 |  | 0% | 0% | 0% | 0 | 0 | 0 | 0 | 0 | 0 | 0 | 0 | 0% | 0 | 0 | 0% | Normal | 0% | 0 | 0 | 0 | [17 empty] | Commercial_Grocery (ID)_New_Space Heating_Unit Heater_
Commercial_Grocery (ID)_New_Space Heating_Natural Gas_Unit Heater_E7 | Commercial | Grocery (ID) | New | Space Heating | Natural Gas | Unit Heater | E7 |  | 0% | 0% | 0% | 0 | 0 | 0 | 0 | 0 | 0 | 0 | 0 | 0% | 0 | 0 | 0% | Normal | 0% | 0 | 0 | 0 | [17 empty] | Commercial_Grocery (ID)_New_Space Heating_Unit Heater_
Commercial_Grocery (ID)_New_Space Heating_Natural Gas_Unit Heater_E8 | Commercial | Grocery (ID) | New | Space Heating | Natural Gas | Unit Heater | E8 |  | 0% | 0% | 0% | 0 | 0 | 0 | 0 | 0 | 0 | 0 | 0 | 0% | 0 | 0 | 0% | Normal | 0% | 0 | 0 | 0 | [17 empty] | Commercial_Grocery (ID)_New_Space Heating_Unit Heater_
Commercial_Grocery (ID)_New_Space Heating_Natural Gas_Unit Heater_E9 | Commercial | Grocery (ID) | New | Space Heating | Natural Gas | Unit Heater | E9 |  | 0% | 0% | 0% | 0 | 0 | 0 | 0 | 0 | 0 | 0 | 0 | 0% | 0 | 0 | 0% | Normal | 0% | 0 | 0 | 0 | [17 empty] | Commercial_Grocery (ID)_New_Space Heating_Unit Heater_
Commercial_Grocery (ID)_New_Space Heating_Natural Gas_Unit Heater_E10 | Commercial | Grocery (ID) | New | Space Heating | Natural Gas | Unit Heater | E10 |  | 0% | 0% | 0% | 0 | 0 | 0 | 0 | 0 | 0 | 0 | 0 | 0% | 0 | 0 | 0% | Normal | 0% | 0 | 0 | 0 | [17 empty] | Commercial_Grocery (ID)_New_Space Heating_Unit Heater_
Commercial_Grocery (ID)_New_Water Heating_Natural Gas_Water Heater_E1 | Commercial | Grocery (ID) | New | Water Heating | Natural Gas | Water Heater | E1 | TE 0.80 | 100% | 0% | 0% | 0.13324 | 0 | 0 | 0 | 10 | 20 | 2019 | 2045 | 100% | 0 | 0 | 0% | Normal | 0% | 0.27445 | 0 | 0 | 1 kBtu/hr | 35000 | 0 | 0.0060076 | 42.0775 | 21.8 | 0 | 0 | 0 | 2017 | 1.0174 | DHW_WH-Water Heating-PG&E-R7-14 | DHW_WH-Water Heating-PG&E-R7-14 | DHW_WH-Water Heating-PG&E-R7-14 | 1 | kBtu/hr | 0.0060076 | Commercial_Grocery (ID)_New_Water Heating_Water Heater_TE 0.80
Commercial_Grocery (ID)_New_Water Heating_Natural Gas_Water Heater_E2 | Commercial | Grocery (ID) | New | Water Heating | Natural Gas | Water Heater | E2 | TE 0.90 | 88.89% | 0% | 0% | 0.15989 | 0 | 0 | 0 | 10 | 20 | 2019 | 2045 | 100% | 0 | 0 | 0% | Normal | 0% | 0.24395 | 0 | 0 | 1 kBtu/hr | 35000 | 0 | 0.0060076 | 37.4022 | 26.16 | 0 | 0 | 0 | 2017 | 1.0174 | DHW_WH-Water Heating-PG&E-R7-14 | DHW_WH-Water Heating-PG&E-R7-14 | DHW_WH-Water Heating-PG&E-R7-14 | 1 | kBtu/hr | 0.0060076 | Commercial_Grocery (ID)_New_Water Heating_Water Heater_TE 0.90
Commercial_Grocery (ID)_New_Water Heating_Natural Gas_Water Heater_E3 | Commercial | Grocery (ID) | New | Water Heating | Natural Gas | Water Heater | E3 | TE 0.94 | 85.11% | 0% | 0% | 0.19654 | 0 | 0 | 0 | 10 | 20 | 2019 | 2045 | 100% | 0 | 0 | 0% | Normal | 0% | 0.23357 | 0 | 0 | 1 kBtu/hr | 35000 | 0 | 0.0060076 | 35.8106 | 30.3604 | 0 | 0 | 0 | 2012 | 1.0776 | DHW_WH-Water Heating-NMTRM-2016-7 | DHW_WH-Water Heating-NMTRM-2016-7 | DHW_WH-Water Heating-NMTRM-2016-7 | 1 | kBtu/hr | 0.0060076 | Commercial_Grocery (ID)_New_Water Heating_Water Heater_TE 0.94
Commercial_Grocery (ID)_New_Water Heating_Natural Gas_Water Heater_E4 | Commercial | Grocery (ID) | New | Water Heating | Natural Gas | Water Heater | E4 | Instantaneous TE 0.94 | 85.02% | 0% | 0% | 0.23073 | 0 | 0 | 0 | 15 | 25 | 2019 | 2045 | 100% | 0 | 0 | 0% | Normal | 0% | 0.23333 | 0 | 0 | 1 kBtu/hr | 35000 | 0 | 0.0060076 | 35.7726 | 35.6404 | 0 | 0 | 0 | 2012 | 1.0776 | DHW_WH-Water Heating-NMTRM-2016-9 | DHW_WH-Water Heating-NMTRM-2016-9 | DHW_WH-Water Heating-NMTRM-2016-9 | 1 | kBtu/hr | 0.0060076 | Commercial_Grocery (ID)_New_Water Heating_Water Heater_Instantaneous TE 0.94
Commercial_Grocery (ID)_New_Water Heating_Natural Gas_Water Heater_E5 | Commercial | Grocery (ID) | New | Water Heating | Natural Gas | Water Heater | E5 | Gas-Fired Absorption HPWH | 53.33% | 0% | 0% | 0.39216 | 0 | 0 | 0 | 10 | 16 | 2019 | 2045 | 100% | 0 | 0 | 0% | Normal | 0% | 0.14637 | 0 | 0 | 1 kBtu/hr | 35000 | 0 | 0.0060076 | 22.4413 | 62.6566 | 0 | 0 | 0 | 2014 | 1.0418 | DHW_WH-Water Heating-DOE-2014-1 | DHW_WH-Water Heating-DOE-2014-1 | DHW_WH-Water Heating-DOE-2014-1 | 1 | kBtu/hr | 0.0060076 | Commercial_Grocery (ID)_New_Water Heating_Water Heater_Gas-Fired Absorption HPWH
Commercial_Grocery (ID)_New_Water Heating_Natural Gas_Water Heater_E6 | Commercial | Grocery (ID) | New | Water Heating | Natural Gas | Water Heater | E6 |  | 0% | 0% | 0% | 0 | 0 | 0 | 0 | 0 | 0 | 0 | 0 | 0% | 0 | 0 | 0% | Normal | 0% | 0 | 0 | 0 | [17 empty] | Commercial_Grocery (ID)_New_Water Heating_Water Heater_
Commercial_Grocery (ID)_New_Water Heating_Natural Gas_Water Heater_E7 | Commercial | Grocery (ID) | New | Water Heating | Natural Gas | Water Heater | E7 |  | 0% | 0% | 0% | 0 | 0 | 0 | 0 | 0 | 0 | 0 | 0 | 0% | 0 | 0 | 0% | Normal | 0% | 0 | 0 | 0 | [17 empty] | Commercial_Grocery (ID)_New_Water Heating_Water Heater_
Commercial_Grocery (ID)_New_Water Heating_Natural Gas_Water Heater_E8 | Commercial | Grocery (ID) | New | Water Heating | Natural Gas | Water Heater | E8 |  | 0% | 0% | 0% | 0 | 0 | 0 | 0 | 0 | 0 | 0 | 0 | 0% | 0 | 0 | 0% | Normal | 0% | 0 | 0 | 0 | [17 empty] | Commercial_Grocery (ID)_New_Water Heating_Water Heater_
Commercial_Grocery (ID)_New_Water Heating_Natural Gas_Water Heater_E9 | Commercial | Grocery (ID) | New | Water Heating | Natural Gas | Water Heater | E9 |  | 0% | 0% | 0% | 0 | 0 | 0 | 0 | 0 | 0 | 0 | 0 | 0% | 0 | 0 | 0% | Normal | 0% | 0 | 0 | 0 | [17 empty] | Commercial_Grocery (ID)_New_Water Heating_Water Heater_
Commercial_Grocery (ID)_New_Water Heating_Natural Gas_Water Heater_E10 | Commercial | Grocery (ID) | New | Water Heating | Natural Gas | Water Heater | E10 |  | 0% | 0% | 0% | 0 | 0 | 0 | 0 | 0 | 0 | 0 | 0 | 0% | 0 | 0 | 0% | Normal | 0% | 0 | 0 | 0 | [17 empty] | Commercial_Grocery (ID)_New_Water Heating_Water Heater_
Commercial_Grocery (ID)_New_Food Preparation_Natural Gas_Oven_E1 | Commercial | Grocery (ID) | New | Food Preparation | Natural Gas | Oven | E1 | Standard | 100% | 0% | 0% | 0.0078836 | 0 | 0 | 0 | 8 | 12 | 2019 | 2045 | 100% | 0 | 0 | 0% | Normal | 0% | 0.11131 | 0 | 0 | 1 unit | 35000 | 0 | 1.5168e-05 | 1050.946 | 490.1 | 0 | 0 | 0 | 2013 | 1.0605 | COOK_OVN-Food Preparation-AEO17-3 | COOK_OVN-Food Preparation-AEO17-3 | COOK_OVN-Food Preparation-ILTRM-v5.0-23 | 1 | unit | 1.5168e-05 | Commercial_Grocery (ID)_New_Food Preparation_Oven_Standard
Commercial_Grocery (ID)_New_Food Preparation_Natural Gas_Oven_E2 | Commercial | Grocery (ID) | New | Food Preparation | Natural Gas | Oven | E2 | ENERGY STAR (>42% Baking Efficiency) | 71.01% | 0% | 0% | 0.010742 | 0 | 0 | 0 | 8 | 12 | 2019 | 2045 | 100% | 0 | 0 | 0% | Normal | 0% | 0.079039 | 0 | 0 | 1 unit | 35000 | 0 | 1.5168e-05 | 746.2722 | 667.81 | 0 | 0 | 0 | 2013 | 1.0605 | COOK_OVN-Food Preparation-AEO17-3 | COOK_OVN-Food Preparation-AEO17-3 | COOK_OVN-Food Preparation-ILTRM-v5.0-23 | 1 | unit | 1.5168e-05 | Commercial_Grocery (ID)_New_Food Preparation_Oven_ENERGY STAR (>42% Baking Efficiency)
Commercial_Grocery (ID)_New_Food Preparation_Natural Gas_Oven_E3 | Commercial | Grocery (ID) | New | Food Preparation | Natural Gas | Oven | E3 |  | 0% | 0% | 0% | 0 | 0 | 0 | 0 | 0 | 0 | 0 | 0 | 0% | 0 | 0 | 0% | Normal | 0% | 0 | 0 | 0 | [17 empty] | Commercial_Grocery (ID)_New_Food Preparation_Oven_
Commercial_Grocery (ID)_New_Food Preparation_Natural Gas_Oven_E4 | Commercial | Grocery (ID) | New | Food Preparation | Natural Gas | Oven | E4 |  | 0% | 0% | 0% | 0 | 0 | 0 | 0 | 0 | 0 | 0 | 0 | 0% | 0 | 0 | 0% | Normal | 0% | 0 | 0 | 0 | [17 empty] | Commercial_Grocery (ID)_New_Food Preparation_Oven_
Commercial_Grocery (ID)_New_Food Preparation_Natural Gas_Oven_E5 | Commercial | Grocery (ID) | New | Food Preparation | Natural Gas | Oven | E5 |  | 0% | 0% | 0% | 0 | 0 | 0 | 0 | 0 | 0 | 0 | 0 | 0% | 0 | 0 | 0% | Normal | 0% | 0 | 0 | 0 | [17 empty] | Commercial_Grocery (ID)_New_Food Preparation_Oven_
Commercial_Grocery (ID)_New_Food Preparation_Natural Gas_Oven_E6 | Commercial | Grocery (ID) | New | Food Preparation | Natural Gas | Oven | E6 |  | 0% | 0% | 0% | 0 | 0 | 0 | 0 | 0 | 0 | 0 | 0 | 0% | 0 | 0 | 0% | Normal | 0% | 0 | 0 | 0 | [17 empty] | Commercial_Grocery (ID)_New_Food Preparation_Oven_
Commercial_Grocery (ID)_New_Food Preparation_Natural Gas_Oven_E7 | Commercial | Grocery (ID) | New | Food Preparation | Natural Gas | Oven | E7 |  | 0% | 0% | 0% | 0 | 0 | 0 | 0 | 0 | 0 | 0 | 0 | 0% | 0 | 0 | 0% | Normal | 0% | 0 | 0 | 0 | [17 empty] | Commercial_Grocery (ID)_New_Food Preparation_Oven_
Commercial_Grocery (ID)_New_Food Preparation_Natural Gas_Oven_E8 | Commercial | Grocery (ID) | New | Food Preparation | Natural Gas | Oven | E8 |  | 0% | 0% | 0% | 0 | 0 | 0 | 0 | 0 | 0 | 0 | 0 | 0% | 0 | 0 | 0% | Normal | 0% | 0 | 0 | 0 | [17 empty] | Commercial_Grocery (ID)_New_Food Preparation_Oven_
Commercial_Grocery (ID)_New_Food Preparation_Natural Gas_Oven_E9 | Commercial | Grocery (ID) | New | Food Preparation | Natural Gas | Oven | E9 |  | 0% | 0% | 0% | 0 | 0 | 0 | 0 | 0 | 0 | 0 | 0 | 0% | 0 | 0 | 0% | Normal | 0% | 0 | 0 | 0 | [17 empty] | Commercial_Grocery (ID)_New_Food Preparation_Oven_
Commercial_Grocery (ID)_New_Food Preparation_Natural Gas_Oven_E10 | Commercial | Grocery (ID) | New | Food Preparation | Natural Gas | Oven | E10 |  | 0% | 0% | 0% | 0 | 0 | 0 | 0 | 0 | 0 | 0 | 0 | 0% | 0 | 0 | 0% | Normal | 0% | 0 | 0 | 0 | [17 empty] | Commercial_Grocery (ID)_New_Food Preparation_Oven_
Commercial_Grocery (ID)_New_Food Preparation_Natural Gas_Conveyor Oven_E1 | Commercial | Grocery (ID) | New | Food Preparation | Natural Gas | Conveyor Oven | E1 | Standard | 100% | 0% | 0% | 0.0063614 | 0 | 0 | 0 | 15 | 19 | 2019 | 2045 | 100% | 0 | 0 | 0% | Normal | 0% | 0.17963 | 0 | 0 | 1 unit | 35000 | 0 | 3.6021e-06 | 3571 | 1665.3064 | 0 | 0 | 0 | 2013 | 1.0605 | COOK_OVN-Food Preparation-ILTRM-v5.0-24 | COOK_OVN-Food Preparation-AEO17-3 | https://fishnick.com/saveenergy/tools/calculators/gconvovencalc.php | 1 | unit | 3.6021e-06 | Commercial_Grocery (ID)_New_Food Preparation_Conveyor Oven_Standard
Commercial_Grocery (ID)_New_Food Preparation_Natural Gas_Conveyor Oven_E2 | Commercial | Grocery (ID) | New | Food Preparation | Natural Gas | Conveyor Oven | E2 | ENERGY STAR (>42% Baking Efficiency) | 79.47% | 0% | 0% | 0.013477 | 0 | 0 | 0 | 15 | 19 | 2019 | 2045 | 100% | 0 | 0 | 0% | Normal | 0% | 0.14276 | 0 | 0 | 1 unit | 35000 | 0 | 3.6021e-06 | 2838 | 3409.1835 | 0 | 0 | 0 | 2011 | 1.0975 | COOK_OVN-Food Preparation-ILTRM-v5.0-24 | COOK_OVN-Food Preparation-ILTRM-v5.0-24 | COOK_OVN-Food Preparation-ILTRM-v5.0-24 | 1 | unit | 3.6021e-06 | Commercial_Grocery (ID)_New_Food Preparation_Conveyor Oven_ENERGY STAR (>42% Baking Efficiency)
Commercial_Grocery (ID)_New_Food Preparation_Natural Gas_Conveyor Oven_E3 | Commercial | Grocery (ID) | New | Food Preparation | Natural Gas | Conveyor Oven | E3 |  | 0% | 0% | 0% | 0 | 0 | 0 | 0 | 0 | 0 | 0 | 0 | 0% | 0 | 0 | 0% | Normal | 0% | 0 | 0 | 0 | [17 empty] | Commercial_Grocery (ID)_New_Food Preparation_Conveyor Oven_
Commercial_Grocery (ID)_New_Food Preparation_Natural Gas_Conveyor Oven_E4 | Commercial | Grocery (ID) | New | Food Preparation | Natural Gas | Conveyor Oven | E4 |  | 0% | 0% | 0% | 0 | 0 | 0 | 0 | 0 | 0 | 0 | 0 | 0% | 0 | 0 | 0% | Normal | 0% | 0 | 0 | 0 | [17 empty] | Commercial_Grocery (ID)_New_Food Preparation_Conveyor Oven_
Commercial_Grocery (ID)_New_Food Preparation_Natural Gas_Conveyor Oven_E5 | Commercial | Grocery (ID) | New | Food Preparation | Natural Gas | Conveyor Oven | E5 |  | 0% | 0% | 0% | 0 | 0 | 0 | 0 | 0 | 0 | 0 | 0 | 0% | 0 | 0 | 0% | Normal | 0% | 0 | 0 | 0 | [17 empty] | Commercial_Grocery (ID)_New_Food Preparation_Conveyor Oven_
Commercial_Grocery (ID)_New_Food Preparation_Natural Gas_Conveyor Oven_E6 | Commercial | Grocery (ID) | New | Food Preparation | Natural Gas | Conveyor Oven | E6 |  | 0% | 0% | 0% | 0 | 0 | 0 | 0 | 0 | 0 | 0 | 0 | 0% | 0 | 0 | 0% | Normal | 0% | 0 | 0 | 0 | [17 empty] | Commercial_Grocery (ID)_New_Food Preparation_Conveyor Oven_
Commercial_Grocery (ID)_New_Food Preparation_Natural Gas_Conveyor Oven_E7 | Commercial | Grocery (ID) | New | Food Preparation | Natural Gas | Conveyor Oven | E7 |  | 0% | 0% | 0% | 0 | 0 | 0 | 0 | 0 | 0 | 0 | 0 | 0% | 0 | 0 | 0% | Normal | 0% | 0 | 0 | 0 | [17 empty] | Commercial_Grocery (ID)_New_Food Preparation_Conveyor Oven_
Commercial_Grocery (ID)_New_Food Preparation_Natural Gas_Conveyor Oven_E8 | Commercial | Grocery (ID) | New | Food Preparation | Natural Gas | Conveyor Oven | E8 |  | 0% | 0% | 0% | 0 | 0 | 0 | 0 | 0 | 0 | 0 | 0 | 0% | 0 | 0 | 0% | Normal | 0% | 0 | 0 | 0 | [17 empty] | Commercial_Grocery (ID)_New_Food Preparation_Conveyor Oven_
Commercial_Grocery (ID)_New_Food Preparation_Natural Gas_Conveyor Oven_E9 | Commercial | Grocery (ID) | New | Food Preparation | Natural Gas | Conveyor Oven | E9 |  | 0% | 0% | 0% | 0 | 0 | 0 | 0 | 0 | 0 | 0 | 0 | 0% | 0 | 0 | 0% | Normal | 0% | 0 | 0 | 0 | [17 empty] | Commercial_Grocery (ID)_New_Food Preparation_Conveyor Oven_
Commercial_Grocery (ID)_New_Food Preparation_Natural Gas_Conveyor Oven_E10 | Commercial | Grocery (ID) | New | Food Preparation | Natural Gas | Conveyor Oven | E10 |  | 0% | 0% | 0% | 0 | 0 | 0 | 0 | 0 | 0 | 0 | 0 | 0% | 0 | 0 | 0% | Normal | 0% | 0 | 0 | 0 | [17 empty] | Commercial_Grocery (ID)_New_Food Preparation_Conveyor Oven_
Commercial_Grocery (ID)_New_Food Preparation_Natural Gas_Double Rack Oven_E1 | Commercial | Grocery (ID) | New | Food Preparation | Natural Gas | Double Rack Oven | E1 | Standard | 100% | 0% | 0% | 0.010952 | 0 | 0 | 0 | 8 | 16 | 2019 | 2045 | 100% | 0 | 0 | 0% | Normal | 0% | 0.30927 | 0 | 0 | 1 unit | 35000 | 0 | 4.0822e-06 | 5425 | 2529.904 | 0 | 0 | 0 | 2013 | 1.0605 | COOK_OVN-Food Preparation-ILTRM-v5.0-25 | COOK_OVN-Food Preparation-ILTRM-v5.0-25 | https://fishnick.com/saveenergy/tools/calculators/grackovencalc.php | 1 | unit | 4.0822e-06 | Commercial_Grocery (ID)_New_Food Preparation_Double Rack Oven_Standard
Commercial_Grocery (ID)_New_Food Preparation_Natural Gas_Double Rack Oven_E2 | Commercial | Grocery (ID) | New | Food Preparation | Natural Gas | Double Rack Oven | E2 | FTSC Qualified (>50% Cooking Efficiency) | 61.95% | 0% | 0% | 0.049687 | 0 | 0 | 0 | 8 | 16 | 2019 | 2045 | 100% | 0 | 0 | 0% | Normal | 0% | 0.1916 | 0 | 0 | 1 unit | 35000 | 0 | 4.0822e-06 | 3361 | 11090.6431 | 0 | 0 | 0 | 2011 | 1.0975 | COOK_OVN-Food Preparation-ILTRM-v5.0-25 | COOK_OVN-Food Preparation-ILTRM-v5.0-25 | COOK_OVN-Food Preparation-ILTRM-v5.0-25 | 1 | unit | 4.0822e-06 | Commercial_Grocery (ID)_New_Food Preparation_Double Rack Oven_FTSC Qualified (>50% Cooking Efficiency)
Commercial_Grocery (ID)_New_Food Preparation_Natural Gas_Double Rack Oven_E3 | Commercial | Grocery (ID) | New | Food Preparation | Natural Gas | Double Rack Oven | E3 |  | 0% | 0% | 0% | 0 | 0 | 0 | 0 | 0 | 0 | 0 | 0 | 0% | 0 | 0 | 0% | Normal | 0% | 0 | 0 | 0 | [17 empty] | Commercial_Grocery (ID)_New_Food Preparation_Double Rack Oven_
Commercial_Grocery (ID)_New_Food Preparation_Natural Gas_Double Rack Oven_E4 | Commercial | Grocery (ID) | New | Food Preparation | Natural Gas | Double Rack Oven | E4 |  | 0% | 0% | 0% | 0 | 0 | 0 | 0 | 0 | 0 | 0 | 0 | 0% | 0 | 0 | 0% | Normal | 0% | 0 | 0 | 0 | [17 empty] | Commercial_Grocery (ID)_New_Food Preparation_Double Rack Oven_
Commercial_Grocery (ID)_New_Food Preparation_Natural Gas_Double Rack Oven_E5 | Commercial | Grocery (ID) | New | Food Preparation | Natural Gas | Double Rack Oven | E5 |  | 0% | 0% | 0% | 0 | 0 | 0 | 0 | 0 | 0 | 0 | 0 | 0% | 0 | 0 | 0% | Normal | 0% | 0 | 0 | 0 | [17 empty] | Commercial_Grocery (ID)_New_Food Preparation_Double Rack Oven_
Commercial_Grocery (ID)_New_Food Preparation_Natural Gas_Double Rack Oven_E6 | Commercial | Grocery (ID) | New | Food Preparation | Natural Gas | Double Rack Oven | E6 |  | 0% | 0% | 0% | 0 | 0 | 0 | 0 | 0 | 0 | 0 | 0 | 0% | 0 | 0 | 0% | Normal | 0% | 0 | 0 | 0 | [17 empty] | Commercial_Grocery (ID)_New_Food Preparation_Double Rack Oven_
Commercial_Grocery (ID)_New_Food Preparation_Natural Gas_Double Rack Oven_E7 | Commercial | Grocery (ID) | New | Food Preparation | Natural Gas | Double Rack Oven | E7 |  | 0% | 0% | 0% | 0 | 0 | 0 | 0 | 0 | 0 | 0 | 0 | 0% | 0 | 0 | 0% | Normal | 0% | 0 | 0 | 0 | [17 empty] | Commercial_Grocery (ID)_New_Food Preparation_Double Rack Oven_
Commercial_Grocery (ID)_New_Food Preparation_Natural Gas_Double Rack Oven_E8 | Commercial | Grocery (ID) | New | Food Preparation | Natural Gas | Double Rack Oven | E8 |  | 0% | 0% | 0% | 0 | 0 | 0 | 0 | 0 | 0 | 0 | 0 | 0% | 0 | 0 | 0% | Normal | 0% | 0 | 0 | 0 | [17 empty] | Commercial_Grocery (ID)_New_Food Preparation_Double Rack Oven_
Commercial_Grocery (ID)_New_Food Preparation_Natural Gas_Double Rack Oven_E9 | Commercial | Grocery (ID) | New | Food Preparation | Natural Gas | Double Rack Oven | E9 |  | 0% | 0% | 0% | 0 | 0 | 0 | 0 | 0 | 0 | 0 | 0 | 0% | 0 | 0 | 0% | Normal | 0% | 0 | 0 | 0 | [17 empty] | Commercial_Grocery (ID)_New_Food Preparation_Double Rack Oven_
Commercial_Grocery (ID)_New_Food Preparation_Natural Gas_Double Rack Oven_E10 | Commercial | Grocery (ID) | New | Food Preparation | Natural Gas | Double Rack Oven | E10 |  | 0% | 0% | 0% | 0 | 0 | 0 | 0 | 0 | 0 | 0 | 0 | 0% | 0 | 0 | 0% | Normal | 0% | 0 | 0 | 0 | [17 empty] | Commercial_Grocery (ID)_New_Food Preparation_Double Rack Oven_
Commercial_Grocery (ID)_New_Food Preparation_Natural Gas_Fryer_E1 | Commercial | Grocery (ID) | New | Food Preparation | Natural Gas | Fryer | E1 | Standard | 100% | 0% | 0% | 0.076601 | 0 | 0 | 0 | 10 | 20 | 2019 | 2045 | 100% | 0 | 0 | 0% | Normal | 0% | 0.1555 | 0 | 0 | 1 unit | 35000 | 0 | 2.7355e-05 | 1628.2323 | 2500 | 0 | 0 | 0 | 2010 | 1.1201 | COOK_FRY-Food Preparation-ILTRM-v4.0-1 | Estimate | COOK_FRY-Food Preparation-ILTRM-v4.0-1 | 1 | unit | 2.7355e-05 | Commercial_Grocery (ID)_New_Food Preparation_Fryer_Standard
Commercial_Grocery (ID)_New_Food Preparation_Natural Gas_Fryer_E2 | Commercial | Grocery (ID) | New | Food Preparation | Natural Gas | Fryer | E2 | ENERGY STAR | 68.97% | 0% | 0% | 0.11337 | 0 | 0 | 0 | 10 | 20 | 2019 | 2045 | 100% | 0 | 0 | 0% | Normal | 0% | 0.10725 | 0 | 0 | 1 unit | 35000 | 0 | 2.7355e-05 | 1122.9977 | 3700 | 0 | 0 | 0 | 2010 | 1.1201 | COOK_FRY-Food Preparation-ILTRM-v4.0-1 | COOK_FRY-Food Preparation-ILTRM-v4.0-1 | COOK_FRY-Food Preparation-ILTRM-v4.0-1 | 1 | unit | 2.7355e-05 | Commercial_Grocery (ID)_New_Food Preparation_Fryer_ENERGY STAR
Commercial_Grocery (ID)_New_Food Preparation_Natural Gas_Fryer_E3 | Commercial | Grocery (ID) | New | Food Preparation | Natural Gas | Fryer | E3 |  | 0% | 0% | 0% | 0 | 0 | 0 | 0 | 0 | 0 | 0 | 0 | 0% | 0 | 0 | 0% | Normal | 0% | 0 | 0 | 0 | [17 empty] | Commercial_Grocery (ID)_New_Food Preparation_Fryer_
Commercial_Grocery (ID)_New_Food Preparation_Natural Gas_Fryer_E4 | Commercial | Grocery (ID) | New | Food Preparation | Natural Gas | Fryer | E4 |  | 0% | 0% | 0% | 0 | 0 | 0 | 0 | 0 | 0 | 0 | 0 | 0% | 0 | 0 | 0% | Normal | 0% | 0 | 0 | 0 | [17 empty] | Commercial_Grocery (ID)_New_Food Preparation_Fryer_
Commercial_Grocery (ID)_New_Food Preparation_Natural Gas_Fryer_E5 | Commercial | Grocery (ID) | New | Food Preparation | Natural Gas | Fryer | E5 |  | 0% | 0% | 0% | 0 | 0 | 0 | 0 | 0 | 0 | 0 | 0 | 0% | 0 | 0 | 0% | Normal | 0% | 0 | 0 | 0 | [17 empty] | Commercial_Grocery (ID)_New_Food Preparation_Fryer_
Commercial_Grocery (ID)_New_Food Preparation_Natural Gas_Fryer_E6 | Commercial | Grocery (ID) | New | Food Preparation | Natural Gas | Fryer | E6 |  | 0% | 0% | 0% | 0 | 0 | 0 | 0 | 0 | 0 | 0 | 0 | 0% | 0 | 0 | 0% | Normal | 0% | 0 | 0 | 0 | [17 empty] | Commercial_Grocery (ID)_New_Food Preparation_Fryer_
Commercial_Grocery (ID)_New_Food Preparation_Natural Gas_Fryer_E7 | Commercial | Grocery (ID) | New | Food Preparation | Natural Gas | Fryer | E7 |  | 0% | 0% | 0% | 0 | 0 | 0 | 0 | 0 | 0 | 0 | 0 | 0% | 0 | 0 | 0% | Normal | 0% | 0 | 0 | 0 | [17 empty] | Commercial_Grocery (ID)_New_Food Preparation_Fryer_
Commercial_Grocery (ID)_New_Food Preparation_Natural Gas_Fryer_E8 | Commercial | Grocery (ID) | New | Food Preparation | Natural Gas | Fryer | E8 |  | 0% | 0% | 0% | 0 | 0 | 0 | 0 | 0 | 0 | 0 | 0 | 0% | 0 | 0 | 0% | Normal | 0% | 0 | 0 | 0 | [17 empty] | Commercial_Grocery (ID)_New_Food Preparation_Fryer_
Commercial_Grocery (ID)_New_Food Preparation_Natural Gas_Fryer_E9 | Commercial | Grocery (ID) | New | Food Preparation | Natural Gas | Fryer | E9 |  | 0% | 0% | 0% | 0 | 0 | 0 | 0 | 0 | 0 | 0 | 0 | 0% | 0 | 0 | 0% | Normal | 0% | 0 | 0 | 0 | [17 empty] | Commercial_Grocery (ID)_New_Food Preparation_Fryer_
Commercial_Grocery (ID)_New_Food Preparation_Natural Gas_Fryer_E10 | Commercial | Grocery (ID) | New | Food Preparation | Natural Gas | Fryer | E10 |  | 0% | 0% | 0% | 0 | 0 | 0 | 0 | 0 | 0 | 0 | 0 | 0% | 0 | 0 | 0% | Normal | 0% | 0 | 0 | 0 | [17 empty] | Commercial_Grocery (ID)_New_Food Preparation_Fryer_
Commercial_Grocery (ID)_New_Food Preparation_Natural Gas_Broiler_E1 | Commercial | Grocery (ID) | New | Food Preparation | Natural Gas | Broiler | E1 | Standard | 100% | 0% | 0% | 0.26819 | 0 | 0 | 0 | 8 | 16 | 2019 | 2045 | 100% | 0 | 0 | 0% | Normal | 0% | 0.15884 | 0 | 0 | 1 unit | 35000 | 0 | 9.7747e-05 | 1625 | 2500 | 0 | 0 | 0 | 2011 | 1.0975 | COOK_BRL-Food Preparation-ILTRM-v4.0-2 | Estimate | COOK_BRL-Food Preparation-ILTRM-v4.0-2 | 1 | unit | 9.7747e-05 | Commercial_Grocery (ID)_New_Food Preparation_Broiler_Standard
Commercial_Grocery (ID)_New_Food Preparation_Natural Gas_Broiler_E2 | Commercial | Grocery (ID) | New | Food Preparation | Natural Gas | Broiler | E2 | Infrared Burners | 85.29% | 0% | 0% | 0.37546 | 0 | 0 | 0 | 8 | 16 | 2019 | 2045 | 100% | 0 | 0 | 0% | Normal | 0% | 0.13548 | 0 | 0 | 1 unit | 35000 | 0 | 9.7747e-05 | 1386 | 3500 | 0 | 0 | 0 | 2011 | 1.0975 | COOK_BRL-Food Preparation-ILTRM-v4.0-2 | COOK_BRL-Food Preparation-ILTRM-v4.0-2 | COOK_BRL-Food Preparation-ILTRM-v4.0-2 | 1 | unit | 9.7747e-05 | Commercial_Grocery (ID)_New_Food Preparation_Broiler_Infrared Burners
Commercial_Grocery (ID)_New_Food Preparation_Natural Gas_Broiler_E3 | Commercial | Grocery (ID) | New | Food Preparation | Natural Gas | Broiler | E3 |  | 0% | 0% | 0% | 0 | 0 | 0 | 0 | 0 | 0 | 0 | 0 | 0% | 0 | 0 | 0% | Normal | 0% | 0 | 0 | 0 | [17 empty] | Commercial_Grocery (ID)_New_Food Preparation_Broiler_
Commercial_Grocery (ID)_New_Food Preparation_Natural Gas_Broiler_E4 | Commercial | Grocery (ID) | New | Food Preparation | Natural Gas | Broiler | E4 |  | 0% | 0% | 0% | 0 | 0 | 0 | 0 | 0 | 0 | 0 | 0 | 0% | 0 | 0 | 0% | Normal | 0% | 0 | 0 | 0 | [17 empty] | Commercial_Grocery (ID)_New_Food Preparation_Broiler_
Commercial_Grocery (ID)_New_Food Preparation_Natural Gas_Broiler_E5 | Commercial | Grocery (ID) | New | Food Preparation | Natural Gas | Broiler | E5 |  | 0% | 0% | 0% | 0 | 0 | 0 | 0 | 0 | 0 | 0 | 0 | 0% | 0 | 0 | 0% | Normal | 0% | 0 | 0 | 0 | [17 empty] | Commercial_Grocery (ID)_New_Food Preparation_Broiler_
Commercial_Grocery (ID)_New_Food Preparation_Natural Gas_Broiler_E6 | Commercial | Grocery (ID) | New | Food Preparation | Natural Gas | Broiler | E6 |  | 0% | 0% | 0% | 0 | 0 | 0 | 0 | 0 | 0 | 0 | 0 | 0% | 0 | 0 | 0% | Normal | 0% | 0 | 0 | 0 | [17 empty] | Commercial_Grocery (ID)_New_Food Preparation_Broiler_
Commercial_Grocery (ID)_New_Food Preparation_Natural Gas_Broiler_E7 | Commercial | Grocery (ID) | New | Food Preparation | Natural Gas | Broiler | E7 |  | 0% | 0% | 0% | 0 | 0 | 0 | 0 | 0 | 0 | 0 | 0 | 0% | 0 | 0 | 0% | Normal | 0% | 0 | 0 | 0 | [17 empty] | Commercial_Grocery (ID)_New_Food Preparation_Broiler_
Commercial_Grocery (ID)_New_Food Preparation_Natural Gas_Broiler_E8 | Commercial | Grocery (ID) | New | Food Preparation | Natural Gas | Broiler | E8 |  | 0% | 0% | 0% | 0 | 0 | 0 | 0 | 0 | 0 | 0 | 0 | 0% | 0 | 0 | 0% | Normal | 0% | 0 | 0 | 0 | [17 empty] | Commercial_Grocery (ID)_New_Food Preparation_Broiler_
Commercial_Grocery (ID)_New_Food Preparation_Natural Gas_Broiler_E9 | Commercial | Grocery (ID) | New | Food Preparation | Natural Gas | Broiler | E9 |  | 0% | 0% | 0% | 0 | 0 | 0 | 0 | 0 | 0 | 0 | 0 | 0% | 0 | 0 | 0% | Normal | 0% | 0 | 0 | 0 | [17 empty] | Commercial_Grocery (ID)_New_Food Preparation_Broiler_
Commercial_Grocery (ID)_New_Food Preparation_Natural Gas_Broiler_E10 | Commercial | Grocery (ID) | New | Food Preparation | Natural Gas | Broiler | E10 |  | 0% | 0% | 0% | 0 | 0 | 0 | 0 | 0 | 0 | 0 | 0 | 0% | 0 | 0 | 0% | Normal | 0% | 0 | 0 | 0 | [17 empty] | Commercial_Grocery (ID)_New_Food Preparation_Broiler_
Commercial_Grocery (ID)_New_Food Preparation_Natural Gas_Griddle_E1 | Commercial | Grocery (ID) | New | Food Preparation | Natural Gas | Griddle | E1 | Standard | 100% | 0% | 0% | 0.1423 | 0 | 0 | 0 | 8 | 16 | 2019 | 2045 | 100% | 0 | 0 | 0% | Normal | 0% | 0.11039 | 0 | 0 | 1 unit | 35000 | 0 | 2.6054e-05 | 1213.5601 | 5150 | 0 | 0 | 0 | 2013 | 1.0605 | COOK_GRD-Food Preparation-ILTRM-v5.0-1 | COOK_GRD-Food Preparation-EIA14-2014 Ref. Case-5 | COOK_GRD-Food Preparation-ILTRM-v5.0-1 | 1 | unit | 2.6054e-05 | Commercial_Grocery (ID)_New_Food Preparation_Griddle_Standard
Commercial_Grocery (ID)_New_Food Preparation_Natural Gas_Griddle_E2 | Commercial | Grocery (ID) | New | Food Preparation | Natural Gas | Griddle | E2 | ENERGY STAR | 87.77% | 0% | 0% | 0.15224 | 0 | 0 | 0 | 8 | 16 | 2019 | 2045 | 100% | 0 | 0 | 0% | Normal | 0% | 0.096888 | 0 | 0 | 1 unit | 35000 | 0 | 2.6054e-05 | 1065.1506 | 5510 | 0 | 0 | 0 | 2013 | 1.0605 | COOK_GRD-Food Preparation-ILTRM-v5.0-1 | COOK_GRD-Food Preparation-EIA14-2014 Ref. Case-5 | COOK_GRD-Food Preparation-ILTRM-v5.0-1 | 1 | unit | 2.6054e-05 | Commercial_Grocery (ID)_New_Food Preparation_Griddle_ENERGY STAR
Commercial_Grocery (ID)_New_Food Preparation_Natural Gas_Griddle_E3 | Commercial | Grocery (ID) | New | Food Preparation | Natural Gas | Griddle | E3 |  | 0% | 0% | 0% | 0 | 0 | 0 | 0 | 0 | 0 | 0 | 0 | 0% | 0 | 0 | 0% | Normal | 0% | 0 | 0 | 0 | [17 empty] | Commercial_Grocery (ID)_New_Food Preparation_Griddle_
Commercial_Grocery (ID)_New_Food Preparation_Natural Gas_Griddle_E4 | Commercial | Grocery (ID) | New | Food Preparation | Natural Gas | Griddle | E4 |  | 0% | 0% | 0% | 0 | 0 | 0 | 0 | 0 | 0 | 0 | 0 | 0% | 0 | 0 | 0% | Normal | 0% | 0 | 0 | 0 | [17 empty] | Commercial_Grocery (ID)_New_Food Preparation_Griddle_
Commercial_Grocery (ID)_New_Food Preparation_Natural Gas_Griddle_E5 | Commercial | Grocery (ID) | New | Food Preparation | Natural Gas | Griddle | E5 |  | 0% | 0% | 0% | 0 | 0 | 0 | 0 | 0 | 0 | 0 | 0 | 0% | 0 | 0 | 0% | Normal | 0% | 0 | 0 | 0 | [17 empty] | Commercial_Grocery (ID)_New_Food Preparation_Griddle_
Commercial_Grocery (ID)_New_Food Preparation_Natural Gas_Griddle_E6 | Commercial | Grocery (ID) | New | Food Preparation | Natural Gas | Griddle | E6 |  | 0% | 0% | 0% | 0 | 0 | 0 | 0 | 0 | 0 | 0 | 0 | 0% | 0 | 0 | 0% | Normal | 0% | 0 | 0 | 0 | [17 empty] | Commercial_Grocery (ID)_New_Food Preparation_Griddle_
Commercial_Grocery (ID)_New_Food Preparation_Natural Gas_Griddle_E7 | Commercial | Grocery (ID) | New | Food Preparation | Natural Gas | Griddle | E7 |  | 0% | 0% | 0% | 0 | 0 | 0 | 0 | 0 | 0 | 0 | 0 | 0% | 0 | 0 | 0% | Normal | 0% | 0 | 0 | 0 | [17 empty] | Commercial_Grocery (ID)_New_Food Preparation_Griddle_
Commercial_Grocery (ID)_New_Food Preparation_Natural Gas_Griddle_E8 | Commercial | Grocery (ID) | New | Food Preparation | Natural Gas | Griddle | E8 |  | 0% | 0% | 0% | 0 | 0 | 0 | 0 | 0 | 0 | 0 | 0 | 0% | 0 | 0 | 0% | Normal | 0% | 0 | 0 | 0 | [17 empty] | Commercial_Grocery (ID)_New_Food Preparation_Griddle_
Commercial_Grocery (ID)_New_Food Preparation_Natural Gas_Griddle_E9 | Commercial | Grocery (ID) | New | Food Preparation | Natural Gas | Griddle | E9 |  | 0% | 0% | 0% | 0 | 0 | 0 | 0 | 0 | 0 | 0 | 0 | 0% | 0 | 0 | 0% | Normal | 0% | 0 | 0 | 0 | [17 empty] | Commercial_Grocery (ID)_New_Food Preparation_Griddle_
Commercial_Grocery (ID)_New_Food Preparation_Natural Gas_Griddle_E10 | Commercial | Grocery (ID) | New | Food Preparation | Natural Gas | Griddle | E10 |  | 0% | 0% | 0% | 0 | 0 | 0 | 0 | 0 | 0 | 0 | 0 | 0% | 0 | 0 | 0% | Normal | 0% | 0 | 0 | 0 | [17 empty] | Commercial_Grocery (ID)_New_Food Preparation_Griddle_
Commercial_Grocery (ID)_New_Food Preparation_Natural Gas_Range_E1 | Commercial | Grocery (ID) | New | Food Preparation | Natural Gas | Range | E1 | Standard | 100% | 0% | 0% | 0.14654 | 0 | 0 | 0 | 8 | 12 | 2019 | 2045 | 100% | 0 | 0 | 0% | Normal | 0% | 0.1492 | 0 | 0 | 1 unit | 35000 | 0 | 2.9072e-05 | 1470 | 4500 | 0 | 0 | 0 | 2010 | 1.1201 | COOK_OVN-Food Preparation-AEO17-1 | Estimate | DOE Commercial R&D 2016 - Table 2-12 | 1 | unit | 2.9072e-05 | Commercial_Grocery (ID)_New_Food Preparation_Range_Standard
Commercial_Grocery (ID)_New_Food Preparation_Natural Gas_Range_E2 | Commercial | Grocery (ID) | New | Food Preparation | Natural Gas | Range | E2 | High Efficiency | 50% | 0% | 0% | 0.15957 | 0 | 0 | 0 | 8 | 12 | 2019 | 2045 | 100% | 0 | 0 | 0% | Normal | 0% | 0.074601 | 0 | 0 | 1 unit | 35000 | 0 | 2.9072e-05 | 735 | 4900 | 0 | 0 | 0 | 2010 | 1.1201 | COOK_OVN-Food Preparation-AEO17-1 | DOE Commercial R&D 2016 - Table 2-10 | DOE Commercial R&D 2016 - Table 2-18 | 1 | unit | 2.9072e-05 | Commercial_Grocery (ID)_New_Food Preparation_Range_High Efficiency
Commercial_Grocery (ID)_New_Food Preparation_Natural Gas_Range_E3 | Commercial | Grocery (ID) | New | Food Preparation | Natural Gas | Range | E3 |  | 0% | 0% | 0% | 0 | 0 | 0 | 0 | 0 | 0 | 0 | 0 | 0% | 0 | 0 | 0% | Normal | 0% | 0 | 0 | 0 | [17 empty] | Commercial_Grocery (ID)_New_Food Preparation_Range_
Commercial_Grocery (ID)_New_Food Preparation_Natural Gas_Range_E4 | Commercial | Grocery (ID) | New | Food Preparation | Natural Gas | Range | E4 |  | 0% | 0% | 0% | 0 | 0 | 0 | 0 | 0 | 0 | 0 | 0 | 0% | 0 | 0 | 0% | Normal | 0% | 0 | 0 | 0 | [17 empty] | Commercial_Grocery (ID)_New_Food Preparation_Range_
Commercial_Grocery (ID)_New_Food Preparation_Natural Gas_Range_E5 | Commercial | Grocery (ID) | New | Food Preparation | Natural Gas | Range | E5 |  | 0% | 0% | 0% | 0 | 0 | 0 | 0 | 0 | 0 | 0 | 0 | 0% | 0 | 0 | 0% | Normal | 0% | 0 | 0 | 0 | [17 empty] | Commercial_Grocery (ID)_New_Food Preparation_Range_
Commercial_Grocery (ID)_New_Food Preparation_Natural Gas_Range_E6 | Commercial | Grocery (ID) | New | Food Preparation | Natural Gas | Range | E6 |  | 0% | 0% | 0% | 0 | 0 | 0 | 0 | 0 | 0 | 0 | 0 | 0% | 0 | 0 | 0% | Normal | 0% | 0 | 0 | 0 | [17 empty] | Commercial_Grocery (ID)_New_Food Preparation_Range_
Commercial_Grocery (ID)_New_Food Preparation_Natural Gas_Range_E7 | Commercial | Grocery (ID) | New | Food Preparation | Natural Gas | Range | E7 |  | 0% | 0% | 0% | 0 | 0 | 0 | 0 | 0 | 0 | 0 | 0 | 0% | 0 | 0 | 0% | Normal | 0% | 0 | 0 | 0 | [17 empty] | Commercial_Grocery (ID)_New_Food Preparation_Range_
Commercial_Grocery (ID)_New_Food Preparation_Natural Gas_Range_E8 | Commercial | Grocery (ID) | New | Food Preparation | Natural Gas | Range | E8 |  | 0% | 0% | 0% | 0 | 0 | 0 | 0 | 0 | 0 | 0 | 0 | 0% | 0 | 0 | 0% | Normal | 0% | 0 | 0 | 0 | [17 empty] | Commercial_Grocery (ID)_New_Food Preparation_Range_
Commercial_Grocery (ID)_New_Food Preparation_Natural Gas_Range_E9 | Commercial | Grocery (ID) | New | Food Preparation | Natural Gas | Range | E9 |  | 0% | 0% | 0% | 0 | 0 | 0 | 0 | 0 | 0 | 0 | 0 | 0% | 0 | 0 | 0% | Normal | 0% | 0 | 0 | 0 | [17 empty] | Commercial_Grocery (ID)_New_Food Preparation_Range_
Commercial_Grocery (ID)_New_Food Preparation_Natural Gas_Range_E10 | Commercial | Grocery (ID) | New | Food Preparation | Natural Gas | Range | E10 |  | 0% | 0% | 0% | 0 | 0 | 0 | 0 | 0 | 0 | 0 | 0 | 0% | 0 | 0 | 0% | Normal | 0% | 0 | 0 | 0 | [17 empty] | Commercial_Grocery (ID)_New_Food Preparation_Range_
Commercial_Grocery (ID)_New_Food Preparation_Natural Gas_Steamer_E1 | Commercial | Grocery (ID) | New | Food Preparation | Natural Gas | Steamer | E1 | Standard | 100% | 0% | 0% | 0.032731 | 0 | 0 | 0 | 8 | 16 | 2019 | 2045 | 100% | 0 | 0 | 0% | Normal | 0% | 0.20452 | 0 | 0 | 1 unit | 35000 | 0 | 2.3187e-06 | 1241.5036 | 13100 | 0 | 0 | 0 | 2012 | 1.0776 | COOK_STM-Food Preparation-ILTRM-v4.0-32 | DOE Commercial R&D 2016 - Table 2-10 | COOK_STM-Food Preparation-ILTRM-v4.0-32 | 1 | unit | 2.3187e-06 | Commercial_Grocery (ID)_New_Food Preparation_Steamer_Standard
Commercial_Grocery (ID)_New_Food Preparation_Natural Gas_Steamer_E2 | Commercial | Grocery (ID) | New | Food Preparation | Natural Gas | Steamer | E2 | ENERGY STAR | 18.87% | 0% | 0% | 0.035225 | 0 | -6.5707e-06 | 0 | 8 | 16 | 2019 | 2045 | 100% | 0 | 0 | 0% | Normal | 0% | 0.038588 | 0 | 0 | 1 unit | 35000 | 0 | 2.3187e-06 | 234.2394 | 14098 | 0 | -2.6298 | 0 | 2012 | 1.0776 | COOK_STM-Food Preparation-ILTRM-v4.0-32 | COOK_STM-Food Preparation-ILTRM-v4.0-32 | COOK_STM-Food Preparation-ILTRM-v4.0-32 | 1 | unit | 2.3187e-06 | Commercial_Grocery (ID)_New_Food Preparation_Steamer_ENERGY STAR
Commercial_Grocery (ID)_New_Food Preparation_Natural Gas_Steamer_E3 | Commercial | Grocery (ID) | New | Food Preparation | Natural Gas | Steamer | E3 |  | 0% | 0% | 0% | 0 | 0 | 0 | 0 | 0 | 0 | 0 | 0 | 0% | 0 | 0 | 0% | Normal | 0% | 0 | 0 | 0 | [17 empty] | Commercial_Grocery (ID)_New_Food Preparation_Steamer_
Commercial_Grocery (ID)_New_Food Preparation_Natural Gas_Steamer_E4 | Commercial | Grocery (ID) | New | Food Preparation | Natural Gas | Steamer | E4 |  | 0% | 0% | 0% | 0 | 0 | 0 | 0 | 0 | 0 | 0 | 0 | 0% | 0 | 0 | 0% | Normal | 0% | 0 | 0 | 0 | [17 empty] | Commercial_Grocery (ID)_New_Food Preparation_Steamer_
Commercial_Grocery (ID)_New_Food Preparation_Natural Gas_Steamer_E5 | Commercial | Grocery (ID) | New | Food Preparation | Natural Gas | Steamer | E5 |  | 0% | 0% | 0% | 0 | 0 | 0 | 0 | 0 | 0 | 0 | 0 | 0% | 0 | 0 | 0% | Normal | 0% | 0 | 0 | 0 | [17 empty] | Commercial_Grocery (ID)_New_Food Preparation_Steamer_
Commercial_Grocery (ID)_New_Food Preparation_Natural Gas_Steamer_E6 | Commercial | Grocery (ID) | New | Food Preparation | Natural Gas | Steamer | E6 |  | 0% | 0% | 0% | 0 | 0 | 0 | 0 | 0 | 0 | 0 | 0 | 0% | 0 | 0 | 0% | Normal | 0% | 0 | 0 | 0 | [17 empty] | Commercial_Grocery (ID)_New_Food Preparation_Steamer_
Commercial_Grocery (ID)_New_Food Preparation_Natural Gas_Steamer_E7 | Commercial | Grocery (ID) | New | Food Preparation | Natural Gas | Steamer | E7 |  | 0% | 0% | 0% | 0 | 0 | 0 | 0 | 0 | 0 | 0 | 0 | 0% | 0 | 0 | 0% | Normal | 0% | 0 | 0 | 0 | [17 empty] | Commercial_Grocery (ID)_New_Food Preparation_Steamer_
Commercial_Grocery (ID)_New_Food Preparation_Natural Gas_Steamer_E8 | Commercial | Grocery (ID) | New | Food Preparation | Natural Gas | Steamer | E8 |  | 0% | 0% | 0% | 0 | 0 | 0 | 0 | 0 | 0 | 0 | 0 | 0% | 0 | 0 | 0% | Normal | 0% | 0 | 0 | 0 | [17 empty] | Commercial_Grocery (ID)_New_Food Preparation_Steamer_
Commercial_Grocery (ID)_New_Food Preparation_Natural Gas_Steamer_E9 | Commercial | Grocery (ID) | New | Food Preparation | Natural Gas | Steamer | E9 |  | 0% | 0% | 0% | 0 | 0 | 0 | 0 | 0 | 0 | 0 | 0 | 0% | 0 | 0 | 0% | Normal | 0% | 0 | 0 | 0 | [17 empty] | Commercial_Grocery (ID)_New_Food Preparation_Steamer_
Commercial_Grocery (ID)_New_Food Preparation_Natural Gas_Steamer_E10 | Commercial | Grocery (ID) | New | Food Preparation | Natural Gas | Steamer | E10 |  | 0% | 0% | 0% | 0 | 0 | 0 | 0 | 0 | 0 | 0 | 0 | 0% | 0 | 0 | 0% | Normal | 0% | 0 | 0 | 0 | [17 empty] | Commercial_Grocery (ID)_New_Food Preparation_Steamer_
Commercial_Grocery (ID)_New_Food Preparation_Natural Gas_Food Prep Other_E1 | Commercial | Grocery (ID) | New | Food Preparation | Natural Gas | Food Prep Other | E1 | Standard | 100% | 0% | 0% | 0.037256 | 0 | 0 | 0 | 8 | 12 | 2019 | 2045 | 100% | 0 | 0 | 0% | Normal | 0% | 0.047336 | 0 | 0 | 1 unit | 35000 | 0 | 3.3261e-05 | 1423.18 | 1000 | 0 | 0 | 0 | 2010 | 1.1201 | Default | Default | Default | 1 | unit | 3.3261e-05 | Commercial_Grocery (ID)_New_Food Preparation_Food Prep Other_Standard
Commercial_Grocery (ID)_New_Food Preparation_Natural Gas_Food Prep Other_E2 | Commercial | Grocery (ID) | New | Food Preparation | Natural Gas | Food Prep Other | E2 | ENERGY STAR | 72.07% | 0% | 0% | 0.068298 | 0 | 0 | 0 | 8 | 12 | 2019 | 2045 | 100% | 0 | 0 | 0% | Normal | 0% | 0.034114 | 0 | 0 | 1 unit | 35000 | 0 | 3.3261e-05 | 1025.646 | 1833.1988 | 0 | 0 | 0 | 2010 | 1.1201 | N/A | N/A | N/A | 1 | unit | 3.3261e-05 | Commercial_Grocery (ID)_New_Food Preparation_Food Prep Other_ENERGY STAR
Commercial_Grocery (ID)_New_Food Preparation_Natural Gas_Food Prep Other_E3 | Commercial | Grocery (ID) | New | Food Preparation | Natural Gas | Food Prep Other | E3 |  | 0% | 0% | 0% | 0 | 0 | 0 | 0 | 0 | 0 | 0 | 0 | 0% | 0 | 0 | 0% | Normal | 0% | 0 | 0 | 0 | [17 empty] | Commercial_Grocery (ID)_New_Food Preparation_Food Prep Other_
Commercial_Grocery (ID)_New_Food Preparation_Natural Gas_Food Prep Other_E4 | Commercial | Grocery (ID) | New | Food Preparation | Natural Gas | Food Prep Other | E4 |  | 0% | 0% | 0% | 0 | 0 | 0 | 0 | 0 | 0 | 0 | 0 | 0% | 0 | 0 | 0% | Normal | 0% | 0 | 0 | 0 | [17 empty] | Commercial_Grocery (ID)_New_Food Preparation_Food Prep Other_
Commercial_Grocery (ID)_New_Food Preparation_Natural Gas_Food Prep Other_E5 | Commercial | Grocery (ID) | New | Food Preparation | Natural Gas | Food Prep Other | E5 |  | 0% | 0% | 0% | 0 | 0 | 0 | 0 | 0 | 0 | 0 | 0 | 0% | 0 | 0 | 0% | Normal | 0% | 0 | 0 | 0 | [17 empty] | Commercial_Grocery (ID)_New_Food Preparation_Food Prep Other_
Commercial_Grocery (ID)_New_Food Preparation_Natural Gas_Food Prep Other_E6 | Commercial | Grocery (ID) | New | Food Preparation | Natural Gas | Food Prep Other | E6 |  | 0% | 0% | 0% | 0 | 0 | 0 | 0 | 0 | 0 | 0 | 0 | 0% | 0 | 0 | 0% | Normal | 0% | 0 | 0 | 0 | [17 empty] | Commercial_Grocery (ID)_New_Food Preparation_Food Prep Other_
Commercial_Grocery (ID)_New_Food Preparation_Natural Gas_Food Prep Other_E7 | Commercial | Grocery (ID) | New | Food Preparation | Natural Gas | Food Prep Other | E7 |  | 0% | 0% | 0% | 0 | 0 | 0 | 0 | 0 | 0 | 0 | 0 | 0% | 0 | 0 | 0% | Normal | 0% | 0 | 0 | 0 | [17 empty] | Commercial_Grocery (ID)_New_Food Preparation_Food Prep Other_
Commercial_Grocery (ID)_New_Food Preparation_Natural Gas_Food Prep Other_E8 | Commercial | Grocery (ID) | New | Food Preparation | Natural Gas | Food Prep Other | E8 |  | 0% | 0% | 0% | 0 | 0 | 0 | 0 | 0 | 0 | 0 | 0 | 0% | 0 | 0 | 0% | Normal | 0% | 0 | 0 | 0 | [17 empty] | Commercial_Grocery (ID)_New_Food Preparation_Food Prep Other_
Commercial_Grocery (ID)_New_Food Preparation_Natural Gas_Food Prep Other_E9 | Commercial | Grocery (ID) | New | Food Preparation | Natural Gas | Food Prep Other | E9 |  | 0% | 0% | 0% | 0 | 0 | 0 | 0 | 0 | 0 | 0 | 0 | 0% | 0 | 0 | 0% | Normal | 0% | 0 | 0 | 0 | [17 empty] | Commercial_Grocery (ID)_New_Food Preparation_Food Prep Other_
Commercial_Grocery (ID)_New_Food Preparation_Natural Gas_Food Prep Other_E10 | Commercial | Grocery (ID) | New | Food Preparation | Natural Gas | Food Prep Other | E10 |  | 0% | 0% | 0% | 0 | 0 | 0 | 0 | 0 | 0 | 0 | 0 | 0% | 0 | 0 | 0% | Normal | 0% | 0 | 0 | 0 | [17 empty] | Commercial_Grocery (ID)_New_Food Preparation_Food Prep Other_
Commercial_Grocery (ID)_New_Miscellaneous_Natural Gas_Pool Heater_E1 | Commercial | Grocery (ID) | New | Miscellaneous | Natural Gas | Pool Heater | E1 | Standard (EF .82) | 100% | 0% | 0% | 0.012823 | 0 | 0 | 0 | 4 | 8 | 2019 | 2045 | 100% | 0 | 0 | 0% | Normal | 0% | 0.010152 | 0 | 0 | 1 unit | 35000 | 0 | 6.8182e-07 | 14890 | 18052 | 0 | 0 | 0 | 2014 | 1.0418 | DOE Commercial R&D 2016 - Table 7-6 | DOE Commercial R&D 2016 - Table 7-7 | DOE Commercial R&D 2016 - Table 7-8 | 1 | unit | 6.8182e-07 | Commercial_Grocery (ID)_New_Miscellaneous_Pool Heater_Standard (EF .82)
Commercial_Grocery (ID)_New_Miscellaneous_Natural Gas_Pool Heater_E2 | Commercial | Grocery (ID) | New | Miscellaneous | Natural Gas | Pool Heater | E2 | Condensing (EF .90) | 85% | 0% | 0% | 0.020996 | 0 | 0 | 0 | 4 | 8 | 2019 | 2045 | 100% | 0 | 0 | 0% | Normal | 0% | 0.0086294 | 0 | 0 | 1 unit | 35000 | 0 | 6.8182e-07 | 12656.5 | 29558 | 0 | 0 | 0 | 2014 | 1.0418 | DOE Commercial R&D 2016 - Table 7-6 | DOE Commercial R&D 2016 - Table 7-7 | DOE Commercial R&D 2016 - Table 7-9 | 1 | unit | 6.8182e-07 | Commercial_Grocery (ID)_New_Miscellaneous_Pool Heater_Condensing (EF .90)
Commercial_Grocery (ID)_New_Miscellaneous_Natural Gas_Pool Heater_E3 | Commercial | Grocery (ID) | New | Miscellaneous | Natural Gas | Pool Heater | E3 |  | 0% | 0% | 0% | 0 | 0 | 0 | 0 | 0 | 0 | 0 | 0 | 0% | 0 | 0 | 0% | Normal | 0% | 0 | 0 | 0 | [17 empty] | Commercial_Grocery (ID)_New_Miscellaneous_Pool Heater_
Commercial_Grocery (ID)_New_Miscellaneous_Natural Gas_Pool Heater_E4 | Commercial | Grocery (ID) | New | Miscellaneous | Natural Gas | Pool Heater | E4 |  | 0% | 0% | 0% | 0 | 0 | 0 | 0 | 0 | 0 | 0 | 0 | 0% | 0 | 0 | 0% | Normal | 0% | 0 | 0 | 0 | [17 empty] | Commercial_Grocery (ID)_New_Miscellaneous_Pool Heater_
Commercial_Grocery (ID)_New_Miscellaneous_Natural Gas_Pool Heater_E5 | Commercial | Grocery (ID) | New | Miscellaneous | Natural Gas | Pool Heater | E5 |  | 0% | 0% | 0% | 0 | 0 | 0 | 0 | 0 | 0 | 0 | 0 | 0% | 0 | 0 | 0% | Normal | 0% | 0 | 0 | 0 | [17 empty] | Commercial_Grocery (ID)_New_Miscellaneous_Pool Heater_
Commercial_Grocery (ID)_New_Miscellaneous_Natural Gas_Pool Heater_E6 | Commercial | Grocery (ID) | New | Miscellaneous | Natural Gas | Pool Heater | E6 |  | 0% | 0% | 0% | 0 | 0 | 0 | 0 | 0 | 0 | 0 | 0 | 0% | 0 | 0 | 0% | Normal | 0% | 0 | 0 | 0 | [17 empty] | Commercial_Grocery (ID)_New_Miscellaneous_Pool Heater_
Commercial_Grocery (ID)_New_Miscellaneous_Natural Gas_Pool Heater_E7 | Commercial | Grocery (ID) | New | Miscellaneous | Natural Gas | Pool Heater | E7 |  | 0% | 0% | 0% | 0 | 0 | 0 | 0 | 0 | 0 | 0 | 0 | 0% | 0 | 0 | 0% | Normal | 0% | 0 | 0 | 0 | [17 empty] | Commercial_Grocery (ID)_New_Miscellaneous_Pool Heater_
Commercial_Grocery (ID)_New_Miscellaneous_Natural Gas_Pool Heater_E8 | Commercial | Grocery (ID) | New | Miscellaneous | Natural Gas | Pool Heater | E8 |  | 0% | 0% | 0% | 0 | 0 | 0 | 0 | 0 | 0 | 0 | 0 | 0% | 0 | 0 | 0% | Normal | 0% | 0 | 0 | 0 | [17 empty] | Commercial_Grocery (ID)_New_Miscellaneous_Pool Heater_
Commercial_Grocery (ID)_New_Miscellaneous_Natural Gas_Pool Heater_E9 | Commercial | Grocery (ID) | New | Miscellaneous | Natural Gas | Pool Heater | E9 |  | 0% | 0% | 0% | 0 | 0 | 0 | 0 | 0 | 0 | 0 | 0 | 0% | 0 | 0 | 0% | Normal | 0% | 0 | 0 | 0 | [17 empty] | Commercial_Grocery (ID)_New_Miscellaneous_Pool Heater_
Commercial_Grocery (ID)_New_Miscellaneous_Natural Gas_Pool Heater_E10 | Commercial | Grocery (ID) | New | Miscellaneous | Natural Gas | Pool Heater | E10 |  | 0% | 0% | 0% | 0 | 0 | 0 | 0 | 0 | 0 | 0 | 0 | 0% | 0 | 0 | 0% | Normal | 0% | 0 | 0 | 0 | [17 empty] | Commercial_Grocery (ID)_New_Miscellaneous_Pool Heater_
Commercial_Grocery (ID)_New_Miscellaneous_Natural Gas_Miscellaneous_E1 | Commercial | Grocery (ID) | New | Miscellaneous | Natural Gas | Miscellaneous | E1 | Standard | 100% | 0% | 0% | 1.0174 | 0 | 0 | 0 | 2 | 8 | 2019 | 2045 | 100% | 0 | 0 | 0% | Normal | 0% | 0.0065196 | 0 | 0 | 1 unit | 35000 | 0 | 1 | 1 | 1 | 0 | 0 | 0 | 2016 | 1.0174 | N/A | N/A | N/A | 1 | unit | 1 | Commercial_Grocery (ID)_New_Miscellaneous_Miscellaneous_Standard
Commercial_Grocery (ID)_New_Miscellaneous_Natural Gas_Miscellaneous_E2 | Commercial | Grocery (ID) | New | Miscellaneous | Natural Gas | Miscellaneous | E2 |  | 0% | 0% | 0% | 0 | 0 | 0 | 0 | 0 | 0 | 0 | 0 | 0% | 0 | 0 | 0% | Normal | 0% | 0 | 0 | 0 | [17 empty] | Commercial_Grocery (ID)_New_Miscellaneous_Miscellaneous_
Commercial_Grocery (ID)_New_Miscellaneous_Natural Gas_Miscellaneous_E3 | Commercial | Grocery (ID) | New | Miscellaneous | Natural Gas | Miscellaneous | E3 |  | 0% | 0% | 0% | 0 | 0 | 0 | 0 | 0 | 0 | 0 | 0 | 0% | 0 | 0 | 0% | Normal | 0% | 0 | 0 | 0 | [17 empty] | Commercial_Grocery (ID)_New_Miscellaneous_Miscellaneous_
Commercial_Grocery (ID)_New_Miscellaneous_Natural Gas_Miscellaneous_E4 | Commercial | Grocery (ID) | New | Miscellaneous | Natural Gas | Miscellaneous | E4 |  | 0% | 0% | 0% | 0 | 0 | 0 | 0 | 0 | 0 | 0 | 0 | 0% | 0 | 0 | 0% | Normal | 0% | 0 | 0 | 0 | [17 empty] | Commercial_Grocery (ID)_New_Miscellaneous_Miscellaneous_
Commercial_Grocery (ID)_New_Miscellaneous_Natural Gas_Miscellaneous_E5 | Commercial | Grocery (ID) | New | Miscellaneous | Natural Gas | Miscellaneous | E5 |  | 0% | 0% | 0% | 0 | 0 | 0 | 0 | 0 | 0 | 0 | 0 | 0% | 0 | 0 | 0% | Normal | 0% | 0 | 0 | 0 | [17 empty] | Commercial_Grocery (ID)_New_Miscellaneous_Miscellaneous_
Commercial_Grocery (ID)_New_Miscellaneous_Natural Gas_Miscellaneous_E6 | Commercial | Grocery (ID) | New | Miscellaneous | Natural Gas | Miscellaneous | E6 |  | 0% | 0% | 0% | 0 | 0 | 0 | 0 | 0 | 0 | 0 | 0 | 0% | 0 | 0 | 0% | Normal | 0% | 0 | 0 | 0 | [17 empty] | Commercial_Grocery (ID)_New_Miscellaneous_Miscellaneous_
Commercial_Grocery (ID)_New_Miscellaneous_Natural Gas_Miscellaneous_E7 | Commercial | Grocery (ID) | New | Miscellaneous | Natural Gas | Miscellaneous | E7 |  | 0% | 0% | 0% | 0 | 0 | 0 | 0 | 0 | 0 | 0 | 0 | 0% | 0 | 0 | 0% | Normal | 0% | 0 | 0 | 0 | [17 empty] | Commercial_Grocery (ID)_New_Miscellaneous_Miscellaneous_
Commercial_Grocery (ID)_New_Miscellaneous_Natural Gas_Miscellaneous_E8 | Commercial | Grocery (ID) | New | Miscellaneous | Natural Gas | Miscellaneous | E8 |  | 0% | 0% | 0% | 0 | 0 | 0 | 0 | 0 | 0 | 0 | 0 | 0% | 0 | 0 | 0% | Normal | 0% | 0 | 0 | 0 | [17 empty] | Commercial_Grocery (ID)_New_Miscellaneous_Miscellaneous_
Commercial_Grocery (ID)_New_Miscellaneous_Natural Gas_Miscellaneous_E9 | Commercial | Grocery (ID) | New | Miscellaneous | Natural Gas | Miscellaneous | E9 |  | 0% | 0% | 0% | 0 | 0 | 0 | 0 | 0 | 0 | 0 | 0 | 0% | 0 | 0 | 0% | Normal | 0% | 0 | 0 | 0 | [17 empty] | Commercial_Grocery (ID)_New_Miscellaneous_Miscellaneous_
Commercial_Grocery (ID)_New_Miscellaneous_Natural Gas_Miscellaneous_E10 | Commercial | Grocery (ID) | New | Miscellaneous | Natural Gas | Miscellaneous | E10 |  | 0% | 0% | 0% | 0 | 0 | 0 | 0 | 0 | 0 | 0 | 0 | 0% | 0 | 0 | 0% | Normal | 0% | 0 | 0 | 0 | [17 empty] | Commercial_Grocery (ID)_New_Miscellaneous_Miscellaneous_
Commercial_School (ID)_Existing_Space Heating_Natural Gas_Furnace_E1 | Commercial | School (ID) | Existing | Space Heating | Natural Gas | Furnace | E1 | AFUE 80% (Standard) | 100% | 0% | 0% | 0.43204 | 0 | 0.040722 | 0 | 10 | 20 | 2019 | 2045 | 100% | 0 | 0 | 0% | Normal | 0% | 0.09021 | 0 | 0 | 400 kBtu/hr | 30000 | 0 | 0.00012 | 1.8794 | 3395 | 0 | 320 | 0 | 2013 | 1.0605 | GFURN-Heating-EIA14-2014 Ref. Case-2 | GFURN-Heating-EIA14-2014 Ref. Case-2 | AEG BEST | 400 | kBtu/hr | 0.048 | Commercial_School (ID)_Existing_Space Heating_Furnace_AFUE 80% (Standard)
Commercial_School (ID)_Existing_Space Heating_Natural Gas_Furnace_E2 | Commercial | School (ID) | Existing | Space Heating | Natural Gas | Furnace | E2 | AFUE 90% | 88.89% | 0% | 0% | 0.52494 | 0 | 0.11835 | 0 | 10 | 20 | 2019 | 2045 | 100% | 0 | 0 | 0% | Normal | 0% | 0.080187 | 0 | 0 | 400 kBtu/hr | 30000 | 0 | 0.00012 | 1.6706 | 4125 | 0 | 930 | 0 | 2013 | 1.0605 | GFURN-Heating-EIA14-2014 Ref. Case-3 | GFURN-Heating-EIA14-2014 Ref. Case-3 | AEG BEST | 400 | kBtu/hr | 0.048 | Commercial_School (ID)_Existing_Space Heating_Furnace_AFUE 90%
Commercial_School (ID)_Existing_Space Heating_Natural Gas_Furnace_E3 | Commercial | School (ID) | Existing | Space Heating | Natural Gas | Furnace | E3 | AFUE 96% | 83.33% | 0% | 0% | 1.0145 | 0 | 0 | 0 | 10 | 20 | 2019 | 2045 | 100% | 0 | 0 | 0% | Normal | 0% | 0.075173 | 0 | 0 | 150 kBtu/hr | 30000 | 0 | 0.00032 | 1.5661 | 3042.9057 | 0 | 0 | 0 | 2014 | 1.0418 | GFURN-Heating-EIA14-2014 Ref. Case-3 | GFURN-Heating-ILTRM-v5.0-191 | AEG BEST | 150 | kBtu/hr | 0.048 | Commercial_School (ID)_Existing_Space Heating_Furnace_AFUE 96%
Commercial_School (ID)_Existing_Space Heating_Natural Gas_Furnace_E4 | Commercial | School (ID) | Existing | Space Heating | Natural Gas | Furnace | E4 |  | 0% | 0% | 0% | 0 | 0 | 0 | 0 | 0 | 0 | 0 | 0 | 0% | 0 | 0 | 0% | Normal | 0% | 0 | 0 | 0 | [17 empty] | Commercial_School (ID)_Existing_Space Heating_Furnace_
Commercial_School (ID)_Existing_Space Heating_Natural Gas_Furnace_E5 | Commercial | School (ID) | Existing | Space Heating | Natural Gas | Furnace | E5 |  | 0% | 0% | 0% | 0 | 0 | 0 | 0 | 0 | 0 | 0 | 0 | 0% | 0 | 0 | 0% | Normal | 0% | 0 | 0 | 0 | [17 empty] | Commercial_School (ID)_Existing_Space Heating_Furnace_
Commercial_School (ID)_Existing_Space Heating_Natural Gas_Furnace_E6 | Commercial | School (ID) | Existing | Space Heating | Natural Gas | Furnace | E6 |  | 0% | 0% | 0% | 0 | 0 | 0 | 0 | 0 | 0 | 0 | 0 | 0% | 0 | 0 | 0% | Normal | 0% | 0 | 0 | 0 | [17 empty] | Commercial_School (ID)_Existing_Space Heating_Furnace_
Commercial_School (ID)_Existing_Space Heating_Natural Gas_Furnace_E7 | Commercial | School (ID) | Existing | Space Heating | Natural Gas | Furnace | E7 |  | 0% | 0% | 0% | 0 | 0 | 0 | 0 | 0 | 0 | 0 | 0 | 0% | 0 | 0 | 0% | Normal | 0% | 0 | 0 | 0 | [17 empty] | Commercial_School (ID)_Existing_Space Heating_Furnace_
Commercial_School (ID)_Existing_Space Heating_Natural Gas_Furnace_E8 | Commercial | School (ID) | Existing | Space Heating | Natural Gas | Furnace | E8 |  | 0% | 0% | 0% | 0 | 0 | 0 | 0 | 0 | 0 | 0 | 0 | 0% | 0 | 0 | 0% | Normal | 0% | 0 | 0 | 0 | [17 empty] | Commercial_School (ID)_Existing_Space Heating_Furnace_
Commercial_School (ID)_Existing_Space Heating_Natural Gas_Furnace_E9 | Commercial | School (ID) | Existing | Space Heating | Natural Gas | Furnace | E9 |  | 0% | 0% | 0% | 0 | 0 | 0 | 0 | 0 | 0 | 0 | 0 | 0% | 0 | 0 | 0% | Normal | 0% | 0 | 0 | 0 | [17 empty] | Commercial_School (ID)_Existing_Space Heating_Furnace_
Commercial_School (ID)_Existing_Space Heating_Natural Gas_Furnace_E10 | Commercial | School (ID) | Existing | Space Heating | Natural Gas | Furnace | E10 |  | 0% | 0% | 0% | 0 | 0 | 0 | 0 | 0 | 0 | 0 | 0 | 0% | 0 | 0 | 0% | Normal | 0% | 0 | 0 | 0 | [17 empty] | Commercial_School (ID)_Existing_Space Heating_Furnace_
Commercial_School (ID)_Existing_Space Heating_Natural Gas_Boiler_E1 | Commercial | School (ID) | Existing | Space Heating | Natural Gas | Boiler | E1 | AFUE 80% (Standard) | 100% | 0% | 0% | 1.6106 | 0 | 0.038177 | 0 | 25 | 35 | 2019 | 2045 | 100% | 0 | 0 | 0% | Normal | 0% | 0.1852 | 0 | 0 | 1 kBtu/hr | 30000 | 0 | 0.048 | 3.6216 | 31.6406 | 0 | 0.75 | 0 | 2013 | 1.0605 | GBLR-Heating-AEO15-3 | GBLR-Heating-AEO15-3 | GBLR-Heating-AEO15-3 | 1 | kBtu/hr | 0.048 | Commercial_School (ID)_Existing_Space Heating_Boiler_AFUE 80% (Standard)
Commercial_School (ID)_Existing_Space Heating_Natural Gas_Boiler_E2 | Commercial | School (ID) | Existing | Space Heating | Natural Gas | Boiler | E2 | AFUE 85% | 94.12% | 0% | 0% | 1.7292 | 0 | 0.035931 | 0 | 25 | 35 | 2019 | 2045 | 100% | 0 | 0 | 0% | Normal | 0% | 0.1743 | 0 | 0 | 1 kBtu/hr | 30000 | 0 | 0.048 | 3.4086 | 33.9706 | 0 | 0.70588 | 0 | 2013 | 1.0605 | GBLR-Heating-AEO15-6 | GBLR-Heating-AEO15-6 | GBLR-Heating-AEO15-6 | 1 | kBtu/hr | 0.048 | Commercial_School (ID)_Existing_Space Heating_Boiler_AFUE 85%
Commercial_School (ID)_Existing_Space Heating_Natural Gas_Boiler_E3 | Commercial | School (ID) | Existing | Space Heating | Natural Gas | Boiler | E3 | AFUE 97% | 82.47% | 0% | 0% | 1.6459 | 0 | 0.031165 | 0 | 25 | 35 | 2019 | 2045 | 100% | 0 | 0 | 0% | Normal | 0% | 0.15274 | 0 | 0 | 1 kBtu/hr | 30000 | 0 | 0.048 | 2.9869 | 32.3342 | 0 | 0.61224 | 0 | 2013 | 1.0605 | GBLR-Heating-AEO15-7 | GBLR-Heating-AEO15-7 | GBLR-Heating-AEO15-7 | 1 | kBtu/hr | 0.048 | Commercial_School (ID)_Existing_Space Heating_Boiler_AFUE 97%
Commercial_School (ID)_Existing_Space Heating_Natural Gas_Boiler_E4 | Commercial | School (ID) | Existing | Space Heating | Natural Gas | Boiler | E4 | Convert to NG Air Source Heat Pump | 57.14% | 0% | 0% | 11.1138 | 0 | 0.13574 | 0 | 10 | 20 | 2019 | 2045 | 100% | 0 | 0 | 0% | Normal | 0% | 0.10583 | 0 | 0 | 1 kBtu/hr | 30000 | 0 | 0.048 | 2.0695 | 218.3333 | 0 | 2.6667 | 0 | 2013 | 1.0605 | HP_GAS-Heating-AEO17-1 | HP_GAS-Heating-AEO17-1 | HP_GAS-Heating-AEO17-1 | 1 | kBtu/hr | 0.048 | Commercial_School (ID)_Existing_Space Heating_Boiler_Convert to NG Air Source Heat Pump
Commercial_School (ID)_Existing_Space Heating_Natural Gas_Boiler_E5 | Commercial | School (ID) | Existing | Space Heating | Natural Gas | Boiler | E5 |  | 0% | 0% | 0% | 0 | 0 | 0 | 0 | 0 | 0 | 0 | 0 | 0% | 0 | 0 | 0% | Normal | 0% | 0 | 0 | 0 | [17 empty] | Commercial_School (ID)_Existing_Space Heating_Boiler_
Commercial_School (ID)_Existing_Space Heating_Natural Gas_Boiler_E6 | Commercial | School (ID) | Existing | Space Heating | Natural Gas | Boiler | E6 |  | 0% | 0% | 0% | 0 | 0 | 0 | 0 | 0 | 0 | 0 | 0 | 0% | 0 | 0 | 0% | Normal | 0% | 0 | 0 | 0 | [17 empty] | Commercial_School (ID)_Existing_Space Heating_Boiler_
Commercial_School (ID)_Existing_Space Heating_Natural Gas_Boiler_E7 | Commercial | School (ID) | Existing | Space Heating | Natural Gas | Boiler | E7 |  | 0% | 0% | 0% | 0 | 0 | 0 | 0 | 0 | 0 | 0 | 0 | 0% | 0 | 0 | 0% | Normal | 0% | 0 | 0 | 0 | [17 empty] | Commercial_School (ID)_Existing_Space Heating_Boiler_
Commercial_School (ID)_Existing_Space Heating_Natural Gas_Boiler_E8 | Commercial | School (ID) | Existing | Space Heating | Natural Gas | Boiler | E8 |  | 0% | 0% | 0% | 0 | 0 | 0 | 0 | 0 | 0 | 0 | 0 | 0% | 0 | 0 | 0% | Normal | 0% | 0 | 0 | 0 | [17 empty] | Commercial_School (ID)_Existing_Space Heating_Boiler_
Commercial_School (ID)_Existing_Space Heating_Natural Gas_Boiler_E9 | Commercial | School (ID) | Existing | Space Heating | Natural Gas | Boiler | E9 |  | 0% | 0% | 0% | 0 | 0 | 0 | 0 | 0 | 0 | 0 | 0 | 0% | 0 | 0 | 0% | Normal | 0% | 0 | 0 | 0 | [17 empty] | Commercial_School (ID)_Existing_Space Heating_Boiler_
Commercial_School (ID)_Existing_Space Heating_Natural Gas_Boiler_E10 | Commercial | School (ID) | Existing | Space Heating | Natural Gas | Boiler | E10 |  | 0% | 0% | 0% | 0 | 0 | 0 | 0 | 0 | 0 | 0 | 0 | 0% | 0 | 0 | 0% | Normal | 0% | 0 | 0 | 0 | [17 empty] | Commercial_School (ID)_Existing_Space Heating_Boiler_
Commercial_School (ID)_Existing_Space Heating_Natural Gas_Unit Heater_E1 | Commercial | School (ID) | Existing | Space Heating | Natural Gas | Unit Heater | E1 | Standard | 100% | 0% | 0% | 0.0010148 | 0 | 0 | 0 | 15 | 25 | 2019 | 2045 | 100% | 0 | 0 | 0% | Normal | 0% | 0.04626 | 0 | 0 | 1 kBtu/Hr | 30000 | 0 | 9.4906e-07 | 2080 | 1051 | 0 | 0 | 0 | 2016 | 1.0174 | UNITHT-Heating-XCELCO-2017-18-3 | UNITHT-Heating-XCELCO-2017-18-3 | UNITHT-Heating-XCELCO-2017-18-3 | 1 | kBtu/Hr | 9.4906e-07 | Commercial_School (ID)_Existing_Space Heating_Unit Heater_Standard
Commercial_School (ID)_Existing_Space Heating_Natural Gas_Unit Heater_E2 | Commercial | School (ID) | Existing | Space Heating | Natural Gas | Unit Heater | E2 | Condensing | 88.94% | 0% | 0% | 0.0022256 | 0 | 0 | 0 | 15 | 25 | 2019 | 2045 | 100% | 0 | 0 | 0% | Normal | 0% | 0.041145 | 0 | 0 | 1 kBtu/Hr | 30000 | 0 | 9.4906e-07 | 1850 | 2305 | 0 | 0 | 0 | 2016 | 1.0174 | UNITHT-Heating-XCELCO-2017-18-3 | UNITHT-Heating-XCELCO-2017-18-3 | UNITHT-Heating-XCELCO-2017-18-3 | 1 | kBtu/Hr | 9.4906e-07 | Commercial_School (ID)_Existing_Space Heating_Unit Heater_Condensing
Commercial_School (ID)_Existing_Space Heating_Natural Gas_Unit Heater_E3 | Commercial | School (ID) | Existing | Space Heating | Natural Gas | Unit Heater | E3 | Infrared Radiant | 88.46% | 0% | 0% | 0.0012118 | 0 | 0 | 0 | 10 | 20 | 2019 | 2045 | 100% | 0 | 0 | 0% | Normal | 0% | 0.040922 | 0 | 0 | 1 kBtu/Hr | 30000 | 0 | 9.4906e-07 | 1840 | 1255 | 0 | 0 | 0 | 2016 | 1.0174 | UNITHT-Heating-XCELCO-2017-18-4 | UNITHT-Heating-XCELCO-2017-18-4 | UNITHT-Heating-XCELCO-2017-18-4 | 1 | kBtu/Hr | 9.4906e-07 | Commercial_School (ID)_Existing_Space Heating_Unit Heater_Infrared Radiant
Commercial_School (ID)_Existing_Space Heating_Natural Gas_Unit Heater_E4 | Commercial | School (ID) | Existing | Space Heating | Natural Gas | Unit Heater | E4 |  | 0% | 0% | 0% | 0 | 0 | 0 | 0 | 0 | 0 | 0 | 0 | 0% | 0 | 0 | 0% | Normal | 0% | 0 | 0 | 0 | [17 empty] | Commercial_School (ID)_Existing_Space Heating_Unit Heater_
Commercial_School (ID)_Existing_Space Heating_Natural Gas_Unit Heater_E5 | Commercial | School (ID) | Existing | Space Heating | Natural Gas | Unit Heater | E5 |  | 0% | 0% | 0% | 0 | 0 | 0 | 0 | 0 | 0 | 0 | 0 | 0% | 0 | 0 | 0% | Normal | 0% | 0 | 0 | 0 | [17 empty] | Commercial_School (ID)_Existing_Space Heating_Unit Heater_
Commercial_School (ID)_Existing_Space Heating_Natural Gas_Unit Heater_E6 | Commercial | School (ID) | Existing | Space Heating | Natural Gas | Unit Heater | E6 |  | 0% | 0% | 0% | 0 | 0 | 0 | 0 | 0 | 0 | 0 | 0 | 0% | 0 | 0 | 0% | Normal | 0% | 0 | 0 | 0 | [17 empty] | Commercial_School (ID)_Existing_Space Heating_Unit Heater_
Commercial_School (ID)_Existing_Space Heating_Natural Gas_Unit Heater_E7 | Commercial | School (ID) | Existing | Space Heating | Natural Gas | Unit Heater | E7 |  | 0% | 0% | 0% | 0 | 0 | 0 | 0 | 0 | 0 | 0 | 0 | 0% | 0 | 0 | 0% | Normal | 0% | 0 | 0 | 0 | [17 empty] | Commercial_School (ID)_Existing_Space Heating_Unit Heater_
Commercial_School (ID)_Existing_Space Heating_Natural Gas_Unit Heater_E8 | Commercial | School (ID) | Existing | Space Heating | Natural Gas | Unit Heater | E8 |  | 0% | 0% | 0% | 0 | 0 | 0 | 0 | 0 | 0 | 0 | 0 | 0% | 0 | 0 | 0% | Normal | 0% | 0 | 0 | 0 | [17 empty] | Commercial_School (ID)_Existing_Space Heating_Unit Heater_
Commercial_School (ID)_Existing_Space Heating_Natural Gas_Unit Heater_E9 | Commercial | School (ID) | Existing | Space Heating | Natural Gas | Unit Heater | E9 |  | 0% | 0% | 0% | 0 | 0 | 0 | 0 | 0 | 0 | 0 | 0 | 0% | 0 | 0 | 0% | Normal | 0% | 0 | 0 | 0 | [17 empty] | Commercial_School (ID)_Existing_Space Heating_Unit Heater_
Commercial_School (ID)_Existing_Space Heating_Natural Gas_Unit Heater_E10 | Commercial | School (ID) | Existing | Space Heating | Natural Gas | Unit Heater | E10 |  | 0% | 0% | 0% | 0 | 0 | 0 | 0 | 0 | 0 | 0 | 0 | 0% | 0 | 0 | 0% | Normal | 0% | 0 | 0 | 0 | [17 empty] | Commercial_School (ID)_Existing_Space Heating_Unit Heater_
Commercial_School (ID)_Existing_Water Heating_Natural Gas_Water Heater_E1 | Commercial | School (ID) | Existing | Water Heating | Natural Gas | Water Heater | E1 | TE 0.80 | 100% | 0% | 0% | 0.14338 | 0 | 0 | 0 | 10 | 20 | 2019 | 2045 | 100% | 0 | 0 | 0% | Normal | 0% | 0.14969 | 0 | 0 | 1 kBtu/hr | 30000 | 0 | 0.0064648 | 21.3272 | 21.8 | 0 | 0 | 0 | 2017 | 1.0174 | DHW_WH-Water Heating-PG&E-R7-14 | DHW_WH-Water Heating-PG&E-R7-14 | DHW_WH-Water Heating-PG&E-R7-14 | 1 | kBtu/hr | 0.0064648 | Commercial_School (ID)_Existing_Water Heating_Water Heater_TE 0.80
Commercial_School (ID)_Existing_Water Heating_Natural Gas_Water Heater_E2 | Commercial | School (ID) | Existing | Water Heating | Natural Gas | Water Heater | E2 | TE 0.90 | 88.89% | 0% | 0% | 0.17205 | 0 | 0 | 0 | 10 | 20 | 2019 | 2045 | 100% | 0 | 0 | 0% | Normal | 0% | 0.13306 | 0 | 0 | 1 kBtu/hr | 30000 | 0 | 0.0064648 | 18.9575 | 26.16 | 0 | 0 | 0 | 2017 | 1.0174 | DHW_WH-Water Heating-PG&E-R7-14 | DHW_WH-Water Heating-PG&E-R7-14 | DHW_WH-Water Heating-PG&E-R7-14 | 1 | kBtu/hr | 0.0064648 | Commercial_School (ID)_Existing_Water Heating_Water Heater_TE 0.90
Commercial_School (ID)_Existing_Water Heating_Natural Gas_Water Heater_E3 | Commercial | School (ID) | Existing | Water Heating | Natural Gas | Water Heater | E3 | TE 0.94 | 85.11% | 0% | 0% | 0.2115 | 0 | 0 | 0 | 10 | 20 | 2019 | 2045 | 100% | 0 | 0 | 0% | Normal | 0% | 0.1274 | 0 | 0 | 1 kBtu/hr | 30000 | 0 | 0.0064648 | 18.1508 | 30.3604 | 0 | 0 | 0 | 2012 | 1.0776 | DHW_WH-Water Heating-NMTRM-2016-7 | DHW_WH-Water Heating-NMTRM-2016-7 | DHW_WH-Water Heating-NMTRM-2016-7 | 1 | kBtu/hr | 0.0064648 | Commercial_School (ID)_Existing_Water Heating_Water Heater_TE 0.94
Commercial_School (ID)_Existing_Water Heating_Natural Gas_Water Heater_E4 | Commercial | School (ID) | Existing | Water Heating | Natural Gas | Water Heater | E4 | Instantaneous TE 0.94 | 85.02% | 0% | 0% | 0.24828 | 0 | 0 | 0 | 15 | 25 | 2019 | 2045 | 100% | 0 | 0 | 0% | Normal | 0% | 0.12726 | 0 | 0 | 1 kBtu/hr | 30000 | 0 | 0.0064648 | 18.1315 | 35.6404 | 0 | 0 | 0 | 2012 | 1.0776 | DHW_WH-Water Heating-NMTRM-2016-9 | DHW_WH-Water Heating-NMTRM-2016-9 | DHW_WH-Water Heating-NMTRM-2016-9 | 1 | kBtu/hr | 0.0064648 | Commercial_School (ID)_Existing_Water Heating_Water Heater_Instantaneous TE 0.94
Commercial_School (ID)_Existing_Water Heating_Natural Gas_Water Heater_E5 | Commercial | School (ID) | Existing | Water Heating | Natural Gas | Water Heater | E5 | Gas-Fired Absorption HPWH | 53.33% | 0% | 0% | 0.42201 | 0 | 0 | 0 | 10 | 16 | 2019 | 2045 | 100% | 0 | 0 | 0% | Normal | 0% | 0.079836 | 0 | 0 | 1 kBtu/hr | 30000 | 0 | 0.0064648 | 11.3745 | 62.6566 | 0 | 0 | 0 | 2014 | 1.0418 | DHW_WH-Water Heating-DOE-2014-1 | DHW_WH-Water Heating-DOE-2014-1 | DHW_WH-Water Heating-DOE-2014-1 | 1 | kBtu/hr | 0.0064648 | Commercial_School (ID)_Existing_Water Heating_Water Heater_Gas-Fired Absorption HPWH
Commercial_School (ID)_Existing_Water Heating_Natural Gas_Water Heater_E6 | Commercial | School (ID) | Existing | Water Heating | Natural Gas | Water Heater | E6 |  | 0% | 0% | 0% | 0 | 0 | 0 | 0 | 0 | 0 | 0 | 0 | 0% | 0 | 0 | 0% | Normal | 0% | 0 | 0 | 0 | [17 empty] | Commercial_School (ID)_Existing_Water Heating_Water Heater_
Commercial_School (ID)_Existing_Water Heating_Natural Gas_Water Heater_E7 | Commercial | School (ID) | Existing | Water Heating | Natural Gas | Water Heater | E7 |  | 0% | 0% | 0% | 0 | 0 | 0 | 0 | 0 | 0 | 0 | 0 | 0% | 0 | 0 | 0% | Normal | 0% | 0 | 0 | 0 | [17 empty] | Commercial_School (ID)_Existing_Water Heating_Water Heater_
Commercial_School (ID)_Existing_Water Heating_Natural Gas_Water Heater_E8 | Commercial | School (ID) | Existing | Water Heating | Natural Gas | Water Heater | E8 |  | 0% | 0% | 0% | 0 | 0 | 0 | 0 | 0 | 0 | 0 | 0 | 0% | 0 | 0 | 0% | Normal | 0% | 0 | 0 | 0 | [17 empty] | Commercial_School (ID)_Existing_Water Heating_Water Heater_
Commercial_School (ID)_Existing_Water Heating_Natural Gas_Water Heater_E9 | Commercial | School (ID) | Existing | Water Heating | Natural Gas | Water Heater | E9 |  | 0% | 0% | 0% | 0 | 0 | 0 | 0 | 0 | 0 | 0 | 0 | 0% | 0 | 0 | 0% | Normal | 0% | 0 | 0 | 0 | [17 empty] | Commercial_School (ID)_Existing_Water Heating_Water Heater_
Commercial_School (ID)_Existing_Water Heating_Natural Gas_Water Heater_E10 | Commercial | School (ID) | Existing | Water Heating | Natural Gas | Water Heater | E10 |  | 0% | 0% | 0% | 0 | 0 | 0 | 0 | 0 | 0 | 0 | 0 | 0% | 0 | 0 | 0% | Normal | 0% | 0 | 0 | 0 | [17 empty] | Commercial_School (ID)_Existing_Water Heating_Water Heater_
Commercial_School (ID)_Existing_Food Preparation_Natural Gas_Oven_E1 | Commercial | School (ID) | Existing | Food Preparation | Natural Gas | Oven | E1 | Standard | 100% | 0% | 0% | 0.00083548 | 0 | 0 | 0 | 8 | 12 | 2019 | 2045 | 100% | 0 | 0 | 0% | Normal | 0% | 0.020206 | 0 | 0 | 1 unit | 30000 | 0 | 1.6075e-06 | 1050.946 | 490.1 | 0 | 0 | 0 | 2013 | 1.0605 | COOK_OVN-Food Preparation-AEO17-3 | COOK_OVN-Food Preparation-AEO17-3 | COOK_OVN-Food Preparation-ILTRM-v5.0-23 | 1 | unit | 1.6075e-06 | Commercial_School (ID)_Existing_Food Preparation_Oven_Standard
Commercial_School (ID)_Existing_Food Preparation_Natural Gas_Oven_E2 | Commercial | School (ID) | Existing | Food Preparation | Natural Gas | Oven | E2 | ENERGY STAR (>42% Baking Efficiency) | 71.01% | 0% | 0% | 0.0011384 | 0 | 0 | 0 | 8 | 12 | 2019 | 2045 | 100% | 0 | 0 | 0% | Normal | 0% | 0.014348 | 0 | 0 | 1 unit | 30000 | 0 | 1.6075e-06 | 746.2722 | 667.81 | 0 | 0 | 0 | 2013 | 1.0605 | COOK_OVN-Food Preparation-AEO17-3 | COOK_OVN-Food Preparation-AEO17-3 | COOK_OVN-Food Preparation-ILTRM-v5.0-23 | 1 | unit | 1.6075e-06 | Commercial_School (ID)_Existing_Food Preparation_Oven_ENERGY STAR (>42% Baking Efficiency)
Commercial_School (ID)_Existing_Food Preparation_Natural Gas_Oven_E3 | Commercial | School (ID) | Existing | Food Preparation | Natural Gas | Oven | E3 |  | 0% | 0% | 0% | 0 | 0 | 0 | 0 | 0 | 0 | 0 | 0 | 0% | 0 | 0 | 0% | Normal | 0% | 0 | 0 | 0 | [17 empty] | Commercial_School (ID)_Existing_Food Preparation_Oven_
Commercial_School (ID)_Existing_Food Preparation_Natural Gas_Oven_E4 | Commercial | School (ID) | Existing | Food Preparation | Natural Gas | Oven | E4 |  | 0% | 0% | 0% | 0 | 0 | 0 | 0 | 0 | 0 | 0 | 0 | 0% | 0 | 0 | 0% | Normal | 0% | 0 | 0 | 0 | [17 empty] | Commercial_School (ID)_Existing_Food Preparation_Oven_
Commercial_School (ID)_Existing_Food Preparation_Natural Gas_Oven_E5 | Commercial | School (ID) | Existing | Food Preparation | Natural Gas | Oven | E5 |  | 0% | 0% | 0% | 0 | 0 | 0 | 0 | 0 | 0 | 0 | 0 | 0% | 0 | 0 | 0% | Normal | 0% | 0 | 0 | 0 | [17 empty] | Commercial_School (ID)_Existing_Food Preparation_Oven_
Commercial_School (ID)_Existing_Food Preparation_Natural Gas_Oven_E6 | Commercial | School (ID) | Existing | Food Preparation | Natural Gas | Oven | E6 |  | 0% | 0% | 0% | 0 | 0 | 0 | 0 | 0 | 0 | 0 | 0 | 0% | 0 | 0 | 0% | Normal | 0% | 0 | 0 | 0 | [17 empty] | Commercial_School (ID)_Existing_Food Preparation_Oven_
Commercial_School (ID)_Existing_Food Preparation_Natural Gas_Oven_E7 | Commercial | School (ID) | Existing | Food Preparation | Natural Gas | Oven | E7 |  | 0% | 0% | 0% | 0 | 0 | 0 | 0 | 0 | 0 | 0 | 0 | 0% | 0 | 0 | 0% | Normal | 0% | 0 | 0 | 0 | [17 empty] | Commercial_School (ID)_Existing_Food Preparation_Oven_
Commercial_School (ID)_Existing_Food Preparation_Natural Gas_Oven_E8 | Commercial | School (ID) | Existing | Food Preparation | Natural Gas | Oven | E8 |  | 0% | 0% | 0% | 0 | 0 | 0 | 0 | 0 | 0 | 0 | 0 | 0% | 0 | 0 | 0% | Normal | 0% | 0 | 0 | 0 | [17 empty] | Commercial_School (ID)_Existing_Food Preparation_Oven_
Commercial_School (ID)_Existing_Food Preparation_Natural Gas_Oven_E9 | Commercial | School (ID) | Existing | Food Preparation | Natural Gas | Oven | E9 |  | 0% | 0% | 0% | 0 | 0 | 0 | 0 | 0 | 0 | 0 | 0 | 0% | 0 | 0 | 0% | Normal | 0% | 0 | 0 | 0 | [17 empty] | Commercial_School (ID)_Existing_Food Preparation_Oven_
Commercial_School (ID)_Existing_Food Preparation_Natural Gas_Oven_E10 | Commercial | School (ID) | Existing | Food Preparation | Natural Gas | Oven | E10 |  | 0% | 0% | 0% | 0 | 0 | 0 | 0 | 0 | 0 | 0 | 0 | 0% | 0 | 0 | 0% | Normal | 0% | 0 | 0 | 0 | [17 empty] | Commercial_School (ID)_Existing_Food Preparation_Oven_
Commercial_School (ID)_Existing_Food Preparation_Natural Gas_Conveyor Oven_E1 | Commercial | School (ID) | Existing | Food Preparation | Natural Gas | Conveyor Oven | E1 | Standard | 100% | 0% | 0% | 0.00067417 | 0 | 0 | 0 | 15 | 19 | 2019 | 2045 | 100% | 0 | 0 | 0% | Normal | 0% | 0.03261 | 0 | 0 | 1 unit | 30000 | 0 | 3.8174e-07 | 3571 | 1665.3064 | 0 | 0 | 0 | 2013 | 1.0605 | COOK_OVN-Food Preparation-ILTRM-v5.0-24 | COOK_OVN-Food Preparation-AEO17-3 | https://fishnick.com/saveenergy/tools/calculators/gconvovencalc.php | 1 | unit | 3.8174e-07 | Commercial_School (ID)_Existing_Food Preparation_Conveyor Oven_Standard
Commercial_School (ID)_Existing_Food Preparation_Natural Gas_Conveyor Oven_E2 | Commercial | School (ID) | Existing | Food Preparation | Natural Gas | Conveyor Oven | E2 | ENERGY STAR (>42% Baking Efficiency) | 79.47% | 0% | 0% | 0.0014283 | 0 | 0 | 0 | 15 | 19 | 2019 | 2045 | 100% | 0 | 0 | 0% | Normal | 0% | 0.025916 | 0 | 0 | 1 unit | 30000 | 0 | 3.8174e-07 | 2838 | 3409.1835 | 0 | 0 | 0 | 2011 | 1.0975 | COOK_OVN-Food Preparation-ILTRM-v5.0-24 | COOK_OVN-Food Preparation-ILTRM-v5.0-24 | COOK_OVN-Food Preparation-ILTRM-v5.0-24 | 1 | unit | 3.8174e-07 | Commercial_School (ID)_Existing_Food Preparation_Conveyor Oven_ENERGY STAR (>42% Baking Efficiency)
Commercial_School (ID)_Existing_Food Preparation_Natural Gas_Conveyor Oven_E3 | Commercial | School (ID) | Existing | Food Preparation | Natural Gas | Conveyor Oven | E3 |  | 0% | 0% | 0% | 0 | 0 | 0 | 0 | 0 | 0 | 0 | 0 | 0% | 0 | 0 | 0% | Normal | 0% | 0 | 0 | 0 | [17 empty] | Commercial_School (ID)_Existing_Food Preparation_Conveyor Oven_
Commercial_School (ID)_Existing_Food Preparation_Natural Gas_Conveyor Oven_E4 | Commercial | School (ID) | Existing | Food Preparation | Natural Gas | Conveyor Oven | E4 |  | 0% | 0% | 0% | 0 | 0 | 0 | 0 | 0 | 0 | 0 | 0 | 0% | 0 | 0 | 0% | Normal | 0% | 0 | 0 | 0 | [17 empty] | Commercial_School (ID)_Existing_Food Preparation_Conveyor Oven_
Commercial_School (ID)_Existing_Food Preparation_Natural Gas_Conveyor Oven_E5 | Commercial | School (ID) | Existing | Food Preparation | Natural Gas | Conveyor Oven | E5 |  | 0% | 0% | 0% | 0 | 0 | 0 | 0 | 0 | 0 | 0 | 0 | 0% | 0 | 0 | 0% | Normal | 0% | 0 | 0 | 0 | [17 empty] | Commercial_School (ID)_Existing_Food Preparation_Conveyor Oven_
Commercial_School (ID)_Existing_Food Preparation_Natural Gas_Conveyor Oven_E6 | Commercial | School (ID) | Existing | Food Preparation | Natural Gas | Conveyor Oven | E6 |  | 0% | 0% | 0% | 0 | 0 | 0 | 0 | 0 | 0 | 0 | 0 | 0% | 0 | 0 | 0% | Normal | 0% | 0 | 0 | 0 | [17 empty] | Commercial_School (ID)_Existing_Food Preparation_Conveyor Oven_
Commercial_School (ID)_Existing_Food Preparation_Natural Gas_Conveyor Oven_E7 | Commercial | School (ID) | Existing | Food Preparation | Natural Gas | Conveyor Oven | E7 |  | 0% | 0% | 0% | 0 | 0 | 0 | 0 | 0 | 0 | 0 | 0 | 0% | 0 | 0 | 0% | Normal | 0% | 0 | 0 | 0 | [17 empty] | Commercial_School (ID)_Existing_Food Preparation_Conveyor Oven_
Commercial_School (ID)_Existing_Food Preparation_Natural Gas_Conveyor Oven_E8 | Commercial | School (ID) | Existing | Food Preparation | Natural Gas | Conveyor Oven | E8 |  | 0% | 0% | 0% | 0 | 0 | 0 | 0 | 0 | 0 | 0 | 0 | 0% | 0 | 0 | 0% | Normal | 0% | 0 | 0 | 0 | [17 empty] | Commercial_School (ID)_Existing_Food Preparation_Conveyor Oven_
Commercial_School (ID)_Existing_Food Preparation_Natural Gas_Conveyor Oven_E9 | Commercial | School (ID) | Existing | Food Preparation | Natural Gas | Conveyor Oven | E9 |  | 0% | 0% | 0% | 0 | 0 | 0 | 0 | 0 | 0 | 0 | 0 | 0% | 0 | 0 | 0% | Normal | 0% | 0 | 0 | 0 | [17 empty] | Commercial_School (ID)_Existing_Food Preparation_Conveyor Oven_
Commercial_School (ID)_Existing_Food Preparation_Natural Gas_Conveyor Oven_E10 | Commercial | School (ID) | Existing | Food Preparation | Natural Gas | Conveyor Oven | E10 |  | 0% | 0% | 0% | 0 | 0 | 0 | 0 | 0 | 0 | 0 | 0 | 0% | 0 | 0 | 0% | Normal | 0% | 0 | 0 | 0 | [17 empty] | Commercial_School (ID)_Existing_Food Preparation_Conveyor Oven_
Commercial_School (ID)_Existing_Food Preparation_Natural Gas_Double Rack Oven_E1 | Commercial | School (ID) | Existing | Food Preparation | Natural Gas | Double Rack Oven | E1 | Standard | 100% | 0% | 0% | 0.0011607 | 0 | 0 | 0 | 8 | 16 | 2019 | 2045 | 100% | 0 | 0 | 0% | Normal | 0% | 0.056143 | 0 | 0 | 1 unit | 30000 | 0 | 4.3262e-07 | 5425 | 2529.904 | 0 | 0 | 0 | 2013 | 1.0605 | COOK_OVN-Food Preparation-ILTRM-v5.0-25 | COOK_OVN-Food Preparation-ILTRM-v5.0-25 | https://fishnick.com/saveenergy/tools/calculators/grackovencalc.php | 1 | unit | 4.3262e-07 | Commercial_School (ID)_Existing_Food Preparation_Double Rack Oven_Standard
Commercial_School (ID)_Existing_Food Preparation_Natural Gas_Double Rack Oven_E2 | Commercial | School (ID) | Existing | Food Preparation | Natural Gas | Double Rack Oven | E2 | FTSC Qualified (>50% Cooking Efficiency) | 61.95% | 0% | 0% | 0.0052657 | 0 | 0 | 0 | 8 | 16 | 2019 | 2045 | 100% | 0 | 0 | 0% | Normal | 0% | 0.034783 | 0 | 0 | 1 unit | 30000 | 0 | 4.3262e-07 | 3361 | 11090.6431 | 0 | 0 | 0 | 2011 | 1.0975 | COOK_OVN-Food Preparation-ILTRM-v5.0-25 | COOK_OVN-Food Preparation-ILTRM-v5.0-25 | COOK_OVN-Food Preparation-ILTRM-v5.0-25 | 1 | unit | 4.3262e-07 | Commercial_School (ID)_Existing_Food Preparation_Double Rack Oven_FTSC Qualified (>50% Cooking Efficiency)
Commercial_School (ID)_Existing_Food Preparation_Natural Gas_Double Rack Oven_E3 | Commercial | School (ID) | Existing | Food Preparation | Natural Gas | Double Rack Oven | E3 |  | 0% | 0% | 0% | 0 | 0 | 0 | 0 | 0 | 0 | 0 | 0 | 0% | 0 | 0 | 0% | Normal | 0% | 0 | 0 | 0 | [17 empty] | Commercial_School (ID)_Existing_Food Preparation_Double Rack Oven_
Commercial_School (ID)_Existing_Food Preparation_Natural Gas_Double Rack Oven_E4 | Commercial | School (ID) | Existing | Food Preparation | Natural Gas | Double Rack Oven | E4 |  | 0% | 0% | 0% | 0 | 0 | 0 | 0 | 0 | 0 | 0 | 0 | 0% | 0 | 0 | 0% | Normal | 0% | 0 | 0 | 0 | [17 empty] | Commercial_School (ID)_Existing_Food Preparation_Double Rack Oven_
Commercial_School (ID)_Existing_Food Preparation_Natural Gas_Double Rack Oven_E5 | Commercial | School (ID) | Existing | Food Preparation | Natural Gas | Double Rack Oven | E5 |  | 0% | 0% | 0% | 0 | 0 | 0 | 0 | 0 | 0 | 0 | 0 | 0% | 0 | 0 | 0% | Normal | 0% | 0 | 0 | 0 | [17 empty] | Commercial_School (ID)_Existing_Food Preparation_Double Rack Oven_
Commercial_School (ID)_Existing_Food Preparation_Natural Gas_Double Rack Oven_E6 | Commercial | School (ID) | Existing | Food Preparation | Natural Gas | Double Rack Oven | E6 |  | 0% | 0% | 0% | 0 | 0 | 0 | 0 | 0 | 0 | 0 | 0 | 0% | 0 | 0 | 0% | Normal | 0% | 0 | 0 | 0 | [17 empty] | Commercial_School (ID)_Existing_Food Preparation_Double Rack Oven_
Commercial_School (ID)_Existing_Food Preparation_Natural Gas_Double Rack Oven_E7 | Commercial | School (ID) | Existing | Food Preparation | Natural Gas | Double Rack Oven | E7 |  | 0% | 0% | 0% | 0 | 0 | 0 | 0 | 0 | 0 | 0 | 0 | 0% | 0 | 0 | 0% | Normal | 0% | 0 | 0 | 0 | [17 empty] | Commercial_School (ID)_Existing_Food Preparation_Double Rack Oven_
Commercial_School (ID)_Existing_Food Preparation_Natural Gas_Double Rack Oven_E8 | Commercial | School (ID) | Existing | Food Preparation | Natural Gas | Double Rack Oven | E8 |  | 0% | 0% | 0% | 0 | 0 | 0 | 0 | 0 | 0 | 0 | 0 | 0% | 0 | 0 | 0% | Normal | 0% | 0 | 0 | 0 | [17 empty] | Commercial_School (ID)_Existing_Food Preparation_Double Rack Oven_
Commercial_School (ID)_Existing_Food Preparation_Natural Gas_Double Rack Oven_E9 | Commercial | School (ID) | Existing | Food Preparation | Natural Gas | Double Rack Oven | E9 |  | 0% | 0% | 0% | 0 | 0 | 0 | 0 | 0 | 0 | 0 | 0 | 0% | 0 | 0 | 0% | Normal | 0% | 0 | 0 | 0 | [17 empty] | Commercial_School (ID)_Existing_Food Preparation_Double Rack Oven_
Commercial_School (ID)_Existing_Food Preparation_Natural Gas_Double Rack Oven_E10 | Commercial | School (ID) | Existing | Food Preparation | Natural Gas | Double Rack Oven | E10 |  | 0% | 0% | 0% | 0 | 0 | 0 | 0 | 0 | 0 | 0 | 0 | 0% | 0 | 0 | 0% | Normal | 0% | 0 | 0 | 0 | [17 empty] | Commercial_School (ID)_Existing_Food Preparation_Double Rack Oven_
Commercial_School (ID)_Existing_Food Preparation_Natural Gas_Fryer_E1 | Commercial | School (ID) | Existing | Food Preparation | Natural Gas | Fryer | E1 | Standard | 100% | 0% | 0% | 0.0052528 | 0 | 0 | 0 | 10 | 20 | 2019 | 2045 | 100% | 0 | 0 | 0% | Normal | 0% | 0.028228 | 0 | 0 | 1 unit | 30000 | 0 | 1.8758e-06 | 1628.2323 | 2500 | 0 | 0 | 0 | 2010 | 1.1201 | COOK_FRY-Food Preparation-ILTRM-v4.0-1 | Estimate | COOK_FRY-Food Preparation-ILTRM-v4.0-1 | 1 | unit | 1.8758e-06 | Commercial_School (ID)_Existing_Food Preparation_Fryer_Standard
Commercial_School (ID)_Existing_Food Preparation_Natural Gas_Fryer_E2 | Commercial | School (ID) | Existing | Food Preparation | Natural Gas | Fryer | E2 | ENERGY STAR | 68.97% | 0% | 0% | 0.0077742 | 0 | 0 | 0 | 10 | 20 | 2019 | 2045 | 100% | 0 | 0 | 0% | Normal | 0% | 0.019469 | 0 | 0 | 1 unit | 30000 | 0 | 1.8758e-06 | 1122.9977 | 3700 | 0 | 0 | 0 | 2010 | 1.1201 | COOK_FRY-Food Preparation-ILTRM-v4.0-1 | COOK_FRY-Food Preparation-ILTRM-v4.0-1 | COOK_FRY-Food Preparation-ILTRM-v4.0-1 | 1 | unit | 1.8758e-06 | Commercial_School (ID)_Existing_Food Preparation_Fryer_ENERGY STAR
Commercial_School (ID)_Existing_Food Preparation_Natural Gas_Fryer_E3 | Commercial | School (ID) | Existing | Food Preparation | Natural Gas | Fryer | E3 |  | 0% | 0% | 0% | 0 | 0 | 0 | 0 | 0 | 0 | 0 | 0 | 0% | 0 | 0 | 0% | Normal | 0% | 0 | 0 | 0 | [17 empty] | Commercial_School (ID)_Existing_Food Preparation_Fryer_
Commercial_School (ID)_Existing_Food Preparation_Natural Gas_Fryer_E4 | Commercial | School (ID) | Existing | Food Preparation | Natural Gas | Fryer | E4 |  | 0% | 0% | 0% | 0 | 0 | 0 | 0 | 0 | 0 | 0 | 0 | 0% | 0 | 0 | 0% | Normal | 0% | 0 | 0 | 0 | [17 empty] | Commercial_School (ID)_Existing_Food Preparation_Fryer_
Commercial_School (ID)_Existing_Food Preparation_Natural Gas_Fryer_E5 | Commercial | School (ID) | Existing | Food Preparation | Natural Gas | Fryer | E5 |  | 0% | 0% | 0% | 0 | 0 | 0 | 0 | 0 | 0 | 0 | 0 | 0% | 0 | 0 | 0% | Normal | 0% | 0 | 0 | 0 | [17 empty] | Commercial_School (ID)_Existing_Food Preparation_Fryer_
Commercial_School (ID)_Existing_Food Preparation_Natural Gas_Fryer_E6 | Commercial | School (ID) | Existing | Food Preparation | Natural Gas | Fryer | E6 |  | 0% | 0% | 0% | 0 | 0 | 0 | 0 | 0 | 0 | 0 | 0 | 0% | 0 | 0 | 0% | Normal | 0% | 0 | 0 | 0 | [17 empty] | Commercial_School (ID)_Existing_Food Preparation_Fryer_
Commercial_School (ID)_Existing_Food Preparation_Natural Gas_Fryer_E7 | Commercial | School (ID) | Existing | Food Preparation | Natural Gas | Fryer | E7 |  | 0% | 0% | 0% | 0 | 0 | 0 | 0 | 0 | 0 | 0 | 0 | 0% | 0 | 0 | 0% | Normal | 0% | 0 | 0 | 0 | [17 empty] | Commercial_School (ID)_Existing_Food Preparation_Fryer_
Commercial_School (ID)_Existing_Food Preparation_Natural Gas_Fryer_E8 | Commercial | School (ID) | Existing | Food Preparation | Natural Gas | Fryer | E8 |  | 0% | 0% | 0% | 0 | 0 | 0 | 0 | 0 | 0 | 0 | 0 | 0% | 0 | 0 | 0% | Normal | 0% | 0 | 0 | 0 | [17 empty] | Commercial_School (ID)_Existing_Food Preparation_Fryer_
Commercial_School (ID)_Existing_Food Preparation_Natural Gas_Fryer_E9 | Commercial | School (ID) | Existing | Food Preparation | Natural Gas | Fryer | E9 |  | 0% | 0% | 0% | 0 | 0 | 0 | 0 | 0 | 0 | 0 | 0 | 0% | 0 | 0 | 0% | Normal | 0% | 0 | 0 | 0 | [17 empty] | Commercial_School (ID)_Existing_Food Preparation_Fryer_
Commercial_School (ID)_Existing_Food Preparation_Natural Gas_Fryer_E10 | Commercial | School (ID) | Existing | Food Preparation | Natural Gas | Fryer | E10 |  | 0% | 0% | 0% | 0 | 0 | 0 | 0 | 0 | 0 | 0 | 0 | 0% | 0 | 0 | 0% | Normal | 0% | 0 | 0 | 0 | [17 empty] | Commercial_School (ID)_Existing_Food Preparation_Fryer_
Commercial_School (ID)_Existing_Food Preparation_Natural Gas_Broiler_E1 | Commercial | School (ID) | Existing | Food Preparation | Natural Gas | Broiler | E1 | Standard | 100% | 0% | 0% | 0.0081408 | 0 | 0 | 0 | 8 | 16 | 2019 | 2045 | 100% | 0 | 0 | 0% | Normal | 0% | 0.028835 | 0 | 0 | 1 unit | 30000 | 0 | 2.9671e-06 | 1625 | 2500 | 0 | 0 | 0 | 2011 | 1.0975 | COOK_BRL-Food Preparation-ILTRM-v4.0-2 | Estimate | COOK_BRL-Food Preparation-ILTRM-v4.0-2 | 1 | unit | 2.9671e-06 | Commercial_School (ID)_Existing_Food Preparation_Broiler_Standard
Commercial_School (ID)_Existing_Food Preparation_Natural Gas_Broiler_E2 | Commercial | School (ID) | Existing | Food Preparation | Natural Gas | Broiler | E2 | Infrared Burners | 85.29% | 0% | 0% | 0.011397 | 0 | 0 | 0 | 8 | 16 | 2019 | 2045 | 100% | 0 | 0 | 0% | Normal | 0% | 0.024594 | 0 | 0 | 1 unit | 30000 | 0 | 2.9671e-06 | 1386 | 3500 | 0 | 0 | 0 | 2011 | 1.0975 | COOK_BRL-Food Preparation-ILTRM-v4.0-2 | COOK_BRL-Food Preparation-ILTRM-v4.0-2 | COOK_BRL-Food Preparation-ILTRM-v4.0-2 | 1 | unit | 2.9671e-06 | Commercial_School (ID)_Existing_Food Preparation_Broiler_Infrared Burners
Commercial_School (ID)_Existing_Food Preparation_Natural Gas_Broiler_E3 | Commercial | School (ID) | Existing | Food Preparation | Natural Gas | Broiler | E3 |  | 0% | 0% | 0% | 0 | 0 | 0 | 0 | 0 | 0 | 0 | 0 | 0% | 0 | 0 | 0% | Normal | 0% | 0 | 0 | 0 | [17 empty] | Commercial_School (ID)_Existing_Food Preparation_Broiler_
Commercial_School (ID)_Existing_Food Preparation_Natural Gas_Broiler_E4 | Commercial | School (ID) | Existing | Food Preparation | Natural Gas | Broiler | E4 |  | 0% | 0% | 0% | 0 | 0 | 0 | 0 | 0 | 0 | 0 | 0 | 0% | 0 | 0 | 0% | Normal | 0% | 0 | 0 | 0 | [17 empty] | Commercial_School (ID)_Existing_Food Preparation_Broiler_
Commercial_School (ID)_Existing_Food Preparation_Natural Gas_Broiler_E5 | Commercial | School (ID) | Existing | Food Preparation | Natural Gas | Broiler | E5 |  | 0% | 0% | 0% | 0 | 0 | 0 | 0 | 0 | 0 | 0 | 0 | 0% | 0 | 0 | 0% | Normal | 0% | 0 | 0 | 0 | [17 empty] | Commercial_School (ID)_Existing_Food Preparation_Broiler_
Commercial_School (ID)_Existing_Food Preparation_Natural Gas_Broiler_E6 | Commercial | School (ID) | Existing | Food Preparation | Natural Gas | Broiler | E6 |  | 0% | 0% | 0% | 0 | 0 | 0 | 0 | 0 | 0 | 0 | 0 | 0% | 0 | 0 | 0% | Normal | 0% | 0 | 0 | 0 | [17 empty] | Commercial_School (ID)_Existing_Food Preparation_Broiler_
Commercial_School (ID)_Existing_Food Preparation_Natural Gas_Broiler_E7 | Commercial | School (ID) | Existing | Food Preparation | Natural Gas | Broiler | E7 |  | 0% | 0% | 0% | 0 | 0 | 0 | 0 | 0 | 0 | 0 | 0 | 0% | 0 | 0 | 0% | Normal | 0% | 0 | 0 | 0 | [17 empty] | Commercial_School (ID)_Existing_Food Preparation_Broiler_
Commercial_School (ID)_Existing_Food Preparation_Natural Gas_Broiler_E8 | Commercial | School (ID) | Existing | Food Preparation | Natural Gas | Broiler | E8 |  | 0% | 0% | 0% | 0 | 0 | 0 | 0 | 0 | 0 | 0 | 0 | 0% | 0 | 0 | 0% | Normal | 0% | 0 | 0 | 0 | [17 empty] | Commercial_School (ID)_Existing_Food Preparation_Broiler_
Commercial_School (ID)_Existing_Food Preparation_Natural Gas_Broiler_E9 | Commercial | School (ID) | Existing | Food Preparation | Natural Gas | Broiler | E9 |  | 0% | 0% | 0% | 0 | 0 | 0 | 0 | 0 | 0 | 0 | 0 | 0% | 0 | 0 | 0% | Normal | 0% | 0 | 0 | 0 | [17 empty] | Commercial_School (ID)_Existing_Food Preparation_Broiler_
Commercial_School (ID)_Existing_Food Preparation_Natural Gas_Broiler_E10 | Commercial | School (ID) | Existing | Food Preparation | Natural Gas | Broiler | E10 |  | 0% | 0% | 0% | 0 | 0 | 0 | 0 | 0 | 0 | 0 | 0 | 0% | 0 | 0 | 0% | Normal | 0% | 0 | 0 | 0 | [17 empty] | Commercial_School (ID)_Existing_Food Preparation_Broiler_
Commercial_School (ID)_Existing_Food Preparation_Natural Gas_Griddle_E1 | Commercial | School (ID) | Existing | Food Preparation | Natural Gas | Griddle | E1 | Standard | 100% | 0% | 0% | 0.021289 | 0 | 0 | 0 | 8 | 16 | 2019 | 2045 | 100% | 0 | 0 | 0% | Normal | 0% | 0.020039 | 0 | 0 | 1 unit | 30000 | 0 | 3.8981e-06 | 1213.5601 | 5150 | 0 | 0 | 0 | 2013 | 1.0605 | COOK_GRD-Food Preparation-ILTRM-v5.0-1 | COOK_GRD-Food Preparation-EIA14-2014 Ref. Case-5 | COOK_GRD-Food Preparation-ILTRM-v5.0-1 | 1 | unit | 3.8981e-06 | Commercial_School (ID)_Existing_Food Preparation_Griddle_Standard
Commercial_School (ID)_Existing_Food Preparation_Natural Gas_Griddle_E2 | Commercial | School (ID) | Existing | Food Preparation | Natural Gas | Griddle | E2 | ENERGY STAR | 87.77% | 0% | 0% | 0.022778 | 0 | 0 | 0 | 8 | 16 | 2019 | 2045 | 100% | 0 | 0 | 0% | Normal | 0% | 0.017589 | 0 | 0 | 1 unit | 30000 | 0 | 3.8981e-06 | 1065.1506 | 5510 | 0 | 0 | 0 | 2013 | 1.0605 | COOK_GRD-Food Preparation-ILTRM-v5.0-1 | COOK_GRD-Food Preparation-EIA14-2014 Ref. Case-5 | COOK_GRD-Food Preparation-ILTRM-v5.0-1 | 1 | unit | 3.8981e-06 | Commercial_School (ID)_Existing_Food Preparation_Griddle_ENERGY STAR
Commercial_School (ID)_Existing_Food Preparation_Natural Gas_Griddle_E3 | Commercial | School (ID) | Existing | Food Preparation | Natural Gas | Griddle | E3 |  | 0% | 0% | 0% | 0 | 0 | 0 | 0 | 0 | 0 | 0 | 0 | 0% | 0 | 0 | 0% | Normal | 0% | 0 | 0 | 0 | [17 empty] | Commercial_School (ID)_Existing_Food Preparation_Griddle_
Commercial_School (ID)_Existing_Food Preparation_Natural Gas_Griddle_E4 | Commercial | School (ID) | Existing | Food Preparation | Natural Gas | Griddle | E4 |  | 0% | 0% | 0% | 0 | 0 | 0 | 0 | 0 | 0 | 0 | 0 | 0% | 0 | 0 | 0% | Normal | 0% | 0 | 0 | 0 | [17 empty] | Commercial_School (ID)_Existing_Food Preparation_Griddle_
Commercial_School (ID)_Existing_Food Preparation_Natural Gas_Griddle_E5 | Commercial | School (ID) | Existing | Food Preparation | Natural Gas | Griddle | E5 |  | 0% | 0% | 0% | 0 | 0 | 0 | 0 | 0 | 0 | 0 | 0 | 0% | 0 | 0 | 0% | Normal | 0% | 0 | 0 | 0 | [17 empty] | Commercial_School (ID)_Existing_Food Preparation_Griddle_
Commercial_School (ID)_Existing_Food Preparation_Natural Gas_Griddle_E6 | Commercial | School (ID) | Existing | Food Preparation | Natural Gas | Griddle | E6 |  | 0% | 0% | 0% | 0 | 0 | 0 | 0 | 0 | 0 | 0 | 0 | 0% | 0 | 0 | 0% | Normal | 0% | 0 | 0 | 0 | [17 empty] | Commercial_School (ID)_Existing_Food Preparation_Griddle_
Commercial_School (ID)_Existing_Food Preparation_Natural Gas_Griddle_E7 | Commercial | School (ID) | Existing | Food Preparation | Natural Gas | Griddle | E7 |  | 0% | 0% | 0% | 0 | 0 | 0 | 0 | 0 | 0 | 0 | 0 | 0% | 0 | 0 | 0% | Normal | 0% | 0 | 0 | 0 | [17 empty] | Commercial_School (ID)_Existing_Food Preparation_Griddle_
Commercial_School (ID)_Existing_Food Preparation_Natural Gas_Griddle_E8 | Commercial | School (ID) | Existing | Food Preparation | Natural Gas | Griddle | E8 |  | 0% | 0% | 0% | 0 | 0 | 0 | 0 | 0 | 0 | 0 | 0 | 0% | 0 | 0 | 0% | Normal | 0% | 0 | 0 | 0 | [17 empty] | Commercial_School (ID)_Existing_Food Preparation_Griddle_
Commercial_School (ID)_Existing_Food Preparation_Natural Gas_Griddle_E9 | Commercial | School (ID) | Existing | Food Preparation | Natural Gas | Griddle | E9 |  | 0% | 0% | 0% | 0 | 0 | 0 | 0 | 0 | 0 | 0 | 0 | 0% | 0 | 0 | 0% | Normal | 0% | 0 | 0 | 0 | [17 empty] | Commercial_School (ID)_Existing_Food Preparation_Griddle_
Commercial_School (ID)_Existing_Food Preparation_Natural Gas_Griddle_E10 | Commercial | School (ID) | Existing | Food Preparation | Natural Gas | Griddle | E10 |  | 0% | 0% | 0% | 0 | 0 | 0 | 0 | 0 | 0 | 0 | 0 | 0% | 0 | 0 | 0% | Normal | 0% | 0 | 0 | 0 | [17 empty] | Commercial_School (ID)_Existing_Food Preparation_Griddle_
Commercial_School (ID)_Existing_Food Preparation_Natural Gas_Range_E1 | Commercial | School (ID) | Existing | Food Preparation | Natural Gas | Range | E1 | Standard | 100% | 0% | 0% | 0.027101 | 0 | 0 | 0 | 8 | 12 | 2019 | 2045 | 100% | 0 | 0 | 0% | Normal | 0% | 0.027085 | 0 | 0 | 1 unit | 30000 | 0 | 5.3766e-06 | 1470 | 4500 | 0 | 0 | 0 | 2010 | 1.1201 | COOK_OVN-Food Preparation-AEO17-1 | Estimate | DOE Commercial R&D 2016 - Table 2-12 | 1 | unit | 5.3766e-06 | Commercial_School (ID)_Existing_Food Preparation_Range_Standard
Commercial_School (ID)_Existing_Food Preparation_Natural Gas_Range_E2 | Commercial | School (ID) | Existing | Food Preparation | Natural Gas | Range | E2 | High Efficiency | 50% | 0% | 0% | 0.02951 | 0 | 0 | 0 | 8 | 12 | 2019 | 2045 | 100% | 0 | 0 | 0% | Normal | 0% | 0.013543 | 0 | 0 | 1 unit | 30000 | 0 | 5.3766e-06 | 735 | 4900 | 0 | 0 | 0 | 2010 | 1.1201 | COOK_OVN-Food Preparation-AEO17-1 | DOE Commercial R&D 2016 - Table 2-10 | DOE Commercial R&D 2016 - Table 2-18 | 1 | unit | 5.3766e-06 | Commercial_School (ID)_Existing_Food Preparation_Range_High Efficiency
Commercial_School (ID)_Existing_Food Preparation_Natural Gas_Range_E3 | Commercial | School (ID) | Existing | Food Preparation | Natural Gas | Range | E3 |  | 0% | 0% | 0% | 0 | 0 | 0 | 0 | 0 | 0 | 0 | 0 | 0% | 0 | 0 | 0% | Normal | 0% | 0 | 0 | 0 | [17 empty] | Commercial_School (ID)_Existing_Food Preparation_Range_
Commercial_School (ID)_Existing_Food Preparation_Natural Gas_Range_E4 | Commercial | School (ID) | Existing | Food Preparation | Natural Gas | Range | E4 |  | 0% | 0% | 0% | 0 | 0 | 0 | 0 | 0 | 0 | 0 | 0 | 0% | 0 | 0 | 0% | Normal | 0% | 0 | 0 | 0 | [17 empty] | Commercial_School (ID)_Existing_Food Preparation_Range_
Commercial_School (ID)_Existing_Food Preparation_Natural Gas_Range_E5 | Commercial | School (ID) | Existing | Food Preparation | Natural Gas | Range | E5 |  | 0% | 0% | 0% | 0 | 0 | 0 | 0 | 0 | 0 | 0 | 0 | 0% | 0 | 0 | 0% | Normal | 0% | 0 | 0 | 0 | [17 empty] | Commercial_School (ID)_Existing_Food Preparation_Range_
Commercial_School (ID)_Existing_Food Preparation_Natural Gas_Range_E6 | Commercial | School (ID) | Existing | Food Preparation | Natural Gas | Range | E6 |  | 0% | 0% | 0% | 0 | 0 | 0 | 0 | 0 | 0 | 0 | 0 | 0% | 0 | 0 | 0% | Normal | 0% | 0 | 0 | 0 | [17 empty] | Commercial_School (ID)_Existing_Food Preparation_Range_
Commercial_School (ID)_Existing_Food Preparation_Natural Gas_Range_E7 | Commercial | School (ID) | Existing | Food Preparation | Natural Gas | Range | E7 |  | 0% | 0% | 0% | 0 | 0 | 0 | 0 | 0 | 0 | 0 | 0 | 0% | 0 | 0 | 0% | Normal | 0% | 0 | 0 | 0 | [17 empty] | Commercial_School (ID)_Existing_Food Preparation_Range_
Commercial_School (ID)_Existing_Food Preparation_Natural Gas_Range_E8 | Commercial | School (ID) | Existing | Food Preparation | Natural Gas | Range | E8 |  | 0% | 0% | 0% | 0 | 0 | 0 | 0 | 0 | 0 | 0 | 0 | 0% | 0 | 0 | 0% | Normal | 0% | 0 | 0 | 0 | [17 empty] | Commercial_School (ID)_Existing_Food Preparation_Range_
Commercial_School (ID)_Existing_Food Preparation_Natural Gas_Range_E9 | Commercial | School (ID) | Existing | Food Preparation | Natural Gas | Range | E9 |  | 0% | 0% | 0% | 0 | 0 | 0 | 0 | 0 | 0 | 0 | 0 | 0% | 0 | 0 | 0% | Normal | 0% | 0 | 0 | 0 | [17 empty] | Commercial_School (ID)_Existing_Food Preparation_Range_
Commercial_School (ID)_Existing_Food Preparation_Natural Gas_Range_E10 | Commercial | School (ID) | Existing | Food Preparation | Natural Gas | Range | E10 |  | 0% | 0% | 0% | 0 | 0 | 0 | 0 | 0 | 0 | 0 | 0 | 0% | 0 | 0 | 0% | Normal | 0% | 0 | 0 | 0 | [17 empty] | Commercial_School (ID)_Existing_Food Preparation_Range_
Commercial_School (ID)_Existing_Food Preparation_Natural Gas_Steamer_E1 | Commercial | School (ID) | Existing | Food Preparation | Natural Gas | Steamer | E1 | Standard | 100% | 0% | 0% | 0.044292 | 0 | 0 | 0 | 8 | 16 | 2019 | 2045 | 100% | 0 | 0 | 0% | Normal | 0% | 0.037128 | 0 | 0 | 1 unit | 30000 | 0 | 3.1376e-06 | 1241.5036 | 13100 | 0 | 0 | 0 | 2012 | 1.0776 | COOK_STM-Food Preparation-ILTRM-v4.0-32 | DOE Commercial R&D 2016 - Table 2-10 | COOK_STM-Food Preparation-ILTRM-v4.0-32 | 1 | unit | 3.1376e-06 | Commercial_School (ID)_Existing_Food Preparation_Steamer_Standard
Commercial_School (ID)_Existing_Food Preparation_Natural Gas_Steamer_E2 | Commercial | School (ID) | Existing | Food Preparation | Natural Gas | Steamer | E2 | ENERGY STAR | 18.87% | 0% | 0% | 0.047666 | 0 | -8.8915e-06 | 0 | 8 | 16 | 2019 | 2045 | 100% | 0 | 0 | 0% | Normal | 0% | 0.007005 | 0 | 0 | 1 unit | 30000 | 0 | 3.1376e-06 | 234.2394 | 14098 | 0 | -2.6298 | 0 | 2012 | 1.0776 | COOK_STM-Food Preparation-ILTRM-v4.0-32 | COOK_STM-Food Preparation-ILTRM-v4.0-32 | COOK_STM-Food Preparation-ILTRM-v4.0-32 | 1 | unit | 3.1376e-06 | Commercial_School (ID)_Existing_Food Preparation_Steamer_ENERGY STAR
Commercial_School (ID)_Existing_Food Preparation_Natural Gas_Steamer_E3 | Commercial | School (ID) | Existing | Food Preparation | Natural Gas | Steamer | E3 |  | 0% | 0% | 0% | 0 | 0 | 0 | 0 | 0 | 0 | 0 | 0 | 0% | 0 | 0 | 0% | Normal | 0% | 0 | 0 | 0 | [17 empty] | Commercial_School (ID)_Existing_Food Preparation_Steamer_
Commercial_School (ID)_Existing_Food Preparation_Natural Gas_Steamer_E4 | Commercial | School (ID) | Existing | Food Preparation | Natural Gas | Steamer | E4 |  | 0% | 0% | 0% | 0 | 0 | 0 | 0 | 0 | 0 | 0 | 0 | 0% | 0 | 0 | 0% | Normal | 0% | 0 | 0 | 0 | [17 empty] | Commercial_School (ID)_Existing_Food Preparation_Steamer_
Commercial_School (ID)_Existing_Food Preparation_Natural Gas_Steamer_E5 | Commercial | School (ID) | Existing | Food Preparation | Natural Gas | Steamer | E5 |  | 0% | 0% | 0% | 0 | 0 | 0 | 0 | 0 | 0 | 0 | 0 | 0% | 0 | 0 | 0% | Normal | 0% | 0 | 0 | 0 | [17 empty] | Commercial_School (ID)_Existing_Food Preparation_Steamer_
Commercial_School (ID)_Existing_Food Preparation_Natural Gas_Steamer_E6 | Commercial | School (ID) | Existing | Food Preparation | Natural Gas | Steamer | E6 |  | 0% | 0% | 0% | 0 | 0 | 0 | 0 | 0 | 0 | 0 | 0 | 0% | 0 | 0 | 0% | Normal | 0% | 0 | 0 | 0 | [17 empty] | Commercial_School (ID)_Existing_Food Preparation_Steamer_
Commercial_School (ID)_Existing_Food Preparation_Natural Gas_Steamer_E7 | Commercial | School (ID) | Existing | Food Preparation | Natural Gas | Steamer | E7 |  | 0% | 0% | 0% | 0 | 0 | 0 | 0 | 0 | 0 | 0 | 0 | 0% | 0 | 0 | 0% | Normal | 0% | 0 | 0 | 0 | [17 empty] | Commercial_School (ID)_Existing_Food Preparation_Steamer_
Commercial_School (ID)_Existing_Food Preparation_Natural Gas_Steamer_E8 | Commercial | School (ID) | Existing | Food Preparation | Natural Gas | Steamer | E8 |  | 0% | 0% | 0% | 0 | 0 | 0 | 0 | 0 | 0 | 0 | 0 | 0% | 0 | 0 | 0% | Normal | 0% | 0 | 0 | 0 | [17 empty] | Commercial_School (ID)_Existing_Food Preparation_Steamer_
Commercial_School (ID)_Existing_Food Preparation_Natural Gas_Steamer_E9 | Commercial | School (ID) | Existing | Food Preparation | Natural Gas | Steamer | E9 |  | 0% | 0% | 0% | 0 | 0 | 0 | 0 | 0 | 0 | 0 | 0 | 0% | 0 | 0 | 0% | Normal | 0% | 0 | 0 | 0 | [17 empty] | Commercial_School (ID)_Existing_Food Preparation_Steamer_
Commercial_School (ID)_Existing_Food Preparation_Natural Gas_Steamer_E10 | Commercial | School (ID) | Existing | Food Preparation | Natural Gas | Steamer | E10 |  | 0% | 0% | 0% | 0 | 0 | 0 | 0 | 0 | 0 | 0 | 0 | 0% | 0 | 0 | 0% | Normal | 0% | 0 | 0 | 0 | [17 empty] | Commercial_School (ID)_Existing_Food Preparation_Steamer_
Commercial_School (ID)_Existing_Food Preparation_Natural Gas_Food Prep Other_E1 | Commercial | School (ID) | Existing | Food Preparation | Natural Gas | Food Prep Other | E1 | Standard | 100% | 0% | 0% | 8.8699e-05 | 0 | 0 | 0 | 8 | 12 | 2019 | 2045 | 100% | 0 | 0 | 0% | Normal | 0% | 0.0085932 | 0 | 0 | 1 unit | 30000 | 0 | 7.9187e-08 | 1423.18 | 1000 | 0 | 0 | 0 | 2010 | 1.1201 | Default | Default | Default | 1 | unit | 7.9187e-08 | Commercial_School (ID)_Existing_Food Preparation_Food Prep Other_Standard
Commercial_School (ID)_Existing_Food Preparation_Natural Gas_Food Prep Other_E2 | Commercial | School (ID) | Existing | Food Preparation | Natural Gas | Food Prep Other | E2 | ENERGY STAR | 72.07% | 0% | 0% | 0.0001626 | 0 | 0 | 0 | 8 | 12 | 2019 | 2045 | 100% | 0 | 0 | 0% | Normal | 0% | 0.0061929 | 0 | 0 | 1 unit | 30000 | 0 | 7.9187e-08 | 1025.646 | 1833.1988 | 0 | 0 | 0 | 2010 | 1.1201 | N/A | N/A | N/A | 1 | unit | 7.9187e-08 | Commercial_School (ID)_Existing_Food Preparation_Food Prep Other_ENERGY STAR
Commercial_School (ID)_Existing_Food Preparation_Natural Gas_Food Prep Other_E3 | Commercial | School (ID) | Existing | Food Preparation | Natural Gas | Food Prep Other | E3 |  | 0% | 0% | 0% | 0 | 0 | 0 | 0 | 0 | 0 | 0 | 0 | 0% | 0 | 0 | 0% | Normal | 0% | 0 | 0 | 0 | [17 empty] | Commercial_School (ID)_Existing_Food Preparation_Food Prep Other_
Commercial_School (ID)_Existing_Food Preparation_Natural Gas_Food Prep Other_E4 | Commercial | School (ID) | Existing | Food Preparation | Natural Gas | Food Prep Other | E4 |  | 0% | 0% | 0% | 0 | 0 | 0 | 0 | 0 | 0 | 0 | 0 | 0% | 0 | 0 | 0% | Normal | 0% | 0 | 0 | 0 | [17 empty] | Commercial_School (ID)_Existing_Food Preparation_Food Prep Other_
Commercial_School (ID)_Existing_Food Preparation_Natural Gas_Food Prep Other_E5 | Commercial | School (ID) | Existing | Food Preparation | Natural Gas | Food Prep Other | E5 |  | 0% | 0% | 0% | 0 | 0 | 0 | 0 | 0 | 0 | 0 | 0 | 0% | 0 | 0 | 0% | Normal | 0% | 0 | 0 | 0 | [17 empty] | Commercial_School (ID)_Existing_Food Preparation_Food Prep Other_
Commercial_School (ID)_Existing_Food Preparation_Natural Gas_Food Prep Other_E6 | Commercial | School (ID) | Existing | Food Preparation | Natural Gas | Food Prep Other | E6 |  | 0% | 0% | 0% | 0 | 0 | 0 | 0 | 0 | 0 | 0 | 0 | 0% | 0 | 0 | 0% | Normal | 0% | 0 | 0 | 0 | [17 empty] | Commercial_School (ID)_Existing_Food Preparation_Food Prep Other_
Commercial_School (ID)_Existing_Food Preparation_Natural Gas_Food Prep Other_E7 | Commercial | School (ID) | Existing | Food Preparation | Natural Gas | Food Prep Other | E7 |  | 0% | 0% | 0% | 0 | 0 | 0 | 0 | 0 | 0 | 0 | 0 | 0% | 0 | 0 | 0% | Normal | 0% | 0 | 0 | 0 | [17 empty] | Commercial_School (ID)_Existing_Food Preparation_Food Prep Other_
Commercial_School (ID)_Existing_Food Preparation_Natural Gas_Food Prep Other_E8 | Commercial | School (ID) | Existing | Food Preparation | Natural Gas | Food Prep Other | E8 |  | 0% | 0% | 0% | 0 | 0 | 0 | 0 | 0 | 0 | 0 | 0 | 0% | 0 | 0 | 0% | Normal | 0% | 0 | 0 | 0 | [17 empty] | Commercial_School (ID)_Existing_Food Preparation_Food Prep Other_
Commercial_School (ID)_Existing_Food Preparation_Natural Gas_Food Prep Other_E9 | Commercial | School (ID) | Existing | Food Preparation | Natural Gas | Food Prep Other | E9 |  | 0% | 0% | 0% | 0 | 0 | 0 | 0 | 0 | 0 | 0 | 0 | 0% | 0 | 0 | 0% | Normal | 0% | 0 | 0 | 0 | [17 empty] | Commercial_School (ID)_Existing_Food Preparation_Food Prep Other_
Commercial_School (ID)_Existing_Food Preparation_Natural Gas_Food Prep Other_E10 | Commercial | School (ID) | Existing | Food Preparation | Natural Gas | Food Prep Other | E10 |  | 0% | 0% | 0% | 0 | 0 | 0 | 0 | 0 | 0 | 0 | 0 | 0% | 0 | 0 | 0% | Normal | 0% | 0 | 0 | 0 | [17 empty] | Commercial_School (ID)_Existing_Food Preparation_Food Prep Other_
Commercial_School (ID)_Existing_Miscellaneous_Natural Gas_Pool Heater_E1 | Commercial | School (ID) | Existing | Miscellaneous | Natural Gas | Pool Heater | E1 | Standard (EF .82) | 100% | 0% | 0% | 2.1256e-06 | 0 | 0 | 0 | 4 | 8 | 2019 | 2045 | 100% | 0 | 0 | 0% | Normal | 0% | 0.00055408 | 0 | 0 | 1 unit | 30000 | 0 | 1.1302e-10 | 14890 | 18052 | 0 | 0 | 0 | 2014 | 1.0418 | DOE Commercial R&D 2016 - Table 7-6 | DOE Commercial R&D 2016 - Table 7-7 | DOE Commercial R&D 2016 - Table 7-8 | 1 | unit | 1.1302e-10 | Commercial_School (ID)_Existing_Miscellaneous_Pool Heater_Standard (EF .82)
Commercial_School (ID)_Existing_Miscellaneous_Natural Gas_Pool Heater_E2 | Commercial | School (ID) | Existing | Miscellaneous | Natural Gas | Pool Heater | E2 | Condensing (EF .90) | 85% | 0% | 0% | 3.4804e-06 | 0 | 0 | 0 | 4 | 8 | 2019 | 2045 | 100% | 0 | 0 | 0% | Normal | 0% | 0.00047097 | 0 | 0 | 1 unit | 30000 | 0 | 1.1302e-10 | 12656.5 | 29558 | 0 | 0 | 0 | 2014 | 1.0418 | DOE Commercial R&D 2016 - Table 7-6 | DOE Commercial R&D 2016 - Table 7-7 | DOE Commercial R&D 2016 - Table 7-9 | 1 | unit | 1.1302e-10 | Commercial_School (ID)_Existing_Miscellaneous_Pool Heater_Condensing (EF .90)
Commercial_School (ID)_Existing_Miscellaneous_Natural Gas_Pool Heater_E3 | Commercial | School (ID) | Existing | Miscellaneous | Natural Gas | Pool Heater | E3 |  | 0% | 0% | 0% | 0 | 0 | 0 | 0 | 0 | 0 | 0 | 0 | 0% | 0 | 0 | 0% | Normal | 0% | 0 | 0 | 0 | [17 empty] | Commercial_School (ID)_Existing_Miscellaneous_Pool Heater_
Commercial_School (ID)_Existing_Miscellaneous_Natural Gas_Pool Heater_E4 | Commercial | School (ID) | Existing | Miscellaneous | Natural Gas | Pool Heater | E4 |  | 0% | 0% | 0% | 0 | 0 | 0 | 0 | 0 | 0 | 0 | 0 | 0% | 0 | 0 | 0% | Normal | 0% | 0 | 0 | 0 | [17 empty] | Commercial_School (ID)_Existing_Miscellaneous_Pool Heater_
Commercial_School (ID)_Existing_Miscellaneous_Natural Gas_Pool Heater_E5 | Commercial | School (ID) | Existing | Miscellaneous | Natural Gas | Pool Heater | E5 |  | 0% | 0% | 0% | 0 | 0 | 0 | 0 | 0 | 0 | 0 | 0 | 0% | 0 | 0 | 0% | Normal | 0% | 0 | 0 | 0 | [17 empty] | Commercial_School (ID)_Existing_Miscellaneous_Pool Heater_
Commercial_School (ID)_Existing_Miscellaneous_Natural Gas_Pool Heater_E6 | Commercial | School (ID) | Existing | Miscellaneous | Natural Gas | Pool Heater | E6 |  | 0% | 0% | 0% | 0 | 0 | 0 | 0 | 0 | 0 | 0 | 0 | 0% | 0 | 0 | 0% | Normal | 0% | 0 | 0 | 0 | [17 empty] | Commercial_School (ID)_Existing_Miscellaneous_Pool Heater_
Commercial_School (ID)_Existing_Miscellaneous_Natural Gas_Pool Heater_E7 | Commercial | School (ID) | Existing | Miscellaneous | Natural Gas | Pool Heater | E7 |  | 0% | 0% | 0% | 0 | 0 | 0 | 0 | 0 | 0 | 0 | 0 | 0% | 0 | 0 | 0% | Normal | 0% | 0 | 0 | 0 | [17 empty] | Commercial_School (ID)_Existing_Miscellaneous_Pool Heater_
Commercial_School (ID)_Existing_Miscellaneous_Natural Gas_Pool Heater_E8 | Commercial | School (ID) | Existing | Miscellaneous | Natural Gas | Pool Heater | E8 |  | 0% | 0% | 0% | 0 | 0 | 0 | 0 | 0 | 0 | 0 | 0 | 0% | 0 | 0 | 0% | Normal | 0% | 0 | 0 | 0 | [17 empty] | Commercial_School (ID)_Existing_Miscellaneous_Pool Heater_
Commercial_School (ID)_Existing_Miscellaneous_Natural Gas_Pool Heater_E9 | Commercial | School (ID) | Existing | Miscellaneous | Natural Gas | Pool Heater | E9 |  | 0% | 0% | 0% | 0 | 0 | 0 | 0 | 0 | 0 | 0 | 0 | 0% | 0 | 0 | 0% | Normal | 0% | 0 | 0 | 0 | [17 empty] | Commercial_School (ID)_Existing_Miscellaneous_Pool Heater_
Commercial_School (ID)_Existing_Miscellaneous_Natural Gas_Pool Heater_E10 | Commercial | School (ID) | Existing | Miscellaneous | Natural Gas | Pool Heater | E10 |  | 0% | 0% | 0% | 0 | 0 | 0 | 0 | 0 | 0 | 0 | 0 | 0% | 0 | 0 | 0% | Normal | 0% | 0 | 0 | 0 | [17 empty] | Commercial_School (ID)_Existing_Miscellaneous_Pool Heater_
Commercial_School (ID)_Existing_Miscellaneous_Natural Gas_Miscellaneous_E1 | Commercial | School (ID) | Existing | Miscellaneous | Natural Gas | Miscellaneous | E1 | Standard | 100% | 0% | 0% | 0.0030317 | 0 | 0 | 0 | 2 | 8 | 2019 | 2045 | 100% | 0 | 0 | 0% | Normal | 0% | 0.00298 | 0 | 0 | 1 unit | 30000 | 0 | 0.00298 | 1 | 1 | 0 | 0 | 0 | 2016 | 1.0174 | N/A | N/A | N/A | 1 | unit | 0.00298 | Commercial_School (ID)_Existing_Miscellaneous_Miscellaneous_Standard
Commercial_School (ID)_Existing_Miscellaneous_Natural Gas_Miscellaneous_E2 | Commercial | School (ID) | Existing | Miscellaneous | Natural Gas | Miscellaneous | E2 |  | 0% | 0% | 0% | 0 | 0 | 0 | 0 | 0 | 0 | 0 | 0 | 0% | 0 | 0 | 0% | Normal | 0% | 0 | 0 | 0 | [17 empty] | Commercial_School (ID)_Existing_Miscellaneous_Miscellaneous_
Commercial_School (ID)_Existing_Miscellaneous_Natural Gas_Miscellaneous_E3 | Commercial | School (ID) | Existing | Miscellaneous | Natural Gas | Miscellaneous | E3 |  | 0% | 0% | 0% | 0 | 0 | 0 | 0 | 0 | 0 | 0 | 0 | 0% | 0 | 0 | 0% | Normal | 0% | 0 | 0 | 0 | [17 empty] | Commercial_School (ID)_Existing_Miscellaneous_Miscellaneous_
Commercial_School (ID)_Existing_Miscellaneous_Natural Gas_Miscellaneous_E4 | Commercial | School (ID) | Existing | Miscellaneous | Natural Gas | Miscellaneous | E4 |  | 0% | 0% | 0% | 0 | 0 | 0 | 0 | 0 | 0 | 0 | 0 | 0% | 0 | 0 | 0% | Normal | 0% | 0 | 0 | 0 | [17 empty] | Commercial_School (ID)_Existing_Miscellaneous_Miscellaneous_
Commercial_School (ID)_Existing_Miscellaneous_Natural Gas_Miscellaneous_E5 | Commercial | School (ID) | Existing | Miscellaneous | Natural Gas | Miscellaneous | E5 |  | 0% | 0% | 0% | 0 | 0 | 0 | 0 | 0 | 0 | 0 | 0 | 0% | 0 | 0 | 0% | Normal | 0% | 0 | 0 | 0 | [17 empty] | Commercial_School (ID)_Existing_Miscellaneous_Miscellaneous_
Commercial_School (ID)_Existing_Miscellaneous_Natural Gas_Miscellaneous_E6 | Commercial | School (ID) | Existing | Miscellaneous | Natural Gas | Miscellaneous | E6 |  | 0% | 0% | 0% | 0 | 0 | 0 | 0 | 0 | 0 | 0 | 0 | 0% | 0 | 0 | 0% | Normal | 0% | 0 | 0 | 0 | [17 empty] | Commercial_School (ID)_Existing_Miscellaneous_Miscellaneous_
Commercial_School (ID)_Existing_Miscellaneous_Natural Gas_Miscellaneous_E7 | Commercial | School (ID) | Existing | Miscellaneous | Natural Gas | Miscellaneous | E7 |  | 0% | 0% | 0% | 0 | 0 | 0 | 0 | 0 | 0 | 0 | 0 | 0% | 0 | 0 | 0% | Normal | 0% | 0 | 0 | 0 | [17 empty] | Commercial_School (ID)_Existing_Miscellaneous_Miscellaneous_
Commercial_School (ID)_Existing_Miscellaneous_Natural Gas_Miscellaneous_E8 | Commercial | School (ID) | Existing | Miscellaneous | Natural Gas | Miscellaneous | E8 |  | 0% | 0% | 0% | 0 | 0 | 0 | 0 | 0 | 0 | 0 | 0 | 0% | 0 | 0 | 0% | Normal | 0% | 0 | 0 | 0 | [17 empty] | Commercial_School (ID)_Existing_Miscellaneous_Miscellaneous_
Commercial_School (ID)_Existing_Miscellaneous_Natural Gas_Miscellaneous_E9 | Commercial | School (ID) | Existing | Miscellaneous | Natural Gas | Miscellaneous | E9 |  | 0% | 0% | 0% | 0 | 0 | 0 | 0 | 0 | 0 | 0 | 0 | 0% | 0 | 0 | 0% | Normal | 0% | 0 | 0 | 0 | [17 empty] | Commercial_School (ID)_Existing_Miscellaneous_Miscellaneous_
Commercial_School (ID)_Existing_Miscellaneous_Natural Gas_Miscellaneous_E10 | Commercial | School (ID) | Existing | Miscellaneous | Natural Gas | Miscellaneous | E10 |  | 0% | 0% | 0% | 0 | 0 | 0 | 0 | 0 | 0 | 0 | 0 | 0% | 0 | 0 | 0% | Normal | 0% | 0 | 0 | 0 | [17 empty] | Commercial_School (ID)_Existing_Miscellaneous_Miscellaneous_
Commercial_School (ID)_New_Space Heating_Natural Gas_Furnace_E1 | Commercial | School (ID) | New | Space Heating | Natural Gas | Furnace | E1 | AFUE 80% (Standard) | 100% | 0% | 0% | 0.43204 | 0 | 0.040722 | 0 | 10 | 20 | 2019 | 2045 | 100% | 0 | 0 | 0% | Normal | 0% | 0.092522 | 0 | 0 | 400 kBtu/hr | 30000 | 0 | 0.00012 | 1.9275 | 3395 | 0 | 320 | 0 | 2013 | 1.0605 | GFURN-Heating-EIA14-2014 Ref. Case-2 | GFURN-Heating-EIA14-2014 Ref. Case-2 | AEG BEST | 400 | kBtu/hr | 0.048 | Commercial_School (ID)_New_Space Heating_Furnace_AFUE 80% (Standard)
Commercial_School (ID)_New_Space Heating_Natural Gas_Furnace_E2 | Commercial | School (ID) | New | Space Heating | Natural Gas | Furnace | E2 | AFUE 90% | 88.89% | 0% | 0% | 0.52494 | 0 | 0.11835 | 0 | 10 | 20 | 2019 | 2045 | 100% | 0 | 0 | 0% | Normal | 0% | 0.082242 | 0 | 0 | 400 kBtu/hr | 30000 | 0 | 0.00012 | 1.7134 | 4125 | 0 | 930 | 0 | 2013 | 1.0605 | GFURN-Heating-EIA14-2014 Ref. Case-3 | GFURN-Heating-EIA14-2014 Ref. Case-3 | AEG BEST | 400 | kBtu/hr | 0.048 | Commercial_School (ID)_New_Space Heating_Furnace_AFUE 90%
Commercial_School (ID)_New_Space Heating_Natural Gas_Furnace_E3 | Commercial | School (ID) | New | Space Heating | Natural Gas | Furnace | E3 | AFUE 96% | 83.33% | 0% | 0% | 1.0145 | 0 | 0 | 0 | 10 | 20 | 2019 | 2045 | 100% | 0 | 0 | 0% | Normal | 0% | 0.077099 | 0 | 0 | 150 kBtu/hr | 30000 | 0 | 0.00032 | 1.6062 | 3042.9057 | 0 | 0 | 0 | 2014 | 1.0418 | GFURN-Heating-EIA14-2014 Ref. Case-3 | GFURN-Heating-ILTRM-v5.0-191 | AEG BEST | 150 | kBtu/hr | 0.048 | Commercial_School (ID)_New_Space Heating_Furnace_AFUE 96%
Commercial_School (ID)_New_Space Heating_Natural Gas_Furnace_E4 | Commercial | School (ID) | New | Space Heating | Natural Gas | Furnace | E4 |  | 0% | 0% | 0% | 0 | 0 | 0 | 0 | 0 | 0 | 0 | 0 | 0% | 0 | 0 | 0% | Normal | 0% | 0 | 0 | 0 | [17 empty] | Commercial_School (ID)_New_Space Heating_Furnace_
Commercial_School (ID)_New_Space Heating_Natural Gas_Furnace_E5 | Commercial | School (ID) | New | Space Heating | Natural Gas | Furnace | E5 |  | 0% | 0% | 0% | 0 | 0 | 0 | 0 | 0 | 0 | 0 | 0 | 0% | 0 | 0 | 0% | Normal | 0% | 0 | 0 | 0 | [17 empty] | Commercial_School (ID)_New_Space Heating_Furnace_
Commercial_School (ID)_New_Space Heating_Natural Gas_Furnace_E6 | Commercial | School (ID) | New | Space Heating | Natural Gas | Furnace | E6 |  | 0% | 0% | 0% | 0 | 0 | 0 | 0 | 0 | 0 | 0 | 0 | 0% | 0 | 0 | 0% | Normal | 0% | 0 | 0 | 0 | [17 empty] | Commercial_School (ID)_New_Space Heating_Furnace_
Commercial_School (ID)_New_Space Heating_Natural Gas_Furnace_E7 | Commercial | School (ID) | New | Space Heating | Natural Gas | Furnace | E7 |  | 0% | 0% | 0% | 0 | 0 | 0 | 0 | 0 | 0 | 0 | 0 | 0% | 0 | 0 | 0% | Normal | 0% | 0 | 0 | 0 | [17 empty] | Commercial_School (ID)_New_Space Heating_Furnace_
Commercial_School (ID)_New_Space Heating_Natural Gas_Furnace_E8 | Commercial | School (ID) | New | Space Heating | Natural Gas | Furnace | E8 |  | 0% | 0% | 0% | 0 | 0 | 0 | 0 | 0 | 0 | 0 | 0 | 0% | 0 | 0 | 0% | Normal | 0% | 0 | 0 | 0 | [17 empty] | Commercial_School (ID)_New_Space Heating_Furnace_
Commercial_School (ID)_New_Space Heating_Natural Gas_Furnace_E9 | Commercial | School (ID) | New | Space Heating | Natural Gas | Furnace | E9 |  | 0% | 0% | 0% | 0 | 0 | 0 | 0 | 0 | 0 | 0 | 0 | 0% | 0 | 0 | 0% | Normal | 0% | 0 | 0 | 0 | [17 empty] | Commercial_School (ID)_New_Space Heating_Furnace_
Commercial_School (ID)_New_Space Heating_Natural Gas_Furnace_E10 | Commercial | School (ID) | New | Space Heating | Natural Gas | Furnace | E10 |  | 0% | 0% | 0% | 0 | 0 | 0 | 0 | 0 | 0 | 0 | 0 | 0% | 0 | 0 | 0% | Normal | 0% | 0 | 0 | 0 | [17 empty] | Commercial_School (ID)_New_Space Heating_Furnace_
Commercial_School (ID)_New_Space Heating_Natural Gas_Boiler_E1 | Commercial | School (ID) | New | Space Heating | Natural Gas | Boiler | E1 | AFUE 80% (Standard) | 100% | 0% | 0% | 1.6106 | 0 | 0.038177 | 0 | 25 | 35 | 2019 | 2045 | 100% | 0 | 0 | 0% | Normal | 0% | 0.19494 | 0 | 0 | 1 kBtu/hr | 30000 | 0 | 0.048 | 4.0613 | 31.6406 | 0 | 0.75 | 0 | 2013 | 1.0605 | GBLR-Heating-AEO15-3 | GBLR-Heating-AEO15-3 | GBLR-Heating-AEO15-3 | 1 | kBtu/hr | 0.048 | Commercial_School (ID)_New_Space Heating_Boiler_AFUE 80% (Standard)
Commercial_School (ID)_New_Space Heating_Natural Gas_Boiler_E2 | Commercial | School (ID) | New | Space Heating | Natural Gas | Boiler | E2 | AFUE 85% | 94.12% | 0% | 0% | 1.7292 | 0 | 0.035931 | 0 | 25 | 35 | 2019 | 2045 | 100% | 0 | 0 | 0% | Normal | 0% | 0.18348 | 0 | 0 | 1 kBtu/hr | 30000 | 0 | 0.048 | 3.8225 | 33.9706 | 0 | 0.70588 | 0 | 2013 | 1.0605 | GBLR-Heating-AEO15-6 | GBLR-Heating-AEO15-6 | GBLR-Heating-AEO15-6 | 1 | kBtu/hr | 0.048 | Commercial_School (ID)_New_Space Heating_Boiler_AFUE 85%
Commercial_School (ID)_New_Space Heating_Natural Gas_Boiler_E3 | Commercial | School (ID) | New | Space Heating | Natural Gas | Boiler | E3 | AFUE 97% | 82.47% | 0% | 0% | 1.6459 | 0 | 0.031165 | 0 | 25 | 35 | 2019 | 2045 | 100% | 0 | 0 | 0% | Normal | 0% | 0.16078 | 0 | 0 | 1 kBtu/hr | 30000 | 0 | 0.048 | 3.3495 | 32.3342 | 0 | 0.61224 | 0 | 2013 | 1.0605 | GBLR-Heating-AEO15-7 | GBLR-Heating-AEO15-7 | GBLR-Heating-AEO15-7 | 1 | kBtu/hr | 0.048 | Commercial_School (ID)_New_Space Heating_Boiler_AFUE 97%
Commercial_School (ID)_New_Space Heating_Natural Gas_Boiler_E4 | Commercial | School (ID) | New | Space Heating | Natural Gas | Boiler | E4 | Convert to NG Air Source Heat Pump | 57.14% | 0% | 0% | 11.1138 | 0 | 0.13574 | 0 | 10 | 20 | 2019 | 2045 | 100% | 0 | 0 | 0% | Normal | 0% | 0.1114 | 0 | 0 | 1 kBtu/hr | 30000 | 0 | 0.048 | 2.3208 | 218.3333 | 0 | 2.6667 | 0 | 2013 | 1.0605 | HP_GAS-Heating-AEO17-1 | HP_GAS-Heating-AEO17-1 | HP_GAS-Heating-AEO17-1 | 1 | kBtu/hr | 0.048 | Commercial_School (ID)_New_Space Heating_Boiler_Convert to NG Air Source Heat Pump
Commercial_School (ID)_New_Space Heating_Natural Gas_Boiler_E5 | Commercial | School (ID) | New | Space Heating | Natural Gas | Boiler | E5 |  | 0% | 0% | 0% | 0 | 0 | 0 | 0 | 0 | 0 | 0 | 0 | 0% | 0 | 0 | 0% | Normal | 0% | 0 | 0 | 0 | [17 empty] | Commercial_School (ID)_New_Space Heating_Boiler_
Commercial_School (ID)_New_Space Heating_Natural Gas_Boiler_E6 | Commercial | School (ID) | New | Space Heating | Natural Gas | Boiler | E6 |  | 0% | 0% | 0% | 0 | 0 | 0 | 0 | 0 | 0 | 0 | 0 | 0% | 0 | 0 | 0% | Normal | 0% | 0 | 0 | 0 | [17 empty] | Commercial_School (ID)_New_Space Heating_Boiler_
Commercial_School (ID)_New_Space Heating_Natural Gas_Boiler_E7 | Commercial | School (ID) | New | Space Heating | Natural Gas | Boiler | E7 |  | 0% | 0% | 0% | 0 | 0 | 0 | 0 | 0 | 0 | 0 | 0 | 0% | 0 | 0 | 0% | Normal | 0% | 0 | 0 | 0 | [17 empty] | Commercial_School (ID)_New_Space Heating_Boiler_
Commercial_School (ID)_New_Space Heating_Natural Gas_Boiler_E8 | Commercial | School (ID) | New | Space Heating | Natural Gas | Boiler | E8 |  | 0% | 0% | 0% | 0 | 0 | 0 | 0 | 0 | 0 | 0 | 0 | 0% | 0 | 0 | 0% | Normal | 0% | 0 | 0 | 0 | [17 empty] | Commercial_School (ID)_New_Space Heating_Boiler_
Commercial_School (ID)_New_Space Heating_Natural Gas_Boiler_E9 | Commercial | School (ID) | New | Space Heating | Natural Gas | Boiler | E9 |  | 0% | 0% | 0% | 0 | 0 | 0 | 0 | 0 | 0 | 0 | 0 | 0% | 0 | 0 | 0% | Normal | 0% | 0 | 0 | 0 | [17 empty] | Commercial_School (ID)_New_Space Heating_Boiler_
Commercial_School (ID)_New_Space Heating_Natural Gas_Boiler_E10 | Commercial | School (ID) | New | Space Heating | Natural Gas | Boiler | E10 |  | 0% | 0% | 0% | 0 | 0 | 0 | 0 | 0 | 0 | 0 | 0 | 0% | 0 | 0 | 0% | Normal | 0% | 0 | 0 | 0 | [17 empty] | Commercial_School (ID)_New_Space Heating_Boiler_
Commercial_School (ID)_New_Space Heating_Natural Gas_Unit Heater_E1 | Commercial | School (ID) | New | Space Heating | Natural Gas | Unit Heater | E1 | Standard | 100% | 0% | 0% | 0.0010148 | 0 | 0 | 0 | 15 | 25 | 2019 | 2045 | 100% | 0 | 0 | 0% | Normal | 0% | 0.04626 | 0 | 0 | 1 kBtu/Hr | 30000 | 0 | 9.4906e-07 | 2080 | 1051 | 0 | 0 | 0 | 2016 | 1.0174 | UNITHT-Heating-XCELCO-2017-18-3 | UNITHT-Heating-XCELCO-2017-18-3 | UNITHT-Heating-XCELCO-2017-18-3 | 1 | kBtu/Hr | 9.4906e-07 | Commercial_School (ID)_New_Space Heating_Unit Heater_Standard
Commercial_School (ID)_New_Space Heating_Natural Gas_Unit Heater_E2 | Commercial | School (ID) | New | Space Heating | Natural Gas | Unit Heater | E2 | Condensing | 88.94% | 0% | 0% | 0.0022256 | 0 | 0 | 0 | 15 | 25 | 2019 | 2045 | 100% | 0 | 0 | 0% | Normal | 0% | 0.041145 | 0 | 0 | 1 kBtu/Hr | 30000 | 0 | 9.4906e-07 | 1850 | 2305 | 0 | 0 | 0 | 2016 | 1.0174 | UNITHT-Heating-XCELCO-2017-18-3 | UNITHT-Heating-XCELCO-2017-18-3 | UNITHT-Heating-XCELCO-2017-18-3 | 1 | kBtu/Hr | 9.4906e-07 | Commercial_School (ID)_New_Space Heating_Unit Heater_Condensing
Commercial_School (ID)_New_Space Heating_Natural Gas_Unit Heater_E3 | Commercial | School (ID) | New | Space Heating | Natural Gas | Unit Heater | E3 | Infrared Radiant | 88.46% | 0% | 0% | 0.0012118 | 0 | 0 | 0 | 10 | 20 | 2019 | 2045 | 100% | 0 | 0 | 0% | Normal | 0% | 0.040922 | 0 | 0 | 1 kBtu/Hr | 30000 | 0 | 9.4906e-07 | 1840 | 1255 | 0 | 0 | 0 | 2016 | 1.0174 | UNITHT-Heating-XCELCO-2017-18-4 | UNITHT-Heating-XCELCO-2017-18-4 | UNITHT-Heating-XCELCO-2017-18-4 | 1 | kBtu/Hr | 9.4906e-07 | Commercial_School (ID)_New_Space Heating_Unit Heater_Infrared Radiant
Commercial_School (ID)_New_Space Heating_Natural Gas_Unit Heater_E4 | Commercial | School (ID) | New | Space Heating | Natural Gas | Unit Heater | E4 |  | 0% | 0% | 0% | 0 | 0 | 0 | 0 | 0 | 0 | 0 | 0 | 0% | 0 | 0 | 0% | Normal | 0% | 0 | 0 | 0 | [17 empty] | Commercial_School (ID)_New_Space Heating_Unit Heater_
Commercial_School (ID)_New_Space Heating_Natural Gas_Unit Heater_E5 | Commercial | School (ID) | New | Space Heating | Natural Gas | Unit Heater | E5 |  | 0% | 0% | 0% | 0 | 0 | 0 | 0 | 0 | 0 | 0 | 0 | 0% | 0 | 0 | 0% | Normal | 0% | 0 | 0 | 0 | [17 empty] | Commercial_School (ID)_New_Space Heating_Unit Heater_
Commercial_School (ID)_New_Space Heating_Natural Gas_Unit Heater_E6 | Commercial | School (ID) | New | Space Heating | Natural Gas | Unit Heater | E6 |  | 0% | 0% | 0% | 0 | 0 | 0 | 0 | 0 | 0 | 0 | 0 | 0% | 0 | 0 | 0% | Normal | 0% | 0 | 0 | 0 | [17 empty] | Commercial_School (ID)_New_Space Heating_Unit Heater_
Commercial_School (ID)_New_Space Heating_Natural Gas_Unit Heater_E7 | Commercial | School (ID) | New | Space Heating | Natural Gas | Unit Heater | E7 |  | 0% | 0% | 0% | 0 | 0 | 0 | 0 | 0 | 0 | 0 | 0 | 0% | 0 | 0 | 0% | Normal | 0% | 0 | 0 | 0 | [17 empty] | Commercial_School (ID)_New_Space Heating_Unit Heater_
Commercial_School (ID)_New_Space Heating_Natural Gas_Unit Heater_E8 | Commercial | School (ID) | New | Space Heating | Natural Gas | Unit Heater | E8 |  | 0% | 0% | 0% | 0 | 0 | 0 | 0 | 0 | 0 | 0 | 0 | 0% | 0 | 0 | 0% | Normal | 0% | 0 | 0 | 0 | [17 empty] | Commercial_School (ID)_New_Space Heating_Unit Heater_
Commercial_School (ID)_New_Space Heating_Natural Gas_Unit Heater_E9 | Commercial | School (ID) | New | Space Heating | Natural Gas | Unit Heater | E9 |  | 0% | 0% | 0% | 0 | 0 | 0 | 0 | 0 | 0 | 0 | 0 | 0% | 0 | 0 | 0% | Normal | 0% | 0 | 0 | 0 | [17 empty] | Commercial_School (ID)_New_Space Heating_Unit Heater_
Commercial_School (ID)_New_Space Heating_Natural Gas_Unit Heater_E10 | Commercial | School (ID) | New | Space Heating | Natural Gas | Unit Heater | E10 |  | 0% | 0% | 0% | 0 | 0 | 0 | 0 | 0 | 0 | 0 | 0 | 0% | 0 | 0 | 0% | Normal | 0% | 0 | 0 | 0 | [17 empty] | Commercial_School (ID)_New_Space Heating_Unit Heater_
Commercial_School (ID)_New_Water Heating_Natural Gas_Water Heater_E1 | Commercial | School (ID) | New | Water Heating | Natural Gas | Water Heater | E1 | TE 0.80 | 100% | 0% | 0% | 0.13543 | 0 | 0 | 0 | 10 | 20 | 2019 | 2045 | 100% | 0 | 0 | 0% | Normal | 0% | 0.15351 | 0 | 0 | 1 kBtu/hr | 30000 | 0 | 0.0061064 | 23.155 | 21.8 | 0 | 0 | 0 | 2017 | 1.0174 | DHW_WH-Water Heating-PG&E-R7-14 | DHW_WH-Water Heating-PG&E-R7-14 | DHW_WH-Water Heating-PG&E-R7-14 | 1 | kBtu/hr | 0.0061064 | Commercial_School (ID)_New_Water Heating_Water Heater_TE 0.80
Commercial_School (ID)_New_Water Heating_Natural Gas_Water Heater_E2 | Commercial | School (ID) | New | Water Heating | Natural Gas | Water Heater | E2 | TE 0.90 | 88.89% | 0% | 0% | 0.16252 | 0 | 0 | 0 | 10 | 20 | 2019 | 2045 | 100% | 0 | 0 | 0% | Normal | 0% | 0.13646 | 0 | 0 | 1 kBtu/hr | 30000 | 0 | 0.0061064 | 20.5822 | 26.16 | 0 | 0 | 0 | 2017 | 1.0174 | DHW_WH-Water Heating-PG&E-R7-14 | DHW_WH-Water Heating-PG&E-R7-14 | DHW_WH-Water Heating-PG&E-R7-14 | 1 | kBtu/hr | 0.0061064 | Commercial_School (ID)_New_Water Heating_Water Heater_TE 0.90
Commercial_School (ID)_New_Water Heating_Natural Gas_Water Heater_E3 | Commercial | School (ID) | New | Water Heating | Natural Gas | Water Heater | E3 | TE 0.94 | 85.11% | 0% | 0% | 0.19978 | 0 | 0 | 0 | 10 | 20 | 2019 | 2045 | 100% | 0 | 0 | 0% | Normal | 0% | 0.13065 | 0 | 0 | 1 kBtu/hr | 30000 | 0 | 0.0061064 | 19.7063 | 30.3604 | 0 | 0 | 0 | 2012 | 1.0776 | DHW_WH-Water Heating-NMTRM-2016-7 | DHW_WH-Water Heating-NMTRM-2016-7 | DHW_WH-Water Heating-NMTRM-2016-7 | 1 | kBtu/hr | 0.0061064 | Commercial_School (ID)_New_Water Heating_Water Heater_TE 0.94
Commercial_School (ID)_New_Water Heating_Natural Gas_Water Heater_E4 | Commercial | School (ID) | New | Water Heating | Natural Gas | Water Heater | E4 | Instantaneous TE 0.94 | 85.02% | 0% | 0% | 0.23452 | 0 | 0 | 0 | 15 | 25 | 2019 | 2045 | 100% | 0 | 0 | 0% | Normal | 0% | 0.13051 | 0 | 0 | 1 kBtu/hr | 30000 | 0 | 0.0061064 | 19.6854 | 35.6404 | 0 | 0 | 0 | 2012 | 1.0776 | DHW_WH-Water Heating-NMTRM-2016-9 | DHW_WH-Water Heating-NMTRM-2016-9 | DHW_WH-Water Heating-NMTRM-2016-9 | 1 | kBtu/hr | 0.0061064 | Commercial_School (ID)_New_Water Heating_Water Heater_Instantaneous TE 0.94
Commercial_School (ID)_New_Water Heating_Natural Gas_Water Heater_E5 | Commercial | School (ID) | New | Water Heating | Natural Gas | Water Heater | E5 | Gas-Fired Absorption HPWH | 53.33% | 0% | 0% | 0.39862 | 0 | 0 | 0 | 10 | 16 | 2019 | 2045 | 100% | 0 | 0 | 0% | Normal | 0% | 0.081873 | 0 | 0 | 1 kBtu/hr | 30000 | 0 | 0.0061064 | 12.3493 | 62.6566 | 0 | 0 | 0 | 2014 | 1.0418 | DHW_WH-Water Heating-DOE-2014-1 | DHW_WH-Water Heating-DOE-2014-1 | DHW_WH-Water Heating-DOE-2014-1 | 1 | kBtu/hr | 0.0061064 | Commercial_School (ID)_New_Water Heating_Water Heater_Gas-Fired Absorption HPWH
Commercial_School (ID)_New_Water Heating_Natural Gas_Water Heater_E6 | Commercial | School (ID) | New | Water Heating | Natural Gas | Water Heater | E6 |  | 0% | 0% | 0% | 0 | 0 | 0 | 0 | 0 | 0 | 0 | 0 | 0% | 0 | 0 | 0% | Normal | 0% | 0 | 0 | 0 | [17 empty] | Commercial_School (ID)_New_Water Heating_Water Heater_
Commercial_School (ID)_New_Water Heating_Natural Gas_Water Heater_E7 | Commercial | School (ID) | New | Water Heating | Natural Gas | Water Heater | E7 |  | 0% | 0% | 0% | 0 | 0 | 0 | 0 | 0 | 0 | 0 | 0 | 0% | 0 | 0 | 0% | Normal | 0% | 0 | 0 | 0 | [17 empty] | Commercial_School (ID)_New_Water Heating_Water Heater_
Commercial_School (ID)_New_Water Heating_Natural Gas_Water Heater_E8 | Commercial | School (ID) | New | Water Heating | Natural Gas | Water Heater | E8 |  | 0% | 0% | 0% | 0 | 0 | 0 | 0 | 0 | 0 | 0 | 0 | 0% | 0 | 0 | 0% | Normal | 0% | 0 | 0 | 0 | [17 empty] | Commercial_School (ID)_New_Water Heating_Water Heater_
Commercial_School (ID)_New_Water Heating_Natural Gas_Water Heater_E9 | Commercial | School (ID) | New | Water Heating | Natural Gas | Water Heater | E9 |  | 0% | 0% | 0% | 0 | 0 | 0 | 0 | 0 | 0 | 0 | 0 | 0% | 0 | 0 | 0% | Normal | 0% | 0 | 0 | 0 | [17 empty] | Commercial_School (ID)_New_Water Heating_Water Heater_
Commercial_School (ID)_New_Water Heating_Natural Gas_Water Heater_E10 | Commercial | School (ID) | New | Water Heating | Natural Gas | Water Heater | E10 |  | 0% | 0% | 0% | 0 | 0 | 0 | 0 | 0 | 0 | 0 | 0 | 0% | 0 | 0 | 0% | Normal | 0% | 0 | 0 | 0 | [17 empty] | Commercial_School (ID)_New_Water Heating_Water Heater_
Commercial_School (ID)_New_Food Preparation_Natural Gas_Oven_E1 | Commercial | School (ID) | New | Food Preparation | Natural Gas | Oven | E1 | Standard | 100% | 0% | 0% | 0.00083548 | 0 | 0 | 0 | 8 | 12 | 2019 | 2045 | 100% | 0 | 0 | 0% | Normal | 0% | 0.020206 | 0 | 0 | 1 unit | 30000 | 0 | 1.6075e-06 | 1050.946 | 490.1 | 0 | 0 | 0 | 2013 | 1.0605 | COOK_OVN-Food Preparation-AEO17-3 | COOK_OVN-Food Preparation-AEO17-3 | COOK_OVN-Food Preparation-ILTRM-v5.0-23 | 1 | unit | 1.6075e-06 | Commercial_School (ID)_New_Food Preparation_Oven_Standard
Commercial_School (ID)_New_Food Preparation_Natural Gas_Oven_E2 | Commercial | School (ID) | New | Food Preparation | Natural Gas | Oven | E2 | ENERGY STAR (>42% Baking Efficiency) | 71.01% | 0% | 0% | 0.0011384 | 0 | 0 | 0 | 8 | 12 | 2019 | 2045 | 100% | 0 | 0 | 0% | Normal | 0% | 0.014348 | 0 | 0 | 1 unit | 30000 | 0 | 1.6075e-06 | 746.2722 | 667.81 | 0 | 0 | 0 | 2013 | 1.0605 | COOK_OVN-Food Preparation-AEO17-3 | COOK_OVN-Food Preparation-AEO17-3 | COOK_OVN-Food Preparation-ILTRM-v5.0-23 | 1 | unit | 1.6075e-06 | Commercial_School (ID)_New_Food Preparation_Oven_ENERGY STAR (>42% Baking Efficiency)
Commercial_School (ID)_New_Food Preparation_Natural Gas_Oven_E3 | Commercial | School (ID) | New | Food Preparation | Natural Gas | Oven | E3 |  | 0% | 0% | 0% | 0 | 0 | 0 | 0 | 0 | 0 | 0 | 0 | 0% | 0 | 0 | 0% | Normal | 0% | 0 | 0 | 0 | [17 empty] | Commercial_School (ID)_New_Food Preparation_Oven_
Commercial_School (ID)_New_Food Preparation_Natural Gas_Oven_E4 | Commercial | School (ID) | New | Food Preparation | Natural Gas | Oven | E4 |  | 0% | 0% | 0% | 0 | 0 | 0 | 0 | 0 | 0 | 0 | 0 | 0% | 0 | 0 | 0% | Normal | 0% | 0 | 0 | 0 | [17 empty] | Commercial_School (ID)_New_Food Preparation_Oven_
Commercial_School (ID)_New_Food Preparation_Natural Gas_Oven_E5 | Commercial | School (ID) | New | Food Preparation | Natural Gas | Oven | E5 |  | 0% | 0% | 0% | 0 | 0 | 0 | 0 | 0 | 0 | 0 | 0 | 0% | 0 | 0 | 0% | Normal | 0% | 0 | 0 | 0 | [17 empty] | Commercial_School (ID)_New_Food Preparation_Oven_
Commercial_School (ID)_New_Food Preparation_Natural Gas_Oven_E6 | Commercial | School (ID) | New | Food Preparation | Natural Gas | Oven | E6 |  | 0% | 0% | 0% | 0 | 0 | 0 | 0 | 0 | 0 | 0 | 0 | 0% | 0 | 0 | 0% | Normal | 0% | 0 | 0 | 0 | [17 empty] | Commercial_School (ID)_New_Food Preparation_Oven_
Commercial_School (ID)_New_Food Preparation_Natural Gas_Oven_E7 | Commercial | School (ID) | New | Food Preparation | Natural Gas | Oven | E7 |  | 0% | 0% | 0% | 0 | 0 | 0 | 0 | 0 | 0 | 0 | 0 | 0% | 0 | 0 | 0% | Normal | 0% | 0 | 0 | 0 | [17 empty] | Commercial_School (ID)_New_Food Preparation_Oven_
Commercial_School (ID)_New_Food Preparation_Natural Gas_Oven_E8 | Commercial | School (ID) | New | Food Preparation | Natural Gas | Oven | E8 |  | 0% | 0% | 0% | 0 | 0 | 0 | 0 | 0 | 0 | 0 | 0 | 0% | 0 | 0 | 0% | Normal | 0% | 0 | 0 | 0 | [17 empty] | Commercial_School (ID)_New_Food Preparation_Oven_
Commercial_School (ID)_New_Food Preparation_Natural Gas_Oven_E9 | Commercial | School (ID) | New | Food Preparation | Natural Gas | Oven | E9 |  | 0% | 0% | 0% | 0 | 0 | 0 | 0 | 0 | 0 | 0 | 0 | 0% | 0 | 0 | 0% | Normal | 0% | 0 | 0 | 0 | [17 empty] | Commercial_School (ID)_New_Food Preparation_Oven_
Commercial_School (ID)_New_Food Preparation_Natural Gas_Oven_E10 | Commercial | School (ID) | New | Food Preparation | Natural Gas | Oven | E10 |  | 0% | 0% | 0% | 0 | 0 | 0 | 0 | 0 | 0 | 0 | 0 | 0% | 0 | 0 | 0% | Normal | 0% | 0 | 0 | 0 | [17 empty] | Commercial_School (ID)_New_Food Preparation_Oven_
Commercial_School (ID)_New_Food Preparation_Natural Gas_Conveyor Oven_E1 | Commercial | School (ID) | New | Food Preparation | Natural Gas | Conveyor Oven | E1 | Standard | 100% | 0% | 0% | 0.00067417 | 0 | 0 | 0 | 15 | 19 | 2019 | 2045 | 100% | 0 | 0 | 0% | Normal | 0% | 0.03261 | 0 | 0 | 1 unit | 30000 | 0 | 3.8174e-07 | 3571 | 1665.3064 | 0 | 0 | 0 | 2013 | 1.0605 | COOK_OVN-Food Preparation-ILTRM-v5.0-24 | COOK_OVN-Food Preparation-AEO17-3 | https://fishnick.com/saveenergy/tools/calculators/gconvovencalc.php | 1 | unit | 3.8174e-07 | Commercial_School (ID)_New_Food Preparation_Conveyor Oven_Standard
Commercial_School (ID)_New_Food Preparation_Natural Gas_Conveyor Oven_E2 | Commercial | School (ID) | New | Food Preparation | Natural Gas | Conveyor Oven | E2 | ENERGY STAR (>42% Baking Efficiency) | 79.47% | 0% | 0% | 0.0014283 | 0 | 0 | 0 | 15 | 19 | 2019 | 2045 | 100% | 0 | 0 | 0% | Normal | 0% | 0.025916 | 0 | 0 | 1 unit | 30000 | 0 | 3.8174e-07 | 2838 | 3409.1835 | 0 | 0 | 0 | 2011 | 1.0975 | COOK_OVN-Food Preparation-ILTRM-v5.0-24 | COOK_OVN-Food Preparation-ILTRM-v5.0-24 | COOK_OVN-Food Preparation-ILTRM-v5.0-24 | 1 | unit | 3.8174e-07 | Commercial_School (ID)_New_Food Preparation_Conveyor Oven_ENERGY STAR (>42% Baking Efficiency)
Commercial_School (ID)_New_Food Preparation_Natural Gas_Conveyor Oven_E3 | Commercial | School (ID) | New | Food Preparation | Natural Gas | Conveyor Oven | E3 |  | 0% | 0% | 0% | 0 | 0 | 0 | 0 | 0 | 0 | 0 | 0 | 0% | 0 | 0 | 0% | Normal | 0% | 0 | 0 | 0 | [17 empty] | Commercial_School (ID)_New_Food Preparation_Conveyor Oven_
Commercial_School (ID)_New_Food Preparation_Natural Gas_Conveyor Oven_E4 | Commercial | School (ID) | New | Food Preparation | Natural Gas | Conveyor Oven | E4 |  | 0% | 0% | 0% | 0 | 0 | 0 | 0 | 0 | 0 | 0 | 0 | 0% | 0 | 0 | 0% | Normal | 0% | 0 | 0 | 0 | [17 empty] | Commercial_School (ID)_New_Food Preparation_Conveyor Oven_
Commercial_School (ID)_New_Food Preparation_Natural Gas_Conveyor Oven_E5 | Commercial | School (ID) | New | Food Preparation | Natural Gas | Conveyor Oven | E5 |  | 0% | 0% | 0% | 0 | 0 | 0 | 0 | 0 | 0 | 0 | 0 | 0% | 0 | 0 | 0% | Normal | 0% | 0 | 0 | 0 | [17 empty] | Commercial_School (ID)_New_Food Preparation_Conveyor Oven_
Commercial_School (ID)_New_Food Preparation_Natural Gas_Conveyor Oven_E6 | Commercial | School (ID) | New | Food Preparation | Natural Gas | Conveyor Oven | E6 |  | 0% | 0% | 0% | 0 | 0 | 0 | 0 | 0 | 0 | 0 | 0 | 0% | 0 | 0 | 0% | Normal | 0% | 0 | 0 | 0 | [17 empty] | Commercial_School (ID)_New_Food Preparation_Conveyor Oven_
Commercial_School (ID)_New_Food Preparation_Natural Gas_Conveyor Oven_E7 | Commercial | School (ID) | New | Food Preparation | Natural Gas | Conveyor Oven | E7 |  | 0% | 0% | 0% | 0 | 0 | 0 | 0 | 0 | 0 | 0 | 0 | 0% | 0 | 0 | 0% | Normal | 0% | 0 | 0 | 0 | [17 empty] | Commercial_School (ID)_New_Food Preparation_Conveyor Oven_
Commercial_School (ID)_New_Food Preparation_Natural Gas_Conveyor Oven_E8 | Commercial | School (ID) | New | Food Preparation | Natural Gas | Conveyor Oven | E8 |  | 0% | 0% | 0% | 0 | 0 | 0 | 0 | 0 | 0 | 0 | 0 | 0% | 0 | 0 | 0% | Normal | 0% | 0 | 0 | 0 | [17 empty] | Commercial_School (ID)_New_Food Preparation_Conveyor Oven_
Commercial_School (ID)_New_Food Preparation_Natural Gas_Conveyor Oven_E9 | Commercial | School (ID) | New | Food Preparation | Natural Gas | Conveyor Oven | E9 |  | 0% | 0% | 0% | 0 | 0 | 0 | 0 | 0 | 0 | 0 | 0 | 0% | 0 | 0 | 0% | Normal | 0% | 0 | 0 | 0 | [17 empty] | Commercial_School (ID)_New_Food Preparation_Conveyor Oven_
Commercial_School (ID)_New_Food Preparation_Natural Gas_Conveyor Oven_E10 | Commercial | School (ID) | New | Food Preparation | Natural Gas | Conveyor Oven | E10 |  | 0% | 0% | 0% | 0 | 0 | 0 | 0 | 0 | 0 | 0 | 0 | 0% | 0 | 0 | 0% | Normal | 0% | 0 | 0 | 0 | [17 empty] | Commercial_School (ID)_New_Food Preparation_Conveyor Oven_
Commercial_School (ID)_New_Food Preparation_Natural Gas_Double Rack Oven_E1 | Commercial | School (ID) | New | Food Preparation | Natural Gas | Double Rack Oven | E1 | Standard | 100% | 0% | 0% | 0.0011607 | 0 | 0 | 0 | 8 | 16 | 2019 | 2045 | 100% | 0 | 0 | 0% | Normal | 0% | 0.056143 | 0 | 0 | 1 unit | 30000 | 0 | 4.3262e-07 | 5425 | 2529.904 | 0 | 0 | 0 | 2013 | 1.0605 | COOK_OVN-Food Preparation-ILTRM-v5.0-25 | COOK_OVN-Food Preparation-ILTRM-v5.0-25 | https://fishnick.com/saveenergy/tools/calculators/grackovencalc.php | 1 | unit | 4.3262e-07 | Commercial_School (ID)_New_Food Preparation_Double Rack Oven_Standard
Commercial_School (ID)_New_Food Preparation_Natural Gas_Double Rack Oven_E2 | Commercial | School (ID) | New | Food Preparation | Natural Gas | Double Rack Oven | E2 | FTSC Qualified (>50% Cooking Efficiency) | 61.95% | 0% | 0% | 0.0052657 | 0 | 0 | 0 | 8 | 16 | 2019 | 2045 | 100% | 0 | 0 | 0% | Normal | 0% | 0.034783 | 0 | 0 | 1 unit | 30000 | 0 | 4.3262e-07 | 3361 | 11090.6431 | 0 | 0 | 0 | 2011 | 1.0975 | COOK_OVN-Food Preparation-ILTRM-v5.0-25 | COOK_OVN-Food Preparation-ILTRM-v5.0-25 | COOK_OVN-Food Preparation-ILTRM-v5.0-25 | 1 | unit | 4.3262e-07 | Commercial_School (ID)_New_Food Preparation_Double Rack Oven_FTSC Qualified (>50% Cooking Efficiency)
Commercial_School (ID)_New_Food Preparation_Natural Gas_Double Rack Oven_E3 | Commercial | School (ID) | New | Food Preparation | Natural Gas | Double Rack Oven | E3 |  | 0% | 0% | 0% | 0 | 0 | 0 | 0 | 0 | 0 | 0 | 0 | 0% | 0 | 0 | 0% | Normal | 0% | 0 | 0 | 0 | [17 empty] | Commercial_School (ID)_New_Food Preparation_Double Rack Oven_
Commercial_School (ID)_New_Food Preparation_Natural Gas_Double Rack Oven_E4 | Commercial | School (ID) | New | Food Preparation | Natural Gas | Double Rack Oven | E4 |  | 0% | 0% | 0% | 0 | 0 | 0 | 0 | 0 | 0 | 0 | 0 | 0% | 0 | 0 | 0% | Normal | 0% | 0 | 0 | 0 | [17 empty] | Commercial_School (ID)_New_Food Preparation_Double Rack Oven_
Commercial_School (ID)_New_Food Preparation_Natural Gas_Double Rack Oven_E5 | Commercial | School (ID) | New | Food Preparation | Natural Gas | Double Rack Oven | E5 |  | 0% | 0% | 0% | 0 | 0 | 0 | 0 | 0 | 0 | 0 | 0 | 0% | 0 | 0 | 0% | Normal | 0% | 0 | 0 | 0 | [17 empty] | Commercial_School (ID)_New_Food Preparation_Double Rack Oven_
Commercial_School (ID)_New_Food Preparation_Natural Gas_Double Rack Oven_E6 | Commercial | School (ID) | New | Food Preparation | Natural Gas | Double Rack Oven | E6 |  | 0% | 0% | 0% | 0 | 0 | 0 | 0 | 0 | 0 | 0 | 0 | 0% | 0 | 0 | 0% | Normal | 0% | 0 | 0 | 0 | [17 empty] | Commercial_School (ID)_New_Food Preparation_Double Rack Oven_
Commercial_School (ID)_New_Food Preparation_Natural Gas_Double Rack Oven_E7 | Commercial | School (ID) | New | Food Preparation | Natural Gas | Double Rack Oven | E7 |  | 0% | 0% | 0% | 0 | 0 | 0 | 0 | 0 | 0 | 0 | 0 | 0% | 0 | 0 | 0% | Normal | 0% | 0 | 0 | 0 | [17 empty] | Commercial_School (ID)_New_Food Preparation_Double Rack Oven_
Commercial_School (ID)_New_Food Preparation_Natural Gas_Double Rack Oven_E8 | Commercial | School (ID) | New | Food Preparation | Natural Gas | Double Rack Oven | E8 |  | 0% | 0% | 0% | 0 | 0 | 0 | 0 | 0 | 0 | 0 | 0 | 0% | 0 | 0 | 0% | Normal | 0% | 0 | 0 | 0 | [17 empty] | Commercial_School (ID)_New_Food Preparation_Double Rack Oven_
Commercial_School (ID)_New_Food Preparation_Natural Gas_Double Rack Oven_E9 | Commercial | School (ID) | New | Food Preparation | Natural Gas | Double Rack Oven | E9 |  | 0% | 0% | 0% | 0 | 0 | 0 | 0 | 0 | 0 | 0 | 0 | 0% | 0 | 0 | 0% | Normal | 0% | 0 | 0 | 0 | [17 empty] | Commercial_School (ID)_New_Food Preparation_Double Rack Oven_
Commercial_School (ID)_New_Food Preparation_Natural Gas_Double Rack Oven_E10 | Commercial | School (ID) | New | Food Preparation | Natural Gas | Double Rack Oven | E10 |  | 0% | 0% | 0% | 0 | 0 | 0 | 0 | 0 | 0 | 0 | 0 | 0% | 0 | 0 | 0% | Normal | 0% | 0 | 0 | 0 | [17 empty] | Commercial_School (ID)_New_Food Preparation_Double Rack Oven_
Commercial_School (ID)_New_Food Preparation_Natural Gas_Fryer_E1 | Commercial | School (ID) | New | Food Preparation | Natural Gas | Fryer | E1 | Standard | 100% | 0% | 0% | 0.0052528 | 0 | 0 | 0 | 10 | 20 | 2019 | 2045 | 100% | 0 | 0 | 0% | Normal | 0% | 0.028228 | 0 | 0 | 1 unit | 30000 | 0 | 1.8758e-06 | 1628.2323 | 2500 | 0 | 0 | 0 | 2010 | 1.1201 | COOK_FRY-Food Preparation-ILTRM-v4.0-1 | Estimate | COOK_FRY-Food Preparation-ILTRM-v4.0-1 | 1 | unit | 1.8758e-06 | Commercial_School (ID)_New_Food Preparation_Fryer_Standard
Commercial_School (ID)_New_Food Preparation_Natural Gas_Fryer_E2 | Commercial | School (ID) | New | Food Preparation | Natural Gas | Fryer | E2 | ENERGY STAR | 68.97% | 0% | 0% | 0.0077742 | 0 | 0 | 0 | 10 | 20 | 2019 | 2045 | 100% | 0 | 0 | 0% | Normal | 0% | 0.019469 | 0 | 0 | 1 unit | 30000 | 0 | 1.8758e-06 | 1122.9977 | 3700 | 0 | 0 | 0 | 2010 | 1.1201 | COOK_FRY-Food Preparation-ILTRM-v4.0-1 | COOK_FRY-Food Preparation-ILTRM-v4.0-1 | COOK_FRY-Food Preparation-ILTRM-v4.0-1 | 1 | unit | 1.8758e-06 | Commercial_School (ID)_New_Food Preparation_Fryer_ENERGY STAR
Commercial_School (ID)_New_Food Preparation_Natural Gas_Fryer_E3 | Commercial | School (ID) | New | Food Preparation | Natural Gas | Fryer | E3 |  | 0% | 0% | 0% | 0 | 0 | 0 | 0 | 0 | 0 | 0 | 0 | 0% | 0 | 0 | 0% | Normal | 0% | 0 | 0 | 0 | [17 empty] | Commercial_School (ID)_New_Food Preparation_Fryer_
Commercial_School (ID)_New_Food Preparation_Natural Gas_Fryer_E4 | Commercial | School (ID) | New | Food Preparation | Natural Gas | Fryer | E4 |  | 0% | 0% | 0% | 0 | 0 | 0 | 0 | 0 | 0 | 0 | 0 | 0% | 0 | 0 | 0% | Normal | 0% | 0 | 0 | 0 | [17 empty] | Commercial_School (ID)_New_Food Preparation_Fryer_
Commercial_School (ID)_New_Food Preparation_Natural Gas_Fryer_E5 | Commercial | School (ID) | New | Food Preparation | Natural Gas | Fryer | E5 |  | 0% | 0% | 0% | 0 | 0 | 0 | 0 | 0 | 0 | 0 | 0 | 0% | 0 | 0 | 0% | Normal | 0% | 0 | 0 | 0 | [17 empty] | Commercial_School (ID)_New_Food Preparation_Fryer_
Commercial_School (ID)_New_Food Preparation_Natural Gas_Fryer_E6 | Commercial | School (ID) | New | Food Preparation | Natural Gas | Fryer | E6 |  | 0% | 0% | 0% | 0 | 0 | 0 | 0 | 0 | 0 | 0 | 0 | 0% | 0 | 0 | 0% | Normal | 0% | 0 | 0 | 0 | [17 empty] | Commercial_School (ID)_New_Food Preparation_Fryer_
Commercial_School (ID)_New_Food Preparation_Natural Gas_Fryer_E7 | Commercial | School (ID) | New | Food Preparation | Natural Gas | Fryer | E7 |  | 0% | 0% | 0% | 0 | 0 | 0 | 0 | 0 | 0 | 0 | 0 | 0% | 0 | 0 | 0% | Normal | 0% | 0 | 0 | 0 | [17 empty] | Commercial_School (ID)_New_Food Preparation_Fryer_
Commercial_School (ID)_New_Food Preparation_Natural Gas_Fryer_E8 | Commercial | School (ID) | New | Food Preparation | Natural Gas | Fryer | E8 |  | 0% | 0% | 0% | 0 | 0 | 0 | 0 | 0 | 0 | 0 | 0 | 0% | 0 | 0 | 0% | Normal | 0% | 0 | 0 | 0 | [17 empty] | Commercial_School (ID)_New_Food Preparation_Fryer_
Commercial_School (ID)_New_Food Preparation_Natural Gas_Fryer_E9 | Commercial | School (ID) | New | Food Preparation | Natural Gas | Fryer | E9 |  | 0% | 0% | 0% | 0 | 0 | 0 | 0 | 0 | 0 | 0 | 0 | 0% | 0 | 0 | 0% | Normal | 0% | 0 | 0 | 0 | [17 empty] | Commercial_School (ID)_New_Food Preparation_Fryer_
Commercial_School (ID)_New_Food Preparation_Natural Gas_Fryer_E10 | Commercial | School (ID) | New | Food Preparation | Natural Gas | Fryer | E10 |  | 0% | 0% | 0% | 0 | 0 | 0 | 0 | 0 | 0 | 0 | 0 | 0% | 0 | 0 | 0% | Normal | 0% | 0 | 0 | 0 | [17 empty] | Commercial_School (ID)_New_Food Preparation_Fryer_
Commercial_School (ID)_New_Food Preparation_Natural Gas_Broiler_E1 | Commercial | School (ID) | New | Food Preparation | Natural Gas | Broiler | E1 | Standard | 100% | 0% | 0% | 0.0081408 | 0 | 0 | 0 | 8 | 16 | 2019 | 2045 | 100% | 0 | 0 | 0% | Normal | 0% | 0.028835 | 0 | 0 | 1 unit | 30000 | 0 | 2.9671e-06 | 1625 | 2500 | 0 | 0 | 0 | 2011 | 1.0975 | COOK_BRL-Food Preparation-ILTRM-v4.0-2 | Estimate | COOK_BRL-Food Preparation-ILTRM-v4.0-2 | 1 | unit | 2.9671e-06 | Commercial_School (ID)_New_Food Preparation_Broiler_Standard
Commercial_School (ID)_New_Food Preparation_Natural Gas_Broiler_E2 | Commercial | School (ID) | New | Food Preparation | Natural Gas | Broiler | E2 | Infrared Burners | 85.29% | 0% | 0% | 0.011397 | 0 | 0 | 0 | 8 | 16 | 2019 | 2045 | 100% | 0 | 0 | 0% | Normal | 0% | 0.024594 | 0 | 0 | 1 unit | 30000 | 0 | 2.9671e-06 | 1386 | 3500 | 0 | 0 | 0 | 2011 | 1.0975 | COOK_BRL-Food Preparation-ILTRM-v4.0-2 | COOK_BRL-Food Preparation-ILTRM-v4.0-2 | COOK_BRL-Food Preparation-ILTRM-v4.0-2 | 1 | unit | 2.9671e-06 | Commercial_School (ID)_New_Food Preparation_Broiler_Infrared Burners
Commercial_School (ID)_New_Food Preparation_Natural Gas_Broiler_E3 | Commercial | School (ID) | New | Food Preparation | Natural Gas | Broiler | E3 |  | 0% | 0% | 0% | 0 | 0 | 0 | 0 | 0 | 0 | 0 | 0 | 0% | 0 | 0 | 0% | Normal | 0% | 0 | 0 | 0 | [17 empty] | Commercial_School (ID)_New_Food Preparation_Broiler_
Commercial_School (ID)_New_Food Preparation_Natural Gas_Broiler_E4 | Commercial | School (ID) | New | Food Preparation | Natural Gas | Broiler | E4 |  | 0% | 0% | 0% | 0 | 0 | 0 | 0 | 0 | 0 | 0 | 0 | 0% | 0 | 0 | 0% | Normal | 0% | 0 | 0 | 0 | [17 empty] | Commercial_School (ID)_New_Food Preparation_Broiler_
Commercial_School (ID)_New_Food Preparation_Natural Gas_Broiler_E5 | Commercial | School (ID) | New | Food Preparation | Natural Gas | Broiler | E5 |  | 0% | 0% | 0% | 0 | 0 | 0 | 0 | 0 | 0 | 0 | 0 | 0% | 0 | 0 | 0% | Normal | 0% | 0 | 0 | 0 | [17 empty] | Commercial_School (ID)_New_Food Preparation_Broiler_
Commercial_School (ID)_New_Food Preparation_Natural Gas_Broiler_E6 | Commercial | School (ID) | New | Food Preparation | Natural Gas | Broiler | E6 |  | 0% | 0% | 0% | 0 | 0 | 0 | 0 | 0 | 0 | 0 | 0 | 0% | 0 | 0 | 0% | Normal | 0% | 0 | 0 | 0 | [17 empty] | Commercial_School (ID)_New_Food Preparation_Broiler_
Commercial_School (ID)_New_Food Preparation_Natural Gas_Broiler_E7 | Commercial | School (ID) | New | Food Preparation | Natural Gas | Broiler | E7 |  | 0% | 0% | 0% | 0 | 0 | 0 | 0 | 0 | 0 | 0 | 0 | 0% | 0 | 0 | 0% | Normal | 0% | 0 | 0 | 0 | [17 empty] | Commercial_School (ID)_New_Food Preparation_Broiler_
Commercial_School (ID)_New_Food Preparation_Natural Gas_Broiler_E8 | Commercial | School (ID) | New | Food Preparation | Natural Gas | Broiler | E8 |  | 0% | 0% | 0% | 0 | 0 | 0 | 0 | 0 | 0 | 0 | 0 | 0% | 0 | 0 | 0% | Normal | 0% | 0 | 0 | 0 | [17 empty] | Commercial_School (ID)_New_Food Preparation_Broiler_
Commercial_School (ID)_New_Food Preparation_Natural Gas_Broiler_E9 | Commercial | School (ID) | New | Food Preparation | Natural Gas | Broiler | E9 |  | 0% | 0% | 0% | 0 | 0 | 0 | 0 | 0 | 0 | 0 | 0 | 0% | 0 | 0 | 0% | Normal | 0% | 0 | 0 | 0 | [17 empty] | Commercial_School (ID)_New_Food Preparation_Broiler_
Commercial_School (ID)_New_Food Preparation_Natural Gas_Broiler_E10 | Commercial | School (ID) | New | Food Preparation | Natural Gas | Broiler | E10 |  | 0% | 0% | 0% | 0 | 0 | 0 | 0 | 0 | 0 | 0 | 0 | 0% | 0 | 0 | 0% | Normal | 0% | 0 | 0 | 0 | [17 empty] | Commercial_School (ID)_New_Food Preparation_Broiler_
Commercial_School (ID)_New_Food Preparation_Natural Gas_Griddle_E1 | Commercial | School (ID) | New | Food Preparation | Natural Gas | Griddle | E1 | Standard | 100% | 0% | 0% | 0.021289 | 0 | 0 | 0 | 8 | 16 | 2019 | 2045 | 100% | 0 | 0 | 0% | Normal | 0% | 0.020039 | 0 | 0 | 1 unit | 30000 | 0 | 3.8981e-06 | 1213.5601 | 5150 | 0 | 0 | 0 | 2013 | 1.0605 | COOK_GRD-Food Preparation-ILTRM-v5.0-1 | COOK_GRD-Food Preparation-EIA14-2014 Ref. Case-5 | COOK_GRD-Food Preparation-ILTRM-v5.0-1 | 1 | unit | 3.8981e-06 | Commercial_School (ID)_New_Food Preparation_Griddle_Standard
Commercial_School (ID)_New_Food Preparation_Natural Gas_Griddle_E2 | Commercial | School (ID) | New | Food Preparation | Natural Gas | Griddle | E2 | ENERGY STAR | 87.77% | 0% | 0% | 0.022778 | 0 | 0 | 0 | 8 | 16 | 2019 | 2045 | 100% | 0 | 0 | 0% | Normal | 0% | 0.017589 | 0 | 0 | 1 unit | 30000 | 0 | 3.8981e-06 | 1065.1506 | 5510 | 0 | 0 | 0 | 2013 | 1.0605 | COOK_GRD-Food Preparation-ILTRM-v5.0-1 | COOK_GRD-Food Preparation-EIA14-2014 Ref. Case-5 | COOK_GRD-Food Preparation-ILTRM-v5.0-1 | 1 | unit | 3.8981e-06 | Commercial_School (ID)_New_Food Preparation_Griddle_ENERGY STAR
Commercial_School (ID)_New_Food Preparation_Natural Gas_Griddle_E3 | Commercial | School (ID) | New | Food Preparation | Natural Gas | Griddle | E3 |  | 0% | 0% | 0% | 0 | 0 | 0 | 0 | 0 | 0 | 0 | 0 | 0% | 0 | 0 | 0% | Normal | 0% | 0 | 0 | 0 | [17 empty] | Commercial_School (ID)_New_Food Preparation_Griddle_
Commercial_School (ID)_New_Food Preparation_Natural Gas_Griddle_E4 | Commercial | School (ID) | New | Food Preparation | Natural Gas | Griddle | E4 |  | 0% | 0% | 0% | 0 | 0 | 0 | 0 | 0 | 0 | 0 | 0 | 0% | 0 | 0 | 0% | Normal | 0% | 0 | 0 | 0 | [17 empty] | Commercial_School (ID)_New_Food Preparation_Griddle_
Commercial_School (ID)_New_Food Preparation_Natural Gas_Griddle_E5 | Commercial | School (ID) | New | Food Preparation | Natural Gas | Griddle | E5 |  | 0% | 0% | 0% | 0 | 0 | 0 | 0 | 0 | 0 | 0 | 0 | 0% | 0 | 0 | 0% | Normal | 0% | 0 | 0 | 0 | [17 empty] | Commercial_School (ID)_New_Food Preparation_Griddle_
Commercial_School (ID)_New_Food Preparation_Natural Gas_Griddle_E6 | Commercial | School (ID) | New | Food Preparation | Natural Gas | Griddle | E6 |  | 0% | 0% | 0% | 0 | 0 | 0 | 0 | 0 | 0 | 0 | 0 | 0% | 0 | 0 | 0% | Normal | 0% | 0 | 0 | 0 | [17 empty] | Commercial_School (ID)_New_Food Preparation_Griddle_
Commercial_School (ID)_New_Food Preparation_Natural Gas_Griddle_E7 | Commercial | School (ID) | New | Food Preparation | Natural Gas | Griddle | E7 |  | 0% | 0% | 0% | 0 | 0 | 0 | 0 | 0 | 0 | 0 | 0 | 0% | 0 | 0 | 0% | Normal | 0% | 0 | 0 | 0 | [17 empty] | Commercial_School (ID)_New_Food Preparation_Griddle_
Commercial_School (ID)_New_Food Preparation_Natural Gas_Griddle_E8 | Commercial | School (ID) | New | Food Preparation | Natural Gas | Griddle | E8 |  | 0% | 0% | 0% | 0 | 0 | 0 | 0 | 0 | 0 | 0 | 0 | 0% | 0 | 0 | 0% | Normal | 0% | 0 | 0 | 0 | [17 empty] | Commercial_School (ID)_New_Food Preparation_Griddle_
Commercial_School (ID)_New_Food Preparation_Natural Gas_Griddle_E9 | Commercial | School (ID) | New | Food Preparation | Natural Gas | Griddle | E9 |  | 0% | 0% | 0% | 0 | 0 | 0 | 0 | 0 | 0 | 0 | 0 | 0% | 0 | 0 | 0% | Normal | 0% | 0 | 0 | 0 | [17 empty] | Commercial_School (ID)_New_Food Preparation_Griddle_
Commercial_School (ID)_New_Food Preparation_Natural Gas_Griddle_E10 | Commercial | School (ID) | New | Food Preparation | Natural Gas | Griddle | E10 |  | 0% | 0% | 0% | 0 | 0 | 0 | 0 | 0 | 0 | 0 | 0 | 0% | 0 | 0 | 0% | Normal | 0% | 0 | 0 | 0 | [17 empty] | Commercial_School (ID)_New_Food Preparation_Griddle_
Commercial_School (ID)_New_Food Preparation_Natural Gas_Range_E1 | Commercial | School (ID) | New | Food Preparation | Natural Gas | Range | E1 | Standard | 100% | 0% | 0% | 0.027101 | 0 | 0 | 0 | 8 | 12 | 2019 | 2045 | 100% | 0 | 0 | 0% | Normal | 0% | 0.027085 | 0 | 0 | 1 unit | 30000 | 0 | 5.3766e-06 | 1470 | 4500 | 0 | 0 | 0 | 2010 | 1.1201 | COOK_OVN-Food Preparation-AEO17-1 | Estimate | DOE Commercial R&D 2016 - Table 2-12 | 1 | unit | 5.3766e-06 | Commercial_School (ID)_New_Food Preparation_Range_Standard
Commercial_School (ID)_New_Food Preparation_Natural Gas_Range_E2 | Commercial | School (ID) | New | Food Preparation | Natural Gas | Range | E2 | High Efficiency | 50% | 0% | 0% | 0.02951 | 0 | 0 | 0 | 8 | 12 | 2019 | 2045 | 100% | 0 | 0 | 0% | Normal | 0% | 0.013543 | 0 | 0 | 1 unit | 30000 | 0 | 5.3766e-06 | 735 | 4900 | 0 | 0 | 0 | 2010 | 1.1201 | COOK_OVN-Food Preparation-AEO17-1 | DOE Commercial R&D 2016 - Table 2-10 | DOE Commercial R&D 2016 - Table 2-18 | 1 | unit | 5.3766e-06 | Commercial_School (ID)_New_Food Preparation_Range_High Efficiency
Commercial_School (ID)_New_Food Preparation_Natural Gas_Range_E3 | Commercial | School (ID) | New | Food Preparation | Natural Gas | Range | E3 |  | 0% | 0% | 0% | 0 | 0 | 0 | 0 | 0 | 0 | 0 | 0 | 0% | 0 | 0 | 0% | Normal | 0% | 0 | 0 | 0 | [17 empty] | Commercial_School (ID)_New_Food Preparation_Range_
Commercial_School (ID)_New_Food Preparation_Natural Gas_Range_E4 | Commercial | School (ID) | New | Food Preparation | Natural Gas | Range | E4 |  | 0% | 0% | 0% | 0 | 0 | 0 | 0 | 0 | 0 | 0 | 0 | 0% | 0 | 0 | 0% | Normal | 0% | 0 | 0 | 0 | [17 empty] | Commercial_School (ID)_New_Food Preparation_Range_
Commercial_School (ID)_New_Food Preparation_Natural Gas_Range_E5 | Commercial | School (ID) | New | Food Preparation | Natural Gas | Range | E5 |  | 0% | 0% | 0% | 0 | 0 | 0 | 0 | 0 | 0 | 0 | 0 | 0% | 0 | 0 | 0% | Normal | 0% | 0 | 0 | 0 | [17 empty] | Commercial_School (ID)_New_Food Preparation_Range_
Commercial_School (ID)_New_Food Preparation_Natural Gas_Range_E6 | Commercial | School (ID) | New | Food Preparation | Natural Gas | Range | E6 |  | 0% | 0% | 0% | 0 | 0 | 0 | 0 | 0 | 0 | 0 | 0 | 0% | 0 | 0 | 0% | Normal | 0% | 0 | 0 | 0 | [17 empty] | Commercial_School (ID)_New_Food Preparation_Range_
Commercial_School (ID)_New_Food Preparation_Natural Gas_Range_E7 | Commercial | School (ID) | New | Food Preparation | Natural Gas | Range | E7 |  | 0% | 0% | 0% | 0 | 0 | 0 | 0 | 0 | 0 | 0 | 0 | 0% | 0 | 0 | 0% | Normal | 0% | 0 | 0 | 0 | [17 empty] | Commercial_School (ID)_New_Food Preparation_Range_
Commercial_School (ID)_New_Food Preparation_Natural Gas_Range_E8 | Commercial | School (ID) | New | Food Preparation | Natural Gas | Range | E8 |  | 0% | 0% | 0% | 0 | 0 | 0 | 0 | 0 | 0 | 0 | 0 | 0% | 0 | 0 | 0% | Normal | 0% | 0 | 0 | 0 | [17 empty] | Commercial_School (ID)_New_Food Preparation_Range_
Commercial_School (ID)_New_Food Preparation_Natural Gas_Range_E9 | Commercial | School (ID) | New | Food Preparation | Natural Gas | Range | E9 |  | 0% | 0% | 0% | 0 | 0 | 0 | 0 | 0 | 0 | 0 | 0 | 0% | 0 | 0 | 0% | Normal | 0% | 0 | 0 | 0 | [17 empty] | Commercial_School (ID)_New_Food Preparation_Range_
Commercial_School (ID)_New_Food Preparation_Natural Gas_Range_E10 | Commercial | School (ID) | New | Food Preparation | Natural Gas | Range | E10 |  | 0% | 0% | 0% | 0 | 0 | 0 | 0 | 0 | 0 | 0 | 0 | 0% | 0 | 0 | 0% | Normal | 0% | 0 | 0 | 0 | [17 empty] | Commercial_School (ID)_New_Food Preparation_Range_
Commercial_School (ID)_New_Food Preparation_Natural Gas_Steamer_E1 | Commercial | School (ID) | New | Food Preparation | Natural Gas | Steamer | E1 | Standard | 100% | 0% | 0% | 0.044292 | 0 | 0 | 0 | 8 | 16 | 2019 | 2045 | 100% | 0 | 0 | 0% | Normal | 0% | 0.037128 | 0 | 0 | 1 unit | 30000 | 0 | 3.1376e-06 | 1241.5036 | 13100 | 0 | 0 | 0 | 2012 | 1.0776 | COOK_STM-Food Preparation-ILTRM-v4.0-32 | DOE Commercial R&D 2016 - Table 2-10 | COOK_STM-Food Preparation-ILTRM-v4.0-32 | 1 | unit | 3.1376e-06 | Commercial_School (ID)_New_Food Preparation_Steamer_Standard
Commercial_School (ID)_New_Food Preparation_Natural Gas_Steamer_E2 | Commercial | School (ID) | New | Food Preparation | Natural Gas | Steamer | E2 | ENERGY STAR | 18.87% | 0% | 0% | 0.047666 | 0 | -8.8915e-06 | 0 | 8 | 16 | 2019 | 2045 | 100% | 0 | 0 | 0% | Normal | 0% | 0.007005 | 0 | 0 | 1 unit | 30000 | 0 | 3.1376e-06 | 234.2394 | 14098 | 0 | -2.6298 | 0 | 2012 | 1.0776 | COOK_STM-Food Preparation-ILTRM-v4.0-32 | COOK_STM-Food Preparation-ILTRM-v4.0-32 | COOK_STM-Food Preparation-ILTRM-v4.0-32 | 1 | unit | 3.1376e-06 | Commercial_School (ID)_New_Food Preparation_Steamer_ENERGY STAR
Commercial_School (ID)_New_Food Preparation_Natural Gas_Steamer_E3 | Commercial | School (ID) | New | Food Preparation | Natural Gas | Steamer | E3 |  | 0% | 0% | 0% | 0 | 0 | 0 | 0 | 0 | 0 | 0 | 0 | 0% | 0 | 0 | 0% | Normal | 0% | 0 | 0 | 0 | [17 empty] | Commercial_School (ID)_New_Food Preparation_Steamer_
Commercial_School (ID)_New_Food Preparation_Natural Gas_Steamer_E4 | Commercial | School (ID) | New | Food Preparation | Natural Gas | Steamer | E4 |  | 0% | 0% | 0% | 0 | 0 | 0 | 0 | 0 | 0 | 0 | 0 | 0% | 0 | 0 | 0% | Normal | 0% | 0 | 0 | 0 | [17 empty] | Commercial_School (ID)_New_Food Preparation_Steamer_
Commercial_School (ID)_New_Food Preparation_Natural Gas_Steamer_E5 | Commercial | School (ID) | New | Food Preparation | Natural Gas | Steamer | E5 |  | 0% | 0% | 0% | 0 | 0 | 0 | 0 | 0 | 0 | 0 | 0 | 0% | 0 | 0 | 0% | Normal | 0% | 0 | 0 | 0 | [17 empty] | Commercial_School (ID)_New_Food Preparation_Steamer_
Commercial_School (ID)_New_Food Preparation_Natural Gas_Steamer_E6 | Commercial | School (ID) | New | Food Preparation | Natural Gas | Steamer | E6 |  | 0% | 0% | 0% | 0 | 0 | 0 | 0 | 0 | 0 | 0 | 0 | 0% | 0 | 0 | 0% | Normal | 0% | 0 | 0 | 0 | [17 empty] | Commercial_School (ID)_New_Food Preparation_Steamer_
Commercial_School (ID)_New_Food Preparation_Natural Gas_Steamer_E7 | Commercial | School (ID) | New | Food Preparation | Natural Gas | Steamer | E7 |  | 0% | 0% | 0% | 0 | 0 | 0 | 0 | 0 | 0 | 0 | 0 | 0% | 0 | 0 | 0% | Normal | 0% | 0 | 0 | 0 | [17 empty] | Commercial_School (ID)_New_Food Preparation_Steamer_
Commercial_School (ID)_New_Food Preparation_Natural Gas_Steamer_E8 | Commercial | School (ID) | New | Food Preparation | Natural Gas | Steamer | E8 |  | 0% | 0% | 0% | 0 | 0 | 0 | 0 | 0 | 0 | 0 | 0 | 0% | 0 | 0 | 0% | Normal | 0% | 0 | 0 | 0 | [17 empty] | Commercial_School (ID)_New_Food Preparation_Steamer_
Commercial_School (ID)_New_Food Preparation_Natural Gas_Steamer_E9 | Commercial | School (ID) | New | Food Preparation | Natural Gas | Steamer | E9 |  | 0% | 0% | 0% | 0 | 0 | 0 | 0 | 0 | 0 | 0 | 0 | 0% | 0 | 0 | 0% | Normal | 0% | 0 | 0 | 0 | [17 empty] | Commercial_School (ID)_New_Food Preparation_Steamer_
Commercial_School (ID)_New_Food Preparation_Natural Gas_Steamer_E10 | Commercial | School (ID) | New | Food Preparation | Natural Gas | Steamer | E10 |  | 0% | 0% | 0% | 0 | 0 | 0 | 0 | 0 | 0 | 0 | 0 | 0% | 0 | 0 | 0% | Normal | 0% | 0 | 0 | 0 | [17 empty] | Commercial_School (ID)_New_Food Preparation_Steamer_
Commercial_School (ID)_New_Food Preparation_Natural Gas_Food Prep Other_E1 | Commercial | School (ID) | New | Food Preparation | Natural Gas | Food Prep Other | E1 | Standard | 100% | 0% | 0% | 8.8699e-05 | 0 | 0 | 0 | 8 | 12 | 2019 | 2045 | 100% | 0 | 0 | 0% | Normal | 0% | 0.0085932 | 0 | 0 | 1 unit | 30000 | 0 | 7.9187e-08 | 1423.18 | 1000 | 0 | 0 | 0 | 2010 | 1.1201 | Default | Default | Default | 1 | unit | 7.9187e-08 | Commercial_School (ID)_New_Food Preparation_Food Prep Other_Standard
Commercial_School (ID)_New_Food Preparation_Natural Gas_Food Prep Other_E2 | Commercial | School (ID) | New | Food Preparation | Natural Gas | Food Prep Other | E2 | ENERGY STAR | 72.07% | 0% | 0% | 0.0001626 | 0 | 0 | 0 | 8 | 12 | 2019 | 2045 | 100% | 0 | 0 | 0% | Normal | 0% | 0.0061929 | 0 | 0 | 1 unit | 30000 | 0 | 7.9187e-08 | 1025.646 | 1833.1988 | 0 | 0 | 0 | 2010 | 1.1201 | N/A | N/A | N/A | 1 | unit | 7.9187e-08 | Commercial_School (ID)_New_Food Preparation_Food Prep Other_ENERGY STAR
Commercial_School (ID)_New_Food Preparation_Natural Gas_Food Prep Other_E3 | Commercial | School (ID) | New | Food Preparation | Natural Gas | Food Prep Other | E3 |  | 0% | 0% | 0% | 0 | 0 | 0 | 0 | 0 | 0 | 0 | 0 | 0% | 0 | 0 | 0% | Normal | 0% | 0 | 0 | 0 | [17 empty] | Commercial_School (ID)_New_Food Preparation_Food Prep Other_
Commercial_School (ID)_New_Food Preparation_Natural Gas_Food Prep Other_E4 | Commercial | School (ID) | New | Food Preparation | Natural Gas | Food Prep Other | E4 |  | 0% | 0% | 0% | 0 | 0 | 0 | 0 | 0 | 0 | 0 | 0 | 0% | 0 | 0 | 0% | Normal | 0% | 0 | 0 | 0 | [17 empty] | Commercial_School (ID)_New_Food Preparation_Food Prep Other_
Commercial_School (ID)_New_Food Preparation_Natural Gas_Food Prep Other_E5 | Commercial | School (ID) | New | Food Preparation | Natural Gas | Food Prep Other | E5 |  | 0% | 0% | 0% | 0 | 0 | 0 | 0 | 0 | 0 | 0 | 0 | 0% | 0 | 0 | 0% | Normal | 0% | 0 | 0 | 0 | [17 empty] | Commercial_School (ID)_New_Food Preparation_Food Prep Other_
Commercial_School (ID)_New_Food Preparation_Natural Gas_Food Prep Other_E6 | Commercial | School (ID) | New | Food Preparation | Natural Gas | Food Prep Other | E6 |  | 0% | 0% | 0% | 0 | 0 | 0 | 0 | 0 | 0 | 0 | 0 | 0% | 0 | 0 | 0% | Normal | 0% | 0 | 0 | 0 | [17 empty] | Commercial_School (ID)_New_Food Preparation_Food Prep Other_
Commercial_School (ID)_New_Food Preparation_Natural Gas_Food Prep Other_E7 | Commercial | School (ID) | New | Food Preparation | Natural Gas | Food Prep Other | E7 |  | 0% | 0% | 0% | 0 | 0 | 0 | 0 | 0 | 0 | 0 | 0 | 0% | 0 | 0 | 0% | Normal | 0% | 0 | 0 | 0 | [17 empty] | Commercial_School (ID)_New_Food Preparation_Food Prep Other_
Commercial_School (ID)_New_Food Preparation_Natural Gas_Food Prep Other_E8 | Commercial | School (ID) | New | Food Preparation | Natural Gas | Food Prep Other | E8 |  | 0% | 0% | 0% | 0 | 0 | 0 | 0 | 0 | 0 | 0 | 0 | 0% | 0 | 0 | 0% | Normal | 0% | 0 | 0 | 0 | [17 empty] | Commercial_School (ID)_New_Food Preparation_Food Prep Other_
Commercial_School (ID)_New_Food Preparation_Natural Gas_Food Prep Other_E9 | Commercial | School (ID) | New | Food Preparation | Natural Gas | Food Prep Other | E9 |  | 0% | 0% | 0% | 0 | 0 | 0 | 0 | 0 | 0 | 0 | 0 | 0% | 0 | 0 | 0% | Normal | 0% | 0 | 0 | 0 | [17 empty] | Commercial_School (ID)_New_Food Preparation_Food Prep Other_
Commercial_School (ID)_New_Food Preparation_Natural Gas_Food Prep Other_E10 | Commercial | School (ID) | New | Food Preparation | Natural Gas | Food Prep Other | E10 |  | 0% | 0% | 0% | 0 | 0 | 0 | 0 | 0 | 0 | 0 | 0 | 0% | 0 | 0 | 0% | Normal | 0% | 0 | 0 | 0 | [17 empty] | Commercial_School (ID)_New_Food Preparation_Food Prep Other_
Commercial_School (ID)_New_Miscellaneous_Natural Gas_Pool Heater_E1 | Commercial | School (ID) | New | Miscellaneous | Natural Gas | Pool Heater | E1 | Standard (EF .82) | 100% | 0% | 0% | 2.1256e-06 | 0 | 0 | 0 | 4 | 8 | 2019 | 2045 | 100% | 0 | 0 | 0% | Normal | 0% | 0.00055408 | 0 | 0 | 1 unit | 30000 | 0 | 1.1302e-10 | 14890 | 18052 | 0 | 0 | 0 | 2014 | 1.0418 | DOE Commercial R&D 2016 - Table 7-6 | DOE Commercial R&D 2016 - Table 7-7 | DOE Commercial R&D 2016 - Table 7-8 | 1 | unit | 1.1302e-10 | Commercial_School (ID)_New_Miscellaneous_Pool Heater_Standard (EF .82)
Commercial_School (ID)_New_Miscellaneous_Natural Gas_Pool Heater_E2 | Commercial | School (ID) | New | Miscellaneous | Natural Gas | Pool Heater | E2 | Condensing (EF .90) | 85% | 0% | 0% | 3.4804e-06 | 0 | 0 | 0 | 4 | 8 | 2019 | 2045 | 100% | 0 | 0 | 0% | Normal | 0% | 0.00047097 | 0 | 0 | 1 unit | 30000 | 0 | 1.1302e-10 | 12656.5 | 29558 | 0 | 0 | 0 | 2014 | 1.0418 | DOE Commercial R&D 2016 - Table 7-6 | DOE Commercial R&D 2016 - Table 7-7 | DOE Commercial R&D 2016 - Table 7-9 | 1 | unit | 1.1302e-10 | Commercial_School (ID)_New_Miscellaneous_Pool Heater_Condensing (EF .90)
Commercial_School (ID)_New_Miscellaneous_Natural Gas_Pool Heater_E3 | Commercial | School (ID) | New | Miscellaneous | Natural Gas | Pool Heater | E3 |  | 0% | 0% | 0% | 0 | 0 | 0 | 0 | 0 | 0 | 0 | 0 | 0% | 0 | 0 | 0% | Normal | 0% | 0 | 0 | 0 | [17 empty] | Commercial_School (ID)_New_Miscellaneous_Pool Heater_
Commercial_School (ID)_New_Miscellaneous_Natural Gas_Pool Heater_E4 | Commercial | School (ID) | New | Miscellaneous | Natural Gas | Pool Heater | E4 |  | 0% | 0% | 0% | 0 | 0 | 0 | 0 | 0 | 0 | 0 | 0 | 0% | 0 | 0 | 0% | Normal | 0% | 0 | 0 | 0 | [17 empty] | Commercial_School (ID)_New_Miscellaneous_Pool Heater_
Commercial_School (ID)_New_Miscellaneous_Natural Gas_Pool Heater_E5 | Commercial | School (ID) | New | Miscellaneous | Natural Gas | Pool Heater | E5 |  | 0% | 0% | 0% | 0 | 0 | 0 | 0 | 0 | 0 | 0 | 0 | 0% | 0 | 0 | 0% | Normal | 0% | 0 | 0 | 0 | [17 empty] | Commercial_School (ID)_New_Miscellaneous_Pool Heater_
Commercial_School (ID)_New_Miscellaneous_Natural Gas_Pool Heater_E6 | Commercial | School (ID) | New | Miscellaneous | Natural Gas | Pool Heater | E6 |  | 0% | 0% | 0% | 0 | 0 | 0 | 0 | 0 | 0 | 0 | 0 | 0% | 0 | 0 | 0% | Normal | 0% | 0 | 0 | 0 | [17 empty] | Commercial_School (ID)_New_Miscellaneous_Pool Heater_
Commercial_School (ID)_New_Miscellaneous_Natural Gas_Pool Heater_E7 | Commercial | School (ID) | New | Miscellaneous | Natural Gas | Pool Heater | E7 |  | 0% | 0% | 0% | 0 | 0 | 0 | 0 | 0 | 0 | 0 | 0 | 0% | 0 | 0 | 0% | Normal | 0% | 0 | 0 | 0 | [17 empty] | Commercial_School (ID)_New_Miscellaneous_Pool Heater_
Commercial_School (ID)_New_Miscellaneous_Natural Gas_Pool Heater_E8 | Commercial | School (ID) | New | Miscellaneous | Natural Gas | Pool Heater | E8 |  | 0% | 0% | 0% | 0 | 0 | 0 | 0 | 0 | 0 | 0 | 0 | 0% | 0 | 0 | 0% | Normal | 0% | 0 | 0 | 0 | [17 empty] | Commercial_School (ID)_New_Miscellaneous_Pool Heater_
Commercial_School (ID)_New_Miscellaneous_Natural Gas_Pool Heater_E9 | Commercial | School (ID) | New | Miscellaneous | Natural Gas | Pool Heater | E9 |  | 0% | 0% | 0% | 0 | 0 | 0 | 0 | 0 | 0 | 0 | 0 | 0% | 0 | 0 | 0% | Normal | 0% | 0 | 0 | 0 | [17 empty] | Commercial_School (ID)_New_Miscellaneous_Pool Heater_
Commercial_School (ID)_New_Miscellaneous_Natural Gas_Pool Heater_E10 | Commercial | School (ID) | New | Miscellaneous | Natural Gas | Pool Heater | E10 |  | 0% | 0% | 0% | 0 | 0 | 0 | 0 | 0 | 0 | 0 | 0 | 0% | 0 | 0 | 0% | Normal | 0% | 0 | 0 | 0 | [17 empty] | Commercial_School (ID)_New_Miscellaneous_Pool Heater_
Commercial_School (ID)_New_Miscellaneous_Natural Gas_Miscellaneous_E1 | Commercial | School (ID) | New | Miscellaneous | Natural Gas | Miscellaneous | E1 | Standard | 100% | 0% | 0% | 1.0174 | 0 | 0 | 0 | 2 | 8 | 2019 | 2045 | 100% | 0 | 0 | 0% | Normal | 0% | 0.00298 | 0 | 0 | 1 unit | 30000 | 0 | 1 | 1 | 1 | 0 | 0 | 0 | 2016 | 1.0174 | N/A | N/A | N/A | 1 | unit | 1 | Commercial_School (ID)_New_Miscellaneous_Miscellaneous_Standard
Commercial_School (ID)_New_Miscellaneous_Natural Gas_Miscellaneous_E2 | Commercial | School (ID) | New | Miscellaneous | Natural Gas | Miscellaneous | E2 |  | 0% | 0% | 0% | 0 | 0 | 0 | 0 | 0 | 0 | 0 | 0 | 0% | 0 | 0 | 0% | Normal | 0% | 0 | 0 | 0 | [17 empty] | Commercial_School (ID)_New_Miscellaneous_Miscellaneous_
Commercial_School (ID)_New_Miscellaneous_Natural Gas_Miscellaneous_E3 | Commercial | School (ID) | New | Miscellaneous | Natural Gas | Miscellaneous | E3 |  | 0% | 0% | 0% | 0 | 0 | 0 | 0 | 0 | 0 | 0 | 0 | 0% | 0 | 0 | 0% | Normal | 0% | 0 | 0 | 0 | [17 empty] | Commercial_School (ID)_New_Miscellaneous_Miscellaneous_
Commercial_School (ID)_New_Miscellaneous_Natural Gas_Miscellaneous_E4 | Commercial | School (ID) | New | Miscellaneous | Natural Gas | Miscellaneous | E4 |  | 0% | 0% | 0% | 0 | 0 | 0 | 0 | 0 | 0 | 0 | 0 | 0% | 0 | 0 | 0% | Normal | 0% | 0 | 0 | 0 | [17 empty] | Commercial_School (ID)_New_Miscellaneous_Miscellaneous_
Commercial_School (ID)_New_Miscellaneous_Natural Gas_Miscellaneous_E5 | Commercial | School (ID) | New | Miscellaneous | Natural Gas | Miscellaneous | E5 |  | 0% | 0% | 0% | 0 | 0 | 0 | 0 | 0 | 0 | 0 | 0 | 0% | 0 | 0 | 0% | Normal | 0% | 0 | 0 | 0 | [17 empty] | Commercial_School (ID)_New_Miscellaneous_Miscellaneous_
Commercial_School (ID)_New_Miscellaneous_Natural Gas_Miscellaneous_E6 | Commercial | School (ID) | New | Miscellaneous | Natural Gas | Miscellaneous | E6 |  | 0% | 0% | 0% | 0 | 0 | 0 | 0 | 0 | 0 | 0 | 0 | 0% | 0 | 0 | 0% | Normal | 0% | 0 | 0 | 0 | [17 empty] | Commercial_School (ID)_New_Miscellaneous_Miscellaneous_
Commercial_School (ID)_New_Miscellaneous_Natural Gas_Miscellaneous_E7 | Commercial | School (ID) | New | Miscellaneous | Natural Gas | Miscellaneous | E7 |  | 0% | 0% | 0% | 0 | 0 | 0 | 0 | 0 | 0 | 0 | 0 | 0% | 0 | 0 | 0% | Normal | 0% | 0 | 0 | 0 | [17 empty] | Commercial_School (ID)_New_Miscellaneous_Miscellaneous_
Commercial_School (ID)_New_Miscellaneous_Natural Gas_Miscellaneous_E8 | Commercial | School (ID) | New | Miscellaneous | Natural Gas | Miscellaneous | E8 |  | 0% | 0% | 0% | 0 | 0 | 0 | 0 | 0 | 0 | 0 | 0 | 0% | 0 | 0 | 0% | Normal | 0% | 0 | 0 | 0 | [17 empty] | Commercial_School (ID)_New_Miscellaneous_Miscellaneous_
Commercial_School (ID)_New_Miscellaneous_Natural Gas_Miscellaneous_E9 | Commercial | School (ID) | New | Miscellaneous | Natural Gas | Miscellaneous | E9 |  | 0% | 0% | 0% | 0 | 0 | 0 | 0 | 0 | 0 | 0 | 0 | 0% | 0 | 0 | 0% | Normal | 0% | 0 | 0 | 0 | [17 empty] | Commercial_School (ID)_New_Miscellaneous_Miscellaneous_
Commercial_School (ID)_New_Miscellaneous_Natural Gas_Miscellaneous_E10 | Commercial | School (ID) | New | Miscellaneous | Natural Gas | Miscellaneous | E10 |  | 0% | 0% | 0% | 0 | 0 | 0 | 0 | 0 | 0 | 0 | 0 | 0% | 0 | 0 | 0% | Normal | 0% | 0 | 0 | 0 | [17 empty] | Commercial_School (ID)_New_Miscellaneous_Miscellaneous_
Commercial_College (ID)_Existing_Space Heating_Natural Gas_Furnace_E1 | Commercial | College (ID) | Existing | Space Heating | Natural Gas | Furnace | E1 | AFUE 80% (Standard) | 100% | 0% | 0% | 0.43204 | 0 | 0.040722 | 0 | 10 | 20 | 2019 | 2045 | 100% | 0 | 0 | 0% | Normal | 0% | 0.23044 | 0 | 0 | 400 kBtu/hr | 30000 | 0 | 0.00012 | 4.8008 | 3395 | 0 | 320 | 0 | 2013 | 1.0605 | GFURN-Heating-EIA14-2014 Ref. Case-2 | GFURN-Heating-EIA14-2014 Ref. Case-2 | AEG BEST | 400 | kBtu/hr | 0.048 | Commercial_College (ID)_Existing_Space Heating_Furnace_AFUE 80% (Standard)
Commercial_College (ID)_Existing_Space Heating_Natural Gas_Furnace_E2 | Commercial | College (ID) | Existing | Space Heating | Natural Gas | Furnace | E2 | AFUE 90% | 88.89% | 0% | 0% | 0.52494 | 0 | 0.11835 | 0 | 10 | 20 | 2019 | 2045 | 100% | 0 | 0 | 0% | Normal | 0% | 0.20483 | 0 | 0 | 400 kBtu/hr | 30000 | 0 | 0.00012 | 4.2674 | 4125 | 0 | 930 | 0 | 2013 | 1.0605 | GFURN-Heating-EIA14-2014 Ref. Case-3 | GFURN-Heating-EIA14-2014 Ref. Case-3 | AEG BEST | 400 | kBtu/hr | 0.048 | Commercial_College (ID)_Existing_Space Heating_Furnace_AFUE 90%
Commercial_College (ID)_Existing_Space Heating_Natural Gas_Furnace_E3 | Commercial | College (ID) | Existing | Space Heating | Natural Gas | Furnace | E3 | AFUE 96% | 83.33% | 0% | 0% | 1.0145 | 0 | 0 | 0 | 10 | 20 | 2019 | 2045 | 100% | 0 | 0 | 0% | Normal | 0% | 0.19203 | 0 | 0 | 150 kBtu/hr | 30000 | 0 | 0.00032 | 4.0005 | 3042.9057 | 0 | 0 | 0 | 2014 | 1.0418 | GFURN-Heating-EIA14-2014 Ref. Case-3 | GFURN-Heating-ILTRM-v5.0-191 | AEG BEST | 150 | kBtu/hr | 0.048 | Commercial_College (ID)_Existing_Space Heating_Furnace_AFUE 96%
Commercial_College (ID)_Existing_Space Heating_Natural Gas_Furnace_E4 | Commercial | College (ID) | Existing | Space Heating | Natural Gas | Furnace | E4 |  | 0% | 0% | 0% | 0 | 0 | 0 | 0 | 0 | 0 | 0 | 0 | 0% | 0 | 0 | 0% | Normal | 0% | 0 | 0 | 0 | [17 empty] | Commercial_College (ID)_Existing_Space Heating_Furnace_
Commercial_College (ID)_Existing_Space Heating_Natural Gas_Furnace_E5 | Commercial | College (ID) | Existing | Space Heating | Natural Gas | Furnace | E5 |  | 0% | 0% | 0% | 0 | 0 | 0 | 0 | 0 | 0 | 0 | 0 | 0% | 0 | 0 | 0% | Normal | 0% | 0 | 0 | 0 | [17 empty] | Commercial_College (ID)_Existing_Space Heating_Furnace_
Commercial_College (ID)_Existing_Space Heating_Natural Gas_Furnace_E6 | Commercial | College (ID) | Existing | Space Heating | Natural Gas | Furnace | E6 |  | 0% | 0% | 0% | 0 | 0 | 0 | 0 | 0 | 0 | 0 | 0 | 0% | 0 | 0 | 0% | Normal | 0% | 0 | 0 | 0 | [17 empty] | Commercial_College (ID)_Existing_Space Heating_Furnace_
Commercial_College (ID)_Existing_Space Heating_Natural Gas_Furnace_E7 | Commercial | College (ID) | Existing | Space Heating | Natural Gas | Furnace | E7 |  | 0% | 0% | 0% | 0 | 0 | 0 | 0 | 0 | 0 | 0 | 0 | 0% | 0 | 0 | 0% | Normal | 0% | 0 | 0 | 0 | [17 empty] | Commercial_College (ID)_Existing_Space Heating_Furnace_
Commercial_College (ID)_Existing_Space Heating_Natural Gas_Furnace_E8 | Commercial | College (ID) | Existing | Space Heating | Natural Gas | Furnace | E8 |  | 0% | 0% | 0% | 0 | 0 | 0 | 0 | 0 | 0 | 0 | 0 | 0% | 0 | 0 | 0% | Normal | 0% | 0 | 0 | 0 | [17 empty] | Commercial_College (ID)_Existing_Space Heating_Furnace_
Commercial_College (ID)_Existing_Space Heating_Natural Gas_Furnace_E9 | Commercial | College (ID) | Existing | Space Heating | Natural Gas | Furnace | E9 |  | 0% | 0% | 0% | 0 | 0 | 0 | 0 | 0 | 0 | 0 | 0 | 0% | 0 | 0 | 0% | Normal | 0% | 0 | 0 | 0 | [17 empty] | Commercial_College (ID)_Existing_Space Heating_Furnace_
Commercial_College (ID)_Existing_Space Heating_Natural Gas_Furnace_E10 | Commercial | College (ID) | Existing | Space Heating | Natural Gas | Furnace | E10 |  | 0% | 0% | 0% | 0 | 0 | 0 | 0 | 0 | 0 | 0 | 0 | 0% | 0 | 0 | 0% | Normal | 0% | 0 | 0 | 0 | [17 empty] | Commercial_College (ID)_Existing_Space Heating_Furnace_
Commercial_College (ID)_Existing_Space Heating_Natural Gas_Boiler_E1 | Commercial | College (ID) | Existing | Space Heating | Natural Gas | Boiler | E1 | AFUE 80% (Standard) | 100% | 0% | 0% | 1.6106 | 0 | 0.038177 | 0 | 25 | 35 | 2019 | 2045 | 100% | 0 | 0 | 0% | Normal | 0% | 0.47308 | 0 | 0 | 1 kBtu/hr | 30000 | 0 | 0.048 | 9.2513 | 31.6406 | 0 | 0.75 | 0 | 2013 | 1.0605 | GBLR-Heating-AEO15-3 | GBLR-Heating-AEO15-3 | GBLR-Heating-AEO15-3 | 1 | kBtu/hr | 0.048 | Commercial_College (ID)_Existing_Space Heating_Boiler_AFUE 80% (Standard)
Commercial_College (ID)_Existing_Space Heating_Natural Gas_Boiler_E2 | Commercial | College (ID) | Existing | Space Heating | Natural Gas | Boiler | E2 | AFUE 85% | 94.12% | 0% | 0% | 1.7292 | 0 | 0.035931 | 0 | 25 | 35 | 2019 | 2045 | 100% | 0 | 0 | 0% | Normal | 0% | 0.44525 | 0 | 0 | 1 kBtu/hr | 30000 | 0 | 0.048 | 8.707 | 33.9706 | 0 | 0.70588 | 0 | 2013 | 1.0605 | GBLR-Heating-AEO15-6 | GBLR-Heating-AEO15-6 | GBLR-Heating-AEO15-6 | 1 | kBtu/hr | 0.048 | Commercial_College (ID)_Existing_Space Heating_Boiler_AFUE 85%
Commercial_College (ID)_Existing_Space Heating_Natural Gas_Boiler_E3 | Commercial | College (ID) | Existing | Space Heating | Natural Gas | Boiler | E3 | AFUE 97% | 82.47% | 0% | 0% | 1.6459 | 0 | 0.031165 | 0 | 25 | 35 | 2019 | 2045 | 100% | 0 | 0 | 0% | Normal | 0% | 0.39017 | 0 | 0 | 1 kBtu/hr | 30000 | 0 | 0.048 | 7.63 | 32.3342 | 0 | 0.61224 | 0 | 2013 | 1.0605 | GBLR-Heating-AEO15-7 | GBLR-Heating-AEO15-7 | GBLR-Heating-AEO15-7 | 1 | kBtu/hr | 0.048 | Commercial_College (ID)_Existing_Space Heating_Boiler_AFUE 97%
Commercial_College (ID)_Existing_Space Heating_Natural Gas_Boiler_E4 | Commercial | College (ID) | Existing | Space Heating | Natural Gas | Boiler | E4 | Convert to NG Air Source Heat Pump | 57.14% | 0% | 0% | 11.1138 | 0 | 0.13574 | 0 | 10 | 20 | 2019 | 2045 | 100% | 0 | 0 | 0% | Normal | 0% | 0.27033 | 0 | 0 | 1 kBtu/hr | 30000 | 0 | 0.048 | 5.2865 | 218.3333 | 0 | 2.6667 | 0 | 2013 | 1.0605 | HP_GAS-Heating-AEO17-1 | HP_GAS-Heating-AEO17-1 | HP_GAS-Heating-AEO17-1 | 1 | kBtu/hr | 0.048 | Commercial_College (ID)_Existing_Space Heating_Boiler_Convert to NG Air Source Heat Pump
Commercial_College (ID)_Existing_Space Heating_Natural Gas_Boiler_E5 | Commercial | College (ID) | Existing | Space Heating | Natural Gas | Boiler | E5 |  | 0% | 0% | 0% | 0 | 0 | 0 | 0 | 0 | 0 | 0 | 0 | 0% | 0 | 0 | 0% | Normal | 0% | 0 | 0 | 0 | [17 empty] | Commercial_College (ID)_Existing_Space Heating_Boiler_
Commercial_College (ID)_Existing_Space Heating_Natural Gas_Boiler_E6 | Commercial | College (ID) | Existing | Space Heating | Natural Gas | Boiler | E6 |  | 0% | 0% | 0% | 0 | 0 | 0 | 0 | 0 | 0 | 0 | 0 | 0% | 0 | 0 | 0% | Normal | 0% | 0 | 0 | 0 | [17 empty] | Commercial_College (ID)_Existing_Space Heating_Boiler_
Commercial_College (ID)_Existing_Space Heating_Natural Gas_Boiler_E7 | Commercial | College (ID) | Existing | Space Heating | Natural Gas | Boiler | E7 |  | 0% | 0% | 0% | 0 | 0 | 0 | 0 | 0 | 0 | 0 | 0 | 0% | 0 | 0 | 0% | Normal | 0% | 0 | 0 | 0 | [17 empty] | Commercial_College (ID)_Existing_Space Heating_Boiler_
Commercial_College (ID)_Existing_Space Heating_Natural Gas_Boiler_E8 | Commercial | College (ID) | Existing | Space Heating | Natural Gas | Boiler | E8 |  | 0% | 0% | 0% | 0 | 0 | 0 | 0 | 0 | 0 | 0 | 0 | 0% | 0 | 0 | 0% | Normal | 0% | 0 | 0 | 0 | [17 empty] | Commercial_College (ID)_Existing_Space Heating_Boiler_
Commercial_College (ID)_Existing_Space Heating_Natural Gas_Boiler_E9 | Commercial | College (ID) | Existing | Space Heating | Natural Gas | Boiler | E9 |  | 0% | 0% | 0% | 0 | 0 | 0 | 0 | 0 | 0 | 0 | 0 | 0% | 0 | 0 | 0% | Normal | 0% | 0 | 0 | 0 | [17 empty] | Commercial_College (ID)_Existing_Space Heating_Boiler_
Commercial_College (ID)_Existing_Space Heating_Natural Gas_Boiler_E10 | Commercial | College (ID) | Existing | Space Heating | Natural Gas | Boiler | E10 |  | 0% | 0% | 0% | 0 | 0 | 0 | 0 | 0 | 0 | 0 | 0 | 0% | 0 | 0 | 0% | Normal | 0% | 0 | 0 | 0 | [17 empty] | Commercial_College (ID)_Existing_Space Heating_Boiler_
Commercial_College (ID)_Existing_Space Heating_Natural Gas_Unit Heater_E1 | Commercial | College (ID) | Existing | Space Heating | Natural Gas | Unit Heater | E1 | Standard | 100% | 0% | 0% | 0.0010148 | 0 | 0 | 0 | 15 | 25 | 2019 | 2045 | 100% | 0 | 0 | 0% | Normal | 0% | 0.11817 | 0 | 0 | 1 kBtu/Hr | 30000 | 0 | 9.4906e-07 | 2080 | 1051 | 0 | 0 | 0 | 2016 | 1.0174 | UNITHT-Heating-XCELCO-2017-18-3 | UNITHT-Heating-XCELCO-2017-18-3 | UNITHT-Heating-XCELCO-2017-18-3 | 1 | kBtu/Hr | 9.4906e-07 | Commercial_College (ID)_Existing_Space Heating_Unit Heater_Standard
Commercial_College (ID)_Existing_Space Heating_Natural Gas_Unit Heater_E2 | Commercial | College (ID) | Existing | Space Heating | Natural Gas | Unit Heater | E2 | Condensing | 88.94% | 0% | 0% | 0.0022256 | 0 | 0 | 0 | 15 | 25 | 2019 | 2045 | 100% | 0 | 0 | 0% | Normal | 0% | 0.1051 | 0 | 0 | 1 kBtu/Hr | 30000 | 0 | 9.4906e-07 | 1850 | 2305 | 0 | 0 | 0 | 2016 | 1.0174 | UNITHT-Heating-XCELCO-2017-18-3 | UNITHT-Heating-XCELCO-2017-18-3 | UNITHT-Heating-XCELCO-2017-18-3 | 1 | kBtu/Hr | 9.4906e-07 | Commercial_College (ID)_Existing_Space Heating_Unit Heater_Condensing
Commercial_College (ID)_Existing_Space Heating_Natural Gas_Unit Heater_E3 | Commercial | College (ID) | Existing | Space Heating | Natural Gas | Unit Heater | E3 | Infrared Radiant | 88.46% | 0% | 0% | 0.0012118 | 0 | 0 | 0 | 10 | 20 | 2019 | 2045 | 100% | 0 | 0 | 0% | Normal | 0% | 0.10453 | 0 | 0 | 1 kBtu/Hr | 30000 | 0 | 9.4906e-07 | 1840 | 1255 | 0 | 0 | 0 | 2016 | 1.0174 | UNITHT-Heating-XCELCO-2017-18-4 | UNITHT-Heating-XCELCO-2017-18-4 | UNITHT-Heating-XCELCO-2017-18-4 | 1 | kBtu/Hr | 9.4906e-07 | Commercial_College (ID)_Existing_Space Heating_Unit Heater_Infrared Radiant
Commercial_College (ID)_Existing_Space Heating_Natural Gas_Unit Heater_E4 | Commercial | College (ID) | Existing | Space Heating | Natural Gas | Unit Heater | E4 |  | 0% | 0% | 0% | 0 | 0 | 0 | 0 | 0 | 0 | 0 | 0 | 0% | 0 | 0 | 0% | Normal | 0% | 0 | 0 | 0 | [17 empty] | Commercial_College (ID)_Existing_Space Heating_Unit Heater_
Commercial_College (ID)_Existing_Space Heating_Natural Gas_Unit Heater_E5 | Commercial | College (ID) | Existing | Space Heating | Natural Gas | Unit Heater | E5 |  | 0% | 0% | 0% | 0 | 0 | 0 | 0 | 0 | 0 | 0 | 0 | 0% | 0 | 0 | 0% | Normal | 0% | 0 | 0 | 0 | [17 empty] | Commercial_College (ID)_Existing_Space Heating_Unit Heater_
Commercial_College (ID)_Existing_Space Heating_Natural Gas_Unit Heater_E6 | Commercial | College (ID) | Existing | Space Heating | Natural Gas | Unit Heater | E6 |  | 0% | 0% | 0% | 0 | 0 | 0 | 0 | 0 | 0 | 0 | 0 | 0% | 0 | 0 | 0% | Normal | 0% | 0 | 0 | 0 | [17 empty] | Commercial_College (ID)_Existing_Space Heating_Unit Heater_
Commercial_College (ID)_Existing_Space Heating_Natural Gas_Unit Heater_E7 | Commercial | College (ID) | Existing | Space Heating | Natural Gas | Unit Heater | E7 |  | 0% | 0% | 0% | 0 | 0 | 0 | 0 | 0 | 0 | 0 | 0 | 0% | 0 | 0 | 0% | Normal | 0% | 0 | 0 | 0 | [17 empty] | Commercial_College (ID)_Existing_Space Heating_Unit Heater_
Commercial_College (ID)_Existing_Space Heating_Natural Gas_Unit Heater_E8 | Commercial | College (ID) | Existing | Space Heating | Natural Gas | Unit Heater | E8 |  | 0% | 0% | 0% | 0 | 0 | 0 | 0 | 0 | 0 | 0 | 0 | 0% | 0 | 0 | 0% | Normal | 0% | 0 | 0 | 0 | [17 empty] | Commercial_College (ID)_Existing_Space Heating_Unit Heater_
Commercial_College (ID)_Existing_Space Heating_Natural Gas_Unit Heater_E9 | Commercial | College (ID) | Existing | Space Heating | Natural Gas | Unit Heater | E9 |  | 0% | 0% | 0% | 0 | 0 | 0 | 0 | 0 | 0 | 0 | 0 | 0% | 0 | 0 | 0% | Normal | 0% | 0 | 0 | 0 | [17 empty] | Commercial_College (ID)_Existing_Space Heating_Unit Heater_
Commercial_College (ID)_Existing_Space Heating_Natural Gas_Unit Heater_E10 | Commercial | College (ID) | Existing | Space Heating | Natural Gas | Unit Heater | E10 |  | 0% | 0% | 0% | 0 | 0 | 0 | 0 | 0 | 0 | 0 | 0 | 0% | 0 | 0 | 0% | Normal | 0% | 0 | 0 | 0 | [17 empty] | Commercial_College (ID)_Existing_Space Heating_Unit Heater_
Commercial_College (ID)_Existing_Water Heating_Natural Gas_Water Heater_E1 | Commercial | College (ID) | Existing | Water Heating | Natural Gas | Water Heater | E1 | TE 0.80 | 100% | 0% | 0% | 0.18589 | 0 | 0 | 0 | 10 | 20 | 2019 | 2045 | 100% | 0 | 0 | 0% | Normal | 0% | 0.19407 | 0 | 0 | 1 kBtu/hr | 30000 | 0 | 0.0083814 | 21.3272 | 21.8 | 0 | 0 | 0 | 2017 | 1.0174 | DHW_WH-Water Heating-PG&E-R7-14 | DHW_WH-Water Heating-PG&E-R7-14 | DHW_WH-Water Heating-PG&E-R7-14 | 1 | kBtu/hr | 0.0083814 | Commercial_College (ID)_Existing_Water Heating_Water Heater_TE 0.80
Commercial_College (ID)_Existing_Water Heating_Natural Gas_Water Heater_E2 | Commercial | College (ID) | Existing | Water Heating | Natural Gas | Water Heater | E2 | TE 0.90 | 88.89% | 0% | 0% | 0.22306 | 0 | 0 | 0 | 10 | 20 | 2019 | 2045 | 100% | 0 | 0 | 0% | Normal | 0% | 0.17251 | 0 | 0 | 1 kBtu/hr | 30000 | 0 | 0.0083814 | 18.9575 | 26.16 | 0 | 0 | 0 | 2017 | 1.0174 | DHW_WH-Water Heating-PG&E-R7-14 | DHW_WH-Water Heating-PG&E-R7-14 | DHW_WH-Water Heating-PG&E-R7-14 | 1 | kBtu/hr | 0.0083814 | Commercial_College (ID)_Existing_Water Heating_Water Heater_TE 0.90
Commercial_College (ID)_Existing_Water Heating_Natural Gas_Water Heater_E3 | Commercial | College (ID) | Existing | Water Heating | Natural Gas | Water Heater | E3 | TE 0.94 | 85.11% | 0% | 0% | 0.27421 | 0 | 0 | 0 | 10 | 20 | 2019 | 2045 | 100% | 0 | 0 | 0% | Normal | 0% | 0.16517 | 0 | 0 | 1 kBtu/hr | 30000 | 0 | 0.0083814 | 18.1508 | 30.3604 | 0 | 0 | 0 | 2012 | 1.0776 | DHW_WH-Water Heating-NMTRM-2016-7 | DHW_WH-Water Heating-NMTRM-2016-7 | DHW_WH-Water Heating-NMTRM-2016-7 | 1 | kBtu/hr | 0.0083814 | Commercial_College (ID)_Existing_Water Heating_Water Heater_TE 0.94
Commercial_College (ID)_Existing_Water Heating_Natural Gas_Water Heater_E4 | Commercial | College (ID) | Existing | Water Heating | Natural Gas | Water Heater | E4 | Instantaneous TE 0.94 | 85.02% | 0% | 0% | 0.32189 | 0 | 0 | 0 | 15 | 25 | 2019 | 2045 | 100% | 0 | 0 | 0% | Normal | 0% | 0.16499 | 0 | 0 | 1 kBtu/hr | 30000 | 0 | 0.0083814 | 18.1315 | 35.6404 | 0 | 0 | 0 | 2012 | 1.0776 | DHW_WH-Water Heating-NMTRM-2016-9 | DHW_WH-Water Heating-NMTRM-2016-9 | DHW_WH-Water Heating-NMTRM-2016-9 | 1 | kBtu/hr | 0.0083814 | Commercial_College (ID)_Existing_Water Heating_Water Heater_Instantaneous TE 0.94
Commercial_College (ID)_Existing_Water Heating_Natural Gas_Water Heater_E5 | Commercial | College (ID) | Existing | Water Heating | Natural Gas | Water Heater | E5 | Gas-Fired Absorption HPWH | 53.33% | 0% | 0% | 0.54712 | 0 | 0 | 0 | 10 | 16 | 2019 | 2045 | 100% | 0 | 0 | 0% | Normal | 0% | 0.1035 | 0 | 0 | 1 kBtu/hr | 30000 | 0 | 0.0083814 | 11.3745 | 62.6566 | 0 | 0 | 0 | 2014 | 1.0418 | DHW_WH-Water Heating-DOE-2014-1 | DHW_WH-Water Heating-DOE-2014-1 | DHW_WH-Water Heating-DOE-2014-1 | 1 | kBtu/hr | 0.0083814 | Commercial_College (ID)_Existing_Water Heating_Water Heater_Gas-Fired Absorption HPWH
Commercial_College (ID)_Existing_Water Heating_Natural Gas_Water Heater_E6 | Commercial | College (ID) | Existing | Water Heating | Natural Gas | Water Heater | E6 |  | 0% | 0% | 0% | 0 | 0 | 0 | 0 | 0 | 0 | 0 | 0 | 0% | 0 | 0 | 0% | Normal | 0% | 0 | 0 | 0 | [17 empty] | Commercial_College (ID)_Existing_Water Heating_Water Heater_
Commercial_College (ID)_Existing_Water Heating_Natural Gas_Water Heater_E7 | Commercial | College (ID) | Existing | Water Heating | Natural Gas | Water Heater | E7 |  | 0% | 0% | 0% | 0 | 0 | 0 | 0 | 0 | 0 | 0 | 0 | 0% | 0 | 0 | 0% | Normal | 0% | 0 | 0 | 0 | [17 empty] | Commercial_College (ID)_Existing_Water Heating_Water Heater_
Commercial_College (ID)_Existing_Water Heating_Natural Gas_Water Heater_E8 | Commercial | College (ID) | Existing | Water Heating | Natural Gas | Water Heater | E8 |  | 0% | 0% | 0% | 0 | 0 | 0 | 0 | 0 | 0 | 0 | 0 | 0% | 0 | 0 | 0% | Normal | 0% | 0 | 0 | 0 | [17 empty] | Commercial_College (ID)_Existing_Water Heating_Water Heater_
Commercial_College (ID)_Existing_Water Heating_Natural Gas_Water Heater_E9 | Commercial | College (ID) | Existing | Water Heating | Natural Gas | Water Heater | E9 |  | 0% | 0% | 0% | 0 | 0 | 0 | 0 | 0 | 0 | 0 | 0 | 0% | 0 | 0 | 0% | Normal | 0% | 0 | 0 | 0 | [17 empty] | Commercial_College (ID)_Existing_Water Heating_Water Heater_
Commercial_College (ID)_Existing_Water Heating_Natural Gas_Water Heater_E10 | Commercial | College (ID) | Existing | Water Heating | Natural Gas | Water Heater | E10 |  | 0% | 0% | 0% | 0 | 0 | 0 | 0 | 0 | 0 | 0 | 0 | 0% | 0 | 0 | 0% | Normal | 0% | 0 | 0 | 0 | [17 empty] | Commercial_College (ID)_Existing_Water Heating_Water Heater_
Commercial_College (ID)_Existing_Food Preparation_Natural Gas_Oven_E1 | Commercial | College (ID) | Existing | Food Preparation | Natural Gas | Oven | E1 | Standard | 100% | 0% | 0% | 0.0006106 | 0 | 0 | 0 | 8 | 12 | 2019 | 2045 | 100% | 0 | 0 | 0% | Normal | 0% | 0.014768 | 0 | 0 | 1 unit | 30000 | 0 | 1.1748e-06 | 1050.946 | 490.1 | 0 | 0 | 0 | 2013 | 1.0605 | COOK_OVN-Food Preparation-AEO17-3 | COOK_OVN-Food Preparation-AEO17-3 | COOK_OVN-Food Preparation-ILTRM-v5.0-23 | 1 | unit | 1.1748e-06 | Commercial_College (ID)_Existing_Food Preparation_Oven_Standard
Commercial_College (ID)_Existing_Food Preparation_Natural Gas_Oven_E2 | Commercial | College (ID) | Existing | Food Preparation | Natural Gas | Oven | E2 | ENERGY STAR (>42% Baking Efficiency) | 71.01% | 0% | 0% | 0.000832 | 0 | 0 | 0 | 8 | 12 | 2019 | 2045 | 100% | 0 | 0 | 0% | Normal | 0% | 0.010486 | 0 | 0 | 1 unit | 30000 | 0 | 1.1748e-06 | 746.2722 | 667.81 | 0 | 0 | 0 | 2013 | 1.0605 | COOK_OVN-Food Preparation-AEO17-3 | COOK_OVN-Food Preparation-AEO17-3 | COOK_OVN-Food Preparation-ILTRM-v5.0-23 | 1 | unit | 1.1748e-06 | Commercial_College (ID)_Existing_Food Preparation_Oven_ENERGY STAR (>42% Baking Efficiency)
Commercial_College (ID)_Existing_Food Preparation_Natural Gas_Oven_E3 | Commercial | College (ID) | Existing | Food Preparation | Natural Gas | Oven | E3 |  | 0% | 0% | 0% | 0 | 0 | 0 | 0 | 0 | 0 | 0 | 0 | 0% | 0 | 0 | 0% | Normal | 0% | 0 | 0 | 0 | [17 empty] | Commercial_College (ID)_Existing_Food Preparation_Oven_
Commercial_College (ID)_Existing_Food Preparation_Natural Gas_Oven_E4 | Commercial | College (ID) | Existing | Food Preparation | Natural Gas | Oven | E4 |  | 0% | 0% | 0% | 0 | 0 | 0 | 0 | 0 | 0 | 0 | 0 | 0% | 0 | 0 | 0% | Normal | 0% | 0 | 0 | 0 | [17 empty] | Commercial_College (ID)_Existing_Food Preparation_Oven_
Commercial_College (ID)_Existing_Food Preparation_Natural Gas_Oven_E5 | Commercial | College (ID) | Existing | Food Preparation | Natural Gas | Oven | E5 |  | 0% | 0% | 0% | 0 | 0 | 0 | 0 | 0 | 0 | 0 | 0 | 0% | 0 | 0 | 0% | Normal | 0% | 0 | 0 | 0 | [17 empty] | Commercial_College (ID)_Existing_Food Preparation_Oven_
Commercial_College (ID)_Existing_Food Preparation_Natural Gas_Oven_E6 | Commercial | College (ID) | Existing | Food Preparation | Natural Gas | Oven | E6 |  | 0% | 0% | 0% | 0 | 0 | 0 | 0 | 0 | 0 | 0 | 0 | 0% | 0 | 0 | 0% | Normal | 0% | 0 | 0 | 0 | [17 empty] | Commercial_College (ID)_Existing_Food Preparation_Oven_
Commercial_College (ID)_Existing_Food Preparation_Natural Gas_Oven_E7 | Commercial | College (ID) | Existing | Food Preparation | Natural Gas | Oven | E7 |  | 0% | 0% | 0% | 0 | 0 | 0 | 0 | 0 | 0 | 0 | 0 | 0% | 0 | 0 | 0% | Normal | 0% | 0 | 0 | 0 | [17 empty] | Commercial_College (ID)_Existing_Food Preparation_Oven_
Commercial_College (ID)_Existing_Food Preparation_Natural Gas_Oven_E8 | Commercial | College (ID) | Existing | Food Preparation | Natural Gas | Oven | E8 |  | 0% | 0% | 0% | 0 | 0 | 0 | 0 | 0 | 0 | 0 | 0 | 0% | 0 | 0 | 0% | Normal | 0% | 0 | 0 | 0 | [17 empty] | Commercial_College (ID)_Existing_Food Preparation_Oven_
Commercial_College (ID)_Existing_Food Preparation_Natural Gas_Oven_E9 | Commercial | College (ID) | Existing | Food Preparation | Natural Gas | Oven | E9 |  | 0% | 0% | 0% | 0 | 0 | 0 | 0 | 0 | 0 | 0 | 0 | 0% | 0 | 0 | 0% | Normal | 0% | 0 | 0 | 0 | [17 empty] | Commercial_College (ID)_Existing_Food Preparation_Oven_
Commercial_College (ID)_Existing_Food Preparation_Natural Gas_Oven_E10 | Commercial | College (ID) | Existing | Food Preparation | Natural Gas | Oven | E10 |  | 0% | 0% | 0% | 0 | 0 | 0 | 0 | 0 | 0 | 0 | 0 | 0% | 0 | 0 | 0% | Normal | 0% | 0 | 0 | 0 | [17 empty] | Commercial_College (ID)_Existing_Food Preparation_Oven_
Commercial_College (ID)_Existing_Food Preparation_Natural Gas_Conveyor Oven_E1 | Commercial | College (ID) | Existing | Food Preparation | Natural Gas | Conveyor Oven | E1 | Standard | 100% | 0% | 0% | 0.00049271 | 0 | 0 | 0 | 15 | 19 | 2019 | 2045 | 100% | 0 | 0 | 0% | Normal | 0% | 0.023833 | 0 | 0 | 1 unit | 30000 | 0 | 2.7899e-07 | 3571 | 1665.3064 | 0 | 0 | 0 | 2013 | 1.0605 | COOK_OVN-Food Preparation-ILTRM-v5.0-24 | COOK_OVN-Food Preparation-AEO17-3 | https://fishnick.com/saveenergy/tools/calculators/gconvovencalc.php | 1 | unit | 2.7899e-07 | Commercial_College (ID)_Existing_Food Preparation_Conveyor Oven_Standard
Commercial_College (ID)_Existing_Food Preparation_Natural Gas_Conveyor Oven_E2 | Commercial | College (ID) | Existing | Food Preparation | Natural Gas | Conveyor Oven | E2 | ENERGY STAR (>42% Baking Efficiency) | 79.47% | 0% | 0% | 0.0010438 | 0 | 0 | 0 | 15 | 19 | 2019 | 2045 | 100% | 0 | 0 | 0% | Normal | 0% | 0.018941 | 0 | 0 | 1 unit | 30000 | 0 | 2.7899e-07 | 2838 | 3409.1835 | 0 | 0 | 0 | 2011 | 1.0975 | COOK_OVN-Food Preparation-ILTRM-v5.0-24 | COOK_OVN-Food Preparation-ILTRM-v5.0-24 | COOK_OVN-Food Preparation-ILTRM-v5.0-24 | 1 | unit | 2.7899e-07 | Commercial_College (ID)_Existing_Food Preparation_Conveyor Oven_ENERGY STAR (>42% Baking Efficiency)
Commercial_College (ID)_Existing_Food Preparation_Natural Gas_Conveyor Oven_E3 | Commercial | College (ID) | Existing | Food Preparation | Natural Gas | Conveyor Oven | E3 |  | 0% | 0% | 0% | 0 | 0 | 0 | 0 | 0 | 0 | 0 | 0 | 0% | 0 | 0 | 0% | Normal | 0% | 0 | 0 | 0 | [17 empty] | Commercial_College (ID)_Existing_Food Preparation_Conveyor Oven_
Commercial_College (ID)_Existing_Food Preparation_Natural Gas_Conveyor Oven_E4 | Commercial | College (ID) | Existing | Food Preparation | Natural Gas | Conveyor Oven | E4 |  | 0% | 0% | 0% | 0 | 0 | 0 | 0 | 0 | 0 | 0 | 0 | 0% | 0 | 0 | 0% | Normal | 0% | 0 | 0 | 0 | [17 empty] | Commercial_College (ID)_Existing_Food Preparation_Conveyor Oven_
Commercial_College (ID)_Existing_Food Preparation_Natural Gas_Conveyor Oven_E5 | Commercial | College (ID) | Existing | Food Preparation | Natural Gas | Conveyor Oven | E5 |  | 0% | 0% | 0% | 0 | 0 | 0 | 0 | 0 | 0 | 0 | 0 | 0% | 0 | 0 | 0% | Normal | 0% | 0 | 0 | 0 | [17 empty] | Commercial_College (ID)_Existing_Food Preparation_Conveyor Oven_
Commercial_College (ID)_Existing_Food Preparation_Natural Gas_Conveyor Oven_E6 | Commercial | College (ID) | Existing | Food Preparation | Natural Gas | Conveyor Oven | E6 |  | 0% | 0% | 0% | 0 | 0 | 0 | 0 | 0 | 0 | 0 | 0 | 0% | 0 | 0 | 0% | Normal | 0% | 0 | 0 | 0 | [17 empty] | Commercial_College (ID)_Existing_Food Preparation_Conveyor Oven_
Commercial_College (ID)_Existing_Food Preparation_Natural Gas_Conveyor Oven_E7 | Commercial | College (ID) | Existing | Food Preparation | Natural Gas | Conveyor Oven | E7 |  | 0% | 0% | 0% | 0 | 0 | 0 | 0 | 0 | 0 | 0 | 0 | 0% | 0 | 0 | 0% | Normal | 0% | 0 | 0 | 0 | [17 empty] | Commercial_College (ID)_Existing_Food Preparation_Conveyor Oven_
Commercial_College (ID)_Existing_Food Preparation_Natural Gas_Conveyor Oven_E8 | Commercial | College (ID) | Existing | Food Preparation | Natural Gas | Conveyor Oven | E8 |  | 0% | 0% | 0% | 0 | 0 | 0 | 0 | 0 | 0 | 0 | 0 | 0% | 0 | 0 | 0% | Normal | 0% | 0 | 0 | 0 | [17 empty] | Commercial_College (ID)_Existing_Food Preparation_Conveyor Oven_
Commercial_College (ID)_Existing_Food Preparation_Natural Gas_Conveyor Oven_E9 | Commercial | College (ID) | Existing | Food Preparation | Natural Gas | Conveyor Oven | E9 |  | 0% | 0% | 0% | 0 | 0 | 0 | 0 | 0 | 0 | 0 | 0 | 0% | 0 | 0 | 0% | Normal | 0% | 0 | 0 | 0 | [17 empty] | Commercial_College (ID)_Existing_Food Preparation_Conveyor Oven_
Commercial_College (ID)_Existing_Food Preparation_Natural Gas_Conveyor Oven_E10 | Commercial | College (ID) | Existing | Food Preparation | Natural Gas | Conveyor Oven | E10 |  | 0% | 0% | 0% | 0 | 0 | 0 | 0 | 0 | 0 | 0 | 0 | 0% | 0 | 0 | 0% | Normal | 0% | 0 | 0 | 0 | [17 empty] | Commercial_College (ID)_Existing_Food Preparation_Conveyor Oven_
Commercial_College (ID)_Existing_Food Preparation_Natural Gas_Double Rack Oven_E1 | Commercial | College (ID) | Existing | Food Preparation | Natural Gas | Double Rack Oven | E1 | Standard | 100% | 0% | 0% | 0.00084828 | 0 | 0 | 0 | 8 | 16 | 2019 | 2045 | 100% | 0 | 0 | 0% | Normal | 0% | 0.041032 | 0 | 0 | 1 unit | 30000 | 0 | 3.1618e-07 | 5425 | 2529.904 | 0 | 0 | 0 | 2013 | 1.0605 | COOK_OVN-Food Preparation-ILTRM-v5.0-25 | COOK_OVN-Food Preparation-ILTRM-v5.0-25 | https://fishnick.com/saveenergy/tools/calculators/grackovencalc.php | 1 | unit | 3.1618e-07 | Commercial_College (ID)_Existing_Food Preparation_Double Rack Oven_Standard
Commercial_College (ID)_Existing_Food Preparation_Natural Gas_Double Rack Oven_E2 | Commercial | College (ID) | Existing | Food Preparation | Natural Gas | Double Rack Oven | E2 | FTSC Qualified (>50% Cooking Efficiency) | 61.95% | 0% | 0% | 0.0038484 | 0 | 0 | 0 | 8 | 16 | 2019 | 2045 | 100% | 0 | 0 | 0% | Normal | 0% | 0.025421 | 0 | 0 | 1 unit | 30000 | 0 | 3.1618e-07 | 3361 | 11090.6431 | 0 | 0 | 0 | 2011 | 1.0975 | COOK_OVN-Food Preparation-ILTRM-v5.0-25 | COOK_OVN-Food Preparation-ILTRM-v5.0-25 | COOK_OVN-Food Preparation-ILTRM-v5.0-25 | 1 | unit | 3.1618e-07 | Commercial_College (ID)_Existing_Food Preparation_Double Rack Oven_FTSC Qualified (>50% Cooking Efficiency)
Commercial_College (ID)_Existing_Food Preparation_Natural Gas_Double Rack Oven_E3 | Commercial | College (ID) | Existing | Food Preparation | Natural Gas | Double Rack Oven | E3 |  | 0% | 0% | 0% | 0 | 0 | 0 | 0 | 0 | 0 | 0 | 0 | 0% | 0 | 0 | 0% | Normal | 0% | 0 | 0 | 0 | [17 empty] | Commercial_College (ID)_Existing_Food Preparation_Double Rack Oven_
Commercial_College (ID)_Existing_Food Preparation_Natural Gas_Double Rack Oven_E4 | Commercial | College (ID) | Existing | Food Preparation | Natural Gas | Double Rack Oven | E4 |  | 0% | 0% | 0% | 0 | 0 | 0 | 0 | 0 | 0 | 0 | 0 | 0% | 0 | 0 | 0% | Normal | 0% | 0 | 0 | 0 | [17 empty] | Commercial_College (ID)_Existing_Food Preparation_Double Rack Oven_
Commercial_College (ID)_Existing_Food Preparation_Natural Gas_Double Rack Oven_E5 | Commercial | College (ID) | Existing | Food Preparation | Natural Gas | Double Rack Oven | E5 |  | 0% | 0% | 0% | 0 | 0 | 0 | 0 | 0 | 0 | 0 | 0 | 0% | 0 | 0 | 0% | Normal | 0% | 0 | 0 | 0 | [17 empty] | Commercial_College (ID)_Existing_Food Preparation_Double Rack Oven_
Commercial_College (ID)_Existing_Food Preparation_Natural Gas_Double Rack Oven_E6 | Commercial | College (ID) | Existing | Food Preparation | Natural Gas | Double Rack Oven | E6 |  | 0% | 0% | 0% | 0 | 0 | 0 | 0 | 0 | 0 | 0 | 0 | 0% | 0 | 0 | 0% | Normal | 0% | 0 | 0 | 0 | [17 empty] | Commercial_College (ID)_Existing_Food Preparation_Double Rack Oven_
Commercial_College (ID)_Existing_Food Preparation_Natural Gas_Double Rack Oven_E7 | Commercial | College (ID) | Existing | Food Preparation | Natural Gas | Double Rack Oven | E7 |  | 0% | 0% | 0% | 0 | 0 | 0 | 0 | 0 | 0 | 0 | 0 | 0% | 0 | 0 | 0% | Normal | 0% | 0 | 0 | 0 | [17 empty] | Commercial_College (ID)_Existing_Food Preparation_Double Rack Oven_
Commercial_College (ID)_Existing_Food Preparation_Natural Gas_Double Rack Oven_E8 | Commercial | College (ID) | Existing | Food Preparation | Natural Gas | Double Rack Oven | E8 |  | 0% | 0% | 0% | 0 | 0 | 0 | 0 | 0 | 0 | 0 | 0 | 0% | 0 | 0 | 0% | Normal | 0% | 0 | 0 | 0 | [17 empty] | Commercial_College (ID)_Existing_Food Preparation_Double Rack Oven_
Commercial_College (ID)_Existing_Food Preparation_Natural Gas_Double Rack Oven_E9 | Commercial | College (ID) | Existing | Food Preparation | Natural Gas | Double Rack Oven | E9 |  | 0% | 0% | 0% | 0 | 0 | 0 | 0 | 0 | 0 | 0 | 0 | 0% | 0 | 0 | 0% | Normal | 0% | 0 | 0 | 0 | [17 empty] | Commercial_College (ID)_Existing_Food Preparation_Double Rack Oven_
Commercial_College (ID)_Existing_Food Preparation_Natural Gas_Double Rack Oven_E10 | Commercial | College (ID) | Existing | Food Preparation | Natural Gas | Double Rack Oven | E10 |  | 0% | 0% | 0% | 0 | 0 | 0 | 0 | 0 | 0 | 0 | 0 | 0% | 0 | 0 | 0% | Normal | 0% | 0 | 0 | 0 | [17 empty] | Commercial_College (ID)_Existing_Food Preparation_Double Rack Oven_
Commercial_College (ID)_Existing_Food Preparation_Natural Gas_Fryer_E1 | Commercial | College (ID) | Existing | Food Preparation | Natural Gas | Fryer | E1 | Standard | 100% | 0% | 0% | 0.003839 | 0 | 0 | 0 | 10 | 20 | 2019 | 2045 | 100% | 0 | 0 | 0% | Normal | 0% | 0.02063 | 0 | 0 | 1 unit | 30000 | 0 | 1.3709e-06 | 1628.2323 | 2500 | 0 | 0 | 0 | 2010 | 1.1201 | COOK_FRY-Food Preparation-ILTRM-v4.0-1 | Estimate | COOK_FRY-Food Preparation-ILTRM-v4.0-1 | 1 | unit | 1.3709e-06 | Commercial_College (ID)_Existing_Food Preparation_Fryer_Standard
Commercial_College (ID)_Existing_Food Preparation_Natural Gas_Fryer_E2 | Commercial | College (ID) | Existing | Food Preparation | Natural Gas | Fryer | E2 | ENERGY STAR | 68.97% | 0% | 0% | 0.0056817 | 0 | 0 | 0 | 10 | 20 | 2019 | 2045 | 100% | 0 | 0 | 0% | Normal | 0% | 0.014229 | 0 | 0 | 1 unit | 30000 | 0 | 1.3709e-06 | 1122.9977 | 3700 | 0 | 0 | 0 | 2010 | 1.1201 | COOK_FRY-Food Preparation-ILTRM-v4.0-1 | COOK_FRY-Food Preparation-ILTRM-v4.0-1 | COOK_FRY-Food Preparation-ILTRM-v4.0-1 | 1 | unit | 1.3709e-06 | Commercial_College (ID)_Existing_Food Preparation_Fryer_ENERGY STAR
Commercial_College (ID)_Existing_Food Preparation_Natural Gas_Fryer_E3 | Commercial | College (ID) | Existing | Food Preparation | Natural Gas | Fryer | E3 |  | 0% | 0% | 0% | 0 | 0 | 0 | 0 | 0 | 0 | 0 | 0 | 0% | 0 | 0 | 0% | Normal | 0% | 0 | 0 | 0 | [17 empty] | Commercial_College (ID)_Existing_Food Preparation_Fryer_
Commercial_College (ID)_Existing_Food Preparation_Natural Gas_Fryer_E4 | Commercial | College (ID) | Existing | Food Preparation | Natural Gas | Fryer | E4 |  | 0% | 0% | 0% | 0 | 0 | 0 | 0 | 0 | 0 | 0 | 0 | 0% | 0 | 0 | 0% | Normal | 0% | 0 | 0 | 0 | [17 empty] | Commercial_College (ID)_Existing_Food Preparation_Fryer_
Commercial_College (ID)_Existing_Food Preparation_Natural Gas_Fryer_E5 | Commercial | College (ID) | Existing | Food Preparation | Natural Gas | Fryer | E5 |  | 0% | 0% | 0% | 0 | 0 | 0 | 0 | 0 | 0 | 0 | 0 | 0% | 0 | 0 | 0% | Normal | 0% | 0 | 0 | 0 | [17 empty] | Commercial_College (ID)_Existing_Food Preparation_Fryer_
Commercial_College (ID)_Existing_Food Preparation_Natural Gas_Fryer_E6 | Commercial | College (ID) | Existing | Food Preparation | Natural Gas | Fryer | E6 |  | 0% | 0% | 0% | 0 | 0 | 0 | 0 | 0 | 0 | 0 | 0 | 0% | 0 | 0 | 0% | Normal | 0% | 0 | 0 | 0 | [17 empty] | Commercial_College (ID)_Existing_Food Preparation_Fryer_
Commercial_College (ID)_Existing_Food Preparation_Natural Gas_Fryer_E7 | Commercial | College (ID) | Existing | Food Preparation | Natural Gas | Fryer | E7 |  | 0% | 0% | 0% | 0 | 0 | 0 | 0 | 0 | 0 | 0 | 0 | 0% | 0 | 0 | 0% | Normal | 0% | 0 | 0 | 0 | [17 empty] | Commercial_College (ID)_Existing_Food Preparation_Fryer_
Commercial_College (ID)_Existing_Food Preparation_Natural Gas_Fryer_E8 | Commercial | College (ID) | Existing | Food Preparation | Natural Gas | Fryer | E8 |  | 0% | 0% | 0% | 0 | 0 | 0 | 0 | 0 | 0 | 0 | 0 | 0% | 0 | 0 | 0% | Normal | 0% | 0 | 0 | 0 | [17 empty] | Commercial_College (ID)_Existing_Food Preparation_Fryer_
Commercial_College (ID)_Existing_Food Preparation_Natural Gas_Fryer_E9 | Commercial | College (ID) | Existing | Food Preparation | Natural Gas | Fryer | E9 |  | 0% | 0% | 0% | 0 | 0 | 0 | 0 | 0 | 0 | 0 | 0 | 0% | 0 | 0 | 0% | Normal | 0% | 0 | 0 | 0 | [17 empty] | Commercial_College (ID)_Existing_Food Preparation_Fryer_
Commercial_College (ID)_Existing_Food Preparation_Natural Gas_Fryer_E10 | Commercial | College (ID) | Existing | Food Preparation | Natural Gas | Fryer | E10 |  | 0% | 0% | 0% | 0 | 0 | 0 | 0 | 0 | 0 | 0 | 0 | 0% | 0 | 0 | 0% | Normal | 0% | 0 | 0 | 0 | [17 empty] | Commercial_College (ID)_Existing_Food Preparation_Fryer_
Commercial_College (ID)_Existing_Food Preparation_Natural Gas_Broiler_E1 | Commercial | College (ID) | Existing | Food Preparation | Natural Gas | Broiler | E1 | Standard | 100% | 0% | 0% | 0.0059496 | 0 | 0 | 0 | 8 | 16 | 2019 | 2045 | 100% | 0 | 0 | 0% | Normal | 0% | 0.021074 | 0 | 0 | 1 unit | 30000 | 0 | 2.1685e-06 | 1625 | 2500 | 0 | 0 | 0 | 2011 | 1.0975 | COOK_BRL-Food Preparation-ILTRM-v4.0-2 | Estimate | COOK_BRL-Food Preparation-ILTRM-v4.0-2 | 1 | unit | 2.1685e-06 | Commercial_College (ID)_Existing_Food Preparation_Broiler_Standard
Commercial_College (ID)_Existing_Food Preparation_Natural Gas_Broiler_E2 | Commercial | College (ID) | Existing | Food Preparation | Natural Gas | Broiler | E2 | Infrared Burners | 85.29% | 0% | 0% | 0.0083295 | 0 | 0 | 0 | 8 | 16 | 2019 | 2045 | 100% | 0 | 0 | 0% | Normal | 0% | 0.017974 | 0 | 0 | 1 unit | 30000 | 0 | 2.1685e-06 | 1386 | 3500 | 0 | 0 | 0 | 2011 | 1.0975 | COOK_BRL-Food Preparation-ILTRM-v4.0-2 | COOK_BRL-Food Preparation-ILTRM-v4.0-2 | COOK_BRL-Food Preparation-ILTRM-v4.0-2 | 1 | unit | 2.1685e-06 | Commercial_College (ID)_Existing_Food Preparation_Broiler_Infrared Burners
Commercial_College (ID)_Existing_Food Preparation_Natural Gas_Broiler_E3 | Commercial | College (ID) | Existing | Food Preparation | Natural Gas | Broiler | E3 |  | 0% | 0% | 0% | 0 | 0 | 0 | 0 | 0 | 0 | 0 | 0 | 0% | 0 | 0 | 0% | Normal | 0% | 0 | 0 | 0 | [17 empty] | Commercial_College (ID)_Existing_Food Preparation_Broiler_
Commercial_College (ID)_Existing_Food Preparation_Natural Gas_Broiler_E4 | Commercial | College (ID) | Existing | Food Preparation | Natural Gas | Broiler | E4 |  | 0% | 0% | 0% | 0 | 0 | 0 | 0 | 0 | 0 | 0 | 0 | 0% | 0 | 0 | 0% | Normal | 0% | 0 | 0 | 0 | [17 empty] | Commercial_College (ID)_Existing_Food Preparation_Broiler_
Commercial_College (ID)_Existing_Food Preparation_Natural Gas_Broiler_E5 | Commercial | College (ID) | Existing | Food Preparation | Natural Gas | Broiler | E5 |  | 0% | 0% | 0% | 0 | 0 | 0 | 0 | 0 | 0 | 0 | 0 | 0% | 0 | 0 | 0% | Normal | 0% | 0 | 0 | 0 | [17 empty] | Commercial_College (ID)_Existing_Food Preparation_Broiler_
Commercial_College (ID)_Existing_Food Preparation_Natural Gas_Broiler_E6 | Commercial | College (ID) | Existing | Food Preparation | Natural Gas | Broiler | E6 |  | 0% | 0% | 0% | 0 | 0 | 0 | 0 | 0 | 0 | 0 | 0 | 0% | 0 | 0 | 0% | Normal | 0% | 0 | 0 | 0 | [17 empty] | Commercial_College (ID)_Existing_Food Preparation_Broiler_
Commercial_College (ID)_Existing_Food Preparation_Natural Gas_Broiler_E7 | Commercial | College (ID) | Existing | Food Preparation | Natural Gas | Broiler | E7 |  | 0% | 0% | 0% | 0 | 0 | 0 | 0 | 0 | 0 | 0 | 0 | 0% | 0 | 0 | 0% | Normal | 0% | 0 | 0 | 0 | [17 empty] | Commercial_College (ID)_Existing_Food Preparation_Broiler_
Commercial_College (ID)_Existing_Food Preparation_Natural Gas_Broiler_E8 | Commercial | College (ID) | Existing | Food Preparation | Natural Gas | Broiler | E8 |  | 0% | 0% | 0% | 0 | 0 | 0 | 0 | 0 | 0 | 0 | 0 | 0% | 0 | 0 | 0% | Normal | 0% | 0 | 0 | 0 | [17 empty] | Commercial_College (ID)_Existing_Food Preparation_Broiler_
Commercial_College (ID)_Existing_Food Preparation_Natural Gas_Broiler_E9 | Commercial | College (ID) | Existing | Food Preparation | Natural Gas | Broiler | E9 |  | 0% | 0% | 0% | 0 | 0 | 0 | 0 | 0 | 0 | 0 | 0 | 0% | 0 | 0 | 0% | Normal | 0% | 0 | 0 | 0 | [17 empty] | Commercial_College (ID)_Existing_Food Preparation_Broiler_
Commercial_College (ID)_Existing_Food Preparation_Natural Gas_Broiler_E10 | Commercial | College (ID) | Existing | Food Preparation | Natural Gas | Broiler | E10 |  | 0% | 0% | 0% | 0 | 0 | 0 | 0 | 0 | 0 | 0 | 0 | 0% | 0 | 0 | 0% | Normal | 0% | 0 | 0 | 0 | [17 empty] | Commercial_College (ID)_Existing_Food Preparation_Broiler_
Commercial_College (ID)_Existing_Food Preparation_Natural Gas_Griddle_E1 | Commercial | College (ID) | Existing | Food Preparation | Natural Gas | Griddle | E1 | Standard | 100% | 0% | 0% | 0.015559 | 0 | 0 | 0 | 8 | 16 | 2019 | 2045 | 100% | 0 | 0 | 0% | Normal | 0% | 0.014646 | 0 | 0 | 1 unit | 30000 | 0 | 2.8489e-06 | 1213.5601 | 5150 | 0 | 0 | 0 | 2013 | 1.0605 | COOK_GRD-Food Preparation-ILTRM-v5.0-1 | COOK_GRD-Food Preparation-EIA14-2014 Ref. Case-5 | COOK_GRD-Food Preparation-ILTRM-v5.0-1 | 1 | unit | 2.8489e-06 | Commercial_College (ID)_Existing_Food Preparation_Griddle_Standard
Commercial_College (ID)_Existing_Food Preparation_Natural Gas_Griddle_E2 | Commercial | College (ID) | Existing | Food Preparation | Natural Gas | Griddle | E2 | ENERGY STAR | 87.77% | 0% | 0% | 0.016647 | 0 | 0 | 0 | 8 | 16 | 2019 | 2045 | 100% | 0 | 0 | 0% | Normal | 0% | 0.012855 | 0 | 0 | 1 unit | 30000 | 0 | 2.8489e-06 | 1065.1506 | 5510 | 0 | 0 | 0 | 2013 | 1.0605 | COOK_GRD-Food Preparation-ILTRM-v5.0-1 | COOK_GRD-Food Preparation-EIA14-2014 Ref. Case-5 | COOK_GRD-Food Preparation-ILTRM-v5.0-1 | 1 | unit | 2.8489e-06 | Commercial_College (ID)_Existing_Food Preparation_Griddle_ENERGY STAR
Commercial_College (ID)_Existing_Food Preparation_Natural Gas_Griddle_E3 | Commercial | College (ID) | Existing | Food Preparation | Natural Gas | Griddle | E3 |  | 0% | 0% | 0% | 0 | 0 | 0 | 0 | 0 | 0 | 0 | 0 | 0% | 0 | 0 | 0% | Normal | 0% | 0 | 0 | 0 | [17 empty] | Commercial_College (ID)_Existing_Food Preparation_Griddle_
Commercial_College (ID)_Existing_Food Preparation_Natural Gas_Griddle_E4 | Commercial | College (ID) | Existing | Food Preparation | Natural Gas | Griddle | E4 |  | 0% | 0% | 0% | 0 | 0 | 0 | 0 | 0 | 0 | 0 | 0 | 0% | 0 | 0 | 0% | Normal | 0% | 0 | 0 | 0 | [17 empty] | Commercial_College (ID)_Existing_Food Preparation_Griddle_
Commercial_College (ID)_Existing_Food Preparation_Natural Gas_Griddle_E5 | Commercial | College (ID) | Existing | Food Preparation | Natural Gas | Griddle | E5 |  | 0% | 0% | 0% | 0 | 0 | 0 | 0 | 0 | 0 | 0 | 0 | 0% | 0 | 0 | 0% | Normal | 0% | 0 | 0 | 0 | [17 empty] | Commercial_College (ID)_Existing_Food Preparation_Griddle_
Commercial_College (ID)_Existing_Food Preparation_Natural Gas_Griddle_E6 | Commercial | College (ID) | Existing | Food Preparation | Natural Gas | Griddle | E6 |  | 0% | 0% | 0% | 0 | 0 | 0 | 0 | 0 | 0 | 0 | 0 | 0% | 0 | 0 | 0% | Normal | 0% | 0 | 0 | 0 | [17 empty] | Commercial_College (ID)_Existing_Food Preparation_Griddle_
Commercial_College (ID)_Existing_Food Preparation_Natural Gas_Griddle_E7 | Commercial | College (ID) | Existing | Food Preparation | Natural Gas | Griddle | E7 |  | 0% | 0% | 0% | 0 | 0 | 0 | 0 | 0 | 0 | 0 | 0 | 0% | 0 | 0 | 0% | Normal | 0% | 0 | 0 | 0 | [17 empty] | Commercial_College (ID)_Existing_Food Preparation_Griddle_
Commercial_College (ID)_Existing_Food Preparation_Natural Gas_Griddle_E8 | Commercial | College (ID) | Existing | Food Preparation | Natural Gas | Griddle | E8 |  | 0% | 0% | 0% | 0 | 0 | 0 | 0 | 0 | 0 | 0 | 0 | 0% | 0 | 0 | 0% | Normal | 0% | 0 | 0 | 0 | [17 empty] | Commercial_College (ID)_Existing_Food Preparation_Griddle_
Commercial_College (ID)_Existing_Food Preparation_Natural Gas_Griddle_E9 | Commercial | College (ID) | Existing | Food Preparation | Natural Gas | Griddle | E9 |  | 0% | 0% | 0% | 0 | 0 | 0 | 0 | 0 | 0 | 0 | 0 | 0% | 0 | 0 | 0% | Normal | 0% | 0 | 0 | 0 | [17 empty] | Commercial_College (ID)_Existing_Food Preparation_Griddle_
Commercial_College (ID)_Existing_Food Preparation_Natural Gas_Griddle_E10 | Commercial | College (ID) | Existing | Food Preparation | Natural Gas | Griddle | E10 |  | 0% | 0% | 0% | 0 | 0 | 0 | 0 | 0 | 0 | 0 | 0 | 0% | 0 | 0 | 0% | Normal | 0% | 0 | 0 | 0 | [17 empty] | Commercial_College (ID)_Existing_Food Preparation_Griddle_
Commercial_College (ID)_Existing_Food Preparation_Natural Gas_Range_E1 | Commercial | College (ID) | Existing | Food Preparation | Natural Gas | Range | E1 | Standard | 100% | 0% | 0% | 0.019807 | 0 | 0 | 0 | 8 | 12 | 2019 | 2045 | 100% | 0 | 0 | 0% | Normal | 0% | 0.019795 | 0 | 0 | 1 unit | 30000 | 0 | 3.9294e-06 | 1470 | 4500 | 0 | 0 | 0 | 2010 | 1.1201 | COOK_OVN-Food Preparation-AEO17-1 | Estimate | DOE Commercial R&D 2016 - Table 2-12 | 1 | unit | 3.9294e-06 | Commercial_College (ID)_Existing_Food Preparation_Range_Standard
Commercial_College (ID)_Existing_Food Preparation_Natural Gas_Range_E2 | Commercial | College (ID) | Existing | Food Preparation | Natural Gas | Range | E2 | High Efficiency | 50% | 0% | 0% | 0.021567 | 0 | 0 | 0 | 8 | 12 | 2019 | 2045 | 100% | 0 | 0 | 0% | Normal | 0% | 0.0098975 | 0 | 0 | 1 unit | 30000 | 0 | 3.9294e-06 | 735 | 4900 | 0 | 0 | 0 | 2010 | 1.1201 | COOK_OVN-Food Preparation-AEO17-1 | DOE Commercial R&D 2016 - Table 2-10 | DOE Commercial R&D 2016 - Table 2-18 | 1 | unit | 3.9294e-06 | Commercial_College (ID)_Existing_Food Preparation_Range_High Efficiency
Commercial_College (ID)_Existing_Food Preparation_Natural Gas_Range_E3 | Commercial | College (ID) | Existing | Food Preparation | Natural Gas | Range | E3 |  | 0% | 0% | 0% | 0 | 0 | 0 | 0 | 0 | 0 | 0 | 0 | 0% | 0 | 0 | 0% | Normal | 0% | 0 | 0 | 0 | [17 empty] | Commercial_College (ID)_Existing_Food Preparation_Range_
Commercial_College (ID)_Existing_Food Preparation_Natural Gas_Range_E4 | Commercial | College (ID) | Existing | Food Preparation | Natural Gas | Range | E4 |  | 0% | 0% | 0% | 0 | 0 | 0 | 0 | 0 | 0 | 0 | 0 | 0% | 0 | 0 | 0% | Normal | 0% | 0 | 0 | 0 | [17 empty] | Commercial_College (ID)_Existing_Food Preparation_Range_
Commercial_College (ID)_Existing_Food Preparation_Natural Gas_Range_E5 | Commercial | College (ID) | Existing | Food Preparation | Natural Gas | Range | E5 |  | 0% | 0% | 0% | 0 | 0 | 0 | 0 | 0 | 0 | 0 | 0 | 0% | 0 | 0 | 0% | Normal | 0% | 0 | 0 | 0 | [17 empty] | Commercial_College (ID)_Existing_Food Preparation_Range_
Commercial_College (ID)_Existing_Food Preparation_Natural Gas_Range_E6 | Commercial | College (ID) | Existing | Food Preparation | Natural Gas | Range | E6 |  | 0% | 0% | 0% | 0 | 0 | 0 | 0 | 0 | 0 | 0 | 0 | 0% | 0 | 0 | 0% | Normal | 0% | 0 | 0 | 0 | [17 empty] | Commercial_College (ID)_Existing_Food Preparation_Range_
Commercial_College (ID)_Existing_Food Preparation_Natural Gas_Range_E7 | Commercial | College (ID) | Existing | Food Preparation | Natural Gas | Range | E7 |  | 0% | 0% | 0% | 0 | 0 | 0 | 0 | 0 | 0 | 0 | 0 | 0% | 0 | 0 | 0% | Normal | 0% | 0 | 0 | 0 | [17 empty] | Commercial_College (ID)_Existing_Food Preparation_Range_
Commercial_College (ID)_Existing_Food Preparation_Natural Gas_Range_E8 | Commercial | College (ID) | Existing | Food Preparation | Natural Gas | Range | E8 |  | 0% | 0% | 0% | 0 | 0 | 0 | 0 | 0 | 0 | 0 | 0 | 0% | 0 | 0 | 0% | Normal | 0% | 0 | 0 | 0 | [17 empty] | Commercial_College (ID)_Existing_Food Preparation_Range_
Commercial_College (ID)_Existing_Food Preparation_Natural Gas_Range_E9 | Commercial | College (ID) | Existing | Food Preparation | Natural Gas | Range | E9 |  | 0% | 0% | 0% | 0 | 0 | 0 | 0 | 0 | 0 | 0 | 0 | 0% | 0 | 0 | 0% | Normal | 0% | 0 | 0 | 0 | [17 empty] | Commercial_College (ID)_Existing_Food Preparation_Range_
Commercial_College (ID)_Existing_Food Preparation_Natural Gas_Range_E10 | Commercial | College (ID) | Existing | Food Preparation | Natural Gas | Range | E10 |  | 0% | 0% | 0% | 0 | 0 | 0 | 0 | 0 | 0 | 0 | 0 | 0% | 0 | 0 | 0% | Normal | 0% | 0 | 0 | 0 | [17 empty] | Commercial_College (ID)_Existing_Food Preparation_Range_
Commercial_College (ID)_Existing_Food Preparation_Natural Gas_Steamer_E1 | Commercial | College (ID) | Existing | Food Preparation | Natural Gas | Steamer | E1 | Standard | 100% | 0% | 0% | 0.03237 | 0 | 0 | 0 | 8 | 16 | 2019 | 2045 | 100% | 0 | 0 | 0% | Normal | 0% | 0.027134 | 0 | 0 | 1 unit | 30000 | 0 | 2.2931e-06 | 1241.5036 | 13100 | 0 | 0 | 0 | 2012 | 1.0776 | COOK_STM-Food Preparation-ILTRM-v4.0-32 | DOE Commercial R&D 2016 - Table 2-10 | COOK_STM-Food Preparation-ILTRM-v4.0-32 | 1 | unit | 2.2931e-06 | Commercial_College (ID)_Existing_Food Preparation_Steamer_Standard
Commercial_College (ID)_Existing_Food Preparation_Natural Gas_Steamer_E2 | Commercial | College (ID) | Existing | Food Preparation | Natural Gas | Steamer | E2 | ENERGY STAR | 18.87% | 0% | 0% | 0.034836 | 0 | -6.4982e-06 | 0 | 8 | 16 | 2019 | 2045 | 100% | 0 | 0 | 0% | Normal | 0% | 0.0051196 | 0 | 0 | 1 unit | 30000 | 0 | 2.2931e-06 | 234.2394 | 14098 | 0 | -2.6298 | 0 | 2012 | 1.0776 | COOK_STM-Food Preparation-ILTRM-v4.0-32 | COOK_STM-Food Preparation-ILTRM-v4.0-32 | COOK_STM-Food Preparation-ILTRM-v4.0-32 | 1 | unit | 2.2931e-06 | Commercial_College (ID)_Existing_Food Preparation_Steamer_ENERGY STAR
Commercial_College (ID)_Existing_Food Preparation_Natural Gas_Steamer_E3 | Commercial | College (ID) | Existing | Food Preparation | Natural Gas | Steamer | E3 |  | 0% | 0% | 0% | 0 | 0 | 0 | 0 | 0 | 0 | 0 | 0 | 0% | 0 | 0 | 0% | Normal | 0% | 0 | 0 | 0 | [17 empty] | Commercial_College (ID)_Existing_Food Preparation_Steamer_
Commercial_College (ID)_Existing_Food Preparation_Natural Gas_Steamer_E4 | Commercial | College (ID) | Existing | Food Preparation | Natural Gas | Steamer | E4 |  | 0% | 0% | 0% | 0 | 0 | 0 | 0 | 0 | 0 | 0 | 0 | 0% | 0 | 0 | 0% | Normal | 0% | 0 | 0 | 0 | [17 empty] | Commercial_College (ID)_Existing_Food Preparation_Steamer_
Commercial_College (ID)_Existing_Food Preparation_Natural Gas_Steamer_E5 | Commercial | College (ID) | Existing | Food Preparation | Natural Gas | Steamer | E5 |  | 0% | 0% | 0% | 0 | 0 | 0 | 0 | 0 | 0 | 0 | 0 | 0% | 0 | 0 | 0% | Normal | 0% | 0 | 0 | 0 | [17 empty] | Commercial_College (ID)_Existing_Food Preparation_Steamer_
Commercial_College (ID)_Existing_Food Preparation_Natural Gas_Steamer_E6 | Commercial | College (ID) | Existing | Food Preparation | Natural Gas | Steamer | E6 |  | 0% | 0% | 0% | 0 | 0 | 0 | 0 | 0 | 0 | 0 | 0 | 0% | 0 | 0 | 0% | Normal | 0% | 0 | 0 | 0 | [17 empty] | Commercial_College (ID)_Existing_Food Preparation_Steamer_
Commercial_College (ID)_Existing_Food Preparation_Natural Gas_Steamer_E7 | Commercial | College (ID) | Existing | Food Preparation | Natural Gas | Steamer | E7 |  | 0% | 0% | 0% | 0 | 0 | 0 | 0 | 0 | 0 | 0 | 0 | 0% | 0 | 0 | 0% | Normal | 0% | 0 | 0 | 0 | [17 empty] | Commercial_College (ID)_Existing_Food Preparation_Steamer_
Commercial_College (ID)_Existing_Food Preparation_Natural Gas_Steamer_E8 | Commercial | College (ID) | Existing | Food Preparation | Natural Gas | Steamer | E8 |  | 0% | 0% | 0% | 0 | 0 | 0 | 0 | 0 | 0 | 0 | 0 | 0% | 0 | 0 | 0% | Normal | 0% | 0 | 0 | 0 | [17 empty] | Commercial_College (ID)_Existing_Food Preparation_Steamer_
Commercial_College (ID)_Existing_Food Preparation_Natural Gas_Steamer_E9 | Commercial | College (ID) | Existing | Food Preparation | Natural Gas | Steamer | E9 |  | 0% | 0% | 0% | 0 | 0 | 0 | 0 | 0 | 0 | 0 | 0 | 0% | 0 | 0 | 0% | Normal | 0% | 0 | 0 | 0 | [17 empty] | Commercial_College (ID)_Existing_Food Preparation_Steamer_
Commercial_College (ID)_Existing_Food Preparation_Natural Gas_Steamer_E10 | Commercial | College (ID) | Existing | Food Preparation | Natural Gas | Steamer | E10 |  | 0% | 0% | 0% | 0 | 0 | 0 | 0 | 0 | 0 | 0 | 0 | 0% | 0 | 0 | 0% | Normal | 0% | 0 | 0 | 0 | [17 empty] | Commercial_College (ID)_Existing_Food Preparation_Steamer_
Commercial_College (ID)_Existing_Food Preparation_Natural Gas_Food Prep Other_E1 | Commercial | College (ID) | Existing | Food Preparation | Natural Gas | Food Prep Other | E1 | Standard | 100% | 0% | 0% | 6.4825e-05 | 0 | 0 | 0 | 8 | 12 | 2019 | 2045 | 100% | 0 | 0 | 0% | Normal | 0% | 0.0062802 | 0 | 0 | 1 unit | 30000 | 0 | 5.7873e-08 | 1423.18 | 1000 | 0 | 0 | 0 | 2010 | 1.1201 | Default | Default | Default | 1 | unit | 5.7873e-08 | Commercial_College (ID)_Existing_Food Preparation_Food Prep Other_Standard
Commercial_College (ID)_Existing_Food Preparation_Natural Gas_Food Prep Other_E2 | Commercial | College (ID) | Existing | Food Preparation | Natural Gas | Food Prep Other | E2 | ENERGY STAR | 72.07% | 0% | 0% | 0.00011884 | 0 | 0 | 0 | 8 | 12 | 2019 | 2045 | 100% | 0 | 0 | 0% | Normal | 0% | 0.004526 | 0 | 0 | 1 unit | 30000 | 0 | 5.7873e-08 | 1025.646 | 1833.1988 | 0 | 0 | 0 | 2010 | 1.1201 | N/A | N/A | N/A | 1 | unit | 5.7873e-08 | Commercial_College (ID)_Existing_Food Preparation_Food Prep Other_ENERGY STAR
Commercial_College (ID)_Existing_Food Preparation_Natural Gas_Food Prep Other_E3 | Commercial | College (ID) | Existing | Food Preparation | Natural Gas | Food Prep Other | E3 |  | 0% | 0% | 0% | 0 | 0 | 0 | 0 | 0 | 0 | 0 | 0 | 0% | 0 | 0 | 0% | Normal | 0% | 0 | 0 | 0 | [17 empty] | Commercial_College (ID)_Existing_Food Preparation_Food Prep Other_
Commercial_College (ID)_Existing_Food Preparation_Natural Gas_Food Prep Other_E4 | Commercial | College (ID) | Existing | Food Preparation | Natural Gas | Food Prep Other | E4 |  | 0% | 0% | 0% | 0 | 0 | 0 | 0 | 0 | 0 | 0 | 0 | 0% | 0 | 0 | 0% | Normal | 0% | 0 | 0 | 0 | [17 empty] | Commercial_College (ID)_Existing_Food Preparation_Food Prep Other_
Commercial_College (ID)_Existing_Food Preparation_Natural Gas_Food Prep Other_E5 | Commercial | College (ID) | Existing | Food Preparation | Natural Gas | Food Prep Other | E5 |  | 0% | 0% | 0% | 0 | 0 | 0 | 0 | 0 | 0 | 0 | 0 | 0% | 0 | 0 | 0% | Normal | 0% | 0 | 0 | 0 | [17 empty] | Commercial_College (ID)_Existing_Food Preparation_Food Prep Other_
Commercial_College (ID)_Existing_Food Preparation_Natural Gas_Food Prep Other_E6 | Commercial | College (ID) | Existing | Food Preparation | Natural Gas | Food Prep Other | E6 |  | 0% | 0% | 0% | 0 | 0 | 0 | 0 | 0 | 0 | 0 | 0 | 0% | 0 | 0 | 0% | Normal | 0% | 0 | 0 | 0 | [17 empty] | Commercial_College (ID)_Existing_Food Preparation_Food Prep Other_
Commercial_College (ID)_Existing_Food Preparation_Natural Gas_Food Prep Other_E7 | Commercial | College (ID) | Existing | Food Preparation | Natural Gas | Food Prep Other | E7 |  | 0% | 0% | 0% | 0 | 0 | 0 | 0 | 0 | 0 | 0 | 0 | 0% | 0 | 0 | 0% | Normal | 0% | 0 | 0 | 0 | [17 empty] | Commercial_College (ID)_Existing_Food Preparation_Food Prep Other_
Commercial_College (ID)_Existing_Food Preparation_Natural Gas_Food Prep Other_E8 | Commercial | College (ID) | Existing | Food Preparation | Natural Gas | Food Prep Other | E8 |  | 0% | 0% | 0% | 0 | 0 | 0 | 0 | 0 | 0 | 0 | 0 | 0% | 0 | 0 | 0% | Normal | 0% | 0 | 0 | 0 | [17 empty] | Commercial_College (ID)_Existing_Food Preparation_Food Prep Other_
Commercial_College (ID)_Existing_Food Preparation_Natural Gas_Food Prep Other_E9 | Commercial | College (ID) | Existing | Food Preparation | Natural Gas | Food Prep Other | E9 |  | 0% | 0% | 0% | 0 | 0 | 0 | 0 | 0 | 0 | 0 | 0 | 0% | 0 | 0 | 0% | Normal | 0% | 0 | 0 | 0 | [17 empty] | Commercial_College (ID)_Existing_Food Preparation_Food Prep Other_
Commercial_College (ID)_Existing_Food Preparation_Natural Gas_Food Prep Other_E10 | Commercial | College (ID) | Existing | Food Preparation | Natural Gas | Food Prep Other | E10 |  | 0% | 0% | 0% | 0 | 0 | 0 | 0 | 0 | 0 | 0 | 0 | 0% | 0 | 0 | 0% | Normal | 0% | 0 | 0 | 0 | [17 empty] | Commercial_College (ID)_Existing_Food Preparation_Food Prep Other_
Commercial_College (ID)_Existing_Miscellaneous_Natural Gas_Pool Heater_E1 | Commercial | College (ID) | Existing | Miscellaneous | Natural Gas | Pool Heater | E1 | Standard (EF .82) | 100% | 0% | 0% | 0.00010965 | 0 | 0 | 0 | 4 | 8 | 2019 | 2045 | 100% | 0 | 0 | 0% | Normal | 0% | 0.0071458 | 0 | 0 | 1 unit | 30000 | 0 | 5.8303e-09 | 14890 | 18052 | 0 | 0 | 0 | 2014 | 1.0418 | DOE Commercial R&D 2016 - Table 7-6 | DOE Commercial R&D 2016 - Table 7-7 | DOE Commercial R&D 2016 - Table 7-8 | 1 | unit | 5.8303e-09 | Commercial_College (ID)_Existing_Miscellaneous_Pool Heater_Standard (EF .82)
Commercial_College (ID)_Existing_Miscellaneous_Natural Gas_Pool Heater_E2 | Commercial | College (ID) | Existing | Miscellaneous | Natural Gas | Pool Heater | E2 | Condensing (EF .90) | 85% | 0% | 0% | 0.00017954 | 0 | 0 | 0 | 4 | 8 | 2019 | 2045 | 100% | 0 | 0 | 0% | Normal | 0% | 0.006074 | 0 | 0 | 1 unit | 30000 | 0 | 5.8303e-09 | 12656.5 | 29558 | 0 | 0 | 0 | 2014 | 1.0418 | DOE Commercial R&D 2016 - Table 7-6 | DOE Commercial R&D 2016 - Table 7-7 | DOE Commercial R&D 2016 - Table 7-9 | 1 | unit | 5.8303e-09 | Commercial_College (ID)_Existing_Miscellaneous_Pool Heater_Condensing (EF .90)
Commercial_College (ID)_Existing_Miscellaneous_Natural Gas_Pool Heater_E3 | Commercial | College (ID) | Existing | Miscellaneous | Natural Gas | Pool Heater | E3 |  | 0% | 0% | 0% | 0 | 0 | 0 | 0 | 0 | 0 | 0 | 0 | 0% | 0 | 0 | 0% | Normal | 0% | 0 | 0 | 0 | [17 empty] | Commercial_College (ID)_Existing_Miscellaneous_Pool Heater_
Commercial_College (ID)_Existing_Miscellaneous_Natural Gas_Pool Heater_E4 | Commercial | College (ID) | Existing | Miscellaneous | Natural Gas | Pool Heater | E4 |  | 0% | 0% | 0% | 0 | 0 | 0 | 0 | 0 | 0 | 0 | 0 | 0% | 0 | 0 | 0% | Normal | 0% | 0 | 0 | 0 | [17 empty] | Commercial_College (ID)_Existing_Miscellaneous_Pool Heater_
Commercial_College (ID)_Existing_Miscellaneous_Natural Gas_Pool Heater_E5 | Commercial | College (ID) | Existing | Miscellaneous | Natural Gas | Pool Heater | E5 |  | 0% | 0% | 0% | 0 | 0 | 0 | 0 | 0 | 0 | 0 | 0 | 0% | 0 | 0 | 0% | Normal | 0% | 0 | 0 | 0 | [17 empty] | Commercial_College (ID)_Existing_Miscellaneous_Pool Heater_
Commercial_College (ID)_Existing_Miscellaneous_Natural Gas_Pool Heater_E6 | Commercial | College (ID) | Existing | Miscellaneous | Natural Gas | Pool Heater | E6 |  | 0% | 0% | 0% | 0 | 0 | 0 | 0 | 0 | 0 | 0 | 0 | 0% | 0 | 0 | 0% | Normal | 0% | 0 | 0 | 0 | [17 empty] | Commercial_College (ID)_Existing_Miscellaneous_Pool Heater_
Commercial_College (ID)_Existing_Miscellaneous_Natural Gas_Pool Heater_E7 | Commercial | College (ID) | Existing | Miscellaneous | Natural Gas | Pool Heater | E7 |  | 0% | 0% | 0% | 0 | 0 | 0 | 0 | 0 | 0 | 0 | 0 | 0% | 0 | 0 | 0% | Normal | 0% | 0 | 0 | 0 | [17 empty] | Commercial_College (ID)_Existing_Miscellaneous_Pool Heater_
Commercial_College (ID)_Existing_Miscellaneous_Natural Gas_Pool Heater_E8 | Commercial | College (ID) | Existing | Miscellaneous | Natural Gas | Pool Heater | E8 |  | 0% | 0% | 0% | 0 | 0 | 0 | 0 | 0 | 0 | 0 | 0 | 0% | 0 | 0 | 0% | Normal | 0% | 0 | 0 | 0 | [17 empty] | Commercial_College (ID)_Existing_Miscellaneous_Pool Heater_
Commercial_College (ID)_Existing_Miscellaneous_Natural Gas_Pool Heater_E9 | Commercial | College (ID) | Existing | Miscellaneous | Natural Gas | Pool Heater | E9 |  | 0% | 0% | 0% | 0 | 0 | 0 | 0 | 0 | 0 | 0 | 0 | 0% | 0 | 0 | 0% | Normal | 0% | 0 | 0 | 0 | [17 empty] | Commercial_College (ID)_Existing_Miscellaneous_Pool Heater_
Commercial_College (ID)_Existing_Miscellaneous_Natural Gas_Pool Heater_E10 | Commercial | College (ID) | Existing | Miscellaneous | Natural Gas | Pool Heater | E10 |  | 0% | 0% | 0% | 0 | 0 | 0 | 0 | 0 | 0 | 0 | 0 | 0% | 0 | 0 | 0% | Normal | 0% | 0 | 0 | 0 | [17 empty] | Commercial_College (ID)_Existing_Miscellaneous_Pool Heater_
Commercial_College (ID)_Existing_Miscellaneous_Natural Gas_Miscellaneous_E1 | Commercial | College (ID) | Existing | Miscellaneous | Natural Gas | Miscellaneous | E1 | Standard | 100% | 0% | 0% | 0.028121 | 0 | 0 | 0 | 2 | 8 | 2019 | 2045 | 100% | 0 | 0 | 0% | Normal | 0% | 0.027641 | 0 | 0 | 1 unit | 30000 | 0 | 0.027641 | 1 | 1 | 0 | 0 | 0 | 2016 | 1.0174 | N/A | N/A | N/A | 1 | unit | 0.027641 | Commercial_College (ID)_Existing_Miscellaneous_Miscellaneous_Standard
Commercial_College (ID)_Existing_Miscellaneous_Natural Gas_Miscellaneous_E2 | Commercial | College (ID) | Existing | Miscellaneous | Natural Gas | Miscellaneous | E2 |  | 0% | 0% | 0% | 0 | 0 | 0 | 0 | 0 | 0 | 0 | 0 | 0% | 0 | 0 | 0% | Normal | 0% | 0 | 0 | 0 | [17 empty] | Commercial_College (ID)_Existing_Miscellaneous_Miscellaneous_
Commercial_College (ID)_Existing_Miscellaneous_Natural Gas_Miscellaneous_E3 | Commercial | College (ID) | Existing | Miscellaneous | Natural Gas | Miscellaneous | E3 |  | 0% | 0% | 0% | 0 | 0 | 0 | 0 | 0 | 0 | 0 | 0 | 0% | 0 | 0 | 0% | Normal | 0% | 0 | 0 | 0 | [17 empty] | Commercial_College (ID)_Existing_Miscellaneous_Miscellaneous_
Commercial_College (ID)_Existing_Miscellaneous_Natural Gas_Miscellaneous_E4 | Commercial | College (ID) | Existing | Miscellaneous | Natural Gas | Miscellaneous | E4 |  | 0% | 0% | 0% | 0 | 0 | 0 | 0 | 0 | 0 | 0 | 0 | 0% | 0 | 0 | 0% | Normal | 0% | 0 | 0 | 0 | [17 empty] | Commercial_College (ID)_Existing_Miscellaneous_Miscellaneous_
Commercial_College (ID)_Existing_Miscellaneous_Natural Gas_Miscellaneous_E5 | Commercial | College (ID) | Existing | Miscellaneous | Natural Gas | Miscellaneous | E5 |  | 0% | 0% | 0% | 0 | 0 | 0 | 0 | 0 | 0 | 0 | 0 | 0% | 0 | 0 | 0% | Normal | 0% | 0 | 0 | 0 | [17 empty] | Commercial_College (ID)_Existing_Miscellaneous_Miscellaneous_
Commercial_College (ID)_Existing_Miscellaneous_Natural Gas_Miscellaneous_E6 | Commercial | College (ID) | Existing | Miscellaneous | Natural Gas | Miscellaneous | E6 |  | 0% | 0% | 0% | 0 | 0 | 0 | 0 | 0 | 0 | 0 | 0 | 0% | 0 | 0 | 0% | Normal | 0% | 0 | 0 | 0 | [17 empty] | Commercial_College (ID)_Existing_Miscellaneous_Miscellaneous_
Commercial_College (ID)_Existing_Miscellaneous_Natural Gas_Miscellaneous_E7 | Commercial | College (ID) | Existing | Miscellaneous | Natural Gas | Miscellaneous | E7 |  | 0% | 0% | 0% | 0 | 0 | 0 | 0 | 0 | 0 | 0 | 0 | 0% | 0 | 0 | 0% | Normal | 0% | 0 | 0 | 0 | [17 empty] | Commercial_College (ID)_Existing_Miscellaneous_Miscellaneous_
Commercial_College (ID)_Existing_Miscellaneous_Natural Gas_Miscellaneous_E8 | Commercial | College (ID) | Existing | Miscellaneous | Natural Gas | Miscellaneous | E8 |  | 0% | 0% | 0% | 0 | 0 | 0 | 0 | 0 | 0 | 0 | 0 | 0% | 0 | 0 | 0% | Normal | 0% | 0 | 0 | 0 | [17 empty] | Commercial_College (ID)_Existing_Miscellaneous_Miscellaneous_
Commercial_College (ID)_Existing_Miscellaneous_Natural Gas_Miscellaneous_E9 | Commercial | College (ID) | Existing | Miscellaneous | Natural Gas | Miscellaneous | E9 |  | 0% | 0% | 0% | 0 | 0 | 0 | 0 | 0 | 0 | 0 | 0 | 0% | 0 | 0 | 0% | Normal | 0% | 0 | 0 | 0 | [17 empty] | Commercial_College (ID)_Existing_Miscellaneous_Miscellaneous_
Commercial_College (ID)_Existing_Miscellaneous_Natural Gas_Miscellaneous_E10 | Commercial | College (ID) | Existing | Miscellaneous | Natural Gas | Miscellaneous | E10 |  | 0% | 0% | 0% | 0 | 0 | 0 | 0 | 0 | 0 | 0 | 0 | 0% | 0 | 0 | 0% | Normal | 0% | 0 | 0 | 0 | [17 empty] | Commercial_College (ID)_Existing_Miscellaneous_Miscellaneous_
Commercial_College (ID)_New_Space Heating_Natural Gas_Furnace_E1 | Commercial | College (ID) | New | Space Heating | Natural Gas | Furnace | E1 | AFUE 80% (Standard) | 100% | 0% | 0% | 0.43204 | 0 | 0.040722 | 0 | 10 | 20 | 2019 | 2045 | 100% | 0 | 0 | 0% | Normal | 0% | 0.23634 | 0 | 0 | 400 kBtu/hr | 30000 | 0 | 0.00012 | 4.9238 | 3395 | 0 | 320 | 0 | 2013 | 1.0605 | GFURN-Heating-EIA14-2014 Ref. Case-2 | GFURN-Heating-EIA14-2014 Ref. Case-2 | AEG BEST | 400 | kBtu/hr | 0.048 | Commercial_College (ID)_New_Space Heating_Furnace_AFUE 80% (Standard)
Commercial_College (ID)_New_Space Heating_Natural Gas_Furnace_E2 | Commercial | College (ID) | New | Space Heating | Natural Gas | Furnace | E2 | AFUE 90% | 88.89% | 0% | 0% | 0.52494 | 0 | 0.11835 | 0 | 10 | 20 | 2019 | 2045 | 100% | 0 | 0 | 0% | Normal | 0% | 0.21008 | 0 | 0 | 400 kBtu/hr | 30000 | 0 | 0.00012 | 4.3767 | 4125 | 0 | 930 | 0 | 2013 | 1.0605 | GFURN-Heating-EIA14-2014 Ref. Case-3 | GFURN-Heating-EIA14-2014 Ref. Case-3 | AEG BEST | 400 | kBtu/hr | 0.048 | Commercial_College (ID)_New_Space Heating_Furnace_AFUE 90%
Commercial_College (ID)_New_Space Heating_Natural Gas_Furnace_E3 | Commercial | College (ID) | New | Space Heating | Natural Gas | Furnace | E3 | AFUE 96% | 83.33% | 0% | 0% | 1.0145 | 0 | 0 | 0 | 10 | 20 | 2019 | 2045 | 100% | 0 | 0 | 0% | Normal | 0% | 0.19694 | 0 | 0 | 150 kBtu/hr | 30000 | 0 | 0.00032 | 4.103 | 3042.9057 | 0 | 0 | 0 | 2014 | 1.0418 | GFURN-Heating-EIA14-2014 Ref. Case-3 | GFURN-Heating-ILTRM-v5.0-191 | AEG BEST | 150 | kBtu/hr | 0.048 | Commercial_College (ID)_New_Space Heating_Furnace_AFUE 96%
Commercial_College (ID)_New_Space Heating_Natural Gas_Furnace_E4 | Commercial | College (ID) | New | Space Heating | Natural Gas | Furnace | E4 |  | 0% | 0% | 0% | 0 | 0 | 0 | 0 | 0 | 0 | 0 | 0 | 0% | 0 | 0 | 0% | Normal | 0% | 0 | 0 | 0 | [17 empty] | Commercial_College (ID)_New_Space Heating_Furnace_
Commercial_College (ID)_New_Space Heating_Natural Gas_Furnace_E5 | Commercial | College (ID) | New | Space Heating | Natural Gas | Furnace | E5 |  | 0% | 0% | 0% | 0 | 0 | 0 | 0 | 0 | 0 | 0 | 0 | 0% | 0 | 0 | 0% | Normal | 0% | 0 | 0 | 0 | [17 empty] | Commercial_College (ID)_New_Space Heating_Furnace_
Commercial_College (ID)_New_Space Heating_Natural Gas_Furnace_E6 | Commercial | College (ID) | New | Space Heating | Natural Gas | Furnace | E6 |  | 0% | 0% | 0% | 0 | 0 | 0 | 0 | 0 | 0 | 0 | 0 | 0% | 0 | 0 | 0% | Normal | 0% | 0 | 0 | 0 | [17 empty] | Commercial_College (ID)_New_Space Heating_Furnace_
Commercial_College (ID)_New_Space Heating_Natural Gas_Furnace_E7 | Commercial | College (ID) | New | Space Heating | Natural Gas | Furnace | E7 |  | 0% | 0% | 0% | 0 | 0 | 0 | 0 | 0 | 0 | 0 | 0 | 0% | 0 | 0 | 0% | Normal | 0% | 0 | 0 | 0 | [17 empty] | Commercial_College (ID)_New_Space Heating_Furnace_
Commercial_College (ID)_New_Space Heating_Natural Gas_Furnace_E8 | Commercial | College (ID) | New | Space Heating | Natural Gas | Furnace | E8 |  | 0% | 0% | 0% | 0 | 0 | 0 | 0 | 0 | 0 | 0 | 0 | 0% | 0 | 0 | 0% | Normal | 0% | 0 | 0 | 0 | [17 empty] | Commercial_College (ID)_New_Space Heating_Furnace_
Commercial_College (ID)_New_Space Heating_Natural Gas_Furnace_E9 | Commercial | College (ID) | New | Space Heating | Natural Gas | Furnace | E9 |  | 0% | 0% | 0% | 0 | 0 | 0 | 0 | 0 | 0 | 0 | 0 | 0% | 0 | 0 | 0% | Normal | 0% | 0 | 0 | 0 | [17 empty] | Commercial_College (ID)_New_Space Heating_Furnace_
Commercial_College (ID)_New_Space Heating_Natural Gas_Furnace_E10 | Commercial | College (ID) | New | Space Heating | Natural Gas | Furnace | E10 |  | 0% | 0% | 0% | 0 | 0 | 0 | 0 | 0 | 0 | 0 | 0 | 0% | 0 | 0 | 0% | Normal | 0% | 0 | 0 | 0 | [17 empty] | Commercial_College (ID)_New_Space Heating_Furnace_
Commercial_College (ID)_New_Space Heating_Natural Gas_Boiler_E1 | Commercial | College (ID) | New | Space Heating | Natural Gas | Boiler | E1 | AFUE 80% (Standard) | 100% | 0% | 0% | 1.6106 | 0 | 0.038177 | 0 | 25 | 35 | 2019 | 2045 | 100% | 0 | 0 | 0% | Normal | 0% | 0.49798 | 0 | 0 | 1 kBtu/hr | 30000 | 0 | 0.048 | 10.3745 | 31.6406 | 0 | 0.75 | 0 | 2013 | 1.0605 | GBLR-Heating-AEO15-3 | GBLR-Heating-AEO15-3 | GBLR-Heating-AEO15-3 | 1 | kBtu/hr | 0.048 | Commercial_College (ID)_New_Space Heating_Boiler_AFUE 80% (Standard)
Commercial_College (ID)_New_Space Heating_Natural Gas_Boiler_E2 | Commercial | College (ID) | New | Space Heating | Natural Gas | Boiler | E2 | AFUE 85% | 94.12% | 0% | 0% | 1.7292 | 0 | 0.035931 | 0 | 25 | 35 | 2019 | 2045 | 100% | 0 | 0 | 0% | Normal | 0% | 0.46869 | 0 | 0 | 1 kBtu/hr | 30000 | 0 | 0.048 | 9.7644 | 33.9706 | 0 | 0.70588 | 0 | 2013 | 1.0605 | GBLR-Heating-AEO15-6 | GBLR-Heating-AEO15-6 | GBLR-Heating-AEO15-6 | 1 | kBtu/hr | 0.048 | Commercial_College (ID)_New_Space Heating_Boiler_AFUE 85%
Commercial_College (ID)_New_Space Heating_Natural Gas_Boiler_E3 | Commercial | College (ID) | New | Space Heating | Natural Gas | Boiler | E3 | AFUE 97% | 82.47% | 0% | 0% | 1.6459 | 0 | 0.031165 | 0 | 25 | 35 | 2019 | 2045 | 100% | 0 | 0 | 0% | Normal | 0% | 0.4107 | 0 | 0 | 1 kBtu/hr | 30000 | 0 | 0.048 | 8.5563 | 32.3342 | 0 | 0.61224 | 0 | 2013 | 1.0605 | GBLR-Heating-AEO15-7 | GBLR-Heating-AEO15-7 | GBLR-Heating-AEO15-7 | 1 | kBtu/hr | 0.048 | Commercial_College (ID)_New_Space Heating_Boiler_AFUE 97%
Commercial_College (ID)_New_Space Heating_Natural Gas_Boiler_E4 | Commercial | College (ID) | New | Space Heating | Natural Gas | Boiler | E4 | Convert to NG Air Source Heat Pump | 57.14% | 0% | 0% | 11.1138 | 0 | 0.13574 | 0 | 10 | 20 | 2019 | 2045 | 100% | 0 | 0 | 0% | Normal | 0% | 0.28456 | 0 | 0 | 1 kBtu/hr | 30000 | 0 | 0.048 | 5.9283 | 218.3333 | 0 | 2.6667 | 0 | 2013 | 1.0605 | HP_GAS-Heating-AEO17-1 | HP_GAS-Heating-AEO17-1 | HP_GAS-Heating-AEO17-1 | 1 | kBtu/hr | 0.048 | Commercial_College (ID)_New_Space Heating_Boiler_Convert to NG Air Source Heat Pump
Commercial_College (ID)_New_Space Heating_Natural Gas_Boiler_E5 | Commercial | College (ID) | New | Space Heating | Natural Gas | Boiler | E5 |  | 0% | 0% | 0% | 0 | 0 | 0 | 0 | 0 | 0 | 0 | 0 | 0% | 0 | 0 | 0% | Normal | 0% | 0 | 0 | 0 | [17 empty] | Commercial_College (ID)_New_Space Heating_Boiler_
Commercial_College (ID)_New_Space Heating_Natural Gas_Boiler_E6 | Commercial | College (ID) | New | Space Heating | Natural Gas | Boiler | E6 |  | 0% | 0% | 0% | 0 | 0 | 0 | 0 | 0 | 0 | 0 | 0 | 0% | 0 | 0 | 0% | Normal | 0% | 0 | 0 | 0 | [17 empty] | Commercial_College (ID)_New_Space Heating_Boiler_
Commercial_College (ID)_New_Space Heating_Natural Gas_Boiler_E7 | Commercial | College (ID) | New | Space Heating | Natural Gas | Boiler | E7 |  | 0% | 0% | 0% | 0 | 0 | 0 | 0 | 0 | 0 | 0 | 0 | 0% | 0 | 0 | 0% | Normal | 0% | 0 | 0 | 0 | [17 empty] | Commercial_College (ID)_New_Space Heating_Boiler_
Commercial_College (ID)_New_Space Heating_Natural Gas_Boiler_E8 | Commercial | College (ID) | New | Space Heating | Natural Gas | Boiler | E8 |  | 0% | 0% | 0% | 0 | 0 | 0 | 0 | 0 | 0 | 0 | 0 | 0% | 0 | 0 | 0% | Normal | 0% | 0 | 0 | 0 | [17 empty] | Commercial_College (ID)_New_Space Heating_Boiler_
Commercial_College (ID)_New_Space Heating_Natural Gas_Boiler_E9 | Commercial | College (ID) | New | Space Heating | Natural Gas | Boiler | E9 |  | 0% | 0% | 0% | 0 | 0 | 0 | 0 | 0 | 0 | 0 | 0 | 0% | 0 | 0 | 0% | Normal | 0% | 0 | 0 | 0 | [17 empty] | Commercial_College (ID)_New_Space Heating_Boiler_
Commercial_College (ID)_New_Space Heating_Natural Gas_Boiler_E10 | Commercial | College (ID) | New | Space Heating | Natural Gas | Boiler | E10 |  | 0% | 0% | 0% | 0 | 0 | 0 | 0 | 0 | 0 | 0 | 0 | 0% | 0 | 0 | 0% | Normal | 0% | 0 | 0 | 0 | [17 empty] | Commercial_College (ID)_New_Space Heating_Boiler_
Commercial_College (ID)_New_Space Heating_Natural Gas_Unit Heater_E1 | Commercial | College (ID) | New | Space Heating | Natural Gas | Unit Heater | E1 | Standard | 100% | 0% | 0% | 0.0010148 | 0 | 0 | 0 | 15 | 25 | 2019 | 2045 | 100% | 0 | 0 | 0% | Normal | 0% | 0.11817 | 0 | 0 | 1 kBtu/Hr | 30000 | 0 | 9.4906e-07 | 2080 | 1051 | 0 | 0 | 0 | 2016 | 1.0174 | UNITHT-Heating-XCELCO-2017-18-3 | UNITHT-Heating-XCELCO-2017-18-3 | UNITHT-Heating-XCELCO-2017-18-3 | 1 | kBtu/Hr | 9.4906e-07 | Commercial_College (ID)_New_Space Heating_Unit Heater_Standard
Commercial_College (ID)_New_Space Heating_Natural Gas_Unit Heater_E2 | Commercial | College (ID) | New | Space Heating | Natural Gas | Unit Heater | E2 | Condensing | 88.94% | 0% | 0% | 0.0022256 | 0 | 0 | 0 | 15 | 25 | 2019 | 2045 | 100% | 0 | 0 | 0% | Normal | 0% | 0.1051 | 0 | 0 | 1 kBtu/Hr | 30000 | 0 | 9.4906e-07 | 1850 | 2305 | 0 | 0 | 0 | 2016 | 1.0174 | UNITHT-Heating-XCELCO-2017-18-3 | UNITHT-Heating-XCELCO-2017-18-3 | UNITHT-Heating-XCELCO-2017-18-3 | 1 | kBtu/Hr | 9.4906e-07 | Commercial_College (ID)_New_Space Heating_Unit Heater_Condensing
Commercial_College (ID)_New_Space Heating_Natural Gas_Unit Heater_E3 | Commercial | College (ID) | New | Space Heating | Natural Gas | Unit Heater | E3 | Infrared Radiant | 88.46% | 0% | 0% | 0.0012118 | 0 | 0 | 0 | 10 | 20 | 2019 | 2045 | 100% | 0 | 0 | 0% | Normal | 0% | 0.10453 | 0 | 0 | 1 kBtu/Hr | 30000 | 0 | 9.4906e-07 | 1840 | 1255 | 0 | 0 | 0 | 2016 | 1.0174 | UNITHT-Heating-XCELCO-2017-18-4 | UNITHT-Heating-XCELCO-2017-18-4 | UNITHT-Heating-XCELCO-2017-18-4 | 1 | kBtu/Hr | 9.4906e-07 | Commercial_College (ID)_New_Space Heating_Unit Heater_Infrared Radiant
Commercial_College (ID)_New_Space Heating_Natural Gas_Unit Heater_E4 | Commercial | College (ID) | New | Space Heating | Natural Gas | Unit Heater | E4 |  | 0% | 0% | 0% | 0 | 0 | 0 | 0 | 0 | 0 | 0 | 0 | 0% | 0 | 0 | 0% | Normal | 0% | 0 | 0 | 0 | [17 empty] | Commercial_College (ID)_New_Space Heating_Unit Heater_
Commercial_College (ID)_New_Space Heating_Natural Gas_Unit Heater_E5 | Commercial | College (ID) | New | Space Heating | Natural Gas | Unit Heater | E5 |  | 0% | 0% | 0% | 0 | 0 | 0 | 0 | 0 | 0 | 0 | 0 | 0% | 0 | 0 | 0% | Normal | 0% | 0 | 0 | 0 | [17 empty] | Commercial_College (ID)_New_Space Heating_Unit Heater_
Commercial_College (ID)_New_Space Heating_Natural Gas_Unit Heater_E6 | Commercial | College (ID) | New | Space Heating | Natural Gas | Unit Heater | E6 |  | 0% | 0% | 0% | 0 | 0 | 0 | 0 | 0 | 0 | 0 | 0 | 0% | 0 | 0 | 0% | Normal | 0% | 0 | 0 | 0 | [17 empty] | Commercial_College (ID)_New_Space Heating_Unit Heater_
Commercial_College (ID)_New_Space Heating_Natural Gas_Unit Heater_E7 | Commercial | College (ID) | New | Space Heating | Natural Gas | Unit Heater | E7 |  | 0% | 0% | 0% | 0 | 0 | 0 | 0 | 0 | 0 | 0 | 0 | 0% | 0 | 0 | 0% | Normal | 0% | 0 | 0 | 0 | [17 empty] | Commercial_College (ID)_New_Space Heating_Unit Heater_
Commercial_College (ID)_New_Space Heating_Natural Gas_Unit Heater_E8 | Commercial | College (ID) | New | Space Heating | Natural Gas | Unit Heater | E8 |  | 0% | 0% | 0% | 0 | 0 | 0 | 0 | 0 | 0 | 0 | 0 | 0% | 0 | 0 | 0% | Normal | 0% | 0 | 0 | 0 | [17 empty] | Commercial_College (ID)_New_Space Heating_Unit Heater_
Commercial_College (ID)_New_Space Heating_Natural Gas_Unit Heater_E9 | Commercial | College (ID) | New | Space Heating | Natural Gas | Unit Heater | E9 |  | 0% | 0% | 0% | 0 | 0 | 0 | 0 | 0 | 0 | 0 | 0 | 0% | 0 | 0 | 0% | Normal | 0% | 0 | 0 | 0 | [17 empty] | Commercial_College (ID)_New_Space Heating_Unit Heater_
Commercial_College (ID)_New_Space Heating_Natural Gas_Unit Heater_E10 | Commercial | College (ID) | New | Space Heating | Natural Gas | Unit Heater | E10 |  | 0% | 0% | 0% | 0 | 0 | 0 | 0 | 0 | 0 | 0 | 0 | 0% | 0 | 0 | 0% | Normal | 0% | 0 | 0 | 0 | [17 empty] | Commercial_College (ID)_New_Space Heating_Unit Heater_
Commercial_College (ID)_New_Water Heating_Natural Gas_Water Heater_E1 | Commercial | College (ID) | New | Water Heating | Natural Gas | Water Heater | E1 | TE 0.80 | 1 | 0 | 0 | 0.17558 | 0 | 0 | 0 | 10 | 20 | 2019 | 2045 | 1 | 0 | 0 | 0 | Normal | 0 | 0.19902 | 0 | 0 | 1 kBtu/hr | 30000 | 0 | 0.0079168 | 23.155 | 21.8 | 0 | 0 | 0 | 2017 | 1.0174 | DHW_WH-Water Heating-PG&E-R7-14 | DHW_WH-Water Heating-PG&E-R7-14 | DHW_WH-Water Heating-PG&E-R7-14 | 1 | kBtu/hr | 0.0079168 | Commercial_College (ID)_New_Water Heating_Water Heater_TE 0.80
Commercial_College (ID)_New_Water Heating_Natural Gas_Water Heater_E2 | Commercial | College (ID) | New | Water Heating | Natural Gas | Water Heater | E2 | TE 0.90 | 0.88889 | 0 | 0 | 0.2107 | 0 | 0 | 0 | 10 | 20 | 2019 | 2045 | 1 | 0 | 0 | 0 | Normal | 0 | 0.17691 | 0 | 0 | 1 kBtu/hr | 30000 | 0 | 0.0079168 | 20.5822 | 26.16 | 0 | 0 | 0 | 2017 | 1.0174 | DHW_WH-Water Heating-PG&E-R7-14 | DHW_WH-Water Heating-PG&E-R7-14 | DHW_WH-Water Heating-PG&E-R7-14 | 1 | kBtu/hr | 0.0079168 | Commercial_College (ID)_New_Water Heating_Water Heater_TE 0.90
Commercial_College (ID)_New_Water Heating_Natural Gas_Water Heater_E3 | Commercial | College (ID) | New | Water Heating | Natural Gas | Water Heater | E3 | TE 0.94 | 0.85106 | 0 | 0 | 0.25901 | 0 | 0 | 0 | 10 | 20 | 2019 | 2045 | 1 | 0 | 0 | 0 | Normal | 0 | 0.16938 | 0 | 0 | 1 kBtu/hr | 30000 | 0 | 0.0079168 | 19.7063 | 30.3604 | 0 | 0 | 0 | 2012 | 1.0776 | DHW_WH-Water Heating-NMTRM-2016-7 | DHW_WH-Water Heating-NMTRM-2016-7 | DHW_WH-Water Heating-NMTRM-2016-7 | 1 | kBtu/hr | 0.0079168 | Commercial_College (ID)_New_Water Heating_Water Heater_TE 0.94
Commercial_College (ID)_New_Water Heating_Natural Gas_Water Heater_E4 | Commercial | College (ID) | New | Water Heating | Natural Gas | Water Heater | E4 | Instantaneous TE 0.94 | 0.85016 | 0 | 0 | 0.30405 | 0 | 0 | 0 | 15 | 25 | 2019 | 2045 | 1 | 0 | 0 | 0 | Normal | 0 | 0.1692 | 0 | 0 | 1 kBtu/hr | 30000 | 0 | 0.0079168 | 19.6854 | 35.6404 | 0 | 0 | 0 | 2012 | 1.0776 | DHW_WH-Water Heating-NMTRM-2016-9 | DHW_WH-Water Heating-NMTRM-2016-9 | DHW_WH-Water Heating-NMTRM-2016-9 | 1 | kBtu/hr | 0.0079168 | Commercial_College (ID)_New_Water Heating_Water Heater_Instantaneous TE 0.94
Commercial_College (ID)_New_Water Heating_Natural Gas_Water Heater_E5 | Commercial | College (ID) | New | Water Heating | Natural Gas | Water Heater | E5 | Gas-Fired Absorption HPWH | 0.53333 | 0 | 0 | 0.51679 | 0 | 0 | 0 | 10 | 16 | 2019 | 2045 | 1 | 0 | 0 | 0 | Normal | 0 | 0.10615 | 0 | 0 | 1 kBtu/hr | 30000 | 0 | 0.0079168 | 12.3493 | 62.6566 | 0 | 0 | 0 | 2014 | 1.0418 | DHW_WH-Water Heating-DOE-2014-1 | DHW_WH-Water Heating-DOE-2014-1 | DHW_WH-Water Heating-DOE-2014-1 | 1 | kBtu/hr | 0.0079168 | Commercial_College (ID)_New_Water Heating_Water Heater_Gas-Fired Absorption HPWH
Commercial_College (ID)_New_Water Heating_Natural Gas_Water Heater_E6 | Commercial | College (ID) | New | Water Heating | Natural Gas | Water Heater | E6 |  | 0 | 0 | 0 | 0 | 0 | 0 | 0 | 0 | 0 | 0 | 0 | 0 | 0 | 0 | 0 | Normal | 0 | 0 | 0 | 0 | [17 empty] | Commercial_College (ID)_New_Water Heating_Water Heater_
Commercial_College (ID)_New_Water Heating_Natural Gas_Water Heater_E7 | Commercial | College (ID) | New | Water Heating | Natural Gas | Water Heater | E7 |  | 0 | 0 | 0 | 0 | 0 | 0 | 0 | 0 | 0 | 0 | 0 | 0 | 0 | 0 | 0 | Normal | 0 | 0 | 0 | 0 | [17 empty] | Commercial_College (ID)_New_Water Heating_Water Heater_
Commercial_College (ID)_New_Water Heating_Natural Gas_Water Heater_E8 | Commercial | College (ID) | New | Water Heating | Natural Gas | Water Heater | E8 |  | 0 | 0 | 0 | 0 | 0 | 0 | 0 | 0 | 0 | 0 | 0 | 0 | 0 | 0 | 0 | Normal | 0 | 0 | 0 | 0 | [17 empty] | Commercial_College (ID)_New_Water Heating_Water Heater_
Commercial_College (ID)_New_Water Heating_Natural Gas_Water Heater_E9 | Commercial | College (ID) | New | Water Heating | Natural Gas | Water Heater | E9 |  | 0 | 0 | 0 | 0 | 0 | 0 | 0 | 0 | 0 | 0 | 0 | 0 | 0 | 0 | 0 | Normal | 0 | 0 | 0 | 0 | [17 empty] | Commercial_College (ID)_New_Water Heating_Water Heater_
Commercial_College (ID)_New_Water Heating_Natural Gas_Water Heater_E10 | Commercial | College (ID) | New | Water Heating | Natural Gas | Water Heater | E10 |  | 0 | 0 | 0 | 0 | 0 | 0 | 0 | 0 | 0 | 0 | 0 | 0 | 0 | 0 | 0 | Normal | 0 | 0 | 0 | 0 | [17 empty] | Commercial_College (ID)_New_Water Heating_Water Heater_
Commercial_College (ID)_New_Food Preparation_Natural Gas_Oven_E1 | Commercial | College (ID) | New | Food Preparation | Natural Gas | Oven | E1 | Standard | 1 | 0 | 0 | 0.0006106 | 0 | 0 | 0 | 8 | 12 | 2019 | 2045 | 1 | 0 | 0 | 0 | Normal | 0 | 0.014768 | 0 | 0 | 1 unit | 30000 | 0 | 1.1748e-06 | 1050.946 | 490.1 | 0 | 0 | 0 | 2013 | 1.0605 | COOK_OVN-Food Preparation-AEO17-3 | COOK_OVN-Food Preparation-AEO17-3 | COOK_OVN-Food Preparation-ILTRM-v5.0-23 | 1 | unit | 1.1748e-06 | Commercial_College (ID)_New_Food Preparation_Oven_Standard
Commercial_College (ID)_New_Food Preparation_Natural Gas_Oven_E2 | Commercial | College (ID) | New | Food Preparation | Natural Gas | Oven | E2 | ENERGY STAR (>42% Baking Efficiency) | 0.7101 | 0 | 0 | 0.000832 | 0 | 0 | 0 | 8 | 12 | 2019 | 2045 | 1 | 0 | 0 | 0 | Normal | 0 | 0.010486 | 0 | 0 | 1 unit | 30000 | 0 | 1.1748e-06 | 746.2722 | 667.81 | 0 | 0 | 0 | 2013 | 1.0605 | COOK_OVN-Food Preparation-AEO17-3 | COOK_OVN-Food Preparation-AEO17-3 | COOK_OVN-Food Preparation-ILTRM-v5.0-23 | 1 | unit | 1.1748e-06 | Commercial_College (ID)_New_Food Preparation_Oven_ENERGY STAR (>42% Baking Efficiency)
Commercial_College (ID)_New_Food Preparation_Natural Gas_Oven_E3 | Commercial | College (ID) | New | Food Preparation | Natural Gas | Oven | E3 |  | 0 | 0 | 0 | 0 | 0 | 0 | 0 | 0 | 0 | 0 | 0 | 0 | 0 | 0 | 0 | Normal | 0 | 0 | 0 | 0 | [17 empty] | Commercial_College (ID)_New_Food Preparation_Oven_
Commercial_College (ID)_New_Food Preparation_Natural Gas_Oven_E4 | Commercial | College (ID) | New | Food Preparation | Natural Gas | Oven | E4 |  | 0 | 0 | 0 | 0 | 0 | 0 | 0 | 0 | 0 | 0 | 0 | 0 | 0 | 0 | 0 | Normal | 0 | 0 | 0 | 0 | [17 empty] | Commercial_College (ID)_New_Food Preparation_Oven_
Commercial_College (ID)_New_Food Preparation_Natural Gas_Oven_E5 | Commercial | College (ID) | New | Food Preparation | Natural Gas | Oven | E5 |  | 0 | 0 | 0 | 0 | 0 | 0 | 0 | 0 | 0 | 0 | 0 | 0 | 0 | 0 | 0 | Normal | 0 | 0 | 0 | 0 | [17 empty] | Commercial_College (ID)_New_Food Preparation_Oven_
Commercial_College (ID)_New_Food Preparation_Natural Gas_Oven_E6 | Commercial | College (ID) | New | Food Preparation | Natural Gas | Oven | E6 |  | 0 | 0 | 0 | 0 | 0 | 0 | 0 | 0 | 0 | 0 | 0 | 0 | 0 | 0 | 0 | Normal | 0 | 0 | 0 | 0 | [17 empty] | Commercial_College (ID)_New_Food Preparation_Oven_
Commercial_College (ID)_New_Food Preparation_Natural Gas_Oven_E7 | Commercial | College (ID) | New | Food Preparation | Natural Gas | Oven | E7 |  | 0 | 0 | 0 | 0 | 0 | 0 | 0 | 0 | 0 | 0 | 0 | 0 | 0 | 0 | 0 | Normal | 0 | 0 | 0 | 0 | [17 empty] | Commercial_College (ID)_New_Food Preparation_Oven_
Commercial_College (ID)_New_Food Preparation_Natural Gas_Oven_E8 | Commercial | College (ID) | New | Food Preparation | Natural Gas | Oven | E8 |  | 0 | 0 | 0 | 0 | 0 | 0 | 0 | 0 | 0 | 0 | 0 | 0 | 0 | 0 | 0 | Normal | 0 | 0 | 0 | 0 | [17 empty] | Commercial_College (ID)_New_Food Preparation_Oven_
Commercial_College (ID)_New_Food Preparation_Natural Gas_Oven_E9 | Commercial | College (ID) | New | Food Preparation | Natural Gas | Oven | E9 |  | 0 | 0 | 0 | 0 | 0 | 0 | 0 | 0 | 0 | 0 | 0 | 0 | 0 | 0 | 0 | Normal | 0 | 0 | 0 | 0 | [17 empty] | Commercial_College (ID)_New_Food Preparation_Oven_
Commercial_College (ID)_New_Food Preparation_Natural Gas_Oven_E10 | Commercial | College (ID) | New | Food Preparation | Natural Gas | Oven | E10 |  | 0 | 0 | 0 | 0 | 0 | 0 | 0 | 0 | 0 | 0 | 0 | 0 | 0 | 0 | 0 | Normal | 0 | 0 | 0 | 0 | [17 empty] | Commercial_College (ID)_New_Food Preparation_Oven_
Commercial_College (ID)_New_Food Preparation_Natural Gas_Conveyor Oven_E1 | Commercial | College (ID) | New | Food Preparation | Natural Gas | Conveyor Oven | E1 | Standard | 1 | 0 | 0 | 0.00049271 | 0 | 0 | 0 | 15 | 19 | 2019 | 2045 | 1 | 0 | 0 | 0 | Normal | 0 | 0.023833 | 0 | 0 | 1 unit | 30000 | 0 | 2.7899e-07 | 3571 | 1665.3064 | 0 | 0 | 0 | 2013 | 1.0605 | COOK_OVN-Food Preparation-ILTRM-v5.0-24 | COOK_OVN-Food Preparation-AEO17-3 | https://fishnick.com/saveenergy/tools/calculators/gconvovencalc.php | 1 | unit | 2.7899e-07 | Commercial_College (ID)_New_Food Preparation_Conveyor Oven_Standard
Commercial_College (ID)_New_Food Preparation_Natural Gas_Conveyor Oven_E2 | Commercial | College (ID) | New | Food Preparation | Natural Gas | Conveyor Oven | E2 | ENERGY STAR (>42% Baking Efficiency) | 0.79474 | 0 | 0 | 0.0010438 | 0 | 0 | 0 | 15 | 19 | 2019 | 2045 | 1 | 0 | 0 | 0 | Normal | 0 | 0.018941 | 0 | 0 | 1 unit | 30000 | 0 | 2.7899e-07 | 2838 | 3409.1835 | 0 | 0 | 0 | 2011 | 1.0975 | COOK_OVN-Food Preparation-ILTRM-v5.0-24 | COOK_OVN-Food Preparation-ILTRM-v5.0-24 | COOK_OVN-Food Preparation-ILTRM-v5.0-24 | 1 | unit | 2.7899e-07 | Commercial_College (ID)_New_Food Preparation_Conveyor Oven_ENERGY STAR (>42% Baking Efficiency)
Commercial_College (ID)_New_Food Preparation_Natural Gas_Conveyor Oven_E3 | Commercial | College (ID) | New | Food Preparation | Natural Gas | Conveyor Oven | E3 |  | 0 | 0 | 0 | 0 | 0 | 0 | 0 | 0 | 0 | 0 | 0 | 0 | 0 | 0 | 0 | Normal | 0 | 0 | 0 | 0 | [17 empty] | Commercial_College (ID)_New_Food Preparation_Conveyor Oven_
Commercial_College (ID)_New_Food Preparation_Natural Gas_Conveyor Oven_E4 | Commercial | College (ID) | New | Food Preparation | Natural Gas | Conveyor Oven | E4 |  | 0 | 0 | 0 | 0 | 0 | 0 | 0 | 0 | 0 | 0 | 0 | 0 | 0 | 0 | 0 | Normal | 0 | 0 | 0 | 0 | [17 empty] | Commercial_College (ID)_New_Food Preparation_Conveyor Oven_
Commercial_College (ID)_New_Food Preparation_Natural Gas_Conveyor Oven_E5 | Commercial | College (ID) | New | Food Preparation | Natural Gas | Conveyor Oven | E5 |  | 0 | 0 | 0 | 0 | 0 | 0 | 0 | 0 | 0 | 0 | 0 | 0 | 0 | 0 | 0 | Normal | 0 | 0 | 0 | 0 | [17 empty] | Commercial_College (ID)_New_Food Preparation_Conveyor Oven_
Commercial_College (ID)_New_Food Preparation_Natural Gas_Conveyor Oven_E6 | Commercial | College (ID) | New | Food Preparation | Natural Gas | Conveyor Oven | E6 |  | 0 | 0 | 0 | 0 | 0 | 0 | 0 | 0 | 0 | 0 | 0 | 0 | 0 | 0 | 0 | Normal | 0 | 0 | 0 | 0 | [17 empty] | Commercial_College (ID)_New_Food Preparation_Conveyor Oven_
Commercial_College (ID)_New_Food Preparation_Natural Gas_Conveyor Oven_E7 | Commercial | College (ID) | New | Food Preparation | Natural Gas | Conveyor Oven | E7 |  | 0 | 0 | 0 | 0 | 0 | 0 | 0 | 0 | 0 | 0 | 0 | 0 | 0 | 0 | 0 | Normal | 0 | 0 | 0 | 0 | [17 empty] | Commercial_College (ID)_New_Food Preparation_Conveyor Oven_
Commercial_College (ID)_New_Food Preparation_Natural Gas_Conveyor Oven_E8 | Commercial | College (ID) | New | Food Preparation | Natural Gas | Conveyor Oven | E8 |  | 0 | 0 | 0 | 0 | 0 | 0 | 0 | 0 | 0 | 0 | 0 | 0 | 0 | 0 | 0 | Normal | 0 | 0 | 0 | 0 | [17 empty] | Commercial_College (ID)_New_Food Preparation_Conveyor Oven_
Commercial_College (ID)_New_Food Preparation_Natural Gas_Conveyor Oven_E9 | Commercial | College (ID) | New | Food Preparation | Natural Gas | Conveyor Oven | E9 |  | 0 | 0 | 0 | 0 | 0 | 0 | 0 | 0 | 0 | 0 | 0 | 0 | 0 | 0 | 0 | Normal | 0 | 0 | 0 | 0 | [17 empty] | Commercial_College (ID)_New_Food Preparation_Conveyor Oven_
Commercial_College (ID)_New_Food Preparation_Natural Gas_Conveyor Oven_E10 | Commercial | College (ID) | New | Food Preparation | Natural Gas | Conveyor Oven | E10 |  | 0 | 0 | 0 | 0 | 0 | 0 | 0 | 0 | 0 | 0 | 0 | 0 | 0 | 0 | 0 | Normal | 0 | 0 | 0 | 0 | [17 empty] | Commercial_College (ID)_New_Food Preparation_Conveyor Oven_
Commercial_College (ID)_New_Food Preparation_Natural Gas_Double Rack Oven_E1 | Commercial | College (ID) | New | Food Preparation | Natural Gas | Double Rack Oven | E1 | Standard | 1 | 0 | 0 | 0.00084828 | 0 | 0 | 0 | 8 | 16 | 2019 | 2045 | 1 | 0 | 0 | 0 | Normal | 0 | 0.041032 | 0 | 0 | 1 unit | 30000 | 0 | 3.1618e-07 | 5425 | 2529.904 | 0 | 0 | 0 | 2013 | 1.0605 | COOK_OVN-Food Preparation-ILTRM-v5.0-25 | COOK_OVN-Food Preparation-ILTRM-v5.0-25 | https://fishnick.com/saveenergy/tools/calculators/grackovencalc.php | 1 | unit | 3.1618e-07 | Commercial_College (ID)_New_Food Preparation_Double Rack Oven_Standard
Commercial_College (ID)_New_Food Preparation_Natural Gas_Double Rack Oven_E2 | Commercial | College (ID) | New | Food Preparation | Natural Gas | Double Rack Oven | E2 | FTSC Qualified (>50% Cooking Efficiency) | 0.61954 | 0 | 0 | 0.0038484 | 0 | 0 | 0 | 8 | 16 | 2019 | 2045 | 1 | 0 | 0 | 0 | Normal | 0 | 0.025421 | 0 | 0 | 1 unit | 30000 | 0 | 3.1618e-07 | 3361 | 11090.6431 | 0 | 0 | 0 | 2011 | 1.0975 | COOK_OVN-Food Preparation-ILTRM-v5.0-25 | COOK_OVN-Food Preparation-ILTRM-v5.0-25 | COOK_OVN-Food Preparation-ILTRM-v5.0-25 | 1 | unit | 3.1618e-07 | Commercial_College (ID)_New_Food Preparation_Double Rack Oven_FTSC Qualified (>50% Cooking Efficiency)
Commercial_College (ID)_New_Food Preparation_Natural Gas_Double Rack Oven_E3 | Commercial | College (ID) | New | Food Preparation | Natural Gas | Double Rack Oven | E3 |  | 0 | 0 | 0 | 0 | 0 | 0 | 0 | 0 | 0 | 0 | 0 | 0 | 0 | 0 | 0 | Normal | 0 | 0 | 0 | 0 | [17 empty] | Commercial_College (ID)_New_Food Preparation_Double Rack Oven_
Commercial_College (ID)_New_Food Preparation_Natural Gas_Double Rack Oven_E4 | Commercial | College (ID) | New | Food Preparation | Natural Gas | Double Rack Oven | E4 |  | 0 | 0 | 0 | 0 | 0 | 0 | 0 | 0 | 0 | 0 | 0 | 0 | 0 | 0 | 0 | Normal | 0 | 0 | 0 | 0 | [17 empty] | Commercial_College (ID)_New_Food Preparation_Double Rack Oven_
Commercial_College (ID)_New_Food Preparation_Natural Gas_Double Rack Oven_E5 | Commercial | College (ID) | New | Food Preparation | Natural Gas | Double Rack Oven | E5 |  | 0 | 0 | 0 | 0 | 0 | 0 | 0 | 0 | 0 | 0 | 0 | 0 | 0 | 0 | 0 | Normal | 0 | 0 | 0 | 0 | [17 empty] | Commercial_College (ID)_New_Food Preparation_Double Rack Oven_
Commercial_College (ID)_New_Food Preparation_Natural Gas_Double Rack Oven_E6 | Commercial | College (ID) | New | Food Preparation | Natural Gas | Double Rack Oven | E6 |  | 0 | 0 | 0 | 0 | 0 | 0 | 0 | 0 | 0 | 0 | 0 | 0 | 0 | 0 | 0 | Normal | 0 | 0 | 0 | 0 | [17 empty] | Commercial_College (ID)_New_Food Preparation_Double Rack Oven_
Commercial_College (ID)_New_Food Preparation_Natural Gas_Double Rack Oven_E7 | Commercial | College (ID) | New | Food Preparation | Natural Gas | Double Rack Oven | E7 |  | 0 | 0 | 0 | 0 | 0 | 0 | 0 | 0 | 0 | 0 | 0 | 0 | 0 | 0 | 0 | Normal | 0 | 0 | 0 | 0 | [17 empty] | Commercial_College (ID)_New_Food Preparation_Double Rack Oven_
Commercial_College (ID)_New_Food Preparation_Natural Gas_Double Rack Oven_E8 | Commercial | College (ID) | New | Food Preparation | Natural Gas | Double Rack Oven | E8 |  | 0 | 0 | 0 | 0 | 0 | 0 | 0 | 0 | 0 | 0 | 0 | 0 | 0 | 0 | 0 | Normal | 0 | 0 | 0 | 0 | [17 empty] | Commercial_College (ID)_New_Food Preparation_Double Rack Oven_
Commercial_College (ID)_New_Food Preparation_Natural Gas_Double Rack Oven_E9 | Commercial | College (ID) | New | Food Preparation | Natural Gas | Double Rack Oven | E9 |  | 0 | 0 | 0 | 0 | 0 | 0 | 0 | 0 | 0 | 0 | 0 | 0 | 0 | 0 | 0 | Normal | 0 | 0 | 0 | 0 | [17 empty] | Commercial_College (ID)_New_Food Preparation_Double Rack Oven_
Commercial_College (ID)_New_Food Preparation_Natural Gas_Double Rack Oven_E10 | Commercial | College (ID) | New | Food Preparation | Natural Gas | Double Rack Oven | E10 |  | 0 | 0 | 0 | 0 | 0 | 0 | 0 | 0 | 0 | 0 | 0 | 0 | 0 | 0 | 0 | Normal | 0 | 0 | 0 | 0 | [17 empty] | Commercial_College (ID)_New_Food Preparation_Double Rack Oven_
Commercial_College (ID)_New_Food Preparation_Natural Gas_Fryer_E1 | Commercial | College (ID) | New | Food Preparation | Natural Gas | Fryer | E1 | Standard | 1 | 0 | 0 | 0.003839 | 0 | 0 | 0 | 10 | 20 | 2019 | 2045 | 1 | 0 | 0 | 0 | Normal | 0 | 0.02063 | 0 | 0 | 1 unit | 30000 | 0 | 1.3709e-06 | 1628.2323 | 2500 | 0 | 0 | 0 | 2010 | 1.1201 | COOK_FRY-Food Preparation-ILTRM-v4.0-1 | Estimate | COOK_FRY-Food Preparation-ILTRM-v4.0-1 | 1 | unit | 1.3709e-06 | Commercial_College (ID)_New_Food Preparation_Fryer_Standard
Commercial_College (ID)_New_Food Preparation_Natural Gas_Fryer_E2 | Commercial | College (ID) | New | Food Preparation | Natural Gas | Fryer | E2 | ENERGY STAR | 0.6897 | 0 | 0 | 0.0056817 | 0 | 0 | 0 | 10 | 20 | 2019 | 2045 | 1 | 0 | 0 | 0 | Normal | 0 | 0.014229 | 0 | 0 | 1 unit | 30000 | 0 | 1.3709e-06 | 1122.9977 | 3700 | 0 | 0 | 0 | 2010 | 1.1201 | COOK_FRY-Food Preparation-ILTRM-v4.0-1 | COOK_FRY-Food Preparation-ILTRM-v4.0-1 | COOK_FRY-Food Preparation-ILTRM-v4.0-1 | 1 | unit | 1.3709e-06 | Commercial_College (ID)_New_Food Preparation_Fryer_ENERGY STAR
Commercial_College (ID)_New_Food Preparation_Natural Gas_Fryer_E3 | Commercial | College (ID) | New | Food Preparation | Natural Gas | Fryer | E3 |  | 0 | 0 | 0 | 0 | 0 | 0 | 0 | 0 | 0 | 0 | 0 | 0 | 0 | 0 | 0 | Normal | 0 | 0 | 0 | 0 | [17 empty] | Commercial_College (ID)_New_Food Preparation_Fryer_
Commercial_College (ID)_New_Food Preparation_Natural Gas_Fryer_E4 | Commercial | College (ID) | New | Food Preparation | Natural Gas | Fryer | E4 |  | 0 | 0 | 0 | 0 | 0 | 0 | 0 | 0 | 0 | 0 | 0 | 0 | 0 | 0 | 0 | Normal | 0 | 0 | 0 | 0 | [17 empty] | Commercial_College (ID)_New_Food Preparation_Fryer_
Commercial_College (ID)_New_Food Preparation_Natural Gas_Fryer_E5 | Commercial | College (ID) | New | Food Preparation | Natural Gas | Fryer | E5 |  | 0 | 0 | 0 | 0 | 0 | 0 | 0 | 0 | 0 | 0 | 0 | 0 | 0 | 0 | 0 | Normal | 0 | 0 | 0 | 0 | [17 empty] | Commercial_College (ID)_New_Food Preparation_Fryer_
Commercial_College (ID)_New_Food Preparation_Natural Gas_Fryer_E6 | Commercial | College (ID) | New | Food Preparation | Natural Gas | Fryer | E6 |  | 0 | 0 | 0 | 0 | 0 | 0 | 0 | 0 | 0 | 0 | 0 | 0 | 0 | 0 | 0 | Normal | 0 | 0 | 0 | 0 | [17 empty] | Commercial_College (ID)_New_Food Preparation_Fryer_
Commercial_College (ID)_New_Food Preparation_Natural Gas_Fryer_E7 | Commercial | College (ID) | New | Food Preparation | Natural Gas | Fryer | E7 |  | 0 | 0 | 0 | 0 | 0 | 0 | 0 | 0 | 0 | 0 | 0 | 0 | 0 | 0 | 0 | Normal | 0 | 0 | 0 | 0 | [17 empty] | Commercial_College (ID)_New_Food Preparation_Fryer_
Commercial_College (ID)_New_Food Preparation_Natural Gas_Fryer_E8 | Commercial | College (ID) | New | Food Preparation | Natural Gas | Fryer | E8 |  | 0 | 0 | 0 | 0 | 0 | 0 | 0 | 0 | 0 | 0 | 0 | 0 | 0 | 0 | 0 | Normal | 0 | 0 | 0 | 0 | [17 empty] | Commercial_College (ID)_New_Food Preparation_Fryer_
Commercial_College (ID)_New_Food Preparation_Natural Gas_Fryer_E9 | Commercial | College (ID) | New | Food Preparation | Natural Gas | Fryer | E9 |  | 0 | 0 | 0 | 0 | 0 | 0 | 0 | 0 | 0 | 0 | 0 | 0 | 0 | 0 | 0 | Normal | 0 | 0 | 0 | 0 | [17 empty] | Commercial_College (ID)_New_Food Preparation_Fryer_
Commercial_College (ID)_New_Food Preparation_Natural Gas_Fryer_E10 | Commercial | College (ID) | New | Food Preparation | Natural Gas | Fryer | E10 |  | 0 | 0 | 0 | 0 | 0 | 0 | 0 | 0 | 0 | 0 | 0 | 0 | 0 | 0 | 0 | Normal | 0 | 0 | 0 | 0 | [17 empty] | Commercial_College (ID)_New_Food Preparation_Fryer_
Commercial_College (ID)_New_Food Preparation_Natural Gas_Broiler_E1 | Commercial | College (ID) | New | Food Preparation | Natural Gas | Broiler | E1 | Standard | 1 | 0 | 0 | 0.0059496 | 0 | 0 | 0 | 8 | 16 | 2019 | 2045 | 1 | 0 | 0 | 0 | Normal | 0 | 0.021074 | 0 | 0 | 1 unit | 30000 | 0 | 2.1685e-06 | 1625 | 2500 | 0 | 0 | 0 | 2011 | 1.0975 | COOK_BRL-Food Preparation-ILTRM-v4.0-2 | Estimate | COOK_BRL-Food Preparation-ILTRM-v4.0-2 | 1 | unit | 2.1685e-06 | Commercial_College (ID)_New_Food Preparation_Broiler_Standard
Commercial_College (ID)_New_Food Preparation_Natural Gas_Broiler_E2 | Commercial | College (ID) | New | Food Preparation | Natural Gas | Broiler | E2 | Infrared Burners | 0.85292 | 0 | 0 | 0.0083295 | 0 | 0 | 0 | 8 | 16 | 2019 | 2045 | 1 | 0 | 0 | 0 | Normal | 0 | 0.017974 | 0 | 0 | 1 unit | 30000 | 0 | 2.1685e-06 | 1386 | 3500 | 0 | 0 | 0 | 2011 | 1.0975 | COOK_BRL-Food Preparation-ILTRM-v4.0-2 | COOK_BRL-Food Preparation-ILTRM-v4.0-2 | COOK_BRL-Food Preparation-ILTRM-v4.0-2 | 1 | unit | 2.1685e-06 | Commercial_College (ID)_New_Food Preparation_Broiler_Infrared Burners
Commercial_College (ID)_New_Food Preparation_Natural Gas_Broiler_E3 | Commercial | College (ID) | New | Food Preparation | Natural Gas | Broiler | E3 |  | 0 | 0 | 0 | 0 | 0 | 0 | 0 | 0 | 0 | 0 | 0 | 0 | 0 | 0 | 0 | Normal | 0 | 0 | 0 | 0 | [17 empty] | Commercial_College (ID)_New_Food Preparation_Broiler_
Commercial_College (ID)_New_Food Preparation_Natural Gas_Broiler_E4 | Commercial | College (ID) | New | Food Preparation | Natural Gas | Broiler | E4 |  | 0 | 0 | 0 | 0 | 0 | 0 | 0 | 0 | 0 | 0 | 0 | 0 | 0 | 0 | 0 | Normal | 0 | 0 | 0 | 0 | [17 empty] | Commercial_College (ID)_New_Food Preparation_Broiler_
Commercial_College (ID)_New_Food Preparation_Natural Gas_Broiler_E5 | Commercial | College (ID) | New | Food Preparation | Natural Gas | Broiler | E5 |  | 0 | 0 | 0 | 0 | 0 | 0 | 0 | 0 | 0 | 0 | 0 | 0 | 0 | 0 | 0 | Normal | 0 | 0 | 0 | 0 | [17 empty] | Commercial_College (ID)_New_Food Preparation_Broiler_
Commercial_College (ID)_New_Food Preparation_Natural Gas_Broiler_E6 | Commercial | College (ID) | New | Food Preparation | Natural Gas | Broiler | E6 |  | 0 | 0 | 0 | 0 | 0 | 0 | 0 | 0 | 0 | 0 | 0 | 0 | 0 | 0 | 0 | Normal | 0 | 0 | 0 | 0 | [17 empty] | Commercial_College (ID)_New_Food Preparation_Broiler_
Commercial_College (ID)_New_Food Preparation_Natural Gas_Broiler_E7 | Commercial | College (ID) | New | Food Preparation | Natural Gas | Broiler | E7 |  | 0 | 0 | 0 | 0 | 0 | 0 | 0 | 0 | 0 | 0 | 0 | 0 | 0 | 0 | 0 | Normal | 0 | 0 | 0 | 0 | [17 empty] | Commercial_College (ID)_New_Food Preparation_Broiler_
Commercial_College (ID)_New_Food Preparation_Natural Gas_Broiler_E8 | Commercial | College (ID) | New | Food Preparation | Natural Gas | Broiler | E8 |  | 0 | 0 | 0 | 0 | 0 | 0 | 0 | 0 | 0 | 0 | 0 | 0 | 0 | 0 | 0 | Normal | 0 | 0 | 0 | 0 | [17 empty] | Commercial_College (ID)_New_Food Preparation_Broiler_
Commercial_College (ID)_New_Food Preparation_Natural Gas_Broiler_E9 | Commercial | College (ID) | New | Food Preparation | Natural Gas | Broiler | E9 |  | 0 | 0 | 0 | 0 | 0 | 0 | 0 | 0 | 0 | 0 | 0 | 0 | 0 | 0 | 0 | Normal | 0 | 0 | 0 | 0 | [17 empty] | Commercial_College (ID)_New_Food Preparation_Broiler_
Commercial_College (ID)_New_Food Preparation_Natural Gas_Broiler_E10 | Commercial | College (ID) | New | Food Preparation | Natural Gas | Broiler | E10 |  | 0 | 0 | 0 | 0 | 0 | 0 | 0 | 0 | 0 | 0 | 0 | 0 | 0 | 0 | 0 | Normal | 0 | 0 | 0 | 0 | [17 empty] | Commercial_College (ID)_New_Food Preparation_Broiler_
Commercial_College (ID)_New_Food Preparation_Natural Gas_Griddle_E1 | Commercial | College (ID) | New | Food Preparation | Natural Gas | Griddle | E1 | Standard | 1 | 0 | 0 | 0.015559 | 0 | 0 | 0 | 8 | 16 | 2019 | 2045 | 1 | 0 | 0 | 0 | Normal | 0 | 0.014646 | 0 | 0 | 1 unit | 30000 | 0 | 2.8489e-06 | 1213.5601 | 5150 | 0 | 0 | 0 | 2013 | 1.0605 | COOK_GRD-Food Preparation-ILTRM-v5.0-1 | COOK_GRD-Food Preparation-EIA14-2014 Ref. Case-5 | COOK_GRD-Food Preparation-ILTRM-v5.0-1 | 1 | unit | 2.8489e-06 | Commercial_College (ID)_New_Food Preparation_Griddle_Standard
Commercial_College (ID)_New_Food Preparation_Natural Gas_Griddle_E2 | Commercial | College (ID) | New | Food Preparation | Natural Gas | Griddle | E2 | ENERGY STAR | 0.87771 | 0 | 0 | 0.016647 | 0 | 0 | 0 | 8 | 16 | 2019 | 2045 | 1 | 0 | 0 | 0 | Normal | 0 | 0.012855 | 0 | 0 | 1 unit | 30000 | 0 | 2.8489e-06 | 1065.1506 | 5510 | 0 | 0 | 0 | 2013 | 1.0605 | COOK_GRD-Food Preparation-ILTRM-v5.0-1 | COOK_GRD-Food Preparation-EIA14-2014 Ref. Case-5 | COOK_GRD-Food Preparation-ILTRM-v5.0-1 | 1 | unit | 2.8489e-06 | Commercial_College (ID)_New_Food Preparation_Griddle_ENERGY STAR
Commercial_College (ID)_New_Food Preparation_Natural Gas_Griddle_E3 | Commercial | College (ID) | New | Food Preparation | Natural Gas | Griddle | E3 |  | 0 | 0 | 0 | 0 | 0 | 0 | 0 | 0 | 0 | 0 | 0 | 0 | 0 | 0 | 0 | Normal | 0 | 0 | 0 | 0 | [17 empty] | Commercial_College (ID)_New_Food Preparation_Griddle_
Commercial_College (ID)_New_Food Preparation_Natural Gas_Griddle_E4 | Commercial | College (ID) | New | Food Preparation | Natural Gas | Griddle | E4 |  | 0 | 0 | 0 | 0 | 0 | 0 | 0 | 0 | 0 | 0 | 0 | 0 | 0 | 0 | 0 | Normal | 0 | 0 | 0 | 0 | [17 empty] | Commercial_College (ID)_New_Food Preparation_Griddle_
Commercial_College (ID)_New_Food Preparation_Natural Gas_Griddle_E5 | Commercial | College (ID) | New | Food Preparation | Natural Gas | Griddle | E5 |  | 0 | 0 | 0 | 0 | 0 | 0 | 0 | 0 | 0 | 0 | 0 | 0 | 0 | 0 | 0 | Normal | 0 | 0 | 0 | 0 | [17 empty] | Commercial_College (ID)_New_Food Preparation_Griddle_
Commercial_College (ID)_New_Food Preparation_Natural Gas_Griddle_E6 | Commercial | College (ID) | New | Food Preparation | Natural Gas | Griddle | E6 |  | 0 | 0 | 0 | 0 | 0 | 0 | 0 | 0 | 0 | 0 | 0 | 0 | 0 | 0 | 0 | Normal | 0 | 0 | 0 | 0 | [17 empty] | Commercial_College (ID)_New_Food Preparation_Griddle_
Commercial_College (ID)_New_Food Preparation_Natural Gas_Griddle_E7 | Commercial | College (ID) | New | Food Preparation | Natural Gas | Griddle | E7 |  | 0 | 0 | 0 | 0 | 0 | 0 | 0 | 0 | 0 | 0 | 0 | 0 | 0 | 0 | 0 | Normal | 0 | 0 | 0 | 0 | [17 empty] | Commercial_College (ID)_New_Food Preparation_Griddle_
Commercial_College (ID)_New_Food Preparation_Natural Gas_Griddle_E8 | Commercial | College (ID) | New | Food Preparation | Natural Gas | Griddle | E8 |  | 0 | 0 | 0 | 0 | 0 | 0 | 0 | 0 | 0 | 0 | 0 | 0 | 0 | 0 | 0 | Normal | 0 | 0 | 0 | 0 | [17 empty] | Commercial_College (ID)_New_Food Preparation_Griddle_
Commercial_College (ID)_New_Food Preparation_Natural Gas_Griddle_E9 | Commercial | College (ID) | New | Food Preparation | Natural Gas | Griddle | E9 |  | 0 | 0 | 0 | 0 | 0 | 0 | 0 | 0 | 0 | 0 | 0 | 0 | 0 | 0 | 0 | Normal | 0 | 0 | 0 | 0 | [17 empty] | Commercial_College (ID)_New_Food Preparation_Griddle_
Commercial_College (ID)_New_Food Preparation_Natural Gas_Griddle_E10 | Commercial | College (ID) | New | Food Preparation | Natural Gas | Griddle | E10 |  | 0 | 0 | 0 | 0 | 0 | 0 | 0 | 0 | 0 | 0 | 0 | 0 | 0 | 0 | 0 | Normal | 0 | 0 | 0 | 0 | [17 empty] | Commercial_College (ID)_New_Food Preparation_Griddle_
Commercial_College (ID)_New_Food Preparation_Natural Gas_Range_E1 | Commercial | College (ID) | New | Food Preparation | Natural Gas | Range | E1 | Standard | 1 | 0 | 0 | 0.019807 | 0 | 0 | 0 | 8 | 12 | 2019 | 2045 | 1 | 0 | 0 | 0 | Normal | 0 | 0.019795 | 0 | 0 | 1 unit | 30000 | 0 | 3.9294e-06 | 1470 | 4500 | 0 | 0 | 0 | 2010 | 1.1201 | COOK_OVN-Food Preparation-AEO17-1 | Estimate | DOE Commercial R&D 2016 - Table 2-12 | 1 | unit | 3.9294e-06 | Commercial_College (ID)_New_Food Preparation_Range_Standard
Commercial_College (ID)_New_Food Preparation_Natural Gas_Range_E2 | Commercial | College (ID) | New | Food Preparation | Natural Gas | Range | E2 | High Efficiency | 0.5 | 0 | 0 | 0.021567 | 0 | 0 | 0 | 8 | 12 | 2019 | 2045 | 1 | 0 | 0 | 0 | Normal | 0 | 0.0098975 | 0 | 0 | 1 unit | 30000 | 0 | 3.9294e-06 | 735 | 4900 | 0 | 0 | 0 | 2010 | 1.1201 | COOK_OVN-Food Preparation-AEO17-1 | DOE Commercial R&D 2016 - Table 2-10 | DOE Commercial R&D 2016 - Table 2-18 | 1 | unit | 3.9294e-06 | Commercial_College (ID)_New_Food Preparation_Range_High Efficiency
Commercial_College (ID)_New_Food Preparation_Natural Gas_Range_E3 | Commercial | College (ID) | New | Food Preparation | Natural Gas | Range | E3 |  | 0 | 0 | 0 | 0 | 0 | 0 | 0 | 0 | 0 | 0 | 0 | 0 | 0 | 0 | 0 | Normal | 0 | 0 | 0 | 0 | [17 empty] | Commercial_College (ID)_New_Food Preparation_Range_
Commercial_College (ID)_New_Food Preparation_Natural Gas_Range_E4 | Commercial | College (ID) | New | Food Preparation | Natural Gas | Range | E4 |  | 0 | 0 | 0 | 0 | 0 | 0 | 0 | 0 | 0 | 0 | 0 | 0 | 0 | 0 | 0 | Normal | 0 | 0 | 0 | 0 | [17 empty] | Commercial_College (ID)_New_Food Preparation_Range_
Commercial_College (ID)_New_Food Preparation_Natural Gas_Range_E5 | Commercial | College (ID) | New | Food Preparation | Natural Gas | Range | E5 |  | 0 | 0 | 0 | 0 | 0 | 0 | 0 | 0 | 0 | 0 | 0 | 0 | 0 | 0 | 0 | Normal | 0 | 0 | 0 | 0 | [17 empty] | Commercial_College (ID)_New_Food Preparation_Range_
Commercial_College (ID)_New_Food Preparation_Natural Gas_Range_E6 | Commercial | College (ID) | New | Food Preparation | Natural Gas | Range | E6 |  | 0 | 0 | 0 | 0 | 0 | 0 | 0 | 0 | 0 | 0 | 0 | 0 | 0 | 0 | 0 | Normal | 0 | 0 | 0 | 0 | [17 empty] | Commercial_College (ID)_New_Food Preparation_Range_
Commercial_College (ID)_New_Food Preparation_Natural Gas_Range_E7 | Commercial | College (ID) | New | Food Preparation | Natural Gas | Range | E7 |  | 0 | 0 | 0 | 0 | 0 | 0 | 0 | 0 | 0 | 0 | 0 | 0 | 0 | 0 | 0 | Normal | 0 | 0 | 0 | 0 | [17 empty] | Commercial_College (ID)_New_Food Preparation_Range_
Commercial_College (ID)_New_Food Preparation_Natural Gas_Range_E8 | Commercial | College (ID) | New | Food Preparation | Natural Gas | Range | E8 |  | 0 | 0 | 0 | 0 | 0 | 0 | 0 | 0 | 0 | 0 | 0 | 0 | 0 | 0 | 0 | Normal | 0 | 0 | 0 | 0 | [17 empty] | Commercial_College (ID)_New_Food Preparation_Range_
Commercial_College (ID)_New_Food Preparation_Natural Gas_Range_E9 | Commercial | College (ID) | New | Food Preparation | Natural Gas | Range | E9 |  | 0 | 0 | 0 | 0 | 0 | 0 | 0 | 0 | 0 | 0 | 0 | 0 | 0 | 0 | 0 | Normal | 0 | 0 | 0 | 0 | [17 empty] | Commercial_College (ID)_New_Food Preparation_Range_
Commercial_College (ID)_New_Food Preparation_Natural Gas_Range_E10 | Commercial | College (ID) | New | Food Preparation | Natural Gas | Range | E10 |  | 0 | 0 | 0 | 0 | 0 | 0 | 0 | 0 | 0 | 0 | 0 | 0 | 0 | 0 | 0 | Normal | 0 | 0 | 0 | 0 | [17 empty] | Commercial_College (ID)_New_Food Preparation_Range_
Commercial_College (ID)_New_Food Preparation_Natural Gas_Steamer_E1 | Commercial | College (ID) | New | Food Preparation | Natural Gas | Steamer | E1 | Standard | 1 | 0 | 0 | 0.03237 | 0 | 0 | 0 | 8 | 16 | 2019 | 2045 | 1 | 0 | 0 | 0 | Normal | 0 | 0.027134 | 0 | 0 | 1 unit | 30000 | 0 | 2.2931e-06 | 1241.5036 | 13100 | 0 | 0 | 0 | 2012 | 1.0776 | COOK_STM-Food Preparation-ILTRM-v4.0-32 | DOE Commercial R&D 2016 - Table 2-10 | COOK_STM-Food Preparation-ILTRM-v4.0-32 | 1 | unit | 2.2931e-06 | Commercial_College (ID)_New_Food Preparation_Steamer_Standard
Commercial_College (ID)_New_Food Preparation_Natural Gas_Steamer_E2 | Commercial | College (ID) | New | Food Preparation | Natural Gas | Steamer | E2 | ENERGY STAR | 0.18867 | 0 | 0 | 0.034836 | 0 | -6.4982e-06 | 0 | 8 | 16 | 2019 | 2045 | 1 | 0 | 0 | 0 | Normal | 0 | 0.0051196 | 0 | 0 | 1 unit | 30000 | 0 | 2.2931e-06 | 234.2394 | 14098 | 0 | -2.6298 | 0 | 2012 | 1.0776 | COOK_STM-Food Preparation-ILTRM-v4.0-32 | COOK_STM-Food Preparation-ILTRM-v4.0-32 | COOK_STM-Food Preparation-ILTRM-v4.0-32 | 1 | unit | 2.2931e-06 | Commercial_College (ID)_New_Food Preparation_Steamer_ENERGY STAR
Commercial_College (ID)_New_Food Preparation_Natural Gas_Steamer_E3 | Commercial | College (ID) | New | Food Preparation | Natural Gas | Steamer | E3 |  | 0 | 0 | 0 | 0 | 0 | 0 | 0 | 0 | 0 | 0 | 0 | 0 | 0 | 0 | 0 | Normal | 0 | 0 | 0 | 0 | [17 empty] | Commercial_College (ID)_New_Food Preparation_Steamer_
Commercial_College (ID)_New_Food Preparation_Natural Gas_Steamer_E4 | Commercial | College (ID) | New | Food Preparation | Natural Gas | Steamer | E4 |  | 0 | 0 | 0 | 0 | 0 | 0 | 0 | 0 | 0 | 0 | 0 | 0 | 0 | 0 | 0 | Normal | 0 | 0 | 0 | 0 | [17 empty] | Commercial_College (ID)_New_Food Preparation_Steamer_
Commercial_College (ID)_New_Food Preparation_Natural Gas_Steamer_E5 | Commercial | College (ID) | New | Food Preparation | Natural Gas | Steamer | E5 |  | 0 | 0 | 0 | 0 | 0 | 0 | 0 | 0 | 0 | 0 | 0 | 0 | 0 | 0 | 0 | Normal | 0 | 0 | 0 | 0 | [17 empty] | Commercial_College (ID)_New_Food Preparation_Steamer_
Commercial_College (ID)_New_Food Preparation_Natural Gas_Steamer_E6 | Commercial | College (ID) | New | Food Preparation | Natural Gas | Steamer | E6 |  | 0 | 0 | 0 | 0 | 0 | 0 | 0 | 0 | 0 | 0 | 0 | 0 | 0 | 0 | 0 | Normal | 0 | 0 | 0 | 0 | [17 empty] | Commercial_College (ID)_New_Food Preparation_Steamer_
Commercial_College (ID)_New_Food Preparation_Natural Gas_Steamer_E7 | Commercial | College (ID) | New | Food Preparation | Natural Gas | Steamer | E7 |  | 0 | 0 | 0 | 0 | 0 | 0 | 0 | 0 | 0 | 0 | 0 | 0 | 0 | 0 | 0 | Normal | 0 | 0 | 0 | 0 | [17 empty] | Commercial_College (ID)_New_Food Preparation_Steamer_
Commercial_College (ID)_New_Food Preparation_Natural Gas_Steamer_E8 | Commercial | College (ID) | New | Food Preparation | Natural Gas | Steamer | E8 |  | 0 | 0 | 0 | 0 | 0 | 0 | 0 | 0 | 0 | 0 | 0 | 0 | 0 | 0 | 0 | Normal | 0 | 0 | 0 | 0 | [17 empty] | Commercial_College (ID)_New_Food Preparation_Steamer_
Commercial_College (ID)_New_Food Preparation_Natural Gas_Steamer_E9 | Commercial | College (ID) | New | Food Preparation | Natural Gas | Steamer | E9 |  | 0 | 0 | 0 | 0 | 0 | 0 | 0 | 0 | 0 | 0 | 0 | 0 | 0 | 0 | 0 | Normal | 0 | 0 | 0 | 0 | [17 empty] | Commercial_College (ID)_New_Food Preparation_Steamer_
Commercial_College (ID)_New_Food Preparation_Natural Gas_Steamer_E10 | Commercial | College (ID) | New | Food Preparation | Natural Gas | Steamer | E10 |  | 0 | 0 | 0 | 0 | 0 | 0 | 0 | 0 | 0 | 0 | 0 | 0 | 0 | 0 | 0 | Normal | 0 | 0 | 0 | 0 | [17 empty] | Commercial_College (ID)_New_Food Preparation_Steamer_
Commercial_College (ID)_New_Food Preparation_Natural Gas_Food Prep Other_E1 | Commercial | College (ID) | New | Food Preparation | Natural Gas | Food Prep Other | E1 | Standard | 1 | 0 | 0 | 6.4825e-05 | 0 | 0 | 0 | 8 | 12 | 2019 | 2045 | 1 | 0 | 0 | 0 | Normal | 0 | 0.0062802 | 0 | 0 | 1 unit | 30000 | 0 | 5.7873e-08 | 1423.18 | 1000 | 0 | 0 | 0 | 2010 | 1.1201 | Default | Default | Default | 1 | unit | 5.7873e-08 | Commercial_College (ID)_New_Food Preparation_Food Prep Other_Standard
Commercial_College (ID)_New_Food Preparation_Natural Gas_Food Prep Other_E2 | Commercial | College (ID) | New | Food Preparation | Natural Gas | Food Prep Other | E2 | ENERGY STAR | 0.72067 | 0 | 0 | 0.00011884 | 0 | 0 | 0 | 8 | 12 | 2019 | 2045 | 1 | 0 | 0 | 0 | Normal | 0 | 0.004526 | 0 | 0 | 1 unit | 30000 | 0 | 5.7873e-08 | 1025.646 | 1833.1988 | 0 | 0 | 0 | 2010 | 1.1201 | N/A | N/A | N/A | 1 | unit | 5.7873e-08 | Commercial_College (ID)_New_Food Preparation_Food Prep Other_ENERGY STAR
Commercial_College (ID)_New_Food Preparation_Natural Gas_Food Prep Other_E3 | Commercial | College (ID) | New | Food Preparation | Natural Gas | Food Prep Other | E3 |  | 0 | 0 | 0 | 0 | 0 | 0 | 0 | 0 | 0 | 0 | 0 | 0 | 0 | 0 | 0 | Normal | 0 | 0 | 0 | 0 | [17 empty] | Commercial_College (ID)_New_Food Preparation_Food Prep Other_
Commercial_College (ID)_New_Food Preparation_Natural Gas_Food Prep Other_E4 | Commercial | College (ID) | New | Food Preparation | Natural Gas | Food Prep Other | E4 |  | 0 | 0 | 0 | 0 | 0 | 0 | 0 | 0 | 0 | 0 | 0 | 0 | 0 | 0 | 0 | Normal | 0 | 0 | 0 | 0 | [17 empty] | Commercial_College (ID)_New_Food Preparation_Food Prep Other_
Commercial_College (ID)_New_Food Preparation_Natural Gas_Food Prep Other_E5 | Commercial | College (ID) | New | Food Preparation | Natural Gas | Food Prep Other | E5 |  | 0 | 0 | 0 | 0 | 0 | 0 | 0 | 0 | 0 | 0 | 0 | 0 | 0 | 0 | 0 | Normal | 0 | 0 | 0 | 0 | [17 empty] | Commercial_College (ID)_New_Food Preparation_Food Prep Other_
Commercial_College (ID)_New_Food Preparation_Natural Gas_Food Prep Other_E6 | Commercial | College (ID) | New | Food Preparation | Natural Gas | Food Prep Other | E6 |  | 0 | 0 | 0 | 0 | 0 | 0 | 0 | 0 | 0 | 0 | 0 | 0 | 0 | 0 | 0 | Normal | 0 | 0 | 0 | 0 | [17 empty] | Commercial_College (ID)_New_Food Preparation_Food Prep Other_
Commercial_College (ID)_New_Food Preparation_Natural Gas_Food Prep Other_E7 | Commercial | College (ID) | New | Food Preparation | Natural Gas | Food Prep Other | E7 |  | 0 | 0 | 0 | 0 | 0 | 0 | 0 | 0 | 0 | 0 | 0 | 0 | 0 | 0 | 0 | Normal | 0 | 0 | 0 | 0 | [17 empty] | Commercial_College (ID)_New_Food Preparation_Food Prep Other_
Commercial_College (ID)_New_Food Preparation_Natural Gas_Food Prep Other_E8 | Commercial | College (ID) | New | Food Preparation | Natural Gas | Food Prep Other | E8 |  | 0 | 0 | 0 | 0 | 0 | 0 | 0 | 0 | 0 | 0 | 0 | 0 | 0 | 0 | 0 | Normal | 0 | 0 | 0 | 0 | [17 empty] | Commercial_College (ID)_New_Food Preparation_Food Prep Other_
Commercial_College (ID)_New_Food Preparation_Natural Gas_Food Prep Other_E9 | Commercial | College (ID) | New | Food Preparation | Natural Gas | Food Prep Other | E9 |  | 0 | 0 | 0 | 0 | 0 | 0 | 0 | 0 | 0 | 0 | 0 | 0 | 0 | 0 | 0 | Normal | 0 | 0 | 0 | 0 | [17 empty] | Commercial_College (ID)_New_Food Preparation_Food Prep Other_
Commercial_College (ID)_New_Food Preparation_Natural Gas_Food Prep Other_E10 | Commercial | College (ID) | New | Food Preparation | Natural Gas | Food Prep Other | E10 |  | 0 | 0 | 0 | 0 | 0 | 0 | 0 | 0 | 0 | 0 | 0 | 0 | 0 | 0 | 0 | Normal | 0 | 0 | 0 | 0 | [17 empty] | Commercial_College (ID)_New_Food Preparation_Food Prep Other_
Commercial_College (ID)_New_Miscellaneous_Natural Gas_Pool Heater_E1 | Commercial | College (ID) | New | Miscellaneous | Natural Gas | Pool Heater | E1 | Standard (EF .82) | 1 | 0 | 0 | 0.00010965 | 0 | 0 | 0 | 4 | 8 | 2019 | 2045 | 1 | 0 | 0 | 0 | Normal | 0 | 0.0071458 | 0 | 0 | 1 unit | 30000 | 0 | 5.8303e-09 | 14890 | 18052 | 0 | 0 | 0 | 2014 | 1.0418 | DOE Commercial R&D 2016 - Table 7-6 | DOE Commercial R&D 2016 - Table 7-7 | DOE Commercial R&D 2016 - Table 7-8 | 1 | unit | 5.8303e-09 | Commercial_College (ID)_New_Miscellaneous_Pool Heater_Standard (EF .82)
Commercial_College (ID)_New_Miscellaneous_Natural Gas_Pool Heater_E2 | Commercial | College (ID) | New | Miscellaneous | Natural Gas | Pool Heater | E2 | Condensing (EF .90) | 0.85 | 0 | 0 | 0.00017954 | 0 | 0 | 0 | 4 | 8 | 2019 | 2045 | 1 | 0 | 0 | 0 | Normal | 0 | 0.006074 | 0 | 0 | 1 unit | 30000 | 0 | 5.8303e-09 | 12656.5 | 29558 | 0 | 0 | 0 | 2014 | 1.0418 | DOE Commercial R&D 2016 - Table 7-6 | DOE Commercial R&D 2016 - Table 7-7 | DOE Commercial R&D 2016 - Table 7-9 | 1 | unit | 5.8303e-09 | Commercial_College (ID)_New_Miscellaneous_Pool Heater_Condensing (EF .90)
Commercial_College (ID)_New_Miscellaneous_Natural Gas_Pool Heater_E3 | Commercial | College (ID) | New | Miscellaneous | Natural Gas | Pool Heater | E3 |  | 0 | 0 | 0 | 0 | 0 | 0 | 0 | 0 | 0 | 0 | 0 | 0 | 0 | 0 | 0 | Normal | 0 | 0 | 0 | 0 | [17 empty] | Commercial_College (ID)_New_Miscellaneous_Pool Heater_
Commercial_College (ID)_New_Miscellaneous_Natural Gas_Pool Heater_E4 | Commercial | College (ID) | New | Miscellaneous | Natural Gas | Pool Heater | E4 |  | 0 | 0 | 0 | 0 | 0 | 0 | 0 | 0 | 0 | 0 | 0 | 0 | 0 | 0 | 0 | Normal | 0 | 0 | 0 | 0 | [17 empty] | Commercial_College (ID)_New_Miscellaneous_Pool Heater_
Commercial_College (ID)_New_Miscellaneous_Natural Gas_Pool Heater_E5 | Commercial | College (ID) | New | Miscellaneous | Natural Gas | Pool Heater | E5 |  | 0 | 0 | 0 | 0 | 0 | 0 | 0 | 0 | 0 | 0 | 0 | 0 | 0 | 0 | 0 | Normal | 0 | 0 | 0 | 0 | [17 empty] | Commercial_College (ID)_New_Miscellaneous_Pool Heater_
Commercial_College (ID)_New_Miscellaneous_Natural Gas_Pool Heater_E6 | Commercial | College (ID) | New | Miscellaneous | Natural Gas | Pool Heater | E6 |  | 0 | 0 | 0 | 0 | 0 | 0 | 0 | 0 | 0 | 0 | 0 | 0 | 0 | 0 | 0 | Normal | 0 | 0 | 0 | 0 | [17 empty] | Commercial_College (ID)_New_Miscellaneous_Pool Heater_
Commercial_College (ID)_New_Miscellaneous_Natural Gas_Pool Heater_E7 | Commercial | College (ID) | New | Miscellaneous | Natural Gas | Pool Heater | E7 |  | 0 | 0 | 0 | 0 | 0 | 0 | 0 | 0 | 0 | 0 | 0 | 0 | 0 | 0 | 0 | Normal | 0 | 0 | 0 | 0 | [17 empty] | Commercial_College (ID)_New_Miscellaneous_Pool Heater_
Commercial_College (ID)_New_Miscellaneous_Natural Gas_Pool Heater_E8 | Commercial | College (ID) | New | Miscellaneous | Natural Gas | Pool Heater | E8 |  | 0 | 0 | 0 | 0 | 0 | 0 | 0 | 0 | 0 | 0 | 0 | 0 | 0 | 0 | 0 | Normal | 0 | 0 | 0 | 0 | [17 empty] | Commercial_College (ID)_New_Miscellaneous_Pool Heater_
Commercial_College (ID)_New_Miscellaneous_Natural Gas_Pool Heater_E9 | Commercial | College (ID) | New | Miscellaneous | Natural Gas | Pool Heater | E9 |  | 0 | 0 | 0 | 0 | 0 | 0 | 0 | 0 | 0 | 0 | 0 | 0 | 0 | 0 | 0 | Normal | 0 | 0 | 0 | 0 | [17 empty] | Commercial_College (ID)_New_Miscellaneous_Pool Heater_
Commercial_College (ID)_New_Miscellaneous_Natural Gas_Pool Heater_E10 | Commercial | College (ID) | New | Miscellaneous | Natural Gas | Pool Heater | E10 |  | 0 | 0 | 0 | 0 | 0 | 0 | 0 | 0 | 0 | 0 | 0 | 0 | 0 | 0 | 0 | Normal | 0 | 0 | 0 | 0 | [17 empty] | Commercial_College (ID)_New_Miscellaneous_Pool Heater_
Commercial_College (ID)_New_Miscellaneous_Natural Gas_Miscellaneous_E1 | Commercial | College (ID) | New | Miscellaneous | Natural Gas | Miscellaneous | E1 | Standard | 1 | 0 | 0 | 1.0174 | 0 | 0 | 0 | 2 | 8 | 2019 | 2045 | 1 | 0 | 0 | 0 | Normal | 0 | 0.027641 | 0 | 0 | 1 unit | 30000 | 0 | 1 | 1 | 1 | 0 | 0 | 0 | 2016 | 1.0174 | N/A | N/A | N/A | 1 | unit | 1 | Commercial_College (ID)_New_Miscellaneous_Miscellaneous_Standard
Commercial_College (ID)_New_Miscellaneous_Natural Gas_Miscellaneous_E2 | Commercial | College (ID) | New | Miscellaneous | Natural Gas | Miscellaneous | E2 |  | 0 | 0 | 0 | 0 | 0 | 0 | 0 | 0 | 0 | 0 | 0 | 0 | 0 | 0 | 0 | Normal | 0 | 0 | 0 | 0 | [17 empty] | Commercial_College (ID)_New_Miscellaneous_Miscellaneous_
Commercial_College (ID)_New_Miscellaneous_Natural Gas_Miscellaneous_E3 | Commercial | College (ID) | New | Miscellaneous | Natural Gas | Miscellaneous | E3 |  | 0 | 0 | 0 | 0 | 0 | 0 | 0 | 0 | 0 | 0 | 0 | 0 | 0 | 0 | 0 | Normal | 0 | 0 | 0 | 0 | [17 empty] | Commercial_College (ID)_New_Miscellaneous_Miscellaneous_
Commercial_College (ID)_New_Miscellaneous_Natural Gas_Miscellaneous_E4 | Commercial | College (ID) | New | Miscellaneous | Natural Gas | Miscellaneous | E4 |  | 0 | 0 | 0 | 0 | 0 | 0 | 0 | 0 | 0 | 0 | 0 | 0 | 0 | 0 | 0 | Normal | 0 | 0 | 0 | 0 | [17 empty] | Commercial_College (ID)_New_Miscellaneous_Miscellaneous_
Commercial_College (ID)_New_Miscellaneous_Natural Gas_Miscellaneous_E5 | Commercial | College (ID) | New | Miscellaneous | Natural Gas | Miscellaneous | E5 |  | 0 | 0 | 0 | 0 | 0 | 0 | 0 | 0 | 0 | 0 | 0 | 0 | 0 | 0 | 0 | Normal | 0 | 0 | 0 | 0 | [17 empty] | Commercial_College (ID)_New_Miscellaneous_Miscellaneous_
Commercial_College (ID)_New_Miscellaneous_Natural Gas_Miscellaneous_E6 | Commercial | College (ID) | New | Miscellaneous | Natural Gas | Miscellaneous | E6 |  | 0 | 0 | 0 | 0 | 0 | 0 | 0 | 0 | 0 | 0 | 0 | 0 | 0 | 0 | 0 | Normal | 0 | 0 | 0 | 0 | [17 empty] | Commercial_College (ID)_New_Miscellaneous_Miscellaneous_
Commercial_College (ID)_New_Miscellaneous_Natural Gas_Miscellaneous_E7 | Commercial | College (ID) | New | Miscellaneous | Natural Gas | Miscellaneous | E7 |  | 0 | 0 | 0 | 0 | 0 | 0 | 0 | 0 | 0 | 0 | 0 | 0 | 0 | 0 | 0 | Normal | 0 | 0 | 0 | 0 | [17 empty] | Commercial_College (ID)_New_Miscellaneous_Miscellaneous_
Commercial_College (ID)_New_Miscellaneous_Natural Gas_Miscellaneous_E8 | Commercial | College (ID) | New | Miscellaneous | Natural Gas | Miscellaneous | E8 |  | 0 | 0 | 0 | 0 | 0 | 0 | 0 | 0 | 0 | 0 | 0 | 0 | 0 | 0 | 0 | Normal | 0 | 0 | 0 | 0 | [17 empty] | Commercial_College (ID)_New_Miscellaneous_Miscellaneous_
Commercial_College (ID)_New_Miscellaneous_Natural Gas_Miscellaneous_E9 | Commercial | College (ID) | New | Miscellaneous | Natural Gas | Miscellaneous | E9 |  | 0 | 0 | 0 | 0 | 0 | 0 | 0 | 0 | 0 | 0 | 0 | 0 | 0 | 0 | 0 | Normal | 0 | 0 | 0 | 0 | [17 empty] | Commercial_College (ID)_New_Miscellaneous_Miscellaneous_
Commercial_College (ID)_New_Miscellaneous_Natural Gas_Miscellaneous_E10 | Commercial | College (ID) | New | Miscellaneous | Natural Gas | Miscellaneous | E10 |  | 0 | 0 | 0 | 0 | 0 | 0 | 0 | 0 | 0 | 0 | 0 | 0 | 0 | 0 | 0 | Normal | 0 | 0 | 0 | 0 | [17 empty] | Commercial_College (ID)_New_Miscellaneous_Miscellaneous_
Commercial_Health (ID)_Existing_Space Heating_Natural Gas_Furnace_E1 | Commercial | Health (ID) | Existing | Space Heating | Natural Gas | Furnace | E1 | AFUE 80% (Standard) | 1 | 0 | 0 | 0.39276 | 0 | 0.03702 | 0 | 10 | 20 | 2019 | 2045 | 1 | 0 | 0 | 0 | Normal | 0 | 0.24264 | 0 | 0 | 400 kBtu/hr | 30000 | 0 | 0.00010909 | 5.5605 | 3395 | 0 | 320 | 0 | 2013 | 1.0605 | GFURN-Heating-EIA14-2014 Ref. Case-2 | GFURN-Heating-EIA14-2014 Ref. Case-2 | AEG BEST | 400 | kBtu/hr | 0.043636 | Commercial_Health (ID)_Existing_Space Heating_Furnace_AFUE 80% (Standard)
Commercial_Health (ID)_Existing_Space Heating_Natural Gas_Furnace_E2 | Commercial | Health (ID) | Existing | Space Heating | Natural Gas | Furnace | E2 | AFUE 90% | 0.88886 | 0 | 0 | 0.47721 | 0 | 0.10759 | 0 | 10 | 20 | 2019 | 2045 | 1 | 0 | 0 | 0 | Normal | 0 | 0.21567 | 0 | 0 | 400 kBtu/hr | 30000 | 0 | 0.00010909 | 4.9425 | 4125 | 0 | 930 | 0 | 2013 | 1.0605 | GFURN-Heating-EIA14-2014 Ref. Case-3 | GFURN-Heating-EIA14-2014 Ref. Case-3 | AEG BEST | 400 | kBtu/hr | 0.043636 | Commercial_Health (ID)_Existing_Space Heating_Furnace_AFUE 90%
Commercial_Health (ID)_Existing_Space Heating_Natural Gas_Furnace_E3 | Commercial | Health (ID) | Existing | Space Heating | Natural Gas | Furnace | E3 | AFUE 96% | 0.83333 | 0 | 0 | 0.92224 | 0 | 0 | 0 | 10 | 20 | 2019 | 2045 | 1 | 0 | 0 | 0 | Normal | 0 | 0.2022 | 0 | 0 | 150 kBtu/hr | 30000 | 0 | 0.00029091 | 4.6337 | 3042.9057 | 0 | 0 | 0 | 2014 | 1.0418 | GFURN-Heating-EIA14-2014 Ref. Case-3 | GFURN-Heating-ILTRM-v5.0-191 | AEG BEST | 150 | kBtu/hr | 0.043636 | Commercial_Health (ID)_Existing_Space Heating_Furnace_AFUE 96%
Commercial_Health (ID)_Existing_Space Heating_Natural Gas_Furnace_E4 | Commercial | Health (ID) | Existing | Space Heating | Natural Gas | Furnace | E4 |  | 0 | 0 | 0 | 0 | 0 | 0 | 0 | 0 | 0 | 0 | 0 | 0 | 0 | 0 | 0 | Normal | 0 | 0 | 0 | 0 | [17 empty] | Commercial_Health (ID)_Existing_Space Heating_Furnace_
Commercial_Health (ID)_Existing_Space Heating_Natural Gas_Furnace_E5 | Commercial | Health (ID) | Existing | Space Heating | Natural Gas | Furnace | E5 |  | 0 | 0 | 0 | 0 | 0 | 0 | 0 | 0 | 0 | 0 | 0 | 0 | 0 | 0 | 0 | Normal | 0 | 0 | 0 | 0 | [17 empty] | Commercial_Health (ID)_Existing_Space Heating_Furnace_
Commercial_Health (ID)_Existing_Space Heating_Natural Gas_Furnace_E6 | Commercial | Health (ID) | Existing | Space Heating | Natural Gas | Furnace | E6 |  | 0 | 0 | 0 | 0 | 0 | 0 | 0 | 0 | 0 | 0 | 0 | 0 | 0 | 0 | 0 | Normal | 0 | 0 | 0 | 0 | [17 empty] | Commercial_Health (ID)_Existing_Space Heating_Furnace_
Commercial_Health (ID)_Existing_Space Heating_Natural Gas_Furnace_E7 | Commercial | Health (ID) | Existing | Space Heating | Natural Gas | Furnace | E7 |  | 0 | 0 | 0 | 0 | 0 | 0 | 0 | 0 | 0 | 0 | 0 | 0 | 0 | 0 | 0 | Normal | 0 | 0 | 0 | 0 | [17 empty] | Commercial_Health (ID)_Existing_Space Heating_Furnace_
Commercial_Health (ID)_Existing_Space Heating_Natural Gas_Furnace_E8 | Commercial | Health (ID) | Existing | Space Heating | Natural Gas | Furnace | E8 |  | 0 | 0 | 0 | 0 | 0 | 0 | 0 | 0 | 0 | 0 | 0 | 0 | 0 | 0 | 0 | Normal | 0 | 0 | 0 | 0 | [17 empty] | Commercial_Health (ID)_Existing_Space Heating_Furnace_
Commercial_Health (ID)_Existing_Space Heating_Natural Gas_Furnace_E9 | Commercial | Health (ID) | Existing | Space Heating | Natural Gas | Furnace | E9 |  | 0 | 0 | 0 | 0 | 0 | 0 | 0 | 0 | 0 | 0 | 0 | 0 | 0 | 0 | 0 | Normal | 0 | 0 | 0 | 0 | [17 empty] | Commercial_Health (ID)_Existing_Space Heating_Furnace_
Commercial_Health (ID)_Existing_Space Heating_Natural Gas_Furnace_E10 | Commercial | Health (ID) | Existing | Space Heating | Natural Gas | Furnace | E10 |  | 0 | 0 | 0 | 0 | 0 | 0 | 0 | 0 | 0 | 0 | 0 | 0 | 0 | 0 | 0 | Normal | 0 | 0 | 0 | 0 | [17 empty] | Commercial_Health (ID)_Existing_Space Heating_Furnace_
Commercial_Health (ID)_Existing_Space Heating_Natural Gas_Boiler_E1 | Commercial | Health (ID) | Existing | Space Heating | Natural Gas | Boiler | E1 | AFUE 80% (Standard) | 1 | 0 | 0 | 1.4642 | 0 | 0.034707 | 0 | 25 | 35 | 2019 | 2045 | 1 | 0 | 0 | 0 | Normal | 0 | 0.47922 | 0 | 0 | 1 kBtu/hr | 30000 | 0 | 0.043636 | 9.9818 | 31.6406 | 0 | 0.75 | 0 | 2013 | 1.0605 | GBLR-Heating-AEO15-3 | GBLR-Heating-AEO15-3 | GBLR-Heating-AEO15-3 | 1 | kBtu/hr | 0.043636 | Commercial_Health (ID)_Existing_Space Heating_Boiler_AFUE 80% (Standard)
Commercial_Health (ID)_Existing_Space Heating_Natural Gas_Boiler_E2 | Commercial | Health (ID) | Existing | Space Heating | Natural Gas | Boiler | E2 | AFUE 85% | 0.94116 | 0 | 0 | 1.572 | 0 | 0.032665 | 0 | 25 | 35 | 2019 | 2045 | 1 | 0 | 0 | 0 | Normal | 0 | 0.45102 | 0 | 0 | 1 kBtu/hr | 30000 | 0 | 0.043636 | 9.3945 | 33.9706 | 0 | 0.70588 | 0 | 2013 | 1.0605 | GBLR-Heating-AEO15-6 | GBLR-Heating-AEO15-6 | GBLR-Heating-AEO15-6 | 1 | kBtu/hr | 0.043636 | Commercial_Health (ID)_Existing_Space Heating_Boiler_AFUE 85%
Commercial_Health (ID)_Existing_Space Heating_Natural Gas_Boiler_E3 | Commercial | Health (ID) | Existing | Space Heating | Natural Gas | Boiler | E3 | AFUE 97% | 0.82473 | 0 | 0 | 1.4963 | 0 | 0.028332 | 0 | 25 | 35 | 2019 | 2045 | 1 | 0 | 0 | 0 | Normal | 0 | 0.39523 | 0 | 0 | 1 kBtu/hr | 30000 | 0 | 0.043636 | 8.2323 | 32.3342 | 0 | 0.61224 | 0 | 2013 | 1.0605 | GBLR-Heating-AEO15-7 | GBLR-Heating-AEO15-7 | GBLR-Heating-AEO15-7 | 1 | kBtu/hr | 0.043636 | Commercial_Health (ID)_Existing_Space Heating_Boiler_AFUE 97%
Commercial_Health (ID)_Existing_Space Heating_Natural Gas_Boiler_E4 | Commercial | Health (ID) | Existing | Space Heating | Natural Gas | Boiler | E4 | Convert to NG Air Source Heat Pump | 0.57143 | 0 | 0 | 10.1035 | 0 | 0.1234 | 0 | 10 | 20 | 2019 | 2045 | 1 | 0 | 0 | 0 | Normal | 0 | 0.27384 | 0 | 0 | 1 kBtu/hr | 30000 | 0 | 0.043636 | 5.7039 | 218.3333 | 0 | 2.6667 | 0 | 2013 | 1.0605 | HP_GAS-Heating-AEO17-1 | HP_GAS-Heating-AEO17-1 | HP_GAS-Heating-AEO17-1 | 1 | kBtu/hr | 0.043636 | Commercial_Health (ID)_Existing_Space Heating_Boiler_Convert to NG Air Source Heat Pump
Commercial_Health (ID)_Existing_Space Heating_Natural Gas_Boiler_E5 | Commercial | Health (ID) | Existing | Space Heating | Natural Gas | Boiler | E5 |  | 0 | 0 | 0 | 0 | 0 | 0 | 0 | 0 | 0 | 0 | 0 | 0 | 0 | 0 | 0 | Normal | 0 | 0 | 0 | 0 | [17 empty] | Commercial_Health (ID)_Existing_Space Heating_Boiler_
Commercial_Health (ID)_Existing_Space Heating_Natural Gas_Boiler_E6 | Commercial | Health (ID) | Existing | Space Heating | Natural Gas | Boiler | E6 |  | 0 | 0 | 0 | 0 | 0 | 0 | 0 | 0 | 0 | 0 | 0 | 0 | 0 | 0 | 0 | Normal | 0 | 0 | 0 | 0 | [17 empty] | Commercial_Health (ID)_Existing_Space Heating_Boiler_
Commercial_Health (ID)_Existing_Space Heating_Natural Gas_Boiler_E7 | Commercial | Health (ID) | Existing | Space Heating | Natural Gas | Boiler | E7 |  | 0 | 0 | 0 | 0 | 0 | 0 | 0 | 0 | 0 | 0 | 0 | 0 | 0 | 0 | 0 | Normal | 0 | 0 | 0 | 0 | [17 empty] | Commercial_Health (ID)_Existing_Space Heating_Boiler_
Commercial_Health (ID)_Existing_Space Heating_Natural Gas_Boiler_E8 | Commercial | Health (ID) | Existing | Space Heating | Natural Gas | Boiler | E8 |  | 0 | 0 | 0 | 0 | 0 | 0 | 0 | 0 | 0 | 0 | 0 | 0 | 0 | 0 | 0 | Normal | 0 | 0 | 0 | 0 | [17 empty] | Commercial_Health (ID)_Existing_Space Heating_Boiler_
Commercial_Health (ID)_Existing_Space Heating_Natural Gas_Boiler_E9 | Commercial | Health (ID) | Existing | Space Heating | Natural Gas | Boiler | E9 |  | 0 | 0 | 0 | 0 | 0 | 0 | 0 | 0 | 0 | 0 | 0 | 0 | 0 | 0 | 0 | Normal | 0 | 0 | 0 | 0 | [17 empty] | Commercial_Health (ID)_Existing_Space Heating_Boiler_
Commercial_Health (ID)_Existing_Space Heating_Natural Gas_Boiler_E10 | Commercial | Health (ID) | Existing | Space Heating | Natural Gas | Boiler | E10 |  | 0 | 0 | 0 | 0 | 0 | 0 | 0 | 0 | 0 | 0 | 0 | 0 | 0 | 0 | 0 | Normal | 0 | 0 | 0 | 0 | [17 empty] | Commercial_Health (ID)_Existing_Space Heating_Boiler_
Commercial_Health (ID)_Existing_Space Heating_Natural Gas_Unit Heater_E1 | Commercial | Health (ID) | Existing | Space Heating | Natural Gas | Unit Heater | E1 | Standard | 1 | 0 | 0 | 0.0014198 | 0 | 0 | 0 | 15 | 25 | 2019 | 2045 | 1 | 0 | 0 | 0 | Normal | 0 | 0.12443 | 0 | 0 | 1 kBtu/Hr | 30000 | 0 | 1.3279e-06 | 2080 | 1051 | 0 | 0 | 0 | 2016 | 1.0174 | UNITHT-Heating-XCELCO-2017-18-3 | UNITHT-Heating-XCELCO-2017-18-3 | UNITHT-Heating-XCELCO-2017-18-3 | 1 | kBtu/Hr | 1.3279e-06 | Commercial_Health (ID)_Existing_Space Heating_Unit Heater_Standard
Commercial_Health (ID)_Existing_Space Heating_Natural Gas_Unit Heater_E2 | Commercial | Health (ID) | Existing | Space Heating | Natural Gas | Unit Heater | E2 | Condensing | 0.88942 | 0 | 0 | 0.0031138 | 0 | 0 | 0 | 15 | 25 | 2019 | 2045 | 1 | 0 | 0 | 0 | Normal | 0 | 0.11067 | 0 | 0 | 1 kBtu/Hr | 30000 | 0 | 1.3279e-06 | 1850 | 2305 | 0 | 0 | 0 | 2016 | 1.0174 | UNITHT-Heating-XCELCO-2017-18-3 | UNITHT-Heating-XCELCO-2017-18-3 | UNITHT-Heating-XCELCO-2017-18-3 | 1 | kBtu/Hr | 1.3279e-06 | Commercial_Health (ID)_Existing_Space Heating_Unit Heater_Condensing
Commercial_Health (ID)_Existing_Space Heating_Natural Gas_Unit Heater_E3 | Commercial | Health (ID) | Existing | Space Heating | Natural Gas | Unit Heater | E3 | Infrared Radiant | 0.88462 | 0 | 0 | 0.0016954 | 0 | 0 | 0 | 10 | 20 | 2019 | 2045 | 1 | 0 | 0 | 0 | Normal | 0 | 0.11007 | 0 | 0 | 1 kBtu/Hr | 30000 | 0 | 1.3279e-06 | 1840 | 1255 | 0 | 0 | 0 | 2016 | 1.0174 | UNITHT-Heating-XCELCO-2017-18-4 | UNITHT-Heating-XCELCO-2017-18-4 | UNITHT-Heating-XCELCO-2017-18-4 | 1 | kBtu/Hr | 1.3279e-06 | Commercial_Health (ID)_Existing_Space Heating_Unit Heater_Infrared Radiant
Commercial_Health (ID)_Existing_Space Heating_Natural Gas_Unit Heater_E4 | Commercial | Health (ID) | Existing | Space Heating | Natural Gas | Unit Heater | E4 |  | 0 | 0 | 0 | 0 | 0 | 0 | 0 | 0 | 0 | 0 | 0 | 0 | 0 | 0 | 0 | Normal | 0 | 0 | 0 | 0 | [17 empty] | Commercial_Health (ID)_Existing_Space Heating_Unit Heater_
Commercial_Health (ID)_Existing_Space Heating_Natural Gas_Unit Heater_E5 | Commercial | Health (ID) | Existing | Space Heating | Natural Gas | Unit Heater | E5 |  | 0 | 0 | 0 | 0 | 0 | 0 | 0 | 0 | 0 | 0 | 0 | 0 | 0 | 0 | 0 | Normal | 0 | 0 | 0 | 0 | [17 empty] | Commercial_Health (ID)_Existing_Space Heating_Unit Heater_
Commercial_Health (ID)_Existing_Space Heating_Natural Gas_Unit Heater_E6 | Commercial | Health (ID) | Existing | Space Heating | Natural Gas | Unit Heater | E6 |  | 0 | 0 | 0 | 0 | 0 | 0 | 0 | 0 | 0 | 0 | 0 | 0 | 0 | 0 | 0 | Normal | 0 | 0 | 0 | 0 | [17 empty] | Commercial_Health (ID)_Existing_Space Heating_Unit Heater_
Commercial_Health (ID)_Existing_Space Heating_Natural Gas_Unit Heater_E7 | Commercial | Health (ID) | Existing | Space Heating | Natural Gas | Unit Heater | E7 |  | 0 | 0 | 0 | 0 | 0 | 0 | 0 | 0 | 0 | 0 | 0 | 0 | 0 | 0 | 0 | Normal | 0 | 0 | 0 | 0 | [17 empty] | Commercial_Health (ID)_Existing_Space Heating_Unit Heater_
Commercial_Health (ID)_Existing_Space Heating_Natural Gas_Unit Heater_E8 | Commercial | Health (ID) | Existing | Space Heating | Natural Gas | Unit Heater | E8 |  | 0 | 0 | 0 | 0 | 0 | 0 | 0 | 0 | 0 | 0 | 0 | 0 | 0 | 0 | 0 | Normal | 0 | 0 | 0 | 0 | [17 empty] | Commercial_Health (ID)_Existing_Space Heating_Unit Heater_
Commercial_Health (ID)_Existing_Space Heating_Natural Gas_Unit Heater_E9 | Commercial | Health (ID) | Existing | Space Heating | Natural Gas | Unit Heater | E9 |  | 0 | 0 | 0 | 0 | 0 | 0 | 0 | 0 | 0 | 0 | 0 | 0 | 0 | 0 | 0 | Normal | 0 | 0 | 0 | 0 | [17 empty] | Commercial_Health (ID)_Existing_Space Heating_Unit Heater_
Commercial_Health (ID)_Existing_Space Heating_Natural Gas_Unit Heater_E10 | Commercial | Health (ID) | Existing | Space Heating | Natural Gas | Unit Heater | E10 |  | 0 | 0 | 0 | 0 | 0 | 0 | 0 | 0 | 0 | 0 | 0 | 0 | 0 | 0 | 0 | Normal | 0 | 0 | 0 | 0 | [17 empty] | Commercial_Health (ID)_Existing_Space Heating_Unit Heater_
Commercial_Health (ID)_Existing_Water Heating_Natural Gas_Water Heater_E1 | Commercial | Health (ID) | Existing | Water Heating | Natural Gas | Water Heater | E1 | TE 0.80 | 1 | 0 | 0 | 0.16552 | 0 | 0 | 0 | 10 | 20 | 2019 | 2045 | 1 | 0 | 0 | 0 | Normal | 0 | 0.49547 | 0 | 0 | 1 kBtu/hr | 30000 | 0 | 0.007463 | 61.1496 | 21.8 | 0 | 0 | 0 | 2017 | 1.0174 | DHW_WH-Water Heating-PG&E-R7-14 | DHW_WH-Water Heating-PG&E-R7-14 | DHW_WH-Water Heating-PG&E-R7-14 | 1 | kBtu/hr | 0.007463 | Commercial_Health (ID)_Existing_Water Heating_Water Heater_TE 0.80
Commercial_Health (ID)_Existing_Water Heating_Natural Gas_Water Heater_E2 | Commercial | Health (ID) | Existing | Water Heating | Natural Gas | Water Heater | E2 | TE 0.90 | 0.88889 | 0 | 0 | 0.19862 | 0 | 0 | 0 | 10 | 20 | 2019 | 2045 | 1 | 0 | 0 | 0 | Normal | 0 | 0.44042 | 0 | 0 | 1 kBtu/hr | 30000 | 0 | 0.007463 | 54.3552 | 26.16 | 0 | 0 | 0 | 2017 | 1.0174 | DHW_WH-Water Heating-PG&E-R7-14 | DHW_WH-Water Heating-PG&E-R7-14 | DHW_WH-Water Heating-PG&E-R7-14 | 1 | kBtu/hr | 0.007463 | Commercial_Health (ID)_Existing_Water Heating_Water Heater_TE 0.90
Commercial_Health (ID)_Existing_Water Heating_Natural Gas_Water Heater_E3 | Commercial | Health (ID) | Existing | Water Heating | Natural Gas | Water Heater | E3 | TE 0.94 | 0.85106 | 0 | 0 | 0.24416 | 0 | 0 | 0 | 10 | 20 | 2019 | 2045 | 1 | 0 | 0 | 0 | Normal | 0 | 0.42168 | 0 | 0 | 1 kBtu/hr | 30000 | 0 | 0.007463 | 52.0422 | 30.3604 | 0 | 0 | 0 | 2012 | 1.0776 | DHW_WH-Water Heating-NMTRM-2016-7 | DHW_WH-Water Heating-NMTRM-2016-7 | DHW_WH-Water Heating-NMTRM-2016-7 | 1 | kBtu/hr | 0.007463 | Commercial_Health (ID)_Existing_Water Heating_Water Heater_TE 0.94
Commercial_Health (ID)_Existing_Water Heating_Natural Gas_Water Heater_E4 | Commercial | Health (ID) | Existing | Water Heating | Natural Gas | Water Heater | E4 | Instantaneous TE 0.94 | 0.85016 | 0 | 0 | 0.28662 | 0 | 0 | 0 | 15 | 25 | 2019 | 2045 | 1 | 0 | 0 | 0 | Normal | 0 | 0.42123 | 0 | 0 | 1 kBtu/hr | 30000 | 0 | 0.007463 | 51.9869 | 35.6404 | 0 | 0 | 0 | 2012 | 1.0776 | DHW_WH-Water Heating-NMTRM-2016-9 | DHW_WH-Water Heating-NMTRM-2016-9 | DHW_WH-Water Heating-NMTRM-2016-9 | 1 | kBtu/hr | 0.007463 | Commercial_Health (ID)_Existing_Water Heating_Water Heater_Instantaneous TE 0.94
Commercial_Health (ID)_Existing_Water Heating_Natural Gas_Water Heater_E5 | Commercial | Health (ID) | Existing | Water Heating | Natural Gas | Water Heater | E5 | Gas-Fired Absorption HPWH | 0.53333 | 0 | 0 | 0.48717 | 0 | 0 | 0 | 10 | 16 | 2019 | 2045 | 1 | 0 | 0 | 0 | Normal | 0 | 0.26425 | 0 | 0 | 1 kBtu/hr | 30000 | 0 | 0.007463 | 32.6131 | 62.6566 | 0 | 0 | 0 | 2014 | 1.0418 | DHW_WH-Water Heating-DOE-2014-1 | DHW_WH-Water Heating-DOE-2014-1 | DHW_WH-Water Heating-DOE-2014-1 | 1 | kBtu/hr | 0.007463 | Commercial_Health (ID)_Existing_Water Heating_Water Heater_Gas-Fired Absorption HPWH
Commercial_Health (ID)_Existing_Water Heating_Natural Gas_Water Heater_E6 | Commercial | Health (ID) | Existing | Water Heating | Natural Gas | Water Heater | E6 |  | 0 | 0 | 0 | 0 | 0 | 0 | 0 | 0 | 0 | 0 | 0 | 0 | 0 | 0 | 0 | Normal | 0 | 0 | 0 | 0 | [17 empty] | Commercial_Health (ID)_Existing_Water Heating_Water Heater_
Commercial_Health (ID)_Existing_Water Heating_Natural Gas_Water Heater_E7 | Commercial | Health (ID) | Existing | Water Heating | Natural Gas | Water Heater | E7 |  | 0 | 0 | 0 | 0 | 0 | 0 | 0 | 0 | 0 | 0 | 0 | 0 | 0 | 0 | 0 | Normal | 0 | 0 | 0 | 0 | [17 empty] | Commercial_Health (ID)_Existing_Water Heating_Water Heater_
Commercial_Health (ID)_Existing_Water Heating_Natural Gas_Water Heater_E8 | Commercial | Health (ID) | Existing | Water Heating | Natural Gas | Water Heater | E8 |  | 0 | 0 | 0 | 0 | 0 | 0 | 0 | 0 | 0 | 0 | 0 | 0 | 0 | 0 | 0 | Normal | 0 | 0 | 0 | 0 | [17 empty] | Commercial_Health (ID)_Existing_Water Heating_Water Heater_
Commercial_Health (ID)_Existing_Water Heating_Natural Gas_Water Heater_E9 | Commercial | Health (ID) | Existing | Water Heating | Natural Gas | Water Heater | E9 |  | 0 | 0 | 0 | 0 | 0 | 0 | 0 | 0 | 0 | 0 | 0 | 0 | 0 | 0 | 0 | Normal | 0 | 0 | 0 | 0 | [17 empty] | Commercial_Health (ID)_Existing_Water Heating_Water Heater_
Commercial_Health (ID)_Existing_Water Heating_Natural Gas_Water Heater_E10 | Commercial | Health (ID) | Existing | Water Heating | Natural Gas | Water Heater | E10 |  | 0 | 0 | 0 | 0 | 0 | 0 | 0 | 0 | 0 | 0 | 0 | 0 | 0 | 0 | 0 | Normal | 0 | 0 | 0 | 0 | [17 empty] | Commercial_Health (ID)_Existing_Water Heating_Water Heater_
Commercial_Health (ID)_Existing_Food Preparation_Natural Gas_Oven_E1 | Commercial | Health (ID) | Existing | Food Preparation | Natural Gas | Oven | E1 | Standard | 1 | 0 | 0 | 0.002369 | 0 | 0 | 0 | 8 | 12 | 2019 | 2045 | 1 | 0 | 0 | 0 | Normal | 0 | 0.24242 | 0 | 0 | 1 unit | 30000 | 0 | 4.558e-06 | 1050.946 | 490.1 | 0 | 0 | 0 | 2013 | 1.0605 | COOK_OVN-Food Preparation-AEO17-3 | COOK_OVN-Food Preparation-AEO17-3 | COOK_OVN-Food Preparation-ILTRM-v5.0-23 | 1 | unit | 4.558e-06 | Commercial_Health (ID)_Existing_Food Preparation_Oven_Standard
Commercial_Health (ID)_Existing_Food Preparation_Natural Gas_Oven_E2 | Commercial | Health (ID) | Existing | Food Preparation | Natural Gas | Oven | E2 | ENERGY STAR (>42% Baking Efficiency) | 0.7101 | 0 | 0 | 0.003228 | 0 | 0 | 0 | 8 | 12 | 2019 | 2045 | 1 | 0 | 0 | 0 | Normal | 0 | 0.17214 | 0 | 0 | 1 unit | 30000 | 0 | 4.558e-06 | 746.2722 | 667.81 | 0 | 0 | 0 | 2013 | 1.0605 | COOK_OVN-Food Preparation-AEO17-3 | COOK_OVN-Food Preparation-AEO17-3 | COOK_OVN-Food Preparation-ILTRM-v5.0-23 | 1 | unit | 4.558e-06 | Commercial_Health (ID)_Existing_Food Preparation_Oven_ENERGY STAR (>42% Baking Efficiency)
Commercial_Health (ID)_Existing_Food Preparation_Natural Gas_Oven_E3 | Commercial | Health (ID) | Existing | Food Preparation | Natural Gas | Oven | E3 |  | 0 | 0 | 0 | 0 | 0 | 0 | 0 | 0 | 0 | 0 | 0 | 0 | 0 | 0 | 0 | Normal | 0 | 0 | 0 | 0 | [17 empty] | Commercial_Health (ID)_Existing_Food Preparation_Oven_
Commercial_Health (ID)_Existing_Food Preparation_Natural Gas_Oven_E4 | Commercial | Health (ID) | Existing | Food Preparation | Natural Gas | Oven | E4 |  | 0 | 0 | 0 | 0 | 0 | 0 | 0 | 0 | 0 | 0 | 0 | 0 | 0 | 0 | 0 | Normal | 0 | 0 | 0 | 0 | [17 empty] | Commercial_Health (ID)_Existing_Food Preparation_Oven_
Commercial_Health (ID)_Existing_Food Preparation_Natural Gas_Oven_E5 | Commercial | Health (ID) | Existing | Food Preparation | Natural Gas | Oven | E5 |  | 0 | 0 | 0 | 0 | 0 | 0 | 0 | 0 | 0 | 0 | 0 | 0 | 0 | 0 | 0 | Normal | 0 | 0 | 0 | 0 | [17 empty] | Commercial_Health (ID)_Existing_Food Preparation_Oven_
Commercial_Health (ID)_Existing_Food Preparation_Natural Gas_Oven_E6 | Commercial | Health (ID) | Existing | Food Preparation | Natural Gas | Oven | E6 |  | 0 | 0 | 0 | 0 | 0 | 0 | 0 | 0 | 0 | 0 | 0 | 0 | 0 | 0 | 0 | Normal | 0 | 0 | 0 | 0 | [17 empty] | Commercial_Health (ID)_Existing_Food Preparation_Oven_
Commercial_Health (ID)_Existing_Food Preparation_Natural Gas_Oven_E7 | Commercial | Health (ID) | Existing | Food Preparation | Natural Gas | Oven | E7 |  | 0 | 0 | 0 | 0 | 0 | 0 | 0 | 0 | 0 | 0 | 0 | 0 | 0 | 0 | 0 | Normal | 0 | 0 | 0 | 0 | [17 empty] | Commercial_Health (ID)_Existing_Food Preparation_Oven_
Commercial_Health (ID)_Existing_Food Preparation_Natural Gas_Oven_E8 | Commercial | Health (ID) | Existing | Food Preparation | Natural Gas | Oven | E8 |  | 0 | 0 | 0 | 0 | 0 | 0 | 0 | 0 | 0 | 0 | 0 | 0 | 0 | 0 | 0 | Normal | 0 | 0 | 0 | 0 | [17 empty] | Commercial_Health (ID)_Existing_Food Preparation_Oven_
Commercial_Health (ID)_Existing_Food Preparation_Natural Gas_Oven_E9 | Commercial | Health (ID) | Existing | Food Preparation | Natural Gas | Oven | E9 |  | 0 | 0 | 0 | 0 | 0 | 0 | 0 | 0 | 0 | 0 | 0 | 0 | 0 | 0 | 0 | Normal | 0 | 0 | 0 | 0 | [17 empty] | Commercial_Health (ID)_Existing_Food Preparation_Oven_
Commercial_Health (ID)_Existing_Food Preparation_Natural Gas_Oven_E10 | Commercial | Health (ID) | Existing | Food Preparation | Natural Gas | Oven | E10 |  | 0 | 0 | 0 | 0 | 0 | 0 | 0 | 0 | 0 | 0 | 0 | 0 | 0 | 0 | 0 | Normal | 0 | 0 | 0 | 0 | [17 empty] | Commercial_Health (ID)_Existing_Food Preparation_Oven_
Commercial_Health (ID)_Existing_Food Preparation_Natural Gas_Conveyor Oven_E1 | Commercial | Health (ID) | Existing | Food Preparation | Natural Gas | Conveyor Oven | E1 | Standard | 1 | 0 | 0 | 0.0019116 | 0 | 0 | 0 | 15 | 19 | 2019 | 2045 | 1 | 0 | 0 | 0 | Normal | 0 | 0.39122 | 0 | 0 | 1 unit | 30000 | 0 | 1.0824e-06 | 3571 | 1665.3064 | 0 | 0 | 0 | 2013 | 1.0605 | COOK_OVN-Food Preparation-ILTRM-v5.0-24 | COOK_OVN-Food Preparation-AEO17-3 | https://fishnick.com/saveenergy/tools/calculators/gconvovencalc.php | 1 | unit | 1.0824e-06 | Commercial_Health (ID)_Existing_Food Preparation_Conveyor Oven_Standard
Commercial_Health (ID)_Existing_Food Preparation_Natural Gas_Conveyor Oven_E2 | Commercial | Health (ID) | Existing | Food Preparation | Natural Gas | Conveyor Oven | E2 | ENERGY STAR (>42% Baking Efficiency) | 0.79474 | 0 | 0 | 0.0040499 | 0 | 0 | 0 | 15 | 19 | 2019 | 2045 | 1 | 0 | 0 | 0 | Normal | 0 | 0.31092 | 0 | 0 | 1 unit | 30000 | 0 | 1.0824e-06 | 2838 | 3409.1835 | 0 | 0 | 0 | 2011 | 1.0975 | COOK_OVN-Food Preparation-ILTRM-v5.0-24 | COOK_OVN-Food Preparation-ILTRM-v5.0-24 | COOK_OVN-Food Preparation-ILTRM-v5.0-24 | 1 | unit | 1.0824e-06 | Commercial_Health (ID)_Existing_Food Preparation_Conveyor Oven_ENERGY STAR (>42% Baking Efficiency)
Commercial_Health (ID)_Existing_Food Preparation_Natural Gas_Conveyor Oven_E3 | Commercial | Health (ID) | Existing | Food Preparation | Natural Gas | Conveyor Oven | E3 |  | 0 | 0 | 0 | 0 | 0 | 0 | 0 | 0 | 0 | 0 | 0 | 0 | 0 | 0 | 0 | Normal | 0 | 0 | 0 | 0 | [17 empty] | Commercial_Health (ID)_Existing_Food Preparation_Conveyor Oven_
Commercial_Health (ID)_Existing_Food Preparation_Natural Gas_Conveyor Oven_E4 | Commercial | Health (ID) | Existing | Food Preparation | Natural Gas | Conveyor Oven | E4 |  | 0 | 0 | 0 | 0 | 0 | 0 | 0 | 0 | 0 | 0 | 0 | 0 | 0 | 0 | 0 | Normal | 0 | 0 | 0 | 0 | [17 empty] | Commercial_Health (ID)_Existing_Food Preparation_Conveyor Oven_
Commercial_Health (ID)_Existing_Food Preparation_Natural Gas_Conveyor Oven_E5 | Commercial | Health (ID) | Existing | Food Preparation | Natural Gas | Conveyor Oven | E5 |  | 0 | 0 | 0 | 0 | 0 | 0 | 0 | 0 | 0 | 0 | 0 | 0 | 0 | 0 | 0 | Normal | 0 | 0 | 0 | 0 | [17 empty] | Commercial_Health (ID)_Existing_Food Preparation_Conveyor Oven_
Commercial_Health (ID)_Existing_Food Preparation_Natural Gas_Conveyor Oven_E6 | Commercial | Health (ID) | Existing | Food Preparation | Natural Gas | Conveyor Oven | E6 |  | 0 | 0 | 0 | 0 | 0 | 0 | 0 | 0 | 0 | 0 | 0 | 0 | 0 | 0 | 0 | Normal | 0 | 0 | 0 | 0 | [17 empty] | Commercial_Health (ID)_Existing_Food Preparation_Conveyor Oven_
Commercial_Health (ID)_Existing_Food Preparation_Natural Gas_Conveyor Oven_E7 | Commercial | Health (ID) | Existing | Food Preparation | Natural Gas | Conveyor Oven | E7 |  | 0 | 0 | 0 | 0 | 0 | 0 | 0 | 0 | 0 | 0 | 0 | 0 | 0 | 0 | 0 | Normal | 0 | 0 | 0 | 0 | [17 empty] | Commercial_Health (ID)_Existing_Food Preparation_Conveyor Oven_
Commercial_Health (ID)_Existing_Food Preparation_Natural Gas_Conveyor Oven_E8 | Commercial | Health (ID) | Existing | Food Preparation | Natural Gas | Conveyor Oven | E8 |  | 0 | 0 | 0 | 0 | 0 | 0 | 0 | 0 | 0 | 0 | 0 | 0 | 0 | 0 | 0 | Normal | 0 | 0 | 0 | 0 | [17 empty] | Commercial_Health (ID)_Existing_Food Preparation_Conveyor Oven_
Commercial_Health (ID)_Existing_Food Preparation_Natural Gas_Conveyor Oven_E9 | Commercial | Health (ID) | Existing | Food Preparation | Natural Gas | Conveyor Oven | E9 |  | 0 | 0 | 0 | 0 | 0 | 0 | 0 | 0 | 0 | 0 | 0 | 0 | 0 | 0 | 0 | Normal | 0 | 0 | 0 | 0 | [17 empty] | Commercial_Health (ID)_Existing_Food Preparation_Conveyor Oven_
Commercial_Health (ID)_Existing_Food Preparation_Natural Gas_Conveyor Oven_E10 | Commercial | Health (ID) | Existing | Food Preparation | Natural Gas | Conveyor Oven | E10 |  | 0 | 0 | 0 | 0 | 0 | 0 | 0 | 0 | 0 | 0 | 0 | 0 | 0 | 0 | 0 | Normal | 0 | 0 | 0 | 0 | [17 empty] | Commercial_Health (ID)_Existing_Food Preparation_Conveyor Oven_
Commercial_Health (ID)_Existing_Food Preparation_Natural Gas_Double Rack Oven_E1 | Commercial | Health (ID) | Existing | Food Preparation | Natural Gas | Double Rack Oven | E1 | Standard | 1 | 0 | 0 | 0.0032911 | 0 | 0 | 0 | 8 | 16 | 2019 | 2045 | 1 | 0 | 0 | 0 | Normal | 0 | 0.67355 | 0 | 0 | 1 unit | 30000 | 0 | 1.2267e-06 | 5425 | 2529.904 | 0 | 0 | 0 | 2013 | 1.0605 | COOK_OVN-Food Preparation-ILTRM-v5.0-25 | COOK_OVN-Food Preparation-ILTRM-v5.0-25 | https://fishnick.com/saveenergy/tools/calculators/grackovencalc.php | 1 | unit | 1.2267e-06 | Commercial_Health (ID)_Existing_Food Preparation_Double Rack Oven_Standard
Commercial_Health (ID)_Existing_Food Preparation_Natural Gas_Double Rack Oven_E2 | Commercial | Health (ID) | Existing | Food Preparation | Natural Gas | Double Rack Oven | E2 | FTSC Qualified (>50% Cooking Efficiency) | 0.61954 | 0 | 0 | 0.014931 | 0 | 0 | 0 | 8 | 16 | 2019 | 2045 | 1 | 0 | 0 | 0 | Normal | 0 | 0.41729 | 0 | 0 | 1 unit | 30000 | 0 | 1.2267e-06 | 3361 | 11090.6431 | 0 | 0 | 0 | 2011 | 1.0975 | COOK_OVN-Food Preparation-ILTRM-v5.0-25 | COOK_OVN-Food Preparation-ILTRM-v5.0-25 | COOK_OVN-Food Preparation-ILTRM-v5.0-25 | 1 | unit | 1.2267e-06 | Commercial_Health (ID)_Existing_Food Preparation_Double Rack Oven_FTSC Qualified (>50% Cooking Efficiency)
Commercial_Health (ID)_Existing_Food Preparation_Natural Gas_Double Rack Oven_E3 | Commercial | Health (ID) | Existing | Food Preparation | Natural Gas | Double Rack Oven | E3 |  | 0 | 0 | 0 | 0 | 0 | 0 | 0 | 0 | 0 | 0 | 0 | 0 | 0 | 0 | 0 | Normal | 0 | 0 | 0 | 0 | [17 empty] | Commercial_Health (ID)_Existing_Food Preparation_Double Rack Oven_
Commercial_Health (ID)_Existing_Food Preparation_Natural Gas_Double Rack Oven_E4 | Commercial | Health (ID) | Existing | Food Preparation | Natural Gas | Double Rack Oven | E4 |  | 0 | 0 | 0 | 0 | 0 | 0 | 0 | 0 | 0 | 0 | 0 | 0 | 0 | 0 | 0 | Normal | 0 | 0 | 0 | 0 | [17 empty] | Commercial_Health (ID)_Existing_Food Preparation_Double Rack Oven_
Commercial_Health (ID)_Existing_Food Preparation_Natural Gas_Double Rack Oven_E5 | Commercial | Health (ID) | Existing | Food Preparation | Natural Gas | Double Rack Oven | E5 |  | 0 | 0 | 0 | 0 | 0 | 0 | 0 | 0 | 0 | 0 | 0 | 0 | 0 | 0 | 0 | Normal | 0 | 0 | 0 | 0 | [17 empty] | Commercial_Health (ID)_Existing_Food Preparation_Double Rack Oven_
Commercial_Health (ID)_Existing_Food Preparation_Natural Gas_Double Rack Oven_E6 | Commercial | Health (ID) | Existing | Food Preparation | Natural Gas | Double Rack Oven | E6 |  | 0 | 0 | 0 | 0 | 0 | 0 | 0 | 0 | 0 | 0 | 0 | 0 | 0 | 0 | 0 | Normal | 0 | 0 | 0 | 0 | [17 empty] | Commercial_Health (ID)_Existing_Food Preparation_Double Rack Oven_
Commercial_Health (ID)_Existing_Food Preparation_Natural Gas_Double Rack Oven_E7 | Commercial | Health (ID) | Existing | Food Preparation | Natural Gas | Double Rack Oven | E7 |  | 0 | 0 | 0 | 0 | 0 | 0 | 0 | 0 | 0 | 0 | 0 | 0 | 0 | 0 | 0 | Normal | 0 | 0 | 0 | 0 | [17 empty] | Commercial_Health (ID)_Existing_Food Preparation_Double Rack Oven_
Commercial_Health (ID)_Existing_Food Preparation_Natural Gas_Double Rack Oven_E8 | Commercial | Health (ID) | Existing | Food Preparation | Natural Gas | Double Rack Oven | E8 |  | 0 | 0 | 0 | 0 | 0 | 0 | 0 | 0 | 0 | 0 | 0 | 0 | 0 | 0 | 0 | Normal | 0 | 0 | 0 | 0 | [17 empty] | Commercial_Health (ID)_Existing_Food Preparation_Double Rack Oven_
Commercial_Health (ID)_Existing_Food Preparation_Natural Gas_Double Rack Oven_E9 | Commercial | Health (ID) | Existing | Food Preparation | Natural Gas | Double Rack Oven | E9 |  | 0 | 0 | 0 | 0 | 0 | 0 | 0 | 0 | 0 | 0 | 0 | 0 | 0 | 0 | 0 | Normal | 0 | 0 | 0 | 0 | [17 empty] | Commercial_Health (ID)_Existing_Food Preparation_Double Rack Oven_
Commercial_Health (ID)_Existing_Food Preparation_Natural Gas_Double Rack Oven_E10 | Commercial | Health (ID) | Existing | Food Preparation | Natural Gas | Double Rack Oven | E10 |  | 0 | 0 | 0 | 0 | 0 | 0 | 0 | 0 | 0 | 0 | 0 | 0 | 0 | 0 | 0 | Normal | 0 | 0 | 0 | 0 | [17 empty] | Commercial_Health (ID)_Existing_Food Preparation_Double Rack Oven_
Commercial_Health (ID)_Existing_Food Preparation_Natural Gas_Fryer_E1 | Commercial | Health (ID) | Existing | Food Preparation | Natural Gas | Fryer | E1 | Standard | 1 | 0 | 0 | 0.13323 | 0 | 0 | 0 | 10 | 20 | 2019 | 2045 | 1 | 0 | 0 | 0 | Normal | 0 | 0.33866 | 0 | 0 | 1 unit | 30000 | 0 | 4.7576e-05 | 1628.2323 | 2500 | 0 | 0 | 0 | 2010 | 1.1201 | COOK_FRY-Food Preparation-ILTRM-v4.0-1 | Estimate | COOK_FRY-Food Preparation-ILTRM-v4.0-1 | 1 | unit | 4.7576e-05 | Commercial_Health (ID)_Existing_Food Preparation_Fryer_Standard
Commercial_Health (ID)_Existing_Food Preparation_Natural Gas_Fryer_E2 | Commercial | Health (ID) | Existing | Food Preparation | Natural Gas | Fryer | E2 | ENERGY STAR | 0.6897 | 0 | 0 | 0.19718 | 0 | 0 | 0 | 10 | 20 | 2019 | 2045 | 1 | 0 | 0 | 0 | Normal | 0 | 0.23357 | 0 | 0 | 1 unit | 30000 | 0 | 4.7576e-05 | 1122.9977 | 3700 | 0 | 0 | 0 | 2010 | 1.1201 | COOK_FRY-Food Preparation-ILTRM-v4.0-1 | COOK_FRY-Food Preparation-ILTRM-v4.0-1 | COOK_FRY-Food Preparation-ILTRM-v4.0-1 | 1 | unit | 4.7576e-05 | Commercial_Health (ID)_Existing_Food Preparation_Fryer_ENERGY STAR
Commercial_Health (ID)_Existing_Food Preparation_Natural Gas_Fryer_E3 | Commercial | Health (ID) | Existing | Food Preparation | Natural Gas | Fryer | E3 |  | 0 | 0 | 0 | 0 | 0 | 0 | 0 | 0 | 0 | 0 | 0 | 0 | 0 | 0 | 0 | Normal | 0 | 0 | 0 | 0 | [17 empty] | Commercial_Health (ID)_Existing_Food Preparation_Fryer_
Commercial_Health (ID)_Existing_Food Preparation_Natural Gas_Fryer_E4 | Commercial | Health (ID) | Existing | Food Preparation | Natural Gas | Fryer | E4 |  | 0 | 0 | 0 | 0 | 0 | 0 | 0 | 0 | 0 | 0 | 0 | 0 | 0 | 0 | 0 | Normal | 0 | 0 | 0 | 0 | [17 empty] | Commercial_Health (ID)_Existing_Food Preparation_Fryer_
Commercial_Health (ID)_Existing_Food Preparation_Natural Gas_Fryer_E5 | Commercial | Health (ID) | Existing | Food Preparation | Natural Gas | Fryer | E5 |  | 0 | 0 | 0 | 0 | 0 | 0 | 0 | 0 | 0 | 0 | 0 | 0 | 0 | 0 | 0 | Normal | 0 | 0 | 0 | 0 | [17 empty] | Commercial_Health (ID)_Existing_Food Preparation_Fryer_
Commercial_Health (ID)_Existing_Food Preparation_Natural Gas_Fryer_E6 | Commercial | Health (ID) | Existing | Food Preparation | Natural Gas | Fryer | E6 |  | 0 | 0 | 0 | 0 | 0 | 0 | 0 | 0 | 0 | 0 | 0 | 0 | 0 | 0 | 0 | Normal | 0 | 0 | 0 | 0 | [17 empty] | Commercial_Health (ID)_Existing_Food Preparation_Fryer_
Commercial_Health (ID)_Existing_Food Preparation_Natural Gas_Fryer_E7 | Commercial | Health (ID) | Existing | Food Preparation | Natural Gas | Fryer | E7 |  | 0 | 0 | 0 | 0 | 0 | 0 | 0 | 0 | 0 | 0 | 0 | 0 | 0 | 0 | 0 | Normal | 0 | 0 | 0 | 0 | [17 empty] | Commercial_Health (ID)_Existing_Food Preparation_Fryer_
Commercial_Health (ID)_Existing_Food Preparation_Natural Gas_Fryer_E8 | Commercial | Health (ID) | Existing | Food Preparation | Natural Gas | Fryer | E8 |  | 0 | 0 | 0 | 0 | 0 | 0 | 0 | 0 | 0 | 0 | 0 | 0 | 0 | 0 | 0 | Normal | 0 | 0 | 0 | 0 | [17 empty] | Commercial_Health (ID)_Existing_Food Preparation_Fryer_
Commercial_Health (ID)_Existing_Food Preparation_Natural Gas_Fryer_E9 | Commercial | Health (ID) | Existing | Food Preparation | Natural Gas | Fryer | E9 |  | 0 | 0 | 0 | 0 | 0 | 0 | 0 | 0 | 0 | 0 | 0 | 0 | 0 | 0 | 0 | Normal | 0 | 0 | 0 | 0 | [17 empty] | Commercial_Health (ID)_Existing_Food Preparation_Fryer_
Commercial_Health (ID)_Existing_Food Preparation_Natural Gas_Fryer_E10 | Commercial | Health (ID) | Existing | Food Preparation | Natural Gas | Fryer | E10 |  | 0 | 0 | 0 | 0 | 0 | 0 | 0 | 0 | 0 | 0 | 0 | 0 | 0 | 0 | 0 | Normal | 0 | 0 | 0 | 0 | [17 empty] | Commercial_Health (ID)_Existing_Food Preparation_Fryer_
Commercial_Health (ID)_Existing_Food Preparation_Natural Gas_Broiler_E1 | Commercial | Health (ID) | Existing | Food Preparation | Natural Gas | Broiler | E1 | Standard | 1 | 0 | 0 | 0.030078 | 0 | 0 | 0 | 8 | 16 | 2019 | 2045 | 1 | 0 | 0 | 0 | Normal | 0 | 0.34594 | 0 | 0 | 1 unit | 30000 | 0 | 1.0963e-05 | 1625 | 2500 | 0 | 0 | 0 | 2011 | 1.0975 | COOK_BRL-Food Preparation-ILTRM-v4.0-2 | Estimate | COOK_BRL-Food Preparation-ILTRM-v4.0-2 | 1 | unit | 1.0963e-05 | Commercial_Health (ID)_Existing_Food Preparation_Broiler_Standard
Commercial_Health (ID)_Existing_Food Preparation_Natural Gas_Broiler_E2 | Commercial | Health (ID) | Existing | Food Preparation | Natural Gas | Broiler | E2 | Infrared Burners | 0.85292 | 0 | 0 | 0.04211 | 0 | 0 | 0 | 8 | 16 | 2019 | 2045 | 1 | 0 | 0 | 0 | Normal | 0 | 0.29506 | 0 | 0 | 1 unit | 30000 | 0 | 1.0963e-05 | 1386 | 3500 | 0 | 0 | 0 | 2011 | 1.0975 | COOK_BRL-Food Preparation-ILTRM-v4.0-2 | COOK_BRL-Food Preparation-ILTRM-v4.0-2 | COOK_BRL-Food Preparation-ILTRM-v4.0-2 | 1 | unit | 1.0963e-05 | Commercial_Health (ID)_Existing_Food Preparation_Broiler_Infrared Burners
Commercial_Health (ID)_Existing_Food Preparation_Natural Gas_Broiler_E3 | Commercial | Health (ID) | Existing | Food Preparation | Natural Gas | Broiler | E3 |  | 0 | 0 | 0 | 0 | 0 | 0 | 0 | 0 | 0 | 0 | 0 | 0 | 0 | 0 | 0 | Normal | 0 | 0 | 0 | 0 | [17 empty] | Commercial_Health (ID)_Existing_Food Preparation_Broiler_
Commercial_Health (ID)_Existing_Food Preparation_Natural Gas_Broiler_E4 | Commercial | Health (ID) | Existing | Food Preparation | Natural Gas | Broiler | E4 |  | 0 | 0 | 0 | 0 | 0 | 0 | 0 | 0 | 0 | 0 | 0 | 0 | 0 | 0 | 0 | Normal | 0 | 0 | 0 | 0 | [17 empty] | Commercial_Health (ID)_Existing_Food Preparation_Broiler_
Commercial_Health (ID)_Existing_Food Preparation_Natural Gas_Broiler_E5 | Commercial | Health (ID) | Existing | Food Preparation | Natural Gas | Broiler | E5 |  | 0 | 0 | 0 | 0 | 0 | 0 | 0 | 0 | 0 | 0 | 0 | 0 | 0 | 0 | 0 | Normal | 0 | 0 | 0 | 0 | [17 empty] | Commercial_Health (ID)_Existing_Food Preparation_Broiler_
Commercial_Health (ID)_Existing_Food Preparation_Natural Gas_Broiler_E6 | Commercial | Health (ID) | Existing | Food Preparation | Natural Gas | Broiler | E6 |  | 0 | 0 | 0 | 0 | 0 | 0 | 0 | 0 | 0 | 0 | 0 | 0 | 0 | 0 | 0 | Normal | 0 | 0 | 0 | 0 | [17 empty] | Commercial_Health (ID)_Existing_Food Preparation_Broiler_
Commercial_Health (ID)_Existing_Food Preparation_Natural Gas_Broiler_E7 | Commercial | Health (ID) | Existing | Food Preparation | Natural Gas | Broiler | E7 |  | 0 | 0 | 0 | 0 | 0 | 0 | 0 | 0 | 0 | 0 | 0 | 0 | 0 | 0 | 0 | Normal | 0 | 0 | 0 | 0 | [17 empty] | Commercial_Health (ID)_Existing_Food Preparation_Broiler_
Commercial_Health (ID)_Existing_Food Preparation_Natural Gas_Broiler_E8 | Commercial | Health (ID) | Existing | Food Preparation | Natural Gas | Broiler | E8 |  | 0 | 0 | 0 | 0 | 0 | 0 | 0 | 0 | 0 | 0 | 0 | 0 | 0 | 0 | 0 | Normal | 0 | 0 | 0 | 0 | [17 empty] | Commercial_Health (ID)_Existing_Food Preparation_Broiler_
Commercial_Health (ID)_Existing_Food Preparation_Natural Gas_Broiler_E9 | Commercial | Health (ID) | Existing | Food Preparation | Natural Gas | Broiler | E9 |  | 0 | 0 | 0 | 0 | 0 | 0 | 0 | 0 | 0 | 0 | 0 | 0 | 0 | 0 | 0 | Normal | 0 | 0 | 0 | 0 | [17 empty] | Commercial_Health (ID)_Existing_Food Preparation_Broiler_
Commercial_Health (ID)_Existing_Food Preparation_Natural Gas_Broiler_E10 | Commercial | Health (ID) | Existing | Food Preparation | Natural Gas | Broiler | E10 |  | 0 | 0 | 0 | 0 | 0 | 0 | 0 | 0 | 0 | 0 | 0 | 0 | 0 | 0 | 0 | Normal | 0 | 0 | 0 | 0 | [17 empty] | Commercial_Health (ID)_Existing_Food Preparation_Broiler_
Commercial_Health (ID)_Existing_Food Preparation_Natural Gas_Griddle_E1 | Commercial | Health (ID) | Existing | Food Preparation | Natural Gas | Griddle | E1 | Standard | 1 | 0 | 0 | 0.055717 | 0 | 0 | 0 | 8 | 16 | 2019 | 2045 | 1 | 0 | 0 | 0 | Normal | 0 | 0.24041 | 0 | 0 | 1 unit | 30000 | 0 | 1.0202e-05 | 1213.5601 | 5150 | 0 | 0 | 0 | 2013 | 1.0605 | COOK_GRD-Food Preparation-ILTRM-v5.0-1 | COOK_GRD-Food Preparation-EIA14-2014 Ref. Case-5 | COOK_GRD-Food Preparation-ILTRM-v5.0-1 | 1 | unit | 1.0202e-05 | Commercial_Health (ID)_Existing_Food Preparation_Griddle_Standard
Commercial_Health (ID)_Existing_Food Preparation_Natural Gas_Griddle_E2 | Commercial | Health (ID) | Existing | Food Preparation | Natural Gas | Griddle | E2 | ENERGY STAR | 0.87771 | 0 | 0 | 0.059612 | 0 | 0 | 0 | 8 | 16 | 2019 | 2045 | 1 | 0 | 0 | 0 | Normal | 0 | 0.21101 | 0 | 0 | 1 unit | 30000 | 0 | 1.0202e-05 | 1065.1506 | 5510 | 0 | 0 | 0 | 2013 | 1.0605 | COOK_GRD-Food Preparation-ILTRM-v5.0-1 | COOK_GRD-Food Preparation-EIA14-2014 Ref. Case-5 | COOK_GRD-Food Preparation-ILTRM-v5.0-1 | 1 | unit | 1.0202e-05 | Commercial_Health (ID)_Existing_Food Preparation_Griddle_ENERGY STAR
Commercial_Health (ID)_Existing_Food Preparation_Natural Gas_Griddle_E3 | Commercial | Health (ID) | Existing | Food Preparation | Natural Gas | Griddle | E3 |  | 0 | 0 | 0 | 0 | 0 | 0 | 0 | 0 | 0 | 0 | 0 | 0 | 0 | 0 | 0 | Normal | 0 | 0 | 0 | 0 | [17 empty] | Commercial_Health (ID)_Existing_Food Preparation_Griddle_
Commercial_Health (ID)_Existing_Food Preparation_Natural Gas_Griddle_E4 | Commercial | Health (ID) | Existing | Food Preparation | Natural Gas | Griddle | E4 |  | 0 | 0 | 0 | 0 | 0 | 0 | 0 | 0 | 0 | 0 | 0 | 0 | 0 | 0 | 0 | Normal | 0 | 0 | 0 | 0 | [17 empty] | Commercial_Health (ID)_Existing_Food Preparation_Griddle_
Commercial_Health (ID)_Existing_Food Preparation_Natural Gas_Griddle_E5 | Commercial | Health (ID) | Existing | Food Preparation | Natural Gas | Griddle | E5 |  | 0 | 0 | 0 | 0 | 0 | 0 | 0 | 0 | 0 | 0 | 0 | 0 | 0 | 0 | 0 | Normal | 0 | 0 | 0 | 0 | [17 empty] | Commercial_Health (ID)_Existing_Food Preparation_Griddle_
Commercial_Health (ID)_Existing_Food Preparation_Natural Gas_Griddle_E6 | Commercial | Health (ID) | Existing | Food Preparation | Natural Gas | Griddle | E6 |  | 0 | 0 | 0 | 0 | 0 | 0 | 0 | 0 | 0 | 0 | 0 | 0 | 0 | 0 | 0 | Normal | 0 | 0 | 0 | 0 | [17 empty] | Commercial_Health (ID)_Existing_Food Preparation_Griddle_
Commercial_Health (ID)_Existing_Food Preparation_Natural Gas_Griddle_E7 | Commercial | Health (ID) | Existing | Food Preparation | Natural Gas | Griddle | E7 |  | 0 | 0 | 0 | 0 | 0 | 0 | 0 | 0 | 0 | 0 | 0 | 0 | 0 | 0 | 0 | Normal | 0 | 0 | 0 | 0 | [17 empty] | Commercial_Health (ID)_Existing_Food Preparation_Griddle_
Commercial_Health (ID)_Existing_Food Preparation_Natural Gas_Griddle_E8 | Commercial | Health (ID) | Existing | Food Preparation | Natural Gas | Griddle | E8 |  | 0 | 0 | 0 | 0 | 0 | 0 | 0 | 0 | 0 | 0 | 0 | 0 | 0 | 0 | 0 | Normal | 0 | 0 | 0 | 0 | [17 empty] | Commercial_Health (ID)_Existing_Food Preparation_Griddle_
Commercial_Health (ID)_Existing_Food Preparation_Natural Gas_Griddle_E9 | Commercial | Health (ID) | Existing | Food Preparation | Natural Gas | Griddle | E9 |  | 0 | 0 | 0 | 0 | 0 | 0 | 0 | 0 | 0 | 0 | 0 | 0 | 0 | 0 | 0 | Normal | 0 | 0 | 0 | 0 | [17 empty] | Commercial_Health (ID)_Existing_Food Preparation_Griddle_
Commercial_Health (ID)_Existing_Food Preparation_Natural Gas_Griddle_E10 | Commercial | Health (ID) | Existing | Food Preparation | Natural Gas | Griddle | E10 |  | 0 | 0 | 0 | 0 | 0 | 0 | 0 | 0 | 0 | 0 | 0 | 0 | 0 | 0 | 0 | Normal | 0 | 0 | 0 | 0 | [17 empty] | Commercial_Health (ID)_Existing_Food Preparation_Griddle_
Commercial_Health (ID)_Existing_Food Preparation_Natural Gas_Range_E1 | Commercial | Health (ID) | Existing | Food Preparation | Natural Gas | Range | E1 | Standard | 1 | 0 | 0 | 0.24257 | 0 | 0 | 0 | 8 | 12 | 2019 | 2045 | 1 | 0 | 0 | 0 | Normal | 0 | 0.32494 | 0 | 0 | 1 unit | 30000 | 0 | 4.8123e-05 | 1470 | 4500 | 0 | 0 | 0 | 2010 | 1.1201 | COOK_OVN-Food Preparation-AEO17-1 | Estimate | DOE Commercial R&D 2016 - Table 2-12 | 1 | unit | 4.8123e-05 | Commercial_Health (ID)_Existing_Food Preparation_Range_Standard
Commercial_Health (ID)_Existing_Food Preparation_Natural Gas_Range_E2 | Commercial | Health (ID) | Existing | Food Preparation | Natural Gas | Range | E2 | High Efficiency | 0.5 | 0 | 0 | 0.26413 | 0 | 0 | 0 | 8 | 12 | 2019 | 2045 | 1 | 0 | 0 | 0 | Normal | 0 | 0.16247 | 0 | 0 | 1 unit | 30000 | 0 | 4.8123e-05 | 735 | 4900 | 0 | 0 | 0 | 2010 | 1.1201 | COOK_OVN-Food Preparation-AEO17-1 | DOE Commercial R&D 2016 - Table 2-10 | DOE Commercial R&D 2016 - Table 2-18 | 1 | unit | 4.8123e-05 | Commercial_Health (ID)_Existing_Food Preparation_Range_High Efficiency
Commercial_Health (ID)_Existing_Food Preparation_Natural Gas_Range_E3 | Commercial | Health (ID) | Existing | Food Preparation | Natural Gas | Range | E3 |  | 0 | 0 | 0 | 0 | 0 | 0 | 0 | 0 | 0 | 0 | 0 | 0 | 0 | 0 | 0 | Normal | 0 | 0 | 0 | 0 | [17 empty] | Commercial_Health (ID)_Existing_Food Preparation_Range_
Commercial_Health (ID)_Existing_Food Preparation_Natural Gas_Range_E4 | Commercial | Health (ID) | Existing | Food Preparation | Natural Gas | Range | E4 |  | 0 | 0 | 0 | 0 | 0 | 0 | 0 | 0 | 0 | 0 | 0 | 0 | 0 | 0 | 0 | Normal | 0 | 0 | 0 | 0 | [17 empty] | Commercial_Health (ID)_Existing_Food Preparation_Range_
Commercial_Health (ID)_Existing_Food Preparation_Natural Gas_Range_E5 | Commercial | Health (ID) | Existing | Food Preparation | Natural Gas | Range | E5 |  | 0 | 0 | 0 | 0 | 0 | 0 | 0 | 0 | 0 | 0 | 0 | 0 | 0 | 0 | 0 | Normal | 0 | 0 | 0 | 0 | [17 empty] | Commercial_Health (ID)_Existing_Food Preparation_Range_
Commercial_Health (ID)_Existing_Food Preparation_Natural Gas_Range_E6 | Commercial | Health (ID) | Existing | Food Preparation | Natural Gas | Range | E6 |  | 0 | 0 | 0 | 0 | 0 | 0 | 0 | 0 | 0 | 0 | 0 | 0 | 0 | 0 | 0 | Normal | 0 | 0 | 0 | 0 | [17 empty] | Commercial_Health (ID)_Existing_Food Preparation_Range_
Commercial_Health (ID)_Existing_Food Preparation_Natural Gas_Range_E7 | Commercial | Health (ID) | Existing | Food Preparation | Natural Gas | Range | E7 |  | 0 | 0 | 0 | 0 | 0 | 0 | 0 | 0 | 0 | 0 | 0 | 0 | 0 | 0 | 0 | Normal | 0 | 0 | 0 | 0 | [17 empty] | Commercial_Health (ID)_Existing_Food Preparation_Range_
Commercial_Health (ID)_Existing_Food Preparation_Natural Gas_Range_E8 | Commercial | Health (ID) | Existing | Food Preparation | Natural Gas | Range | E8 |  | 0 | 0 | 0 | 0 | 0 | 0 | 0 | 0 | 0 | 0 | 0 | 0 | 0 | 0 | 0 | Normal | 0 | 0 | 0 | 0 | [17 empty] | Commercial_Health (ID)_Existing_Food Preparation_Range_
Commercial_Health (ID)_Existing_Food Preparation_Natural Gas_Range_E9 | Commercial | Health (ID) | Existing | Food Preparation | Natural Gas | Range | E9 |  | 0 | 0 | 0 | 0 | 0 | 0 | 0 | 0 | 0 | 0 | 0 | 0 | 0 | 0 | 0 | Normal | 0 | 0 | 0 | 0 | [17 empty] | Commercial_Health (ID)_Existing_Food Preparation_Range_
Commercial_Health (ID)_Existing_Food Preparation_Natural Gas_Range_E10 | Commercial | Health (ID) | Existing | Food Preparation | Natural Gas | Range | E10 |  | 0 | 0 | 0 | 0 | 0 | 0 | 0 | 0 | 0 | 0 | 0 | 0 | 0 | 0 | 0 | Normal | 0 | 0 | 0 | 0 | [17 empty] | Commercial_Health (ID)_Existing_Food Preparation_Range_
Commercial_Health (ID)_Existing_Food Preparation_Natural Gas_Steamer_E1 | Commercial | Health (ID) | Existing | Food Preparation | Natural Gas | Steamer | E1 | Standard | 1 | 0 | 0 | 0.12116 | 0 | 0 | 0 | 8 | 16 | 2019 | 2045 | 1 | 0 | 0 | 0 | Normal | 0 | 0.44542 | 0 | 0 | 1 unit | 30000 | 0 | 8.5832e-06 | 1241.5036 | 13100 | 0 | 0 | 0 | 2012 | 1.0776 | COOK_STM-Food Preparation-ILTRM-v4.0-32 | DOE Commercial R&D 2016 - Table 2-10 | COOK_STM-Food Preparation-ILTRM-v4.0-32 | 1 | unit | 8.5832e-06 | Commercial_Health (ID)_Existing_Food Preparation_Steamer_Standard
Commercial_Health (ID)_Existing_Food Preparation_Natural Gas_Steamer_E2 | Commercial | Health (ID) | Existing | Food Preparation | Natural Gas | Steamer | E2 | ENERGY STAR | 0.18867 | 0 | 0 | 0.13039 | 0 | -2.4323e-05 | 0 | 8 | 16 | 2019 | 2045 | 1 | 0 | 0 | 0 | Normal | 0 | 0.08404 | 0 | 0 | 1 unit | 30000 | 0 | 8.5832e-06 | 234.2394 | 14098 | 0 | -2.6298 | 0 | 2012 | 1.0776 | COOK_STM-Food Preparation-ILTRM-v4.0-32 | COOK_STM-Food Preparation-ILTRM-v4.0-32 | COOK_STM-Food Preparation-ILTRM-v4.0-32 | 1 | unit | 8.5832e-06 | Commercial_Health (ID)_Existing_Food Preparation_Steamer_ENERGY STAR
Commercial_Health (ID)_Existing_Food Preparation_Natural Gas_Steamer_E3 | Commercial | Health (ID) | Existing | Food Preparation | Natural Gas | Steamer | E3 |  | 0 | 0 | 0 | 0 | 0 | 0 | 0 | 0 | 0 | 0 | 0 | 0 | 0 | 0 | 0 | Normal | 0 | 0 | 0 | 0 | [17 empty] | Commercial_Health (ID)_Existing_Food Preparation_Steamer_
Commercial_Health (ID)_Existing_Food Preparation_Natural Gas_Steamer_E4 | Commercial | Health (ID) | Existing | Food Preparation | Natural Gas | Steamer | E4 |  | 0 | 0 | 0 | 0 | 0 | 0 | 0 | 0 | 0 | 0 | 0 | 0 | 0 | 0 | 0 | Normal | 0 | 0 | 0 | 0 | [17 empty] | Commercial_Health (ID)_Existing_Food Preparation_Steamer_
Commercial_Health (ID)_Existing_Food Preparation_Natural Gas_Steamer_E5 | Commercial | Health (ID) | Existing | Food Preparation | Natural Gas | Steamer | E5 |  | 0 | 0 | 0 | 0 | 0 | 0 | 0 | 0 | 0 | 0 | 0 | 0 | 0 | 0 | 0 | Normal | 0 | 0 | 0 | 0 | [17 empty] | Commercial_Health (ID)_Existing_Food Preparation_Steamer_
Commercial_Health (ID)_Existing_Food Preparation_Natural Gas_Steamer_E6 | Commercial | Health (ID) | Existing | Food Preparation | Natural Gas | Steamer | E6 |  | 0 | 0 | 0 | 0 | 0 | 0 | 0 | 0 | 0 | 0 | 0 | 0 | 0 | 0 | 0 | Normal | 0 | 0 | 0 | 0 | [17 empty] | Commercial_Health (ID)_Existing_Food Preparation_Steamer_
Commercial_Health (ID)_Existing_Food Preparation_Natural Gas_Steamer_E7 | Commercial | Health (ID) | Existing | Food Preparation | Natural Gas | Steamer | E7 |  | 0 | 0 | 0 | 0 | 0 | 0 | 0 | 0 | 0 | 0 | 0 | 0 | 0 | 0 | 0 | Normal | 0 | 0 | 0 | 0 | [17 empty] | Commercial_Health (ID)_Existing_Food Preparation_Steamer_
Commercial_Health (ID)_Existing_Food Preparation_Natural Gas_Steamer_E8 | Commercial | Health (ID) | Existing | Food Preparation | Natural Gas | Steamer | E8 |  | 0 | 0 | 0 | 0 | 0 | 0 | 0 | 0 | 0 | 0 | 0 | 0 | 0 | 0 | 0 | Normal | 0 | 0 | 0 | 0 | [17 empty] | Commercial_Health (ID)_Existing_Food Preparation_Steamer_
Commercial_Health (ID)_Existing_Food Preparation_Natural Gas_Steamer_E9 | Commercial | Health (ID) | Existing | Food Preparation | Natural Gas | Steamer | E9 |  | 0 | 0 | 0 | 0 | 0 | 0 | 0 | 0 | 0 | 0 | 0 | 0 | 0 | 0 | 0 | Normal | 0 | 0 | 0 | 0 | [17 empty] | Commercial_Health (ID)_Existing_Food Preparation_Steamer_
Commercial_Health (ID)_Existing_Food Preparation_Natural Gas_Steamer_E10 | Commercial | Health (ID) | Existing | Food Preparation | Natural Gas | Steamer | E10 |  | 0 | 0 | 0 | 0 | 0 | 0 | 0 | 0 | 0 | 0 | 0 | 0 | 0 | 0 | 0 | Normal | 0 | 0 | 0 | 0 | [17 empty] | Commercial_Health (ID)_Existing_Food Preparation_Steamer_
Commercial_Health (ID)_Existing_Food Preparation_Natural Gas_Food Prep Other_E1 | Commercial | Health (ID) | Existing | Food Preparation | Natural Gas | Food Prep Other | E1 | Standard | 1 | 0 | 0 | 0.08114 | 0 | 0 | 0 | 8 | 12 | 2019 | 2045 | 1 | 0 | 0 | 0 | Normal | 0 | 0.10309 | 0 | 0 | 1 unit | 30000 | 0 | 7.2438e-05 | 1423.18 | 1000 | 0 | 0 | 0 | 2010 | 1.1201 | Default | Default | Default | 1 | unit | 7.2438e-05 | Commercial_Health (ID)_Existing_Food Preparation_Food Prep Other_Standard
Commercial_Health (ID)_Existing_Food Preparation_Natural Gas_Food Prep Other_E2 | Commercial | Health (ID) | Existing | Food Preparation | Natural Gas | Food Prep Other | E2 | ENERGY STAR | 0.72067 | 0 | 0 | 0.14875 | 0 | 0 | 0 | 8 | 12 | 2019 | 2045 | 1 | 0 | 0 | 0 | Normal | 0 | 0.074296 | 0 | 0 | 1 unit | 30000 | 0 | 7.2438e-05 | 1025.646 | 1833.1988 | 0 | 0 | 0 | 2010 | 1.1201 | N/A | N/A | N/A | 1 | unit | 7.2438e-05 | Commercial_Health (ID)_Existing_Food Preparation_Food Prep Other_ENERGY STAR
Commercial_Health (ID)_Existing_Food Preparation_Natural Gas_Food Prep Other_E3 | Commercial | Health (ID) | Existing | Food Preparation | Natural Gas | Food Prep Other | E3 |  | 0 | 0 | 0 | 0 | 0 | 0 | 0 | 0 | 0 | 0 | 0 | 0 | 0 | 0 | 0 | Normal | 0 | 0 | 0 | 0 | [17 empty] | Commercial_Health (ID)_Existing_Food Preparation_Food Prep Other_
Commercial_Health (ID)_Existing_Food Preparation_Natural Gas_Food Prep Other_E4 | Commercial | Health (ID) | Existing | Food Preparation | Natural Gas | Food Prep Other | E4 |  | 0 | 0 | 0 | 0 | 0 | 0 | 0 | 0 | 0 | 0 | 0 | 0 | 0 | 0 | 0 | Normal | 0 | 0 | 0 | 0 | [17 empty] | Commercial_Health (ID)_Existing_Food Preparation_Food Prep Other_
Commercial_Health (ID)_Existing_Food Preparation_Natural Gas_Food Prep Other_E5 | Commercial | Health (ID) | Existing | Food Preparation | Natural Gas | Food Prep Other | E5 |  | 0 | 0 | 0 | 0 | 0 | 0 | 0 | 0 | 0 | 0 | 0 | 0 | 0 | 0 | 0 | Normal | 0 | 0 | 0 | 0 | [17 empty] | Commercial_Health (ID)_Existing_Food Preparation_Food Prep Other_
Commercial_Health (ID)_Existing_Food Preparation_Natural Gas_Food Prep Other_E6 | Commercial | Health (ID) | Existing | Food Preparation | Natural Gas | Food Prep Other | E6 |  | 0 | 0 | 0 | 0 | 0 | 0 | 0 | 0 | 0 | 0 | 0 | 0 | 0 | 0 | 0 | Normal | 0 | 0 | 0 | 0 | [17 empty] | Commercial_Health (ID)_Existing_Food Preparation_Food Prep Other_
Commercial_Health (ID)_Existing_Food Preparation_Natural Gas_Food Prep Other_E7 | Commercial | Health (ID) | Existing | Food Preparation | Natural Gas | Food Prep Other | E7 |  | 0 | 0 | 0 | 0 | 0 | 0 | 0 | 0 | 0 | 0 | 0 | 0 | 0 | 0 | 0 | Normal | 0 | 0 | 0 | 0 | [17 empty] | Commercial_Health (ID)_Existing_Food Preparation_Food Prep Other_
Commercial_Health (ID)_Existing_Food Preparation_Natural Gas_Food Prep Other_E8 | Commercial | Health (ID) | Existing | Food Preparation | Natural Gas | Food Prep Other | E8 |  | 0 | 0 | 0 | 0 | 0 | 0 | 0 | 0 | 0 | 0 | 0 | 0 | 0 | 0 | 0 | Normal | 0 | 0 | 0 | 0 | [17 empty] | Commercial_Health (ID)_Existing_Food Preparation_Food Prep Other_
Commercial_Health (ID)_Existing_Food Preparation_Natural Gas_Food Prep Other_E9 | Commercial | Health (ID) | Existing | Food Preparation | Natural Gas | Food Prep Other | E9 |  | 0 | 0 | 0 | 0 | 0 | 0 | 0 | 0 | 0 | 0 | 0 | 0 | 0 | 0 | 0 | Normal | 0 | 0 | 0 | 0 | [17 empty] | Commercial_Health (ID)_Existing_Food Preparation_Food Prep Other_
Commercial_Health (ID)_Existing_Food Preparation_Natural Gas_Food Prep Other_E10 | Commercial | Health (ID) | Existing | Food Preparation | Natural Gas | Food Prep Other | E10 |  | 0 | 0 | 0 | 0 | 0 | 0 | 0 | 0 | 0 | 0 | 0 | 0 | 0 | 0 | 0 | Normal | 0 | 0 | 0 | 0 | [17 empty] | Commercial_Health (ID)_Existing_Food Preparation_Food Prep Other_
Commercial_Health (ID)_Existing_Miscellaneous_Natural Gas_Pool Heater_E1 | Commercial | Health (ID) | Existing | Miscellaneous | Natural Gas | Pool Heater | E1 | Standard (EF .82) | 1 | 0 | 0 | 0.012823 | 0 | 0 | 0 | 4 | 8 | 2019 | 2045 | 1 | 0 | 0 | 0 | Normal | 0 | 0.010152 | 0 | 0 | 1 unit | 30000 | 0 | 6.8182e-07 | 14890 | 18052 | 0 | 0 | 0 | 2014 | 1.0418 | DOE Commercial R&D 2016 - Table 7-6 | DOE Commercial R&D 2016 - Table 7-7 | DOE Commercial R&D 2016 - Table 7-8 | 1 | unit | 6.8182e-07 | Commercial_Health (ID)_Existing_Miscellaneous_Pool Heater_Standard (EF .82)
Commercial_Health (ID)_Existing_Miscellaneous_Natural Gas_Pool Heater_E2 | Commercial | Health (ID) | Existing | Miscellaneous | Natural Gas | Pool Heater | E2 | Condensing (EF .90) | 0.85 | 0 | 0 | 0.020996 | 0 | 0 | 0 | 4 | 8 | 2019 | 2045 | 1 | 0 | 0 | 0 | Normal | 0 | 0.0086294 | 0 | 0 | 1 unit | 30000 | 0 | 6.8182e-07 | 12656.5 | 29558 | 0 | 0 | 0 | 2014 | 1.0418 | DOE Commercial R&D 2016 - Table 7-6 | DOE Commercial R&D 2016 - Table 7-7 | DOE Commercial R&D 2016 - Table 7-9 | 1 | unit | 6.8182e-07 | Commercial_Health (ID)_Existing_Miscellaneous_Pool Heater_Condensing (EF .90)
Commercial_Health (ID)_Existing_Miscellaneous_Natural Gas_Pool Heater_E3 | Commercial | Health (ID) | Existing | Miscellaneous | Natural Gas | Pool Heater | E3 |  | 0 | 0 | 0 | 0 | 0 | 0 | 0 | 0 | 0 | 0 | 0 | 0 | 0 | 0 | 0 | Normal | 0 | 0 | 0 | 0 | [17 empty] | Commercial_Health (ID)_Existing_Miscellaneous_Pool Heater_
Commercial_Health (ID)_Existing_Miscellaneous_Natural Gas_Pool Heater_E4 | Commercial | Health (ID) | Existing | Miscellaneous | Natural Gas | Pool Heater | E4 |  | 0 | 0 | 0 | 0 | 0 | 0 | 0 | 0 | 0 | 0 | 0 | 0 | 0 | 0 | 0 | Normal | 0 | 0 | 0 | 0 | [17 empty] | Commercial_Health (ID)_Existing_Miscellaneous_Pool Heater_
Commercial_Health (ID)_Existing_Miscellaneous_Natural Gas_Pool Heater_E5 | Commercial | Health (ID) | Existing | Miscellaneous | Natural Gas | Pool Heater | E5 |  | 0 | 0 | 0 | 0 | 0 | 0 | 0 | 0 | 0 | 0 | 0 | 0 | 0 | 0 | 0 | Normal | 0 | 0 | 0 | 0 | [17 empty] | Commercial_Health (ID)_Existing_Miscellaneous_Pool Heater_
Commercial_Health (ID)_Existing_Miscellaneous_Natural Gas_Pool Heater_E6 | Commercial | Health (ID) | Existing | Miscellaneous | Natural Gas | Pool Heater | E6 |  | 0 | 0 | 0 | 0 | 0 | 0 | 0 | 0 | 0 | 0 | 0 | 0 | 0 | 0 | 0 | Normal | 0 | 0 | 0 | 0 | [17 empty] | Commercial_Health (ID)_Existing_Miscellaneous_Pool Heater_
Commercial_Health (ID)_Existing_Miscellaneous_Natural Gas_Pool Heater_E7 | Commercial | Health (ID) | Existing | Miscellaneous | Natural Gas | Pool Heater | E7 |  | 0 | 0 | 0 | 0 | 0 | 0 | 0 | 0 | 0 | 0 | 0 | 0 | 0 | 0 | 0 | Normal | 0 | 0 | 0 | 0 | [17 empty] | Commercial_Health (ID)_Existing_Miscellaneous_Pool Heater_
Commercial_Health (ID)_Existing_Miscellaneous_Natural Gas_Pool Heater_E8 | Commercial | Health (ID) | Existing | Miscellaneous | Natural Gas | Pool Heater | E8 |  | 0 | 0 | 0 | 0 | 0 | 0 | 0 | 0 | 0 | 0 | 0 | 0 | 0 | 0 | 0 | Normal | 0 | 0 | 0 | 0 | [17 empty] | Commercial_Health (ID)_Existing_Miscellaneous_Pool Heater_
Commercial_Health (ID)_Existing_Miscellaneous_Natural Gas_Pool Heater_E9 | Commercial | Health (ID) | Existing | Miscellaneous | Natural Gas | Pool Heater | E9 |  | 0 | 0 | 0 | 0 | 0 | 0 | 0 | 0 | 0 | 0 | 0 | 0 | 0 | 0 | 0 | Normal | 0 | 0 | 0 | 0 | [17 empty] | Commercial_Health (ID)_Existing_Miscellaneous_Pool Heater_
Commercial_Health (ID)_Existing_Miscellaneous_Natural Gas_Pool Heater_E10 | Commercial | Health (ID) | Existing | Miscellaneous | Natural Gas | Pool Heater | E10 |  | 0 | 0 | 0 | 0 | 0 | 0 | 0 | 0 | 0 | 0 | 0 | 0 | 0 | 0 | 0 | Normal | 0 | 0 | 0 | 0 | [17 empty] | Commercial_Health (ID)_Existing_Miscellaneous_Pool Heater_
Commercial_Health (ID)_Existing_Miscellaneous_Natural Gas_Miscellaneous_E1 | Commercial | Health (ID) | Existing | Miscellaneous | Natural Gas | Miscellaneous | E1 | Standard | 1 | 0 | 0 | 0.016955 | 0 | 0 | 0 | 2 | 8 | 2019 | 2045 | 1 | 0 | 0 | 0 | Normal | 0 | 0.016665 | 0 | 0 | 1 unit | 30000 | 0 | 0.016665 | 1 | 1 | 0 | 0 | 0 | 2016 | 1.0174 | N/A | N/A | N/A | 1 | unit | 0.016665 | Commercial_Health (ID)_Existing_Miscellaneous_Miscellaneous_Standard
Commercial_Health (ID)_Existing_Miscellaneous_Natural Gas_Miscellaneous_E2 | Commercial | Health (ID) | Existing | Miscellaneous | Natural Gas | Miscellaneous | E2 |  | 0 | 0 | 0 | 0 | 0 | 0 | 0 | 0 | 0 | 0 | 0 | 0 | 0 | 0 | 0 | Normal | 0 | 0 | 0 | 0 | [17 empty] | Commercial_Health (ID)_Existing_Miscellaneous_Miscellaneous_
Commercial_Health (ID)_Existing_Miscellaneous_Natural Gas_Miscellaneous_E3 | Commercial | Health (ID) | Existing | Miscellaneous | Natural Gas | Miscellaneous | E3 |  | 0 | 0 | 0 | 0 | 0 | 0 | 0 | 0 | 0 | 0 | 0 | 0 | 0 | 0 | 0 | Normal | 0 | 0 | 0 | 0 | [17 empty] | Commercial_Health (ID)_Existing_Miscellaneous_Miscellaneous_
Commercial_Health (ID)_Existing_Miscellaneous_Natural Gas_Miscellaneous_E4 | Commercial | Health (ID) | Existing | Miscellaneous | Natural Gas | Miscellaneous | E4 |  | 0 | 0 | 0 | 0 | 0 | 0 | 0 | 0 | 0 | 0 | 0 | 0 | 0 | 0 | 0 | Normal | 0 | 0 | 0 | 0 | [17 empty] | Commercial_Health (ID)_Existing_Miscellaneous_Miscellaneous_
Commercial_Health (ID)_Existing_Miscellaneous_Natural Gas_Miscellaneous_E5 | Commercial | Health (ID) | Existing | Miscellaneous | Natural Gas | Miscellaneous | E5 |  | 0 | 0 | 0 | 0 | 0 | 0 | 0 | 0 | 0 | 0 | 0 | 0 | 0 | 0 | 0 | Normal | 0 | 0 | 0 | 0 | [17 empty] | Commercial_Health (ID)_Existing_Miscellaneous_Miscellaneous_
Commercial_Health (ID)_Existing_Miscellaneous_Natural Gas_Miscellaneous_E6 | Commercial | Health (ID) | Existing | Miscellaneous | Natural Gas | Miscellaneous | E6 |  | 0 | 0 | 0 | 0 | 0 | 0 | 0 | 0 | 0 | 0 | 0 | 0 | 0 | 0 | 0 | Normal | 0 | 0 | 0 | 0 | [17 empty] | Commercial_Health (ID)_Existing_Miscellaneous_Miscellaneous_
Commercial_Health (ID)_Existing_Miscellaneous_Natural Gas_Miscellaneous_E7 | Commercial | Health (ID) | Existing | Miscellaneous | Natural Gas | Miscellaneous | E7 |  | 0 | 0 | 0 | 0 | 0 | 0 | 0 | 0 | 0 | 0 | 0 | 0 | 0 | 0 | 0 | Normal | 0 | 0 | 0 | 0 | [17 empty] | Commercial_Health (ID)_Existing_Miscellaneous_Miscellaneous_
Commercial_Health (ID)_Existing_Miscellaneous_Natural Gas_Miscellaneous_E8 | Commercial | Health (ID) | Existing | Miscellaneous | Natural Gas | Miscellaneous | E8 |  | 0 | 0 | 0 | 0 | 0 | 0 | 0 | 0 | 0 | 0 | 0 | 0 | 0 | 0 | 0 | Normal | 0 | 0 | 0 | 0 | [17 empty] | Commercial_Health (ID)_Existing_Miscellaneous_Miscellaneous_
Commercial_Health (ID)_Existing_Miscellaneous_Natural Gas_Miscellaneous_E9 | Commercial | Health (ID) | Existing | Miscellaneous | Natural Gas | Miscellaneous | E9 |  | 0 | 0 | 0 | 0 | 0 | 0 | 0 | 0 | 0 | 0 | 0 | 0 | 0 | 0 | 0 | Normal | 0 | 0 | 0 | 0 | [17 empty] | Commercial_Health (ID)_Existing_Miscellaneous_Miscellaneous_
Commercial_Health (ID)_Existing_Miscellaneous_Natural Gas_Miscellaneous_E10 | Commercial | Health (ID) | Existing | Miscellaneous | Natural Gas | Miscellaneous | E10 |  | 0 | 0 | 0 | 0 | 0 | 0 | 0 | 0 | 0 | 0 | 0 | 0 | 0 | 0 | 0 | Normal | 0 | 0 | 0 | 0 | [17 empty] | Commercial_Health (ID)_Existing_Miscellaneous_Miscellaneous_
Commercial_Health (ID)_New_Space Heating_Natural Gas_Furnace_E1 | Commercial | Health (ID) | New | Space Heating | Natural Gas | Furnace | E1 | AFUE 80% (Standard) | 1 | 0 | 0 | 0.39276 | 0 | 0.03702 | 0 | 10 | 20 | 2019 | 2045 | 1 | 0 | 0 | 0 | Normal | 0 | 0.24884 | 0 | 0 | 400 kBtu/hr | 30000 | 0 | 0.00010909 | 5.7026 | 3395 | 0 | 320 | 0 | 2013 | 1.0605 | GFURN-Heating-EIA14-2014 Ref. Case-2 | GFURN-Heating-EIA14-2014 Ref. Case-2 | AEG BEST | 400 | kBtu/hr | 0.043636 | Commercial_Health (ID)_New_Space Heating_Furnace_AFUE 80% (Standard)
Commercial_Health (ID)_New_Space Heating_Natural Gas_Furnace_E2 | Commercial | Health (ID) | New | Space Heating | Natural Gas | Furnace | E2 | AFUE 90% | 0.88892 | 0 | 0 | 0.47721 | 0 | 0.10759 | 0 | 10 | 20 | 2019 | 2045 | 1 | 0 | 0 | 0 | Normal | 0 | 0.2212 | 0 | 0 | 400 kBtu/hr | 30000 | 0 | 0.00010909 | 5.0692 | 4125 | 0 | 930 | 0 | 2013 | 1.0605 | GFURN-Heating-EIA14-2014 Ref. Case-3 | GFURN-Heating-EIA14-2014 Ref. Case-3 | AEG BEST | 400 | kBtu/hr | 0.043636 | Commercial_Health (ID)_New_Space Heating_Furnace_AFUE 90%
Commercial_Health (ID)_New_Space Heating_Natural Gas_Furnace_E3 | Commercial | Health (ID) | New | Space Heating | Natural Gas | Furnace | E3 | AFUE 96% | 0.83338 | 0 | 0 | 0.92224 | 0 | 0 | 0 | 10 | 20 | 2019 | 2045 | 1 | 0 | 0 | 0 | Normal | 0 | 0.20738 | 0 | 0 | 150 kBtu/hr | 30000 | 0 | 0.00029091 | 4.7525 | 3042.9057 | 0 | 0 | 0 | 2014 | 1.0418 | GFURN-Heating-EIA14-2014 Ref. Case-3 | GFURN-Heating-ILTRM-v5.0-191 | AEG BEST | 150 | kBtu/hr | 0.043636 | Commercial_Health (ID)_New_Space Heating_Furnace_AFUE 96%
Commercial_Health (ID)_New_Space Heating_Natural Gas_Furnace_E4 | Commercial | Health (ID) | New | Space Heating | Natural Gas | Furnace | E4 |  | 0 | 0 | 0 | 0 | 0 | 0 | 0 | 0 | 0 | 0 | 0 | 0 | 0 | 0 | 0 | Normal | 0 | 0 | 0 | 0 | [17 empty] | Commercial_Health (ID)_New_Space Heating_Furnace_
Commercial_Health (ID)_New_Space Heating_Natural Gas_Furnace_E5 | Commercial | Health (ID) | New | Space Heating | Natural Gas | Furnace | E5 |  | 0 | 0 | 0 | 0 | 0 | 0 | 0 | 0 | 0 | 0 | 0 | 0 | 0 | 0 | 0 | Normal | 0 | 0 | 0 | 0 | [17 empty] | Commercial_Health (ID)_New_Space Heating_Furnace_
Commercial_Health (ID)_New_Space Heating_Natural Gas_Furnace_E6 | Commercial | Health (ID) | New | Space Heating | Natural Gas | Furnace | E6 |  | 0 | 0 | 0 | 0 | 0 | 0 | 0 | 0 | 0 | 0 | 0 | 0 | 0 | 0 | 0 | Normal | 0 | 0 | 0 | 0 | [17 empty] | Commercial_Health (ID)_New_Space Heating_Furnace_
Commercial_Health (ID)_New_Space Heating_Natural Gas_Furnace_E7 | Commercial | Health (ID) | New | Space Heating | Natural Gas | Furnace | E7 |  | 0 | 0 | 0 | 0 | 0 | 0 | 0 | 0 | 0 | 0 | 0 | 0 | 0 | 0 | 0 | Normal | 0 | 0 | 0 | 0 | [17 empty] | Commercial_Health (ID)_New_Space Heating_Furnace_
Commercial_Health (ID)_New_Space Heating_Natural Gas_Furnace_E8 | Commercial | Health (ID) | New | Space Heating | Natural Gas | Furnace | E8 |  | 0 | 0 | 0 | 0 | 0 | 0 | 0 | 0 | 0 | 0 | 0 | 0 | 0 | 0 | 0 | Normal | 0 | 0 | 0 | 0 | [17 empty] | Commercial_Health (ID)_New_Space Heating_Furnace_
Commercial_Health (ID)_New_Space Heating_Natural Gas_Furnace_E9 | Commercial | Health (ID) | New | Space Heating | Natural Gas | Furnace | E9 |  | 0 | 0 | 0 | 0 | 0 | 0 | 0 | 0 | 0 | 0 | 0 | 0 | 0 | 0 | 0 | Normal | 0 | 0 | 0 | 0 | [17 empty] | Commercial_Health (ID)_New_Space Heating_Furnace_
Commercial_Health (ID)_New_Space Heating_Natural Gas_Furnace_E10 | Commercial | Health (ID) | New | Space Heating | Natural Gas | Furnace | E10 |  | 0 | 0 | 0 | 0 | 0 | 0 | 0 | 0 | 0 | 0 | 0 | 0 | 0 | 0 | 0 | Normal | 0 | 0 | 0 | 0 | [17 empty] | Commercial_Health (ID)_New_Space Heating_Furnace_
Commercial_Health (ID)_New_Space Heating_Natural Gas_Boiler_E1 | Commercial | Health (ID) | New | Space Heating | Natural Gas | Boiler | E1 | AFUE 80% (Standard) | 1 | 0 | 0 | 1.4642 | 0 | 0.034707 | 0 | 25 | 35 | 2019 | 2045 | 1 | 0 | 0 | 0 | Normal | 0 | 0.50443 | 0 | 0 | 1 kBtu/hr | 30000 | 0 | 0.043636 | 10.6302 | 31.6406 | 0 | 0.75 | 0 | 2013 | 1.0605 | GBLR-Heating-AEO15-3 | GBLR-Heating-AEO15-3 | GBLR-Heating-AEO15-3 | 1 | kBtu/hr | 0.043636 | Commercial_Health (ID)_New_Space Heating_Boiler_AFUE 80% (Standard)
Commercial_Health (ID)_New_Space Heating_Natural Gas_Boiler_E2 | Commercial | Health (ID) | New | Space Heating | Natural Gas | Boiler | E2 | AFUE 85% | 0.94121 | 0 | 0 | 1.572 | 0 | 0.032665 | 0 | 25 | 35 | 2019 | 2045 | 1 | 0 | 0 | 0 | Normal | 0 | 0.47478 | 0 | 0 | 1 kBtu/hr | 30000 | 0 | 0.043636 | 10.0053 | 33.9706 | 0 | 0.70588 | 0 | 2013 | 1.0605 | GBLR-Heating-AEO15-6 | GBLR-Heating-AEO15-6 | GBLR-Heating-AEO15-6 | 1 | kBtu/hr | 0.043636 | Commercial_Health (ID)_New_Space Heating_Boiler_AFUE 85%
Commercial_Health (ID)_New_Space Heating_Natural Gas_Boiler_E3 | Commercial | Health (ID) | New | Space Heating | Natural Gas | Boiler | E3 | AFUE 97% | 0.82479 | 0 | 0 | 1.4963 | 0 | 0.028332 | 0 | 25 | 35 | 2019 | 2045 | 1 | 0 | 0 | 0 | Normal | 0 | 0.41605 | 0 | 0 | 1 kBtu/hr | 30000 | 0 | 0.043636 | 8.7677 | 32.3342 | 0 | 0.61224 | 0 | 2013 | 1.0605 | GBLR-Heating-AEO15-7 | GBLR-Heating-AEO15-7 | GBLR-Heating-AEO15-7 | 1 | kBtu/hr | 0.043636 | Commercial_Health (ID)_New_Space Heating_Boiler_AFUE 97%
Commercial_Health (ID)_New_Space Heating_Natural Gas_Boiler_E4 | Commercial | Health (ID) | New | Space Heating | Natural Gas | Boiler | E4 | Convert to NG Air Source Heat Pump | 0.57143 | 0 | 0 | 10.1035 | 0 | 0.1234 | 0 | 10 | 20 | 2019 | 2045 | 1 | 0 | 0 | 0 | Normal | 0 | 0.28825 | 0 | 0 | 1 kBtu/hr | 30000 | 0 | 0.043636 | 6.0744 | 218.3333 | 0 | 2.6667 | 0 | 2013 | 1.0605 | HP_GAS-Heating-AEO17-1 | HP_GAS-Heating-AEO17-1 | HP_GAS-Heating-AEO17-1 | 1 | kBtu/hr | 0.043636 | Commercial_Health (ID)_New_Space Heating_Boiler_Convert to NG Air Source Heat Pump
Commercial_Health (ID)_New_Space Heating_Natural Gas_Boiler_E5 | Commercial | Health (ID) | New | Space Heating | Natural Gas | Boiler | E5 |  | 0 | 0 | 0 | 0 | 0 | 0 | 0 | 0 | 0 | 0 | 0 | 0 | 0 | 0 | 0 | Normal | 0 | 0 | 0 | 0 | [17 empty] | Commercial_Health (ID)_New_Space Heating_Boiler_
Commercial_Health (ID)_New_Space Heating_Natural Gas_Boiler_E6 | Commercial | Health (ID) | New | Space Heating | Natural Gas | Boiler | E6 |  | 0 | 0 | 0 | 0 | 0 | 0 | 0 | 0 | 0 | 0 | 0 | 0 | 0 | 0 | 0 | Normal | 0 | 0 | 0 | 0 | [17 empty] | Commercial_Health (ID)_New_Space Heating_Boiler_
Commercial_Health (ID)_New_Space Heating_Natural Gas_Boiler_E7 | Commercial | Health (ID) | New | Space Heating | Natural Gas | Boiler | E7 |  | 0 | 0 | 0 | 0 | 0 | 0 | 0 | 0 | 0 | 0 | 0 | 0 | 0 | 0 | 0 | Normal | 0 | 0 | 0 | 0 | [17 empty] | Commercial_Health (ID)_New_Space Heating_Boiler_
Commercial_Health (ID)_New_Space Heating_Natural Gas_Boiler_E8 | Commercial | Health (ID) | New | Space Heating | Natural Gas | Boiler | E8 |  | 0 | 0 | 0 | 0 | 0 | 0 | 0 | 0 | 0 | 0 | 0 | 0 | 0 | 0 | 0 | Normal | 0 | 0 | 0 | 0 | [17 empty] | Commercial_Health (ID)_New_Space Heating_Boiler_
Commercial_Health (ID)_New_Space Heating_Natural Gas_Boiler_E9 | Commercial | Health (ID) | New | Space Heating | Natural Gas | Boiler | E9 |  | 0 | 0 | 0 | 0 | 0 | 0 | 0 | 0 | 0 | 0 | 0 | 0 | 0 | 0 | 0 | Normal | 0 | 0 | 0 | 0 | [17 empty] | Commercial_Health (ID)_New_Space Heating_Boiler_
Commercial_Health (ID)_New_Space Heating_Natural Gas_Boiler_E10 | Commercial | Health (ID) | New | Space Heating | Natural Gas | Boiler | E10 |  | 0 | 0 | 0 | 0 | 0 | 0 | 0 | 0 | 0 | 0 | 0 | 0 | 0 | 0 | 0 | Normal | 0 | 0 | 0 | 0 | [17 empty] | Commercial_Health (ID)_New_Space Heating_Boiler_
Commercial_Health (ID)_New_Space Heating_Natural Gas_Unit Heater_E1 | Commercial | Health (ID) | New | Space Heating | Natural Gas | Unit Heater | E1 | Standard | 1 | 0 | 0 | 0.0014198 | 0 | 0 | 0 | 15 | 25 | 2019 | 2045 | 1 | 0 | 0 | 0 | Normal | 0 | 0.12443 | 0 | 0 | 1 kBtu/Hr | 30000 | 0 | 1.3279e-06 | 2080 | 1051 | 0 | 0 | 0 | 2016 | 1.0174 | UNITHT-Heating-XCELCO-2017-18-3 | UNITHT-Heating-XCELCO-2017-18-3 | UNITHT-Heating-XCELCO-2017-18-3 | 1 | kBtu/Hr | 1.3279e-06 | Commercial_Health (ID)_New_Space Heating_Unit Heater_Standard
Commercial_Health (ID)_New_Space Heating_Natural Gas_Unit Heater_E2 | Commercial | Health (ID) | New | Space Heating | Natural Gas | Unit Heater | E2 | Condensing | 0.88942 | 0 | 0 | 0.0031138 | 0 | 0 | 0 | 15 | 25 | 2019 | 2045 | 1 | 0 | 0 | 0 | Normal | 0 | 0.11067 | 0 | 0 | 1 kBtu/Hr | 30000 | 0 | 1.3279e-06 | 1850 | 2305 | 0 | 0 | 0 | 2016 | 1.0174 | UNITHT-Heating-XCELCO-2017-18-3 | UNITHT-Heating-XCELCO-2017-18-3 | UNITHT-Heating-XCELCO-2017-18-3 | 1 | kBtu/Hr | 1.3279e-06 | Commercial_Health (ID)_New_Space Heating_Unit Heater_Condensing
Commercial_Health (ID)_New_Space Heating_Natural Gas_Unit Heater_E3 | Commercial | Health (ID) | New | Space Heating | Natural Gas | Unit Heater | E3 | Infrared Radiant | 0.88462 | 0 | 0 | 0.0016954 | 0 | 0 | 0 | 10 | 20 | 2019 | 2045 | 1 | 0 | 0 | 0 | Normal | 0 | 0.11007 | 0 | 0 | 1 kBtu/Hr | 30000 | 0 | 1.3279e-06 | 1840 | 1255 | 0 | 0 | 0 | 2016 | 1.0174 | UNITHT-Heating-XCELCO-2017-18-4 | UNITHT-Heating-XCELCO-2017-18-4 | UNITHT-Heating-XCELCO-2017-18-4 | 1 | kBtu/Hr | 1.3279e-06 | Commercial_Health (ID)_New_Space Heating_Unit Heater_Infrared Radiant
Commercial_Health (ID)_New_Space Heating_Natural Gas_Unit Heater_E4 | Commercial | Health (ID) | New | Space Heating | Natural Gas | Unit Heater | E4 |  | 0 | 0 | 0 | 0 | 0 | 0 | 0 | 0 | 0 | 0 | 0 | 0 | 0 | 0 | 0 | Normal | 0 | 0 | 0 | 0 | [17 empty] | Commercial_Health (ID)_New_Space Heating_Unit Heater_
Commercial_Health (ID)_New_Space Heating_Natural Gas_Unit Heater_E5 | Commercial | Health (ID) | New | Space Heating | Natural Gas | Unit Heater | E5 |  | 0 | 0 | 0 | 0 | 0 | 0 | 0 | 0 | 0 | 0 | 0 | 0 | 0 | 0 | 0 | Normal | 0 | 0 | 0 | 0 | [17 empty] | Commercial_Health (ID)_New_Space Heating_Unit Heater_
Commercial_Health (ID)_New_Space Heating_Natural Gas_Unit Heater_E6 | Commercial | Health (ID) | New | Space Heating | Natural Gas | Unit Heater | E6 |  | 0 | 0 | 0 | 0 | 0 | 0 | 0 | 0 | 0 | 0 | 0 | 0 | 0 | 0 | 0 | Normal | 0 | 0 | 0 | 0 | [17 empty] | Commercial_Health (ID)_New_Space Heating_Unit Heater_
Commercial_Health (ID)_New_Space Heating_Natural Gas_Unit Heater_E7 | Commercial | Health (ID) | New | Space Heating | Natural Gas | Unit Heater | E7 |  | 0 | 0 | 0 | 0 | 0 | 0 | 0 | 0 | 0 | 0 | 0 | 0 | 0 | 0 | 0 | Normal | 0 | 0 | 0 | 0 | [17 empty] | Commercial_Health (ID)_New_Space Heating_Unit Heater_
Commercial_Health (ID)_New_Space Heating_Natural Gas_Unit Heater_E8 | Commercial | Health (ID) | New | Space Heating | Natural Gas | Unit Heater | E8 |  | 0 | 0 | 0 | 0 | 0 | 0 | 0 | 0 | 0 | 0 | 0 | 0 | 0 | 0 | 0 | Normal | 0 | 0 | 0 | 0 | [17 empty] | Commercial_Health (ID)_New_Space Heating_Unit Heater_
Commercial_Health (ID)_New_Space Heating_Natural Gas_Unit Heater_E9 | Commercial | Health (ID) | New | Space Heating | Natural Gas | Unit Heater | E9 |  | 0 | 0 | 0 | 0 | 0 | 0 | 0 | 0 | 0 | 0 | 0 | 0 | 0 | 0 | 0 | Normal | 0 | 0 | 0 | 0 | [17 empty] | Commercial_Health (ID)_New_Space Heating_Unit Heater_
Commercial_Health (ID)_New_Space Heating_Natural Gas_Unit Heater_E10 | Commercial | Health (ID) | New | Space Heating | Natural Gas | Unit Heater | E10 |  | 0 | 0 | 0 | 0 | 0 | 0 | 0 | 0 | 0 | 0 | 0 | 0 | 0 | 0 | 0 | Normal | 0 | 0 | 0 | 0 | [17 empty] | Commercial_Health (ID)_New_Space Heating_Unit Heater_
Commercial_Health (ID)_New_Water Heating_Natural Gas_Water Heater_E1 | Commercial | Health (ID) | New | Water Heating | Natural Gas | Water Heater | E1 | TE 0.80 | 1 | 0 | 0 | 0.15634 | 0 | 0 | 0 | 10 | 20 | 2019 | 2045 | 1 | 0 | 0 | 0 | Normal | 0 | 0.5081 | 0 | 0 | 1 kBtu/hr | 30000 | 0 | 0.0070491 | 66.3902 | 21.8 | 0 | 0 | 0 | 2017 | 1.0174 | DHW_WH-Water Heating-PG&E-R7-14 | DHW_WH-Water Heating-PG&E-R7-14 | DHW_WH-Water Heating-PG&E-R7-14 | 1 | kBtu/hr | 0.0070491 | Commercial_Health (ID)_New_Water Heating_Water Heater_TE 0.80
Commercial_Health (ID)_New_Water Heating_Natural Gas_Water Heater_E2 | Commercial | Health (ID) | New | Water Heating | Natural Gas | Water Heater | E2 | TE 0.90 | 0.88889 | 0 | 0 | 0.18761 | 0 | 0 | 0 | 10 | 20 | 2019 | 2045 | 1 | 0 | 0 | 0 | Normal | 0 | 0.45165 | 0 | 0 | 1 kBtu/hr | 30000 | 0 | 0.0070491 | 59.0135 | 26.16 | 0 | 0 | 0 | 2017 | 1.0174 | DHW_WH-Water Heating-PG&E-R7-14 | DHW_WH-Water Heating-PG&E-R7-14 | DHW_WH-Water Heating-PG&E-R7-14 | 1 | kBtu/hr | 0.0070491 | Commercial_Health (ID)_New_Water Heating_Water Heater_TE 0.90
Commercial_Health (ID)_New_Water Heating_Natural Gas_Water Heater_E3 | Commercial | Health (ID) | New | Water Heating | Natural Gas | Water Heater | E3 | TE 0.94 | 0.85106 | 0 | 0 | 0.23062 | 0 | 0 | 0 | 10 | 20 | 2019 | 2045 | 1 | 0 | 0 | 0 | Normal | 0 | 0.43243 | 0 | 0 | 1 kBtu/hr | 30000 | 0 | 0.0070491 | 56.5023 | 30.3604 | 0 | 0 | 0 | 2012 | 1.0776 | DHW_WH-Water Heating-NMTRM-2016-7 | DHW_WH-Water Heating-NMTRM-2016-7 | DHW_WH-Water Heating-NMTRM-2016-7 | 1 | kBtu/hr | 0.0070491 | Commercial_Health (ID)_New_Water Heating_Water Heater_TE 0.94
Commercial_Health (ID)_New_Water Heating_Natural Gas_Water Heater_E4 | Commercial | Health (ID) | New | Water Heating | Natural Gas | Water Heater | E4 | Instantaneous TE 0.94 | 0.85016 | 0 | 0 | 0.27073 | 0 | 0 | 0 | 15 | 25 | 2019 | 2045 | 1 | 0 | 0 | 0 | Normal | 0 | 0.43197 | 0 | 0 | 1 kBtu/hr | 30000 | 0 | 0.0070491 | 56.4423 | 35.6404 | 0 | 0 | 0 | 2012 | 1.0776 | DHW_WH-Water Heating-NMTRM-2016-9 | DHW_WH-Water Heating-NMTRM-2016-9 | DHW_WH-Water Heating-NMTRM-2016-9 | 1 | kBtu/hr | 0.0070491 | Commercial_Health (ID)_New_Water Heating_Water Heater_Instantaneous TE 0.94
Commercial_Health (ID)_New_Water Heating_Natural Gas_Water Heater_E5 | Commercial | Health (ID) | New | Water Heating | Natural Gas | Water Heater | E5 | Gas-Fired Absorption HPWH | 0.53333 | 0 | 0 | 0.46015 | 0 | 0 | 0 | 10 | 16 | 2019 | 2045 | 1 | 0 | 0 | 0 | Normal | 0 | 0.27099 | 0 | 0 | 1 kBtu/hr | 30000 | 0 | 0.0070491 | 35.4081 | 62.6566 | 0 | 0 | 0 | 2014 | 1.0418 | DHW_WH-Water Heating-DOE-2014-1 | DHW_WH-Water Heating-DOE-2014-1 | DHW_WH-Water Heating-DOE-2014-1 | 1 | kBtu/hr | 0.0070491 | Commercial_Health (ID)_New_Water Heating_Water Heater_Gas-Fired Absorption HPWH
Commercial_Health (ID)_New_Water Heating_Natural Gas_Water Heater_E6 | Commercial | Health (ID) | New | Water Heating | Natural Gas | Water Heater | E6 |  | 0 | 0 | 0 | 0 | 0 | 0 | 0 | 0 | 0 | 0 | 0 | 0 | 0 | 0 | 0 | Normal | 0 | 0 | 0 | 0 | [17 empty] | Commercial_Health (ID)_New_Water Heating_Water Heater_
Commercial_Health (ID)_New_Water Heating_Natural Gas_Water Heater_E7 | Commercial | Health (ID) | New | Water Heating | Natural Gas | Water Heater | E7 |  | 0 | 0 | 0 | 0 | 0 | 0 | 0 | 0 | 0 | 0 | 0 | 0 | 0 | 0 | 0 | Normal | 0 | 0 | 0 | 0 | [17 empty] | Commercial_Health (ID)_New_Water Heating_Water Heater_
Commercial_Health (ID)_New_Water Heating_Natural Gas_Water Heater_E8 | Commercial | Health (ID) | New | Water Heating | Natural Gas | Water Heater | E8 |  | 0 | 0 | 0 | 0 | 0 | 0 | 0 | 0 | 0 | 0 | 0 | 0 | 0 | 0 | 0 | Normal | 0 | 0 | 0 | 0 | [17 empty] | Commercial_Health (ID)_New_Water Heating_Water Heater_
Commercial_Health (ID)_New_Water Heating_Natural Gas_Water Heater_E9 | Commercial | Health (ID) | New | Water Heating | Natural Gas | Water Heater | E9 |  | 0 | 0 | 0 | 0 | 0 | 0 | 0 | 0 | 0 | 0 | 0 | 0 | 0 | 0 | 0 | Normal | 0 | 0 | 0 | 0 | [17 empty] | Commercial_Health (ID)_New_Water Heating_Water Heater_
Commercial_Health (ID)_New_Water Heating_Natural Gas_Water Heater_E10 | Commercial | Health (ID) | New | Water Heating | Natural Gas | Water Heater | E10 |  | 0 | 0 | 0 | 0 | 0 | 0 | 0 | 0 | 0 | 0 | 0 | 0 | 0 | 0 | 0 | Normal | 0 | 0 | 0 | 0 | [17 empty] | Commercial_Health (ID)_New_Water Heating_Water Heater_
Commercial_Health (ID)_New_Food Preparation_Natural Gas_Oven_E1 | Commercial | Health (ID) | New | Food Preparation | Natural Gas | Oven | E1 | Standard | 1 | 0 | 0 | 0.002369 | 0 | 0 | 0 | 8 | 12 | 2019 | 2045 | 1 | 0 | 0 | 0 | Normal | 0 | 0.24242 | 0 | 0 | 1 unit | 30000 | 0 | 4.558e-06 | 1050.946 | 490.1 | 0 | 0 | 0 | 2013 | 1.0605 | COOK_OVN-Food Preparation-AEO17-3 | COOK_OVN-Food Preparation-AEO17-3 | COOK_OVN-Food Preparation-ILTRM-v5.0-23 | 1 | unit | 4.558e-06 | Commercial_Health (ID)_New_Food Preparation_Oven_Standard
Commercial_Health (ID)_New_Food Preparation_Natural Gas_Oven_E2 | Commercial | Health (ID) | New | Food Preparation | Natural Gas | Oven | E2 | ENERGY STAR (>42% Baking Efficiency) | 0.7101 | 0 | 0 | 0.003228 | 0 | 0 | 0 | 8 | 12 | 2019 | 2045 | 1 | 0 | 0 | 0 | Normal | 0 | 0.17214 | 0 | 0 | 1 unit | 30000 | 0 | 4.558e-06 | 746.2722 | 667.81 | 0 | 0 | 0 | 2013 | 1.0605 | COOK_OVN-Food Preparation-AEO17-3 | COOK_OVN-Food Preparation-AEO17-3 | COOK_OVN-Food Preparation-ILTRM-v5.0-23 | 1 | unit | 4.558e-06 | Commercial_Health (ID)_New_Food Preparation_Oven_ENERGY STAR (>42% Baking Efficiency)
Commercial_Health (ID)_New_Food Preparation_Natural Gas_Oven_E3 | Commercial | Health (ID) | New | Food Preparation | Natural Gas | Oven | E3 |  | 0 | 0 | 0 | 0 | 0 | 0 | 0 | 0 | 0 | 0 | 0 | 0 | 0 | 0 | 0 | Normal | 0 | 0 | 0 | 0 | [17 empty] | Commercial_Health (ID)_New_Food Preparation_Oven_
Commercial_Health (ID)_New_Food Preparation_Natural Gas_Oven_E4 | Commercial | Health (ID) | New | Food Preparation | Natural Gas | Oven | E4 |  | 0 | 0 | 0 | 0 | 0 | 0 | 0 | 0 | 0 | 0 | 0 | 0 | 0 | 0 | 0 | Normal | 0 | 0 | 0 | 0 | [17 empty] | Commercial_Health (ID)_New_Food Preparation_Oven_
Commercial_Health (ID)_New_Food Preparation_Natural Gas_Oven_E5 | Commercial | Health (ID) | New | Food Preparation | Natural Gas | Oven | E5 |  | 0 | 0 | 0 | 0 | 0 | 0 | 0 | 0 | 0 | 0 | 0 | 0 | 0 | 0 | 0 | Normal | 0 | 0 | 0 | 0 | [17 empty] | Commercial_Health (ID)_New_Food Preparation_Oven_
Commercial_Health (ID)_New_Food Preparation_Natural Gas_Oven_E6 | Commercial | Health (ID) | New | Food Preparation | Natural Gas | Oven | E6 |  | 0 | 0 | 0 | 0 | 0 | 0 | 0 | 0 | 0 | 0 | 0 | 0 | 0 | 0 | 0 | Normal | 0 | 0 | 0 | 0 | [17 empty] | Commercial_Health (ID)_New_Food Preparation_Oven_
Commercial_Health (ID)_New_Food Preparation_Natural Gas_Oven_E7 | Commercial | Health (ID) | New | Food Preparation | Natural Gas | Oven | E7 |  | 0 | 0 | 0 | 0 | 0 | 0 | 0 | 0 | 0 | 0 | 0 | 0 | 0 | 0 | 0 | Normal | 0 | 0 | 0 | 0 | [17 empty] | Commercial_Health (ID)_New_Food Preparation_Oven_
Commercial_Health (ID)_New_Food Preparation_Natural Gas_Oven_E8 | Commercial | Health (ID) | New | Food Preparation | Natural Gas | Oven | E8 |  | 0 | 0 | 0 | 0 | 0 | 0 | 0 | 0 | 0 | 0 | 0 | 0 | 0 | 0 | 0 | Normal | 0 | 0 | 0 | 0 | [17 empty] | Commercial_Health (ID)_New_Food Preparation_Oven_
Commercial_Health (ID)_New_Food Preparation_Natural Gas_Oven_E9 | Commercial | Health (ID) | New | Food Preparation | Natural Gas | Oven | E9 |  | 0 | 0 | 0 | 0 | 0 | 0 | 0 | 0 | 0 | 0 | 0 | 0 | 0 | 0 | 0 | Normal | 0 | 0 | 0 | 0 | [17 empty] | Commercial_Health (ID)_New_Food Preparation_Oven_
Commercial_Health (ID)_New_Food Preparation_Natural Gas_Oven_E10 | Commercial | Health (ID) | New | Food Preparation | Natural Gas | Oven | E10 |  | 0 | 0 | 0 | 0 | 0 | 0 | 0 | 0 | 0 | 0 | 0 | 0 | 0 | 0 | 0 | Normal | 0 | 0 | 0 | 0 | [17 empty] | Commercial_Health (ID)_New_Food Preparation_Oven_
Commercial_Health (ID)_New_Food Preparation_Natural Gas_Conveyor Oven_E1 | Commercial | Health (ID) | New | Food Preparation | Natural Gas | Conveyor Oven | E1 | Standard | 1 | 0 | 0 | 0.0019116 | 0 | 0 | 0 | 15 | 19 | 2019 | 2045 | 1 | 0 | 0 | 0 | Normal | 0 | 0.39122 | 0 | 0 | 1 unit | 30000 | 0 | 1.0824e-06 | 3571 | 1665.3064 | 0 | 0 | 0 | 2013 | 1.0605 | COOK_OVN-Food Preparation-ILTRM-v5.0-24 | COOK_OVN-Food Preparation-AEO17-3 | https://fishnick.com/saveenergy/tools/calculators/gconvovencalc.php | 1 | unit | 1.0824e-06 | Commercial_Health (ID)_New_Food Preparation_Conveyor Oven_Standard
Commercial_Health (ID)_New_Food Preparation_Natural Gas_Conveyor Oven_E2 | Commercial | Health (ID) | New | Food Preparation | Natural Gas | Conveyor Oven | E2 | ENERGY STAR (>42% Baking Efficiency) | 0.79474 | 0 | 0 | 0.0040499 | 0 | 0 | 0 | 15 | 19 | 2019 | 2045 | 1 | 0 | 0 | 0 | Normal | 0 | 0.31092 | 0 | 0 | 1 unit | 30000 | 0 | 1.0824e-06 | 2838 | 3409.1835 | 0 | 0 | 0 | 2011 | 1.0975 | COOK_OVN-Food Preparation-ILTRM-v5.0-24 | COOK_OVN-Food Preparation-ILTRM-v5.0-24 | COOK_OVN-Food Preparation-ILTRM-v5.0-24 | 1 | unit | 1.0824e-06 | Commercial_Health (ID)_New_Food Preparation_Conveyor Oven_ENERGY STAR (>42% Baking Efficiency)
Commercial_Health (ID)_New_Food Preparation_Natural Gas_Conveyor Oven_E3 | Commercial | Health (ID) | New | Food Preparation | Natural Gas | Conveyor Oven | E3 |  | 0 | 0 | 0 | 0 | 0 | 0 | 0 | 0 | 0 | 0 | 0 | 0 | 0 | 0 | 0 | Normal | 0 | 0 | 0 | 0 | [17 empty] | Commercial_Health (ID)_New_Food Preparation_Conveyor Oven_
Commercial_Health (ID)_New_Food Preparation_Natural Gas_Conveyor Oven_E4 | Commercial | Health (ID) | New | Food Preparation | Natural Gas | Conveyor Oven | E4 |  | 0 | 0 | 0 | 0 | 0 | 0 | 0 | 0 | 0 | 0 | 0 | 0 | 0 | 0 | 0 | Normal | 0 | 0 | 0 | 0 | [17 empty] | Commercial_Health (ID)_New_Food Preparation_Conveyor Oven_
Commercial_Health (ID)_New_Food Preparation_Natural Gas_Conveyor Oven_E5 | Commercial | Health (ID) | New | Food Preparation | Natural Gas | Conveyor Oven | E5 |  | 0 | 0 | 0 | 0 | 0 | 0 | 0 | 0 | 0 | 0 | 0 | 0 | 0 | 0 | 0 | Normal | 0 | 0 | 0 | 0 | [17 empty] | Commercial_Health (ID)_New_Food Preparation_Conveyor Oven_
Commercial_Health (ID)_New_Food Preparation_Natural Gas_Conveyor Oven_E6 | Commercial | Health (ID) | New | Food Preparation | Natural Gas | Conveyor Oven | E6 |  | 0 | 0 | 0 | 0 | 0 | 0 | 0 | 0 | 0 | 0 | 0 | 0 | 0 | 0 | 0 | Normal | 0 | 0 | 0 | 0 | [17 empty] | Commercial_Health (ID)_New_Food Preparation_Conveyor Oven_
Commercial_Health (ID)_New_Food Preparation_Natural Gas_Conveyor Oven_E7 | Commercial | Health (ID) | New | Food Preparation | Natural Gas | Conveyor Oven | E7 |  | 0 | 0 | 0 | 0 | 0 | 0 | 0 | 0 | 0 | 0 | 0 | 0 | 0 | 0 | 0 | Normal | 0 | 0 | 0 | 0 | [17 empty] | Commercial_Health (ID)_New_Food Preparation_Conveyor Oven_
Commercial_Health (ID)_New_Food Preparation_Natural Gas_Conveyor Oven_E8 | Commercial | Health (ID) | New | Food Preparation | Natural Gas | Conveyor Oven | E8 |  | 0 | 0 | 0 | 0 | 0 | 0 | 0 | 0 | 0 | 0 | 0 | 0 | 0 | 0 | 0 | Normal | 0 | 0 | 0 | 0 | [17 empty] | Commercial_Health (ID)_New_Food Preparation_Conveyor Oven_
Commercial_Health (ID)_New_Food Preparation_Natural Gas_Conveyor Oven_E9 | Commercial | Health (ID) | New | Food Preparation | Natural Gas | Conveyor Oven | E9 |  | 0 | 0 | 0 | 0 | 0 | 0 | 0 | 0 | 0 | 0 | 0 | 0 | 0 | 0 | 0 | Normal | 0 | 0 | 0 | 0 | [17 empty] | Commercial_Health (ID)_New_Food Preparation_Conveyor Oven_
Commercial_Health (ID)_New_Food Preparation_Natural Gas_Conveyor Oven_E10 | Commercial | Health (ID) | New | Food Preparation | Natural Gas | Conveyor Oven | E10 |  | 0 | 0 | 0 | 0 | 0 | 0 | 0 | 0 | 0 | 0 | 0 | 0 | 0 | 0 | 0 | Normal | 0 | 0 | 0 | 0 | [17 empty] | Commercial_Health (ID)_New_Food Preparation_Conveyor Oven_
Commercial_Health (ID)_New_Food Preparation_Natural Gas_Double Rack Oven_E1 | Commercial | Health (ID) | New | Food Preparation | Natural Gas | Double Rack Oven | E1 | Standard | 1 | 0 | 0 | 0.0032911 | 0 | 0 | 0 | 8 | 16 | 2019 | 2045 | 1 | 0 | 0 | 0 | Normal | 0 | 0.67355 | 0 | 0 | 1 unit | 30000 | 0 | 1.2267e-06 | 5425 | 2529.904 | 0 | 0 | 0 | 2013 | 1.0605 | COOK_OVN-Food Preparation-ILTRM-v5.0-25 | COOK_OVN-Food Preparation-ILTRM-v5.0-25 | https://fishnick.com/saveenergy/tools/calculators/grackovencalc.php | 1 | unit | 1.2267e-06 | Commercial_Health (ID)_New_Food Preparation_Double Rack Oven_Standard
Commercial_Health (ID)_New_Food Preparation_Natural Gas_Double Rack Oven_E2 | Commercial | Health (ID) | New | Food Preparation | Natural Gas | Double Rack Oven | E2 | FTSC Qualified (>50% Cooking Efficiency) | 0.61954 | 0 | 0 | 0.014931 | 0 | 0 | 0 | 8 | 16 | 2019 | 2045 | 1 | 0 | 0 | 0 | Normal | 0 | 0.41729 | 0 | 0 | 1 unit | 30000 | 0 | 1.2267e-06 | 3361 | 11090.6431 | 0 | 0 | 0 | 2011 | 1.0975 | COOK_OVN-Food Preparation-ILTRM-v5.0-25 | COOK_OVN-Food Preparation-ILTRM-v5.0-25 | COOK_OVN-Food Preparation-ILTRM-v5.0-25 | 1 | unit | 1.2267e-06 | Commercial_Health (ID)_New_Food Preparation_Double Rack Oven_FTSC Qualified (>50% Cooking Efficiency)
Commercial_Health (ID)_New_Food Preparation_Natural Gas_Double Rack Oven_E3 | Commercial | Health (ID) | New | Food Preparation | Natural Gas | Double Rack Oven | E3 |  | 0 | 0 | 0 | 0 | 0 | 0 | 0 | 0 | 0 | 0 | 0 | 0 | 0 | 0 | 0 | Normal | 0 | 0 | 0 | 0 | [17 empty] | Commercial_Health (ID)_New_Food Preparation_Double Rack Oven_
Commercial_Health (ID)_New_Food Preparation_Natural Gas_Double Rack Oven_E4 | Commercial | Health (ID) | New | Food Preparation | Natural Gas | Double Rack Oven | E4 |  | 0 | 0 | 0 | 0 | 0 | 0 | 0 | 0 | 0 | 0 | 0 | 0 | 0 | 0 | 0 | Normal | 0 | 0 | 0 | 0 | [17 empty] | Commercial_Health (ID)_New_Food Preparation_Double Rack Oven_
Commercial_Health (ID)_New_Food Preparation_Natural Gas_Double Rack Oven_E5 | Commercial | Health (ID) | New | Food Preparation | Natural Gas | Double Rack Oven | E5 |  | 0 | 0 | 0 | 0 | 0 | 0 | 0 | 0 | 0 | 0 | 0 | 0 | 0 | 0 | 0 | Normal | 0 | 0 | 0 | 0 | [17 empty] | Commercial_Health (ID)_New_Food Preparation_Double Rack Oven_
Commercial_Health (ID)_New_Food Preparation_Natural Gas_Double Rack Oven_E6 | Commercial | Health (ID) | New | Food Preparation | Natural Gas | Double Rack Oven | E6 |  | 0 | 0 | 0 | 0 | 0 | 0 | 0 | 0 | 0 | 0 | 0 | 0 | 0 | 0 | 0 | Normal | 0 | 0 | 0 | 0 | [17 empty] | Commercial_Health (ID)_New_Food Preparation_Double Rack Oven_
Commercial_Health (ID)_New_Food Preparation_Natural Gas_Double Rack Oven_E7 | Commercial | Health (ID) | New | Food Preparation | Natural Gas | Double Rack Oven | E7 |  | 0 | 0 | 0 | 0 | 0 | 0 | 0 | 0 | 0 | 0 | 0 | 0 | 0 | 0 | 0 | Normal | 0 | 0 | 0 | 0 | [17 empty] | Commercial_Health (ID)_New_Food Preparation_Double Rack Oven_
Commercial_Health (ID)_New_Food Preparation_Natural Gas_Double Rack Oven_E8 | Commercial | Health (ID) | New | Food Preparation | Natural Gas | Double Rack Oven | E8 |  | 0 | 0 | 0 | 0 | 0 | 0 | 0 | 0 | 0 | 0 | 0 | 0 | 0 | 0 | 0 | Normal | 0 | 0 | 0 | 0 | [17 empty] | Commercial_Health (ID)_New_Food Preparation_Double Rack Oven_
Commercial_Health (ID)_New_Food Preparation_Natural Gas_Double Rack Oven_E9 | Commercial | Health (ID) | New | Food Preparation | Natural Gas | Double Rack Oven | E9 |  | 0 | 0 | 0 | 0 | 0 | 0 | 0 | 0 | 0 | 0 | 0 | 0 | 0 | 0 | 0 | Normal | 0 | 0 | 0 | 0 | [17 empty] | Commercial_Health (ID)_New_Food Preparation_Double Rack Oven_
Commercial_Health (ID)_New_Food Preparation_Natural Gas_Double Rack Oven_E10 | Commercial | Health (ID) | New | Food Preparation | Natural Gas | Double Rack Oven | E10 |  | 0 | 0 | 0 | 0 | 0 | 0 | 0 | 0 | 0 | 0 | 0 | 0 | 0 | 0 | 0 | Normal | 0 | 0 | 0 | 0 | [17 empty] | Commercial_Health (ID)_New_Food Preparation_Double Rack Oven_
Commercial_Health (ID)_New_Food Preparation_Natural Gas_Fryer_E1 | Commercial | Health (ID) | New | Food Preparation | Natural Gas | Fryer | E1 | Standard | 1 | 0 | 0 | 0.13323 | 0 | 0 | 0 | 10 | 20 | 2019 | 2045 | 1 | 0 | 0 | 0 | Normal | 0 | 0.33866 | 0 | 0 | 1 unit | 30000 | 0 | 4.7576e-05 | 1628.2323 | 2500 | 0 | 0 | 0 | 2010 | 1.1201 | COOK_FRY-Food Preparation-ILTRM-v4.0-1 | Estimate | COOK_FRY-Food Preparation-ILTRM-v4.0-1 | 1 | unit | 4.7576e-05 | Commercial_Health (ID)_New_Food Preparation_Fryer_Standard
Commercial_Health (ID)_New_Food Preparation_Natural Gas_Fryer_E2 | Commercial | Health (ID) | New | Food Preparation | Natural Gas | Fryer | E2 | ENERGY STAR | 0.6897 | 0 | 0 | 0.19718 | 0 | 0 | 0 | 10 | 20 | 2019 | 2045 | 1 | 0 | 0 | 0 | Normal | 0 | 0.23357 | 0 | 0 | 1 unit | 30000 | 0 | 4.7576e-05 | 1122.9977 | 3700 | 0 | 0 | 0 | 2010 | 1.1201 | COOK_FRY-Food Preparation-ILTRM-v4.0-1 | COOK_FRY-Food Preparation-ILTRM-v4.0-1 | COOK_FRY-Food Preparation-ILTRM-v4.0-1 | 1 | unit | 4.7576e-05 | Commercial_Health (ID)_New_Food Preparation_Fryer_ENERGY STAR
Commercial_Health (ID)_New_Food Preparation_Natural Gas_Fryer_E3 | Commercial | Health (ID) | New | Food Preparation | Natural Gas | Fryer | E3 |  | 0 | 0 | 0 | 0 | 0 | 0 | 0 | 0 | 0 | 0 | 0 | 0 | 0 | 0 | 0 | Normal | 0 | 0 | 0 | 0 | [17 empty] | Commercial_Health (ID)_New_Food Preparation_Fryer_
Commercial_Health (ID)_New_Food Preparation_Natural Gas_Fryer_E4 | Commercial | Health (ID) | New | Food Preparation | Natural Gas | Fryer | E4 |  | 0 | 0 | 0 | 0 | 0 | 0 | 0 | 0 | 0 | 0 | 0 | 0 | 0 | 0 | 0 | Normal | 0 | 0 | 0 | 0 | [17 empty] | Commercial_Health (ID)_New_Food Preparation_Fryer_
Commercial_Health (ID)_New_Food Preparation_Natural Gas_Fryer_E5 | Commercial | Health (ID) | New | Food Preparation | Natural Gas | Fryer | E5 |  | 0 | 0 | 0 | 0 | 0 | 0 | 0 | 0 | 0 | 0 | 0 | 0 | 0 | 0 | 0 | Normal | 0 | 0 | 0 | 0 | [17 empty] | Commercial_Health (ID)_New_Food Preparation_Fryer_
Commercial_Health (ID)_New_Food Preparation_Natural Gas_Fryer_E6 | Commercial | Health (ID) | New | Food Preparation | Natural Gas | Fryer | E6 |  | 0 | 0 | 0 | 0 | 0 | 0 | 0 | 0 | 0 | 0 | 0 | 0 | 0 | 0 | 0 | Normal | 0 | 0 | 0 | 0 | [17 empty] | Commercial_Health (ID)_New_Food Preparation_Fryer_
Commercial_Health (ID)_New_Food Preparation_Natural Gas_Fryer_E7 | Commercial | Health (ID) | New | Food Preparation | Natural Gas | Fryer | E7 |  | 0 | 0 | 0 | 0 | 0 | 0 | 0 | 0 | 0 | 0 | 0 | 0 | 0 | 0 | 0 | Normal | 0 | 0 | 0 | 0 | [17 empty] | Commercial_Health (ID)_New_Food Preparation_Fryer_
Commercial_Health (ID)_New_Food Preparation_Natural Gas_Fryer_E8 | Commercial | Health (ID) | New | Food Preparation | Natural Gas | Fryer | E8 |  | 0 | 0 | 0 | 0 | 0 | 0 | 0 | 0 | 0 | 0 | 0 | 0 | 0 | 0 | 0 | Normal | 0 | 0 | 0 | 0 | [17 empty] | Commercial_Health (ID)_New_Food Preparation_Fryer_
Commercial_Health (ID)_New_Food Preparation_Natural Gas_Fryer_E9 | Commercial | Health (ID) | New | Food Preparation | Natural Gas | Fryer | E9 |  | 0 | 0 | 0 | 0 | 0 | 0 | 0 | 0 | 0 | 0 | 0 | 0 | 0 | 0 | 0 | Normal | 0 | 0 | 0 | 0 | [17 empty] | Commercial_Health (ID)_New_Food Preparation_Fryer_
Commercial_Health (ID)_New_Food Preparation_Natural Gas_Fryer_E10 | Commercial | Health (ID) | New | Food Preparation | Natural Gas | Fryer | E10 |  | 0 | 0 | 0 | 0 | 0 | 0 | 0 | 0 | 0 | 0 | 0 | 0 | 0 | 0 | 0 | Normal | 0 | 0 | 0 | 0 | [17 empty] | Commercial_Health (ID)_New_Food Preparation_Fryer_
Commercial_Health (ID)_New_Food Preparation_Natural Gas_Broiler_E1 | Commercial | Health (ID) | New | Food Preparation | Natural Gas | Broiler | E1 | Standard | 1 | 0 | 0 | 0.030078 | 0 | 0 | 0 | 8 | 16 | 2019 | 2045 | 1 | 0 | 0 | 0 | Normal | 0 | 0.34594 | 0 | 0 | 1 unit | 30000 | 0 | 1.0963e-05 | 1625 | 2500 | 0 | 0 | 0 | 2011 | 1.0975 | COOK_BRL-Food Preparation-ILTRM-v4.0-2 | Estimate | COOK_BRL-Food Preparation-ILTRM-v4.0-2 | 1 | unit | 1.0963e-05 | Commercial_Health (ID)_New_Food Preparation_Broiler_Standard
Commercial_Health (ID)_New_Food Preparation_Natural Gas_Broiler_E2 | Commercial | Health (ID) | New | Food Preparation | Natural Gas | Broiler | E2 | Infrared Burners | 0.85292 | 0 | 0 | 0.04211 | 0 | 0 | 0 | 8 | 16 | 2019 | 2045 | 1 | 0 | 0 | 0 | Normal | 0 | 0.29506 | 0 | 0 | 1 unit | 30000 | 0 | 1.0963e-05 | 1386 | 3500 | 0 | 0 | 0 | 2011 | 1.0975 | COOK_BRL-Food Preparation-ILTRM-v4.0-2 | COOK_BRL-Food Preparation-ILTRM-v4.0-2 | COOK_BRL-Food Preparation-ILTRM-v4.0-2 | 1 | unit | 1.0963e-05 | Commercial_Health (ID)_New_Food Preparation_Broiler_Infrared Burners
Commercial_Health (ID)_New_Food Preparation_Natural Gas_Broiler_E3 | Commercial | Health (ID) | New | Food Preparation | Natural Gas | Broiler | E3 |  | 0 | 0 | 0 | 0 | 0 | 0 | 0 | 0 | 0 | 0 | 0 | 0 | 0 | 0 | 0 | Normal | 0 | 0 | 0 | 0 | [17 empty] | Commercial_Health (ID)_New_Food Preparation_Broiler_
Commercial_Health (ID)_New_Food Preparation_Natural Gas_Broiler_E4 | Commercial | Health (ID) | New | Food Preparation | Natural Gas | Broiler | E4 |  | 0 | 0 | 0 | 0 | 0 | 0 | 0 | 0 | 0 | 0 | 0 | 0 | 0 | 0 | 0 | Normal | 0 | 0 | 0 | 0 | [17 empty] | Commercial_Health (ID)_New_Food Preparation_Broiler_
Commercial_Health (ID)_New_Food Preparation_Natural Gas_Broiler_E5 | Commercial | Health (ID) | New | Food Preparation | Natural Gas | Broiler | E5 |  | 0 | 0 | 0 | 0 | 0 | 0 | 0 | 0 | 0 | 0 | 0 | 0 | 0 | 0 | 0 | Normal | 0 | 0 | 0 | 0 | [17 empty] | Commercial_Health (ID)_New_Food Preparation_Broiler_
Commercial_Health (ID)_New_Food Preparation_Natural Gas_Broiler_E6 | Commercial | Health (ID) | New | Food Preparation | Natural Gas | Broiler | E6 |  | 0 | 0 | 0 | 0 | 0 | 0 | 0 | 0 | 0 | 0 | 0 | 0 | 0 | 0 | 0 | Normal | 0 | 0 | 0 | 0 | [17 empty] | Commercial_Health (ID)_New_Food Preparation_Broiler_
Commercial_Health (ID)_New_Food Preparation_Natural Gas_Broiler_E7 | Commercial | Health (ID) | New | Food Preparation | Natural Gas | Broiler | E7 |  | 0 | 0 | 0 | 0 | 0 | 0 | 0 | 0 | 0 | 0 | 0 | 0 | 0 | 0 | 0 | Normal | 0 | 0 | 0 | 0 | [17 empty] | Commercial_Health (ID)_New_Food Preparation_Broiler_
Commercial_Health (ID)_New_Food Preparation_Natural Gas_Broiler_E8 | Commercial | Health (ID) | New | Food Preparation | Natural Gas | Broiler | E8 |  | 0 | 0 | 0 | 0 | 0 | 0 | 0 | 0 | 0 | 0 | 0 | 0 | 0 | 0 | 0 | Normal | 0 | 0 | 0 | 0 | [17 empty] | Commercial_Health (ID)_New_Food Preparation_Broiler_
Commercial_Health (ID)_New_Food Preparation_Natural Gas_Broiler_E9 | Commercial | Health (ID) | New | Food Preparation | Natural Gas | Broiler | E9 |  | 0 | 0 | 0 | 0 | 0 | 0 | 0 | 0 | 0 | 0 | 0 | 0 | 0 | 0 | 0 | Normal | 0 | 0 | 0 | 0 | [17 empty] | Commercial_Health (ID)_New_Food Preparation_Broiler_
Commercial_Health (ID)_New_Food Preparation_Natural Gas_Broiler_E10 | Commercial | Health (ID) | New | Food Preparation | Natural Gas | Broiler | E10 |  | 0 | 0 | 0 | 0 | 0 | 0 | 0 | 0 | 0 | 0 | 0 | 0 | 0 | 0 | 0 | Normal | 0 | 0 | 0 | 0 | [17 empty] | Commercial_Health (ID)_New_Food Preparation_Broiler_
Commercial_Health (ID)_New_Food Preparation_Natural Gas_Griddle_E1 | Commercial | Health (ID) | New | Food Preparation | Natural Gas | Griddle | E1 | Standard | 1 | 0 | 0 | 0.055717 | 0 | 0 | 0 | 8 | 16 | 2019 | 2045 | 1 | 0 | 0 | 0 | Normal | 0 | 0.24041 | 0 | 0 | 1 unit | 30000 | 0 | 1.0202e-05 | 1213.5601 | 5150 | 0 | 0 | 0 | 2013 | 1.0605 | COOK_GRD-Food Preparation-ILTRM-v5.0-1 | COOK_GRD-Food Preparation-EIA14-2014 Ref. Case-5 | COOK_GRD-Food Preparation-ILTRM-v5.0-1 | 1 | unit | 1.0202e-05 | Commercial_Health (ID)_New_Food Preparation_Griddle_Standard
Commercial_Health (ID)_New_Food Preparation_Natural Gas_Griddle_E2 | Commercial | Health (ID) | New | Food Preparation | Natural Gas | Griddle | E2 | ENERGY STAR | 0.87771 | 0 | 0 | 0.059612 | 0 | 0 | 0 | 8 | 16 | 2019 | 2045 | 1 | 0 | 0 | 0 | Normal | 0 | 0.21101 | 0 | 0 | 1 unit | 30000 | 0 | 1.0202e-05 | 1065.1506 | 5510 | 0 | 0 | 0 | 2013 | 1.0605 | COOK_GRD-Food Preparation-ILTRM-v5.0-1 | COOK_GRD-Food Preparation-EIA14-2014 Ref. Case-5 | COOK_GRD-Food Preparation-ILTRM-v5.0-1 | 1 | unit | 1.0202e-05 | Commercial_Health (ID)_New_Food Preparation_Griddle_ENERGY STAR
Commercial_Health (ID)_New_Food Preparation_Natural Gas_Griddle_E3 | Commercial | Health (ID) | New | Food Preparation | Natural Gas | Griddle | E3 |  | 0 | 0 | 0 | 0 | 0 | 0 | 0 | 0 | 0 | 0 | 0 | 0 | 0 | 0 | 0 | Normal | 0 | 0 | 0 | 0 | [17 empty] | Commercial_Health (ID)_New_Food Preparation_Griddle_
Commercial_Health (ID)_New_Food Preparation_Natural Gas_Griddle_E4 | Commercial | Health (ID) | New | Food Preparation | Natural Gas | Griddle | E4 |  | 0 | 0 | 0 | 0 | 0 | 0 | 0 | 0 | 0 | 0 | 0 | 0 | 0 | 0 | 0 | Normal | 0 | 0 | 0 | 0 | [17 empty] | Commercial_Health (ID)_New_Food Preparation_Griddle_
Commercial_Health (ID)_New_Food Preparation_Natural Gas_Griddle_E5 | Commercial | Health (ID) | New | Food Preparation | Natural Gas | Griddle | E5 |  | 0 | 0 | 0 | 0 | 0 | 0 | 0 | 0 | 0 | 0 | 0 | 0 | 0 | 0 | 0 | Normal | 0 | 0 | 0 | 0 | [17 empty] | Commercial_Health (ID)_New_Food Preparation_Griddle_
Commercial_Health (ID)_New_Food Preparation_Natural Gas_Griddle_E6 | Commercial | Health (ID) | New | Food Preparation | Natural Gas | Griddle | E6 |  | 0 | 0 | 0 | 0 | 0 | 0 | 0 | 0 | 0 | 0 | 0 | 0 | 0 | 0 | 0 | Normal | 0 | 0 | 0 | 0 | [17 empty] | Commercial_Health (ID)_New_Food Preparation_Griddle_
Commercial_Health (ID)_New_Food Preparation_Natural Gas_Griddle_E7 | Commercial | Health (ID) | New | Food Preparation | Natural Gas | Griddle | E7 |  | 0 | 0 | 0 | 0 | 0 | 0 | 0 | 0 | 0 | 0 | 0 | 0 | 0 | 0 | 0 | Normal | 0 | 0 | 0 | 0 | [17 empty] | Commercial_Health (ID)_New_Food Preparation_Griddle_
Commercial_Health (ID)_New_Food Preparation_Natural Gas_Griddle_E8 | Commercial | Health (ID) | New | Food Preparation | Natural Gas | Griddle | E8 |  | 0 | 0 | 0 | 0 | 0 | 0 | 0 | 0 | 0 | 0 | 0 | 0 | 0 | 0 | 0 | Normal | 0 | 0 | 0 | 0 | [17 empty] | Commercial_Health (ID)_New_Food Preparation_Griddle_
Commercial_Health (ID)_New_Food Preparation_Natural Gas_Griddle_E9 | Commercial | Health (ID) | New | Food Preparation | Natural Gas | Griddle | E9 |  | 0 | 0 | 0 | 0 | 0 | 0 | 0 | 0 | 0 | 0 | 0 | 0 | 0 | 0 | 0 | Normal | 0 | 0 | 0 | 0 | [17 empty] | Commercial_Health (ID)_New_Food Preparation_Griddle_
Commercial_Health (ID)_New_Food Preparation_Natural Gas_Griddle_E10 | Commercial | Health (ID) | New | Food Preparation | Natural Gas | Griddle | E10 |  | 0 | 0 | 0 | 0 | 0 | 0 | 0 | 0 | 0 | 0 | 0 | 0 | 0 | 0 | 0 | Normal | 0 | 0 | 0 | 0 | [17 empty] | Commercial_Health (ID)_New_Food Preparation_Griddle_
Commercial_Health (ID)_New_Food Preparation_Natural Gas_Range_E1 | Commercial | Health (ID) | New | Food Preparation | Natural Gas | Range | E1 | Standard | 1 | 0 | 0 | 0.24257 | 0 | 0 | 0 | 8 | 12 | 2019 | 2045 | 1 | 0 | 0 | 0 | Normal | 0 | 0.32494 | 0 | 0 | 1 unit | 30000 | 0 | 4.8123e-05 | 1470 | 4500 | 0 | 0 | 0 | 2010 | 1.1201 | COOK_OVN-Food Preparation-AEO17-1 | Estimate | DOE Commercial R&D 2016 - Table 2-12 | 1 | unit | 4.8123e-05 | Commercial_Health (ID)_New_Food Preparation_Range_Standard
Commercial_Health (ID)_New_Food Preparation_Natural Gas_Range_E2 | Commercial | Health (ID) | New | Food Preparation | Natural Gas | Range | E2 | High Efficiency | 0.5 | 0 | 0 | 0.26413 | 0 | 0 | 0 | 8 | 12 | 2019 | 2045 | 1 | 0 | 0 | 0 | Normal | 0 | 0.16247 | 0 | 0 | 1 unit | 30000 | 0 | 4.8123e-05 | 735 | 4900 | 0 | 0 | 0 | 2010 | 1.1201 | COOK_OVN-Food Preparation-AEO17-1 | DOE Commercial R&D 2016 - Table 2-10 | DOE Commercial R&D 2016 - Table 2-18 | 1 | unit | 4.8123e-05 | Commercial_Health (ID)_New_Food Preparation_Range_High Efficiency
Commercial_Health (ID)_New_Food Preparation_Natural Gas_Range_E3 | Commercial | Health (ID) | New | Food Preparation | Natural Gas | Range | E3 |  | 0 | 0 | 0 | 0 | 0 | 0 | 0 | 0 | 0 | 0 | 0 | 0 | 0 | 0 | 0 | Normal | 0 | 0 | 0 | 0 | [17 empty] | Commercial_Health (ID)_New_Food Preparation_Range_
Commercial_Health (ID)_New_Food Preparation_Natural Gas_Range_E4 | Commercial | Health (ID) | New | Food Preparation | Natural Gas | Range | E4 |  | 0 | 0 | 0 | 0 | 0 | 0 | 0 | 0 | 0 | 0 | 0 | 0 | 0 | 0 | 0 | Normal | 0 | 0 | 0 | 0 | [17 empty] | Commercial_Health (ID)_New_Food Preparation_Range_
Commercial_Health (ID)_New_Food Preparation_Natural Gas_Range_E5 | Commercial | Health (ID) | New | Food Preparation | Natural Gas | Range | E5 |  | 0 | 0 | 0 | 0 | 0 | 0 | 0 | 0 | 0 | 0 | 0 | 0 | 0 | 0 | 0 | Normal | 0 | 0 | 0 | 0 | [17 empty] | Commercial_Health (ID)_New_Food Preparation_Range_
Commercial_Health (ID)_New_Food Preparation_Natural Gas_Range_E6 | Commercial | Health (ID) | New | Food Preparation | Natural Gas | Range | E6 |  | 0 | 0 | 0 | 0 | 0 | 0 | 0 | 0 | 0 | 0 | 0 | 0 | 0 | 0 | 0 | Normal | 0 | 0 | 0 | 0 | [17 empty] | Commercial_Health (ID)_New_Food Preparation_Range_
Commercial_Health (ID)_New_Food Preparation_Natural Gas_Range_E7 | Commercial | Health (ID) | New | Food Preparation | Natural Gas | Range | E7 |  | 0 | 0 | 0 | 0 | 0 | 0 | 0 | 0 | 0 | 0 | 0 | 0 | 0 | 0 | 0 | Normal | 0 | 0 | 0 | 0 | [17 empty] | Commercial_Health (ID)_New_Food Preparation_Range_
Commercial_Health (ID)_New_Food Preparation_Natural Gas_Range_E8 | Commercial | Health (ID) | New | Food Preparation | Natural Gas | Range | E8 |  | 0 | 0 | 0 | 0 | 0 | 0 | 0 | 0 | 0 | 0 | 0 | 0 | 0 | 0 | 0 | Normal | 0 | 0 | 0 | 0 | [17 empty] | Commercial_Health (ID)_New_Food Preparation_Range_
Commercial_Health (ID)_New_Food Preparation_Natural Gas_Range_E9 | Commercial | Health (ID) | New | Food Preparation | Natural Gas | Range | E9 |  | 0 | 0 | 0 | 0 | 0 | 0 | 0 | 0 | 0 | 0 | 0 | 0 | 0 | 0 | 0 | Normal | 0 | 0 | 0 | 0 | [17 empty] | Commercial_Health (ID)_New_Food Preparation_Range_
Commercial_Health (ID)_New_Food Preparation_Natural Gas_Range_E10 | Commercial | Health (ID) | New | Food Preparation | Natural Gas | Range | E10 |  | 0 | 0 | 0 | 0 | 0 | 0 | 0 | 0 | 0 | 0 | 0 | 0 | 0 | 0 | 0 | Normal | 0 | 0 | 0 | 0 | [17 empty] | Commercial_Health (ID)_New_Food Preparation_Range_
Commercial_Health (ID)_New_Food Preparation_Natural Gas_Steamer_E1 | Commercial | Health (ID) | New | Food Preparation | Natural Gas | Steamer | E1 | Standard | 1 | 0 | 0 | 0.12116 | 0 | 0 | 0 | 8 | 16 | 2019 | 2045 | 1 | 0 | 0 | 0 | Normal | 0 | 0.44542 | 0 | 0 | 1 unit | 30000 | 0 | 8.5832e-06 | 1241.5036 | 13100 | 0 | 0 | 0 | 2012 | 1.0776 | COOK_STM-Food Preparation-ILTRM-v4.0-32 | DOE Commercial R&D 2016 - Table 2-10 | COOK_STM-Food Preparation-ILTRM-v4.0-32 | 1 | unit | 8.5832e-06 | Commercial_Health (ID)_New_Food Preparation_Steamer_Standard
Commercial_Health (ID)_New_Food Preparation_Natural Gas_Steamer_E2 | Commercial | Health (ID) | New | Food Preparation | Natural Gas | Steamer | E2 | ENERGY STAR | 0.18867 | 0 | 0 | 0.13039 | 0 | -2.4323e-05 | 0 | 8 | 16 | 2019 | 2045 | 1 | 0 | 0 | 0 | Normal | 0 | 0.08404 | 0 | 0 | 1 unit | 30000 | 0 | 8.5832e-06 | 234.2394 | 14098 | 0 | -2.6298 | 0 | 2012 | 1.0776 | COOK_STM-Food Preparation-ILTRM-v4.0-32 | COOK_STM-Food Preparation-ILTRM-v4.0-32 | COOK_STM-Food Preparation-ILTRM-v4.0-32 | 1 | unit | 8.5832e-06 | Commercial_Health (ID)_New_Food Preparation_Steamer_ENERGY STAR
Commercial_Health (ID)_New_Food Preparation_Natural Gas_Steamer_E3 | Commercial | Health (ID) | New | Food Preparation | Natural Gas | Steamer | E3 |  | 0 | 0 | 0 | 0 | 0 | 0 | 0 | 0 | 0 | 0 | 0 | 0 | 0 | 0 | 0 | Normal | 0 | 0 | 0 | 0 | [17 empty] | Commercial_Health (ID)_New_Food Preparation_Steamer_
Commercial_Health (ID)_New_Food Preparation_Natural Gas_Steamer_E4 | Commercial | Health (ID) | New | Food Preparation | Natural Gas | Steamer | E4 |  | 0 | 0 | 0 | 0 | 0 | 0 | 0 | 0 | 0 | 0 | 0 | 0 | 0 | 0 | 0 | Normal | 0 | 0 | 0 | 0 | [17 empty] | Commercial_Health (ID)_New_Food Preparation_Steamer_
Commercial_Health (ID)_New_Food Preparation_Natural Gas_Steamer_E5 | Commercial | Health (ID) | New | Food Preparation | Natural Gas | Steamer | E5 |  | 0 | 0 | 0 | 0 | 0 | 0 | 0 | 0 | 0 | 0 | 0 | 0 | 0 | 0 | 0 | Normal | 0 | 0 | 0 | 0 | [17 empty] | Commercial_Health (ID)_New_Food Preparation_Steamer_
Commercial_Health (ID)_New_Food Preparation_Natural Gas_Steamer_E6 | Commercial | Health (ID) | New | Food Preparation | Natural Gas | Steamer | E6 |  | 0 | 0 | 0 | 0 | 0 | 0 | 0 | 0 | 0 | 0 | 0 | 0 | 0 | 0 | 0 | Normal | 0 | 0 | 0 | 0 | [17 empty] | Commercial_Health (ID)_New_Food Preparation_Steamer_
Commercial_Health (ID)_New_Food Preparation_Natural Gas_Steamer_E7 | Commercial | Health (ID) | New | Food Preparation | Natural Gas | Steamer | E7 |  | 0 | 0 | 0 | 0 | 0 | 0 | 0 | 0 | 0 | 0 | 0 | 0 | 0 | 0 | 0 | Normal | 0 | 0 | 0 | 0 | [17 empty] | Commercial_Health (ID)_New_Food Preparation_Steamer_
Commercial_Health (ID)_New_Food Preparation_Natural Gas_Steamer_E8 | Commercial | Health (ID) | New | Food Preparation | Natural Gas | Steamer | E8 |  | 0 | 0 | 0 | 0 | 0 | 0 | 0 | 0 | 0 | 0 | 0 | 0 | 0 | 0 | 0 | Normal | 0 | 0 | 0 | 0 | [17 empty] | Commercial_Health (ID)_New_Food Preparation_Steamer_
Commercial_Health (ID)_New_Food Preparation_Natural Gas_Steamer_E9 | Commercial | Health (ID) | New | Food Preparation | Natural Gas | Steamer | E9 |  | 0 | 0 | 0 | 0 | 0 | 0 | 0 | 0 | 0 | 0 | 0 | 0 | 0 | 0 | 0 | Normal | 0 | 0 | 0 | 0 | [17 empty] | Commercial_Health (ID)_New_Food Preparation_Steamer_
Commercial_Health (ID)_New_Food Preparation_Natural Gas_Steamer_E10 | Commercial | Health (ID) | New | Food Preparation | Natural Gas | Steamer | E10 |  | 0 | 0 | 0 | 0 | 0 | 0 | 0 | 0 | 0 | 0 | 0 | 0 | 0 | 0 | 0 | Normal | 0 | 0 | 0 | 0 | [17 empty] | Commercial_Health (ID)_New_Food Preparation_Steamer_
Commercial_Health (ID)_New_Food Preparation_Natural Gas_Food Prep Other_E1 | Commercial | Health (ID) | New | Food Preparation | Natural Gas | Food Prep Other | E1 | Standard | 1 | 0 | 0 | 0.08114 | 0 | 0 | 0 | 8 | 12 | 2019 | 2045 | 1 | 0 | 0 | 0 | Normal | 0 | 0.10309 | 0 | 0 | 1 unit | 30000 | 0 | 7.2438e-05 | 1423.18 | 1000 | 0 | 0 | 0 | 2010 | 1.1201 | Default | Default | Default | 1 | unit | 7.2438e-05 | Commercial_Health (ID)_New_Food Preparation_Food Prep Other_Standard
Commercial_Health (ID)_New_Food Preparation_Natural Gas_Food Prep Other_E2 | Commercial | Health (ID) | New | Food Preparation | Natural Gas | Food Prep Other | E2 | ENERGY STAR | 0.72067 | 0 | 0 | 0.14875 | 0 | 0 | 0 | 8 | 12 | 2019 | 2045 | 1 | 0 | 0 | 0 | Normal | 0 | 0.074296 | 0 | 0 | 1 unit | 30000 | 0 | 7.2438e-05 | 1025.646 | 1833.1988 | 0 | 0 | 0 | 2010 | 1.1201 | N/A | N/A | N/A | 1 | unit | 7.2438e-05 | Commercial_Health (ID)_New_Food Preparation_Food Prep Other_ENERGY STAR
Commercial_Health (ID)_New_Food Preparation_Natural Gas_Food Prep Other_E3 | Commercial | Health (ID) | New | Food Preparation | Natural Gas | Food Prep Other | E3 |  | 0 | 0 | 0 | 0 | 0 | 0 | 0 | 0 | 0 | 0 | 0 | 0 | 0 | 0 | 0 | Normal | 0 | 0 | 0 | 0 | [17 empty] | Commercial_Health (ID)_New_Food Preparation_Food Prep Other_
Commercial_Health (ID)_New_Food Preparation_Natural Gas_Food Prep Other_E4 | Commercial | Health (ID) | New | Food Preparation | Natural Gas | Food Prep Other | E4 |  | 0 | 0 | 0 | 0 | 0 | 0 | 0 | 0 | 0 | 0 | 0 | 0 | 0 | 0 | 0 | Normal | 0 | 0 | 0 | 0 | [17 empty] | Commercial_Health (ID)_New_Food Preparation_Food Prep Other_
Commercial_Health (ID)_New_Food Preparation_Natural Gas_Food Prep Other_E5 | Commercial | Health (ID) | New | Food Preparation | Natural Gas | Food Prep Other | E5 |  | 0 | 0 | 0 | 0 | 0 | 0 | 0 | 0 | 0 | 0 | 0 | 0 | 0 | 0 | 0 | Normal | 0 | 0 | 0 | 0 | [17 empty] | Commercial_Health (ID)_New_Food Preparation_Food Prep Other_
Commercial_Health (ID)_New_Food Preparation_Natural Gas_Food Prep Other_E6 | Commercial | Health (ID) | New | Food Preparation | Natural Gas | Food Prep Other | E6 |  | 0 | 0 | 0 | 0 | 0 | 0 | 0 | 0 | 0 | 0 | 0 | 0 | 0 | 0 | 0 | Normal | 0 | 0 | 0 | 0 | [17 empty] | Commercial_Health (ID)_New_Food Preparation_Food Prep Other_
Commercial_Health (ID)_New_Food Preparation_Natural Gas_Food Prep Other_E7 | Commercial | Health (ID) | New | Food Preparation | Natural Gas | Food Prep Other | E7 |  | 0 | 0 | 0 | 0 | 0 | 0 | 0 | 0 | 0 | 0 | 0 | 0 | 0 | 0 | 0 | Normal | 0 | 0 | 0 | 0 | [17 empty] | Commercial_Health (ID)_New_Food Preparation_Food Prep Other_
Commercial_Health (ID)_New_Food Preparation_Natural Gas_Food Prep Other_E8 | Commercial | Health (ID) | New | Food Preparation | Natural Gas | Food Prep Other | E8 |  | 0 | 0 | 0 | 0 | 0 | 0 | 0 | 0 | 0 | 0 | 0 | 0 | 0 | 0 | 0 | Normal | 0 | 0 | 0 | 0 | [17 empty] | Commercial_Health (ID)_New_Food Preparation_Food Prep Other_
Commercial_Health (ID)_New_Food Preparation_Natural Gas_Food Prep Other_E9 | Commercial | Health (ID) | New | Food Preparation | Natural Gas | Food Prep Other | E9 |  | 0 | 0 | 0 | 0 | 0 | 0 | 0 | 0 | 0 | 0 | 0 | 0 | 0 | 0 | 0 | Normal | 0 | 0 | 0 | 0 | [17 empty] | Commercial_Health (ID)_New_Food Preparation_Food Prep Other_
Commercial_Health (ID)_New_Food Preparation_Natural Gas_Food Prep Other_E10 | Commercial | Health (ID) | New | Food Preparation | Natural Gas | Food Prep Other | E10 |  | 0 | 0 | 0 | 0 | 0 | 0 | 0 | 0 | 0 | 0 | 0 | 0 | 0 | 0 | 0 | Normal | 0 | 0 | 0 | 0 | [17 empty] | Commercial_Health (ID)_New_Food Preparation_Food Prep Other_
Commercial_Health (ID)_New_Miscellaneous_Natural Gas_Pool Heater_E1 | Commercial | Health (ID) | New | Miscellaneous | Natural Gas | Pool Heater | E1 | Standard (EF .82) | 1 | 0 | 0 | 0.012823 | 0 | 0 | 0 | 4 | 8 | 2019 | 2045 | 1 | 0 | 0 | 0 | Normal | 0 | 0.010152 | 0 | 0 | 1 unit | 30000 | 0 | 6.8182e-07 | 14890 | 18052 | 0 | 0 | 0 | 2014 | 1.0418 | DOE Commercial R&D 2016 - Table 7-6 | DOE Commercial R&D 2016 - Table 7-7 | DOE Commercial R&D 2016 - Table 7-8 | 1 | unit | 6.8182e-07 | Commercial_Health (ID)_New_Miscellaneous_Pool Heater_Standard (EF .82)
Commercial_Health (ID)_New_Miscellaneous_Natural Gas_Pool Heater_E2 | Commercial | Health (ID) | New | Miscellaneous | Natural Gas | Pool Heater | E2 | Condensing (EF .90) | 0.85 | 0 | 0 | 0.020996 | 0 | 0 | 0 | 4 | 8 | 2019 | 2045 | 1 | 0 | 0 | 0 | Normal | 0 | 0.0086294 | 0 | 0 | 1 unit | 30000 | 0 | 6.8182e-07 | 12656.5 | 29558 | 0 | 0 | 0 | 2014 | 1.0418 | DOE Commercial R&D 2016 - Table 7-6 | DOE Commercial R&D 2016 - Table 7-7 | DOE Commercial R&D 2016 - Table 7-9 | 1 | unit | 6.8182e-07 | Commercial_Health (ID)_New_Miscellaneous_Pool Heater_Condensing (EF .90)
Commercial_Health (ID)_New_Miscellaneous_Natural Gas_Pool Heater_E3 | Commercial | Health (ID) | New | Miscellaneous | Natural Gas | Pool Heater | E3 |  | 0 | 0 | 0 | 0 | 0 | 0 | 0 | 0 | 0 | 0 | 0 | 0 | 0 | 0 | 0 | Normal | 0 | 0 | 0 | 0 | [17 empty] | Commercial_Health (ID)_New_Miscellaneous_Pool Heater_
Commercial_Health (ID)_New_Miscellaneous_Natural Gas_Pool Heater_E4 | Commercial | Health (ID) | New | Miscellaneous | Natural Gas | Pool Heater | E4 |  | 0 | 0 | 0 | 0 | 0 | 0 | 0 | 0 | 0 | 0 | 0 | 0 | 0 | 0 | 0 | Normal | 0 | 0 | 0 | 0 | [17 empty] | Commercial_Health (ID)_New_Miscellaneous_Pool Heater_
Commercial_Health (ID)_New_Miscellaneous_Natural Gas_Pool Heater_E5 | Commercial | Health (ID) | New | Miscellaneous | Natural Gas | Pool Heater | E5 |  | 0 | 0 | 0 | 0 | 0 | 0 | 0 | 0 | 0 | 0 | 0 | 0 | 0 | 0 | 0 | Normal | 0 | 0 | 0 | 0 | [17 empty] | Commercial_Health (ID)_New_Miscellaneous_Pool Heater_
Commercial_Health (ID)_New_Miscellaneous_Natural Gas_Pool Heater_E6 | Commercial | Health (ID) | New | Miscellaneous | Natural Gas | Pool Heater | E6 |  | 0 | 0 | 0 | 0 | 0 | 0 | 0 | 0 | 0 | 0 | 0 | 0 | 0 | 0 | 0 | Normal | 0 | 0 | 0 | 0 | [17 empty] | Commercial_Health (ID)_New_Miscellaneous_Pool Heater_
Commercial_Health (ID)_New_Miscellaneous_Natural Gas_Pool Heater_E7 | Commercial | Health (ID) | New | Miscellaneous | Natural Gas | Pool Heater | E7 |  | 0 | 0 | 0 | 0 | 0 | 0 | 0 | 0 | 0 | 0 | 0 | 0 | 0 | 0 | 0 | Normal | 0 | 0 | 0 | 0 | [17 empty] | Commercial_Health (ID)_New_Miscellaneous_Pool Heater_
Commercial_Health (ID)_New_Miscellaneous_Natural Gas_Pool Heater_E8 | Commercial | Health (ID) | New | Miscellaneous | Natural Gas | Pool Heater | E8 |  | 0 | 0 | 0 | 0 | 0 | 0 | 0 | 0 | 0 | 0 | 0 | 0 | 0 | 0 | 0 | Normal | 0 | 0 | 0 | 0 | [17 empty] | Commercial_Health (ID)_New_Miscellaneous_Pool Heater_
Commercial_Health (ID)_New_Miscellaneous_Natural Gas_Pool Heater_E9 | Commercial | Health (ID) | New | Miscellaneous | Natural Gas | Pool Heater | E9 |  | 0 | 0 | 0 | 0 | 0 | 0 | 0 | 0 | 0 | 0 | 0 | 0 | 0 | 0 | 0 | Normal | 0 | 0 | 0 | 0 | [17 empty] | Commercial_Health (ID)_New_Miscellaneous_Pool Heater_
Commercial_Health (ID)_New_Miscellaneous_Natural Gas_Pool Heater_E10 | Commercial | Health (ID) | New | Miscellaneous | Natural Gas | Pool Heater | E10 |  | 0 | 0 | 0 | 0 | 0 | 0 | 0 | 0 | 0 | 0 | 0 | 0 | 0 | 0 | 0 | Normal | 0 | 0 | 0 | 0 | [17 empty] | Commercial_Health (ID)_New_Miscellaneous_Pool Heater_
Commercial_Health (ID)_New_Miscellaneous_Natural Gas_Miscellaneous_E1 | Commercial | Health (ID) | New | Miscellaneous | Natural Gas | Miscellaneous | E1 | Standard | 1 | 0 | 0 | 1.0174 | 0 | 0 | 0 | 2 | 8 | 2019 | 2045 | 1 | 0 | 0 | 0 | Normal | 0 | 0.016665 | 0 | 0 | 1 unit | 30000 | 0 | 1 | 1 | 1 | 0 | 0 | 0 | 2016 | 1.0174 | N/A | N/A | N/A | 1 | unit | 1 | Commercial_Health (ID)_New_Miscellaneous_Miscellaneous_Standard
Commercial_Health (ID)_New_Miscellaneous_Natural Gas_Miscellaneous_E2 | Commercial | Health (ID) | New | Miscellaneous | Natural Gas | Miscellaneous | E2 |  | 0 | 0 | 0 | 0 | 0 | 0 | 0 | 0 | 0 | 0 | 0 | 0 | 0 | 0 | 0 | Normal | 0 | 0 | 0 | 0 | [17 empty] | Commercial_Health (ID)_New_Miscellaneous_Miscellaneous_
Commercial_Health (ID)_New_Miscellaneous_Natural Gas_Miscellaneous_E3 | Commercial | Health (ID) | New | Miscellaneous | Natural Gas | Miscellaneous | E3 |  | 0 | 0 | 0 | 0 | 0 | 0 | 0 | 0 | 0 | 0 | 0 | 0 | 0 | 0 | 0 | Normal | 0 | 0 | 0 | 0 | [17 empty] | Commercial_Health (ID)_New_Miscellaneous_Miscellaneous_
Commercial_Health (ID)_New_Miscellaneous_Natural Gas_Miscellaneous_E4 | Commercial | Health (ID) | New | Miscellaneous | Natural Gas | Miscellaneous | E4 |  | 0 | 0 | 0 | 0 | 0 | 0 | 0 | 0 | 0 | 0 | 0 | 0 | 0 | 0 | 0 | Normal | 0 | 0 | 0 | 0 | [17 empty] | Commercial_Health (ID)_New_Miscellaneous_Miscellaneous_
Commercial_Health (ID)_New_Miscellaneous_Natural Gas_Miscellaneous_E5 | Commercial | Health (ID) | New | Miscellaneous | Natural Gas | Miscellaneous | E5 |  | 0 | 0 | 0 | 0 | 0 | 0 | 0 | 0 | 0 | 0 | 0 | 0 | 0 | 0 | 0 | Normal | 0 | 0 | 0 | 0 | [17 empty] | Commercial_Health (ID)_New_Miscellaneous_Miscellaneous_
Commercial_Health (ID)_New_Miscellaneous_Natural Gas_Miscellaneous_E6 | Commercial | Health (ID) | New | Miscellaneous | Natural Gas | Miscellaneous | E6 |  | 0 | 0 | 0 | 0 | 0 | 0 | 0 | 0 | 0 | 0 | 0 | 0 | 0 | 0 | 0 | Normal | 0 | 0 | 0 | 0 | [17 empty] | Commercial_Health (ID)_New_Miscellaneous_Miscellaneous_
Commercial_Health (ID)_New_Miscellaneous_Natural Gas_Miscellaneous_E7 | Commercial | Health (ID) | New | Miscellaneous | Natural Gas | Miscellaneous | E7 |  | 0 | 0 | 0 | 0 | 0 | 0 | 0 | 0 | 0 | 0 | 0 | 0 | 0 | 0 | 0 | Normal | 0 | 0 | 0 | 0 | [17 empty] | Commercial_Health (ID)_New_Miscellaneous_Miscellaneous_
Commercial_Health (ID)_New_Miscellaneous_Natural Gas_Miscellaneous_E8 | Commercial | Health (ID) | New | Miscellaneous | Natural Gas | Miscellaneous | E8 |  | 0 | 0 | 0 | 0 | 0 | 0 | 0 | 0 | 0 | 0 | 0 | 0 | 0 | 0 | 0 | Normal | 0 | 0 | 0 | 0 | [17 empty] | Commercial_Health (ID)_New_Miscellaneous_Miscellaneous_
Commercial_Health (ID)_New_Miscellaneous_Natural Gas_Miscellaneous_E9 | Commercial | Health (ID) | New | Miscellaneous | Natural Gas | Miscellaneous | E9 |  | 0 | 0 | 0 | 0 | 0 | 0 | 0 | 0 | 0 | 0 | 0 | 0 | 0 | 0 | 0 | Normal | 0 | 0 | 0 | 0 | [17 empty] | Commercial_Health (ID)_New_Miscellaneous_Miscellaneous_
Commercial_Health (ID)_New_Miscellaneous_Natural Gas_Miscellaneous_E10 | Commercial | Health (ID) | New | Miscellaneous | Natural Gas | Miscellaneous | E10 |  | 0 | 0 | 0 | 0 | 0 | 0 | 0 | 0 | 0 | 0 | 0 | 0 | 0 | 0 | 0 | Normal | 0 | 0 | 0 | 0 | [17 empty] | Commercial_Health (ID)_New_Miscellaneous_Miscellaneous_
Commercial_Lodging (ID)_Existing_Space Heating_Natural Gas_Furnace_E1 | Commercial | Lodging (ID) | Existing | Space Heating | Natural Gas | Furnace | E1 | AFUE 80% (Standard) | 1 | 0 | 0 | 0.29796 | 0 | 0.028084 | 0 | 10 | 20 | 2019 | 2045 | 1 | 0 | 0 | 0 | Normal | 0 | 0.3053 | 0 | 0 | 400 kBtu/hr | 55000 | 0 | 8.2759e-05 | 9.2226 | 3395 | 0 | 320 | 0 | 2013 | 1.0605 | GFURN-Heating-EIA14-2014 Ref. Case-2 | GFURN-Heating-EIA14-2014 Ref. Case-2 | AEG BEST | 400 | kBtu/hr | 0.033103 | Commercial_Lodging (ID)_Existing_Space Heating_Furnace_AFUE 80% (Standard)
Commercial_Lodging (ID)_Existing_Space Heating_Natural Gas_Furnace_E2 | Commercial | Lodging (ID) | Existing | Space Heating | Natural Gas | Furnace | E2 | AFUE 90% | 0.88886 | 0 | 0 | 0.36203 | 0 | 0.08162 | 0 | 10 | 20 | 2019 | 2045 | 1 | 0 | 0 | 0 | Normal | 0 | 0.27137 | 0 | 0 | 400 kBtu/hr | 55000 | 0 | 8.2759e-05 | 8.1976 | 4125 | 0 | 930 | 0 | 2013 | 1.0605 | GFURN-Heating-EIA14-2014 Ref. Case-3 | GFURN-Heating-EIA14-2014 Ref. Case-3 | AEG BEST | 400 | kBtu/hr | 0.033103 | Commercial_Lodging (ID)_Existing_Space Heating_Furnace_AFUE 90%
Commercial_Lodging (ID)_Existing_Space Heating_Natural Gas_Furnace_E3 | Commercial | Lodging (ID) | Existing | Space Heating | Natural Gas | Furnace | E3 | AFUE 96% | 0.8333 | 0 | 0 | 0.69963 | 0 | 0 | 0 | 10 | 20 | 2019 | 2045 | 1 | 0 | 0 | 0 | Normal | 0 | 0.25441 | 0 | 0 | 150 kBtu/hr | 55000 | 0 | 0.00022069 | 7.6852 | 3042.9057 | 0 | 0 | 0 | 2014 | 1.0418 | GFURN-Heating-EIA14-2014 Ref. Case-3 | GFURN-Heating-ILTRM-v5.0-191 | AEG BEST | 150 | kBtu/hr | 0.033103 | Commercial_Lodging (ID)_Existing_Space Heating_Furnace_AFUE 96%
Commercial_Lodging (ID)_Existing_Space Heating_Natural Gas_Furnace_E4 | Commercial | Lodging (ID) | Existing | Space Heating | Natural Gas | Furnace | E4 |  | 0 | 0 | 0 | 0 | 0 | 0 | 0 | 0 | 0 | 0 | 0 | 0 | 0 | 0 | 0 | Normal | 0 | 0 | 0 | 0 | [17 empty] | Commercial_Lodging (ID)_Existing_Space Heating_Furnace_
Commercial_Lodging (ID)_Existing_Space Heating_Natural Gas_Furnace_E5 | Commercial | Lodging (ID) | Existing | Space Heating | Natural Gas | Furnace | E5 |  | 0 | 0 | 0 | 0 | 0 | 0 | 0 | 0 | 0 | 0 | 0 | 0 | 0 | 0 | 0 | Normal | 0 | 0 | 0 | 0 | [17 empty] | Commercial_Lodging (ID)_Existing_Space Heating_Furnace_
Commercial_Lodging (ID)_Existing_Space Heating_Natural Gas_Furnace_E6 | Commercial | Lodging (ID) | Existing | Space Heating | Natural Gas | Furnace | E6 |  | 0 | 0 | 0 | 0 | 0 | 0 | 0 | 0 | 0 | 0 | 0 | 0 | 0 | 0 | 0 | Normal | 0 | 0 | 0 | 0 | [17 empty] | Commercial_Lodging (ID)_Existing_Space Heating_Furnace_
Commercial_Lodging (ID)_Existing_Space Heating_Natural Gas_Furnace_E7 | Commercial | Lodging (ID) | Existing | Space Heating | Natural Gas | Furnace | E7 |  | 0 | 0 | 0 | 0 | 0 | 0 | 0 | 0 | 0 | 0 | 0 | 0 | 0 | 0 | 0 | Normal | 0 | 0 | 0 | 0 | [17 empty] | Commercial_Lodging (ID)_Existing_Space Heating_Furnace_
Commercial_Lodging (ID)_Existing_Space Heating_Natural Gas_Furnace_E8 | Commercial | Lodging (ID) | Existing | Space Heating | Natural Gas | Furnace | E8 |  | 0 | 0 | 0 | 0 | 0 | 0 | 0 | 0 | 0 | 0 | 0 | 0 | 0 | 0 | 0 | Normal | 0 | 0 | 0 | 0 | [17 empty] | Commercial_Lodging (ID)_Existing_Space Heating_Furnace_
Commercial_Lodging (ID)_Existing_Space Heating_Natural Gas_Furnace_E9 | Commercial | Lodging (ID) | Existing | Space Heating | Natural Gas | Furnace | E9 |  | 0 | 0 | 0 | 0 | 0 | 0 | 0 | 0 | 0 | 0 | 0 | 0 | 0 | 0 | 0 | Normal | 0 | 0 | 0 | 0 | [17 empty] | Commercial_Lodging (ID)_Existing_Space Heating_Furnace_
Commercial_Lodging (ID)_Existing_Space Heating_Natural Gas_Furnace_E10 | Commercial | Lodging (ID) | Existing | Space Heating | Natural Gas | Furnace | E10 |  | 0 | 0 | 0 | 0 | 0 | 0 | 0 | 0 | 0 | 0 | 0 | 0 | 0 | 0 | 0 | Normal | 0 | 0 | 0 | 0 | [17 empty] | Commercial_Lodging (ID)_Existing_Space Heating_Furnace_
Commercial_Lodging (ID)_Existing_Space Heating_Natural Gas_Boiler_E1 | Commercial | Lodging (ID) | Existing | Space Heating | Natural Gas | Boiler | E1 | AFUE 80% (Standard) | 1 | 0 | 0 | 1.1108 | 0 | 0.026329 | 0 | 25 | 35 | 2019 | 2045 | 1 | 0 | 0 | 0 | Normal | 0 | 0.53958 | 0 | 0 | 1 kBtu/hr | 55000 | 0 | 0.033103 | 14.9396 | 31.6406 | 0 | 0.75 | 0 | 2013 | 1.0605 | GBLR-Heating-AEO15-3 | GBLR-Heating-AEO15-3 | GBLR-Heating-AEO15-3 | 1 | kBtu/hr | 0.033103 | Commercial_Lodging (ID)_Existing_Space Heating_Boiler_AFUE 80% (Standard)
Commercial_Lodging (ID)_Existing_Space Heating_Natural Gas_Boiler_E2 | Commercial | Lodging (ID) | Existing | Space Heating | Natural Gas | Boiler | E2 | AFUE 85% | 0.9412 | 0 | 0 | 1.1926 | 0 | 0.02478 | 0 | 25 | 35 | 2019 | 2045 | 1 | 0 | 0 | 0 | Normal | 0 | 0.50785 | 0 | 0 | 1 kBtu/hr | 55000 | 0 | 0.033103 | 14.0612 | 33.9706 | 0 | 0.70588 | 0 | 2013 | 1.0605 | GBLR-Heating-AEO15-6 | GBLR-Heating-AEO15-6 | GBLR-Heating-AEO15-6 | 1 | kBtu/hr | 0.033103 | Commercial_Lodging (ID)_Existing_Space Heating_Boiler_AFUE 85%
Commercial_Lodging (ID)_Existing_Space Heating_Natural Gas_Boiler_E3 | Commercial | Lodging (ID) | Existing | Space Heating | Natural Gas | Boiler | E3 | AFUE 97% | 0.82476 | 0 | 0 | 1.1351 | 0 | 0.021493 | 0 | 25 | 35 | 2019 | 2045 | 1 | 0 | 0 | 0 | Normal | 0 | 0.44502 | 0 | 0 | 1 kBtu/hr | 55000 | 0 | 0.033103 | 12.3215 | 32.3342 | 0 | 0.61224 | 0 | 2013 | 1.0605 | GBLR-Heating-AEO15-7 | GBLR-Heating-AEO15-7 | GBLR-Heating-AEO15-7 | 1 | kBtu/hr | 0.033103 | Commercial_Lodging (ID)_Existing_Space Heating_Boiler_AFUE 97%
Commercial_Lodging (ID)_Existing_Space Heating_Natural Gas_Boiler_E4 | Commercial | Lodging (ID) | Existing | Space Heating | Natural Gas | Boiler | E4 | Convert to NG Air Source Heat Pump | 0.57143 | 0 | 0 | 7.6647 | 0 | 0.093615 | 0 | 10 | 20 | 2019 | 2045 | 1 | 0 | 0 | 0 | Normal | 0 | 0.30833 | 0 | 0 | 1 kBtu/hr | 55000 | 0 | 0.033103 | 8.5369 | 218.3333 | 0 | 2.6667 | 0 | 2013 | 1.0605 | HP_GAS-Heating-AEO17-1 | HP_GAS-Heating-AEO17-1 | HP_GAS-Heating-AEO17-1 | 1 | kBtu/hr | 0.033103 | Commercial_Lodging (ID)_Existing_Space Heating_Boiler_Convert to NG Air Source Heat Pump
Commercial_Lodging (ID)_Existing_Space Heating_Natural Gas_Boiler_E5 | Commercial | Lodging (ID) | Existing | Space Heating | Natural Gas | Boiler | E5 |  | 0 | 0 | 0 | 0 | 0 | 0 | 0 | 0 | 0 | 0 | 0 | 0 | 0 | 0 | 0 | Normal | 0 | 0 | 0 | 0 | [17 empty] | Commercial_Lodging (ID)_Existing_Space Heating_Boiler_
Commercial_Lodging (ID)_Existing_Space Heating_Natural Gas_Boiler_E6 | Commercial | Lodging (ID) | Existing | Space Heating | Natural Gas | Boiler | E6 |  | 0 | 0 | 0 | 0 | 0 | 0 | 0 | 0 | 0 | 0 | 0 | 0 | 0 | 0 | 0 | Normal | 0 | 0 | 0 | 0 | [17 empty] | Commercial_Lodging (ID)_Existing_Space Heating_Boiler_
Commercial_Lodging (ID)_Existing_Space Heating_Natural Gas_Boiler_E7 | Commercial | Lodging (ID) | Existing | Space Heating | Natural Gas | Boiler | E7 |  | 0 | 0 | 0 | 0 | 0 | 0 | 0 | 0 | 0 | 0 | 0 | 0 | 0 | 0 | 0 | Normal | 0 | 0 | 0 | 0 | [17 empty] | Commercial_Lodging (ID)_Existing_Space Heating_Boiler_
Commercial_Lodging (ID)_Existing_Space Heating_Natural Gas_Boiler_E8 | Commercial | Lodging (ID) | Existing | Space Heating | Natural Gas | Boiler | E8 |  | 0 | 0 | 0 | 0 | 0 | 0 | 0 | 0 | 0 | 0 | 0 | 0 | 0 | 0 | 0 | Normal | 0 | 0 | 0 | 0 | [17 empty] | Commercial_Lodging (ID)_Existing_Space Heating_Boiler_
Commercial_Lodging (ID)_Existing_Space Heating_Natural Gas_Boiler_E9 | Commercial | Lodging (ID) | Existing | Space Heating | Natural Gas | Boiler | E9 |  | 0 | 0 | 0 | 0 | 0 | 0 | 0 | 0 | 0 | 0 | 0 | 0 | 0 | 0 | 0 | Normal | 0 | 0 | 0 | 0 | [17 empty] | Commercial_Lodging (ID)_Existing_Space Heating_Boiler_
Commercial_Lodging (ID)_Existing_Space Heating_Natural Gas_Boiler_E10 | Commercial | Lodging (ID) | Existing | Space Heating | Natural Gas | Boiler | E10 |  | 0 | 0 | 0 | 0 | 0 | 0 | 0 | 0 | 0 | 0 | 0 | 0 | 0 | 0 | 0 | Normal | 0 | 0 | 0 | 0 | [17 empty] | Commercial_Lodging (ID)_Existing_Space Heating_Boiler_
Commercial_Lodging (ID)_Existing_Space Heating_Natural Gas_Unit Heater_E1 | Commercial | Lodging (ID) | Existing | Space Heating | Natural Gas | Unit Heater | E1 | Standard | 1 | 0 | 0 | 0.0014198 | 0 | 0 | 0 | 15 | 25 | 2019 | 2045 | 1 | 0 | 0 | 0 | Normal | 0 | 0.15657 | 0 | 0 | 1 kBtu/Hr | 55000 | 0 | 1.3279e-06 | 2080 | 1051 | 0 | 0 | 0 | 2016 | 1.0174 | UNITHT-Heating-XCELCO-2017-18-3 | UNITHT-Heating-XCELCO-2017-18-3 | UNITHT-Heating-XCELCO-2017-18-3 | 1 | kBtu/Hr | 1.3279e-06 | Commercial_Lodging (ID)_Existing_Space Heating_Unit Heater_Standard
Commercial_Lodging (ID)_Existing_Space Heating_Natural Gas_Unit Heater_E2 | Commercial | Lodging (ID) | Existing | Space Heating | Natural Gas | Unit Heater | E2 | Condensing | 0.88942 | 0 | 0 | 0.0031138 | 0 | 0 | 0 | 15 | 25 | 2019 | 2045 | 1 | 0 | 0 | 0 | Normal | 0 | 0.13925 | 0 | 0 | 1 kBtu/Hr | 55000 | 0 | 1.3279e-06 | 1850 | 2305 | 0 | 0 | 0 | 2016 | 1.0174 | UNITHT-Heating-XCELCO-2017-18-3 | UNITHT-Heating-XCELCO-2017-18-3 | UNITHT-Heating-XCELCO-2017-18-3 | 1 | kBtu/Hr | 1.3279e-06 | Commercial_Lodging (ID)_Existing_Space Heating_Unit Heater_Condensing
Commercial_Lodging (ID)_Existing_Space Heating_Natural Gas_Unit Heater_E3 | Commercial | Lodging (ID) | Existing | Space Heating | Natural Gas | Unit Heater | E3 | Infrared Radiant | 0.88462 | 0 | 0 | 0.0016954 | 0 | 0 | 0 | 10 | 20 | 2019 | 2045 | 1 | 0 | 0 | 0 | Normal | 0 | 0.1385 | 0 | 0 | 1 kBtu/Hr | 55000 | 0 | 1.3279e-06 | 1840 | 1255 | 0 | 0 | 0 | 2016 | 1.0174 | UNITHT-Heating-XCELCO-2017-18-4 | UNITHT-Heating-XCELCO-2017-18-4 | UNITHT-Heating-XCELCO-2017-18-4 | 1 | kBtu/Hr | 1.3279e-06 | Commercial_Lodging (ID)_Existing_Space Heating_Unit Heater_Infrared Radiant
Commercial_Lodging (ID)_Existing_Space Heating_Natural Gas_Unit Heater_E4 | Commercial | Lodging (ID) | Existing | Space Heating | Natural Gas | Unit Heater | E4 |  | 0 | 0 | 0 | 0 | 0 | 0 | 0 | 0 | 0 | 0 | 0 | 0 | 0 | 0 | 0 | Normal | 0 | 0 | 0 | 0 | [17 empty] | Commercial_Lodging (ID)_Existing_Space Heating_Unit Heater_
Commercial_Lodging (ID)_Existing_Space Heating_Natural Gas_Unit Heater_E5 | Commercial | Lodging (ID) | Existing | Space Heating | Natural Gas | Unit Heater | E5 |  | 0 | 0 | 0 | 0 | 0 | 0 | 0 | 0 | 0 | 0 | 0 | 0 | 0 | 0 | 0 | Normal | 0 | 0 | 0 | 0 | [17 empty] | Commercial_Lodging (ID)_Existing_Space Heating_Unit Heater_
Commercial_Lodging (ID)_Existing_Space Heating_Natural Gas_Unit Heater_E6 | Commercial | Lodging (ID) | Existing | Space Heating | Natural Gas | Unit Heater | E6 |  | 0 | 0 | 0 | 0 | 0 | 0 | 0 | 0 | 0 | 0 | 0 | 0 | 0 | 0 | 0 | Normal | 0 | 0 | 0 | 0 | [17 empty] | Commercial_Lodging (ID)_Existing_Space Heating_Unit Heater_
Commercial_Lodging (ID)_Existing_Space Heating_Natural Gas_Unit Heater_E7 | Commercial | Lodging (ID) | Existing | Space Heating | Natural Gas | Unit Heater | E7 |  | 0 | 0 | 0 | 0 | 0 | 0 | 0 | 0 | 0 | 0 | 0 | 0 | 0 | 0 | 0 | Normal | 0 | 0 | 0 | 0 | [17 empty] | Commercial_Lodging (ID)_Existing_Space Heating_Unit Heater_
Commercial_Lodging (ID)_Existing_Space Heating_Natural Gas_Unit Heater_E8 | Commercial | Lodging (ID) | Existing | Space Heating | Natural Gas | Unit Heater | E8 |  | 0 | 0 | 0 | 0 | 0 | 0 | 0 | 0 | 0 | 0 | 0 | 0 | 0 | 0 | 0 | Normal | 0 | 0 | 0 | 0 | [17 empty] | Commercial_Lodging (ID)_Existing_Space Heating_Unit Heater_
Commercial_Lodging (ID)_Existing_Space Heating_Natural Gas_Unit Heater_E9 | Commercial | Lodging (ID) | Existing | Space Heating | Natural Gas | Unit Heater | E9 |  | 0 | 0 | 0 | 0 | 0 | 0 | 0 | 0 | 0 | 0 | 0 | 0 | 0 | 0 | 0 | Normal | 0 | 0 | 0 | 0 | [17 empty] | Commercial_Lodging (ID)_Existing_Space Heating_Unit Heater_
Commercial_Lodging (ID)_Existing_Space Heating_Natural Gas_Unit Heater_E10 | Commercial | Lodging (ID) | Existing | Space Heating | Natural Gas | Unit Heater | E10 |  | 0 | 0 | 0 | 0 | 0 | 0 | 0 | 0 | 0 | 0 | 0 | 0 | 0 | 0 | 0 | Normal | 0 | 0 | 0 | 0 | [17 empty] | Commercial_Lodging (ID)_Existing_Space Heating_Unit Heater_
Commercial_Lodging (ID)_Existing_Water Heating_Natural Gas_Water Heater_E1 | Commercial | Lodging (ID) | Existing | Water Heating | Natural Gas | Water Heater | E1 | TE 0.80 | 1 | 0 | 0 | 0.43298 | 0 | 0 | 0 | 10 | 20 | 2019 | 2045 | 1 | 0 | 0 | 0 | Normal | 0 | 0.43273 | 0 | 0 | 1 kBtu/hr | 55000 | 0 | 0.019523 | 20.416 | 21.8 | 0 | 0 | 0 | 2017 | 1.0174 | DHW_WH-Water Heating-PG&E-R7-14 | DHW_WH-Water Heating-PG&E-R7-14 | DHW_WH-Water Heating-PG&E-R7-14 | 1 | kBtu/hr | 0.019523 | Commercial_Lodging (ID)_Existing_Water Heating_Water Heater_TE 0.80
Commercial_Lodging (ID)_Existing_Water Heating_Natural Gas_Water Heater_E2 | Commercial | Lodging (ID) | Existing | Water Heating | Natural Gas | Water Heater | E2 | TE 0.90 | 0.88889 | 0 | 0 | 0.51958 | 0 | 0 | 0 | 10 | 20 | 2019 | 2045 | 1 | 0 | 0 | 0 | Normal | 0 | 0.38465 | 0 | 0 | 1 kBtu/hr | 55000 | 0 | 0.019523 | 18.1475 | 26.16 | 0 | 0 | 0 | 2017 | 1.0174 | DHW_WH-Water Heating-PG&E-R7-14 | DHW_WH-Water Heating-PG&E-R7-14 | DHW_WH-Water Heating-PG&E-R7-14 | 1 | kBtu/hr | 0.019523 | Commercial_Lodging (ID)_Existing_Water Heating_Water Heater_TE 0.90
Commercial_Lodging (ID)_Existing_Water Heating_Natural Gas_Water Heater_E3 | Commercial | Lodging (ID) | Existing | Water Heating | Natural Gas | Water Heater | E3 | TE 0.94 | 0.85106 | 0 | 0 | 0.6387 | 0 | 0 | 0 | 10 | 20 | 2019 | 2045 | 1 | 0 | 0 | 0 | Normal | 0 | 0.36828 | 0 | 0 | 1 kBtu/hr | 55000 | 0 | 0.019523 | 17.3753 | 30.3604 | 0 | 0 | 0 | 2012 | 1.0776 | DHW_WH-Water Heating-NMTRM-2016-7 | DHW_WH-Water Heating-NMTRM-2016-7 | DHW_WH-Water Heating-NMTRM-2016-7 | 1 | kBtu/hr | 0.019523 | Commercial_Lodging (ID)_Existing_Water Heating_Water Heater_TE 0.94
Commercial_Lodging (ID)_Existing_Water Heating_Natural Gas_Water Heater_E4 | Commercial | Lodging (ID) | Existing | Water Heating | Natural Gas | Water Heater | E4 | Instantaneous TE 0.94 | 0.85016 | 0 | 0 | 0.74978 | 0 | 0 | 0 | 15 | 25 | 2019 | 2045 | 1 | 0 | 0 | 0 | Normal | 0 | 0.36789 | 0 | 0 | 1 kBtu/hr | 55000 | 0 | 0.019523 | 17.3568 | 35.6404 | 0 | 0 | 0 | 2012 | 1.0776 | DHW_WH-Water Heating-NMTRM-2016-9 | DHW_WH-Water Heating-NMTRM-2016-9 | DHW_WH-Water Heating-NMTRM-2016-9 | 1 | kBtu/hr | 0.019523 | Commercial_Lodging (ID)_Existing_Water Heating_Water Heater_Instantaneous TE 0.94
Commercial_Lodging (ID)_Existing_Water Heating_Natural Gas_Water Heater_E5 | Commercial | Lodging (ID) | Existing | Water Heating | Natural Gas | Water Heater | E5 | Gas-Fired Absorption HPWH | 0.53333 | 0 | 0 | 1.2744 | 0 | 0 | 0 | 10 | 16 | 2019 | 2045 | 1 | 0 | 0 | 0 | Normal | 0 | 0.23079 | 0 | 0 | 1 kBtu/hr | 55000 | 0 | 0.019523 | 10.8885 | 62.6566 | 0 | 0 | 0 | 2014 | 1.0418 | DHW_WH-Water Heating-DOE-2014-1 | DHW_WH-Water Heating-DOE-2014-1 | DHW_WH-Water Heating-DOE-2014-1 | 1 | kBtu/hr | 0.019523 | Commercial_Lodging (ID)_Existing_Water Heating_Water Heater_Gas-Fired Absorption HPWH
Commercial_Lodging (ID)_Existing_Water Heating_Natural Gas_Water Heater_E6 | Commercial | Lodging (ID) | Existing | Water Heating | Natural Gas | Water Heater | E6 |  | 0 | 0 | 0 | 0 | 0 | 0 | 0 | 0 | 0 | 0 | 0 | 0 | 0 | 0 | 0 | Normal | 0 | 0 | 0 | 0 | [17 empty] | Commercial_Lodging (ID)_Existing_Water Heating_Water Heater_
Commercial_Lodging (ID)_Existing_Water Heating_Natural Gas_Water Heater_E7 | Commercial | Lodging (ID) | Existing | Water Heating | Natural Gas | Water Heater | E7 |  | 0 | 0 | 0 | 0 | 0 | 0 | 0 | 0 | 0 | 0 | 0 | 0 | 0 | 0 | 0 | Normal | 0 | 0 | 0 | 0 | [17 empty] | Commercial_Lodging (ID)_Existing_Water Heating_Water Heater_
Commercial_Lodging (ID)_Existing_Water Heating_Natural Gas_Water Heater_E8 | Commercial | Lodging (ID) | Existing | Water Heating | Natural Gas | Water Heater | E8 |  | 0 | 0 | 0 | 0 | 0 | 0 | 0 | 0 | 0 | 0 | 0 | 0 | 0 | 0 | 0 | Normal | 0 | 0 | 0 | 0 | [17 empty] | Commercial_Lodging (ID)_Existing_Water Heating_Water Heater_
Commercial_Lodging (ID)_Existing_Water Heating_Natural Gas_Water Heater_E9 | Commercial | Lodging (ID) | Existing | Water Heating | Natural Gas | Water Heater | E9 |  | 0 | 0 | 0 | 0 | 0 | 0 | 0 | 0 | 0 | 0 | 0 | 0 | 0 | 0 | 0 | Normal | 0 | 0 | 0 | 0 | [17 empty] | Commercial_Lodging (ID)_Existing_Water Heating_Water Heater_
Commercial_Lodging (ID)_Existing_Water Heating_Natural Gas_Water Heater_E10 | Commercial | Lodging (ID) | Existing | Water Heating | Natural Gas | Water Heater | E10 |  | 0 | 0 | 0 | 0 | 0 | 0 | 0 | 0 | 0 | 0 | 0 | 0 | 0 | 0 | 0 | Normal | 0 | 0 | 0 | 0 | [17 empty] | Commercial_Lodging (ID)_Existing_Water Heating_Water Heater_
Commercial_Lodging (ID)_Existing_Food Preparation_Natural Gas_Oven_E1 | Commercial | Lodging (ID) | Existing | Food Preparation | Natural Gas | Oven | E1 | Standard | 1 | 0 | 0 | 0.0049374 | 0 | 0 | 0 | 8 | 12 | 2019 | 2045 | 1 | 0 | 0 | 0 | Normal | 0 | 0.079715 | 0 | 0 | 1 unit | 55000 | 0 | 9.4997e-06 | 1050.946 | 490.1 | 0 | 0 | 0 | 2013 | 1.0605 | COOK_OVN-Food Preparation-AEO17-3 | COOK_OVN-Food Preparation-AEO17-3 | COOK_OVN-Food Preparation-ILTRM-v5.0-23 | 1 | unit | 9.4997e-06 | Commercial_Lodging (ID)_Existing_Food Preparation_Oven_Standard
Commercial_Lodging (ID)_Existing_Food Preparation_Natural Gas_Oven_E2 | Commercial | Lodging (ID) | Existing | Food Preparation | Natural Gas | Oven | E2 | ENERGY STAR (>42% Baking Efficiency) | 0.7101 | 0 | 0 | 0.0067277 | 0 | 0 | 0 | 8 | 12 | 2019 | 2045 | 1 | 0 | 0 | 0 | Normal | 0 | 0.056605 | 0 | 0 | 1 unit | 55000 | 0 | 9.4997e-06 | 746.2722 | 667.81 | 0 | 0 | 0 | 2013 | 1.0605 | COOK_OVN-Food Preparation-AEO17-3 | COOK_OVN-Food Preparation-AEO17-3 | COOK_OVN-Food Preparation-ILTRM-v5.0-23 | 1 | unit | 9.4997e-06 | Commercial_Lodging (ID)_Existing_Food Preparation_Oven_ENERGY STAR (>42% Baking Efficiency)
Commercial_Lodging (ID)_Existing_Food Preparation_Natural Gas_Oven_E3 | Commercial | Lodging (ID) | Existing | Food Preparation | Natural Gas | Oven | E3 |  | 0 | 0 | 0 | 0 | 0 | 0 | 0 | 0 | 0 | 0 | 0 | 0 | 0 | 0 | 0 | Normal | 0 | 0 | 0 | 0 | [17 empty] | Commercial_Lodging (ID)_Existing_Food Preparation_Oven_
Commercial_Lodging (ID)_Existing_Food Preparation_Natural Gas_Oven_E4 | Commercial | Lodging (ID) | Existing | Food Preparation | Natural Gas | Oven | E4 |  | 0 | 0 | 0 | 0 | 0 | 0 | 0 | 0 | 0 | 0 | 0 | 0 | 0 | 0 | 0 | Normal | 0 | 0 | 0 | 0 | [17 empty] | Commercial_Lodging (ID)_Existing_Food Preparation_Oven_
Commercial_Lodging (ID)_Existing_Food Preparation_Natural Gas_Oven_E5 | Commercial | Lodging (ID) | Existing | Food Preparation | Natural Gas | Oven | E5 |  | 0 | 0 | 0 | 0 | 0 | 0 | 0 | 0 | 0 | 0 | 0 | 0 | 0 | 0 | 0 | Normal | 0 | 0 | 0 | 0 | [17 empty] | Commercial_Lodging (ID)_Existing_Food Preparation_Oven_
Commercial_Lodging (ID)_Existing_Food Preparation_Natural Gas_Oven_E6 | Commercial | Lodging (ID) | Existing | Food Preparation | Natural Gas | Oven | E6 |  | 0 | 0 | 0 | 0 | 0 | 0 | 0 | 0 | 0 | 0 | 0 | 0 | 0 | 0 | 0 | Normal | 0 | 0 | 0 | 0 | [17 empty] | Commercial_Lodging (ID)_Existing_Food Preparation_Oven_
Commercial_Lodging (ID)_Existing_Food Preparation_Natural Gas_Oven_E7 | Commercial | Lodging (ID) | Existing | Food Preparation | Natural Gas | Oven | E7 |  | 0 | 0 | 0 | 0 | 0 | 0 | 0 | 0 | 0 | 0 | 0 | 0 | 0 | 0 | 0 | Normal | 0 | 0 | 0 | 0 | [17 empty] | Commercial_Lodging (ID)_Existing_Food Preparation_Oven_
Commercial_Lodging (ID)_Existing_Food Preparation_Natural Gas_Oven_E8 | Commercial | Lodging (ID) | Existing | Food Preparation | Natural Gas | Oven | E8 |  | 0 | 0 | 0 | 0 | 0 | 0 | 0 | 0 | 0 | 0 | 0 | 0 | 0 | 0 | 0 | Normal | 0 | 0 | 0 | 0 | [17 empty] | Commercial_Lodging (ID)_Existing_Food Preparation_Oven_
Commercial_Lodging (ID)_Existing_Food Preparation_Natural Gas_Oven_E9 | Commercial | Lodging (ID) | Existing | Food Preparation | Natural Gas | Oven | E9 |  | 0 | 0 | 0 | 0 | 0 | 0 | 0 | 0 | 0 | 0 | 0 | 0 | 0 | 0 | 0 | Normal | 0 | 0 | 0 | 0 | [17 empty] | Commercial_Lodging (ID)_Existing_Food Preparation_Oven_
Commercial_Lodging (ID)_Existing_Food Preparation_Natural Gas_Oven_E10 | Commercial | Lodging (ID) | Existing | Food Preparation | Natural Gas | Oven | E10 |  | 0 | 0 | 0 | 0 | 0 | 0 | 0 | 0 | 0 | 0 | 0 | 0 | 0 | 0 | 0 | Normal | 0 | 0 | 0 | 0 | [17 empty] | Commercial_Lodging (ID)_Existing_Food Preparation_Oven_
Commercial_Lodging (ID)_Existing_Food Preparation_Natural Gas_Conveyor Oven_E1 | Commercial | Lodging (ID) | Existing | Food Preparation | Natural Gas | Conveyor Oven | E1 | Standard | 1 | 0 | 0 | 0.0039841 | 0 | 0 | 0 | 15 | 19 | 2019 | 2045 | 1 | 0 | 0 | 0 | Normal | 0 | 0.12865 | 0 | 0 | 1 unit | 55000 | 0 | 2.256e-06 | 3571 | 1665.3064 | 0 | 0 | 0 | 2013 | 1.0605 | COOK_OVN-Food Preparation-ILTRM-v5.0-24 | COOK_OVN-Food Preparation-AEO17-3 | https://fishnick.com/saveenergy/tools/calculators/gconvovencalc.php | 1 | unit | 2.256e-06 | Commercial_Lodging (ID)_Existing_Food Preparation_Conveyor Oven_Standard
Commercial_Lodging (ID)_Existing_Food Preparation_Natural Gas_Conveyor Oven_E2 | Commercial | Lodging (ID) | Existing | Food Preparation | Natural Gas | Conveyor Oven | E2 | ENERGY STAR (>42% Baking Efficiency) | 0.79474 | 0 | 0 | 0.0084406 | 0 | 0 | 0 | 15 | 19 | 2019 | 2045 | 1 | 0 | 0 | 0 | Normal | 0 | 0.10224 | 0 | 0 | 1 unit | 55000 | 0 | 2.256e-06 | 2838 | 3409.1835 | 0 | 0 | 0 | 2011 | 1.0975 | COOK_OVN-Food Preparation-ILTRM-v5.0-24 | COOK_OVN-Food Preparation-ILTRM-v5.0-24 | COOK_OVN-Food Preparation-ILTRM-v5.0-24 | 1 | unit | 2.256e-06 | Commercial_Lodging (ID)_Existing_Food Preparation_Conveyor Oven_ENERGY STAR (>42% Baking Efficiency)
Commercial_Lodging (ID)_Existing_Food Preparation_Natural Gas_Conveyor Oven_E3 | Commercial | Lodging (ID) | Existing | Food Preparation | Natural Gas | Conveyor Oven | E3 |  | 0 | 0 | 0 | 0 | 0 | 0 | 0 | 0 | 0 | 0 | 0 | 0 | 0 | 0 | 0 | Normal | 0 | 0 | 0 | 0 | [17 empty] | Commercial_Lodging (ID)_Existing_Food Preparation_Conveyor Oven_
Commercial_Lodging (ID)_Existing_Food Preparation_Natural Gas_Conveyor Oven_E4 | Commercial | Lodging (ID) | Existing | Food Preparation | Natural Gas | Conveyor Oven | E4 |  | 0 | 0 | 0 | 0 | 0 | 0 | 0 | 0 | 0 | 0 | 0 | 0 | 0 | 0 | 0 | Normal | 0 | 0 | 0 | 0 | [17 empty] | Commercial_Lodging (ID)_Existing_Food Preparation_Conveyor Oven_
Commercial_Lodging (ID)_Existing_Food Preparation_Natural Gas_Conveyor Oven_E5 | Commercial | Lodging (ID) | Existing | Food Preparation | Natural Gas | Conveyor Oven | E5 |  | 0 | 0 | 0 | 0 | 0 | 0 | 0 | 0 | 0 | 0 | 0 | 0 | 0 | 0 | 0 | Normal | 0 | 0 | 0 | 0 | [17 empty] | Commercial_Lodging (ID)_Existing_Food Preparation_Conveyor Oven_
Commercial_Lodging (ID)_Existing_Food Preparation_Natural Gas_Conveyor Oven_E6 | Commercial | Lodging (ID) | Existing | Food Preparation | Natural Gas | Conveyor Oven | E6 |  | 0 | 0 | 0 | 0 | 0 | 0 | 0 | 0 | 0 | 0 | 0 | 0 | 0 | 0 | 0 | Normal | 0 | 0 | 0 | 0 | [17 empty] | Commercial_Lodging (ID)_Existing_Food Preparation_Conveyor Oven_
Commercial_Lodging (ID)_Existing_Food Preparation_Natural Gas_Conveyor Oven_E7 | Commercial | Lodging (ID) | Existing | Food Preparation | Natural Gas | Conveyor Oven | E7 |  | 0 | 0 | 0 | 0 | 0 | 0 | 0 | 0 | 0 | 0 | 0 | 0 | 0 | 0 | 0 | Normal | 0 | 0 | 0 | 0 | [17 empty] | Commercial_Lodging (ID)_Existing_Food Preparation_Conveyor Oven_
Commercial_Lodging (ID)_Existing_Food Preparation_Natural Gas_Conveyor Oven_E8 | Commercial | Lodging (ID) | Existing | Food Preparation | Natural Gas | Conveyor Oven | E8 |  | 0 | 0 | 0 | 0 | 0 | 0 | 0 | 0 | 0 | 0 | 0 | 0 | 0 | 0 | 0 | Normal | 0 | 0 | 0 | 0 | [17 empty] | Commercial_Lodging (ID)_Existing_Food Preparation_Conveyor Oven_
Commercial_Lodging (ID)_Existing_Food Preparation_Natural Gas_Conveyor Oven_E9 | Commercial | Lodging (ID) | Existing | Food Preparation | Natural Gas | Conveyor Oven | E9 |  | 0 | 0 | 0 | 0 | 0 | 0 | 0 | 0 | 0 | 0 | 0 | 0 | 0 | 0 | 0 | Normal | 0 | 0 | 0 | 0 | [17 empty] | Commercial_Lodging (ID)_Existing_Food Preparation_Conveyor Oven_
Commercial_Lodging (ID)_Existing_Food Preparation_Natural Gas_Conveyor Oven_E10 | Commercial | Lodging (ID) | Existing | Food Preparation | Natural Gas | Conveyor Oven | E10 |  | 0 | 0 | 0 | 0 | 0 | 0 | 0 | 0 | 0 | 0 | 0 | 0 | 0 | 0 | 0 | Normal | 0 | 0 | 0 | 0 | [17 empty] | Commercial_Lodging (ID)_Existing_Food Preparation_Conveyor Oven_
Commercial_Lodging (ID)_Existing_Food Preparation_Natural Gas_Double Rack Oven_E1 | Commercial | Lodging (ID) | Existing | Food Preparation | Natural Gas | Double Rack Oven | E1 | Standard | 1 | 0 | 0 | 0.0068593 | 0 | 0 | 0 | 8 | 16 | 2019 | 2045 | 1 | 0 | 0 | 0 | Normal | 0 | 0.22149 | 0 | 0 | 1 unit | 55000 | 0 | 2.5567e-06 | 5425 | 2529.904 | 0 | 0 | 0 | 2013 | 1.0605 | COOK_OVN-Food Preparation-ILTRM-v5.0-25 | COOK_OVN-Food Preparation-ILTRM-v5.0-25 | https://fishnick.com/saveenergy/tools/calculators/grackovencalc.php | 1 | unit | 2.5567e-06 | Commercial_Lodging (ID)_Existing_Food Preparation_Double Rack Oven_Standard
Commercial_Lodging (ID)_Existing_Food Preparation_Natural Gas_Double Rack Oven_E2 | Commercial | Lodging (ID) | Existing | Food Preparation | Natural Gas | Double Rack Oven | E2 | FTSC Qualified (>50% Cooking Efficiency) | 0.61954 | 0 | 0 | 0.031119 | 0 | 0 | 0 | 8 | 16 | 2019 | 2045 | 1 | 0 | 0 | 0 | Normal | 0 | 0.13722 | 0 | 0 | 1 unit | 55000 | 0 | 2.5567e-06 | 3361 | 11090.6431 | 0 | 0 | 0 | 2011 | 1.0975 | COOK_OVN-Food Preparation-ILTRM-v5.0-25 | COOK_OVN-Food Preparation-ILTRM-v5.0-25 | COOK_OVN-Food Preparation-ILTRM-v5.0-25 | 1 | unit | 2.5567e-06 | Commercial_Lodging (ID)_Existing_Food Preparation_Double Rack Oven_FTSC Qualified (>50% Cooking Efficiency)
Commercial_Lodging (ID)_Existing_Food Preparation_Natural Gas_Double Rack Oven_E3 | Commercial | Lodging (ID) | Existing | Food Preparation | Natural Gas | Double Rack Oven | E3 |  | 0 | 0 | 0 | 0 | 0 | 0 | 0 | 0 | 0 | 0 | 0 | 0 | 0 | 0 | 0 | Normal | 0 | 0 | 0 | 0 | [17 empty] | Commercial_Lodging (ID)_Existing_Food Preparation_Double Rack Oven_
Commercial_Lodging (ID)_Existing_Food Preparation_Natural Gas_Double Rack Oven_E4 | Commercial | Lodging (ID) | Existing | Food Preparation | Natural Gas | Double Rack Oven | E4 |  | 0 | 0 | 0 | 0 | 0 | 0 | 0 | 0 | 0 | 0 | 0 | 0 | 0 | 0 | 0 | Normal | 0 | 0 | 0 | 0 | [17 empty] | Commercial_Lodging (ID)_Existing_Food Preparation_Double Rack Oven_
Commercial_Lodging (ID)_Existing_Food Preparation_Natural Gas_Double Rack Oven_E5 | Commercial | Lodging (ID) | Existing | Food Preparation | Natural Gas | Double Rack Oven | E5 |  | 0 | 0 | 0 | 0 | 0 | 0 | 0 | 0 | 0 | 0 | 0 | 0 | 0 | 0 | 0 | Normal | 0 | 0 | 0 | 0 | [17 empty] | Commercial_Lodging (ID)_Existing_Food Preparation_Double Rack Oven_
Commercial_Lodging (ID)_Existing_Food Preparation_Natural Gas_Double Rack Oven_E6 | Commercial | Lodging (ID) | Existing | Food Preparation | Natural Gas | Double Rack Oven | E6 |  | 0 | 0 | 0 | 0 | 0 | 0 | 0 | 0 | 0 | 0 | 0 | 0 | 0 | 0 | 0 | Normal | 0 | 0 | 0 | 0 | [17 empty] | Commercial_Lodging (ID)_Existing_Food Preparation_Double Rack Oven_
Commercial_Lodging (ID)_Existing_Food Preparation_Natural Gas_Double Rack Oven_E7 | Commercial | Lodging (ID) | Existing | Food Preparation | Natural Gas | Double Rack Oven | E7 |  | 0 | 0 | 0 | 0 | 0 | 0 | 0 | 0 | 0 | 0 | 0 | 0 | 0 | 0 | 0 | Normal | 0 | 0 | 0 | 0 | [17 empty] | Commercial_Lodging (ID)_Existing_Food Preparation_Double Rack Oven_
Commercial_Lodging (ID)_Existing_Food Preparation_Natural Gas_Double Rack Oven_E8 | Commercial | Lodging (ID) | Existing | Food Preparation | Natural Gas | Double Rack Oven | E8 |  | 0 | 0 | 0 | 0 | 0 | 0 | 0 | 0 | 0 | 0 | 0 | 0 | 0 | 0 | 0 | Normal | 0 | 0 | 0 | 0 | [17 empty] | Commercial_Lodging (ID)_Existing_Food Preparation_Double Rack Oven_
Commercial_Lodging (ID)_Existing_Food Preparation_Natural Gas_Double Rack Oven_E9 | Commercial | Lodging (ID) | Existing | Food Preparation | Natural Gas | Double Rack Oven | E9 |  | 0 | 0 | 0 | 0 | 0 | 0 | 0 | 0 | 0 | 0 | 0 | 0 | 0 | 0 | 0 | Normal | 0 | 0 | 0 | 0 | [17 empty] | Commercial_Lodging (ID)_Existing_Food Preparation_Double Rack Oven_
Commercial_Lodging (ID)_Existing_Food Preparation_Natural Gas_Double Rack Oven_E10 | Commercial | Lodging (ID) | Existing | Food Preparation | Natural Gas | Double Rack Oven | E10 |  | 0 | 0 | 0 | 0 | 0 | 0 | 0 | 0 | 0 | 0 | 0 | 0 | 0 | 0 | 0 | Normal | 0 | 0 | 0 | 0 | [17 empty] | Commercial_Lodging (ID)_Existing_Food Preparation_Double Rack Oven_
Commercial_Lodging (ID)_Existing_Food Preparation_Natural Gas_Fryer_E1 | Commercial | Lodging (ID) | Existing | Food Preparation | Natural Gas | Fryer | E1 | Standard | 1 | 0 | 0 | 0.018223 | 0 | 0 | 0 | 10 | 20 | 2019 | 2045 | 1 | 0 | 0 | 0 | Normal | 0 | 0.11136 | 0 | 0 | 1 unit | 55000 | 0 | 6.5075e-06 | 1628.2323 | 2500 | 0 | 0 | 0 | 2010 | 1.1201 | COOK_FRY-Food Preparation-ILTRM-v4.0-1 | Estimate | COOK_FRY-Food Preparation-ILTRM-v4.0-1 | 1 | unit | 6.5075e-06 | Commercial_Lodging (ID)_Existing_Food Preparation_Fryer_Standard
Commercial_Lodging (ID)_Existing_Food Preparation_Natural Gas_Fryer_E2 | Commercial | Lodging (ID) | Existing | Food Preparation | Natural Gas | Fryer | E2 | ENERGY STAR | 0.6897 | 0 | 0 | 0.02697 | 0 | 0 | 0 | 10 | 20 | 2019 | 2045 | 1 | 0 | 0 | 0 | Normal | 0 | 0.076807 | 0 | 0 | 1 unit | 55000 | 0 | 6.5075e-06 | 1122.9977 | 3700 | 0 | 0 | 0 | 2010 | 1.1201 | COOK_FRY-Food Preparation-ILTRM-v4.0-1 | COOK_FRY-Food Preparation-ILTRM-v4.0-1 | COOK_FRY-Food Preparation-ILTRM-v4.0-1 | 1 | unit | 6.5075e-06 | Commercial_Lodging (ID)_Existing_Food Preparation_Fryer_ENERGY STAR
Commercial_Lodging (ID)_Existing_Food Preparation_Natural Gas_Fryer_E3 | Commercial | Lodging (ID) | Existing | Food Preparation | Natural Gas | Fryer | E3 |  | 0 | 0 | 0 | 0 | 0 | 0 | 0 | 0 | 0 | 0 | 0 | 0 | 0 | 0 | 0 | Normal | 0 | 0 | 0 | 0 | [17 empty] | Commercial_Lodging (ID)_Existing_Food Preparation_Fryer_
Commercial_Lodging (ID)_Existing_Food Preparation_Natural Gas_Fryer_E4 | Commercial | Lodging (ID) | Existing | Food Preparation | Natural Gas | Fryer | E4 |  | 0 | 0 | 0 | 0 | 0 | 0 | 0 | 0 | 0 | 0 | 0 | 0 | 0 | 0 | 0 | Normal | 0 | 0 | 0 | 0 | [17 empty] | Commercial_Lodging (ID)_Existing_Food Preparation_Fryer_
Commercial_Lodging (ID)_Existing_Food Preparation_Natural Gas_Fryer_E5 | Commercial | Lodging (ID) | Existing | Food Preparation | Natural Gas | Fryer | E5 |  | 0 | 0 | 0 | 0 | 0 | 0 | 0 | 0 | 0 | 0 | 0 | 0 | 0 | 0 | 0 | Normal | 0 | 0 | 0 | 0 | [17 empty] | Commercial_Lodging (ID)_Existing_Food Preparation_Fryer_
Commercial_Lodging (ID)_Existing_Food Preparation_Natural Gas_Fryer_E6 | Commercial | Lodging (ID) | Existing | Food Preparation | Natural Gas | Fryer | E6 |  | 0 | 0 | 0 | 0 | 0 | 0 | 0 | 0 | 0 | 0 | 0 | 0 | 0 | 0 | 0 | Normal | 0 | 0 | 0 | 0 | [17 empty] | Commercial_Lodging (ID)_Existing_Food Preparation_Fryer_
Commercial_Lodging (ID)_Existing_Food Preparation_Natural Gas_Fryer_E7 | Commercial | Lodging (ID) | Existing | Food Preparation | Natural Gas | Fryer | E7 |  | 0 | 0 | 0 | 0 | 0 | 0 | 0 | 0 | 0 | 0 | 0 | 0 | 0 | 0 | 0 | Normal | 0 | 0 | 0 | 0 | [17 empty] | Commercial_Lodging (ID)_Existing_Food Preparation_Fryer_
Commercial_Lodging (ID)_Existing_Food Preparation_Natural Gas_Fryer_E8 | Commercial | Lodging (ID) | Existing | Food Preparation | Natural Gas | Fryer | E8 |  | 0 | 0 | 0 | 0 | 0 | 0 | 0 | 0 | 0 | 0 | 0 | 0 | 0 | 0 | 0 | Normal | 0 | 0 | 0 | 0 | [17 empty] | Commercial_Lodging (ID)_Existing_Food Preparation_Fryer_
Commercial_Lodging (ID)_Existing_Food Preparation_Natural Gas_Fryer_E9 | Commercial | Lodging (ID) | Existing | Food Preparation | Natural Gas | Fryer | E9 |  | 0 | 0 | 0 | 0 | 0 | 0 | 0 | 0 | 0 | 0 | 0 | 0 | 0 | 0 | 0 | Normal | 0 | 0 | 0 | 0 | [17 empty] | Commercial_Lodging (ID)_Existing_Food Preparation_Fryer_
Commercial_Lodging (ID)_Existing_Food Preparation_Natural Gas_Fryer_E10 | Commercial | Lodging (ID) | Existing | Food Preparation | Natural Gas | Fryer | E10 |  | 0 | 0 | 0 | 0 | 0 | 0 | 0 | 0 | 0 | 0 | 0 | 0 | 0 | 0 | 0 | Normal | 0 | 0 | 0 | 0 | [17 empty] | Commercial_Lodging (ID)_Existing_Food Preparation_Fryer_
Commercial_Lodging (ID)_Existing_Food Preparation_Natural Gas_Broiler_E1 | Commercial | Lodging (ID) | Existing | Food Preparation | Natural Gas | Broiler | E1 | Standard | 1 | 0 | 0 | 0.018274 | 0 | 0 | 0 | 8 | 16 | 2019 | 2045 | 1 | 0 | 0 | 0 | Normal | 0 | 0.11376 | 0 | 0 | 1 unit | 55000 | 0 | 6.6605e-06 | 1625 | 2500 | 0 | 0 | 0 | 2011 | 1.0975 | COOK_BRL-Food Preparation-ILTRM-v4.0-2 | Estimate | COOK_BRL-Food Preparation-ILTRM-v4.0-2 | 1 | unit | 6.6605e-06 | Commercial_Lodging (ID)_Existing_Food Preparation_Broiler_Standard
Commercial_Lodging (ID)_Existing_Food Preparation_Natural Gas_Broiler_E2 | Commercial | Lodging (ID) | Existing | Food Preparation | Natural Gas | Broiler | E2 | Infrared Burners | 0.85292 | 0 | 0 | 0.025584 | 0 | 0 | 0 | 8 | 16 | 2019 | 2045 | 1 | 0 | 0 | 0 | Normal | 0 | 0.097025 | 0 | 0 | 1 unit | 55000 | 0 | 6.6605e-06 | 1386 | 3500 | 0 | 0 | 0 | 2011 | 1.0975 | COOK_BRL-Food Preparation-ILTRM-v4.0-2 | COOK_BRL-Food Preparation-ILTRM-v4.0-2 | COOK_BRL-Food Preparation-ILTRM-v4.0-2 | 1 | unit | 6.6605e-06 | Commercial_Lodging (ID)_Existing_Food Preparation_Broiler_Infrared Burners
Commercial_Lodging (ID)_Existing_Food Preparation_Natural Gas_Broiler_E3 | Commercial | Lodging (ID) | Existing | Food Preparation | Natural Gas | Broiler | E3 |  | 0 | 0 | 0 | 0 | 0 | 0 | 0 | 0 | 0 | 0 | 0 | 0 | 0 | 0 | 0 | Normal | 0 | 0 | 0 | 0 | [17 empty] | Commercial_Lodging (ID)_Existing_Food Preparation_Broiler_
Commercial_Lodging (ID)_Existing_Food Preparation_Natural Gas_Broiler_E4 | Commercial | Lodging (ID) | Existing | Food Preparation | Natural Gas | Broiler | E4 |  | 0 | 0 | 0 | 0 | 0 | 0 | 0 | 0 | 0 | 0 | 0 | 0 | 0 | 0 | 0 | Normal | 0 | 0 | 0 | 0 | [17 empty] | Commercial_Lodging (ID)_Existing_Food Preparation_Broiler_
Commercial_Lodging (ID)_Existing_Food Preparation_Natural Gas_Broiler_E5 | Commercial | Lodging (ID) | Existing | Food Preparation | Natural Gas | Broiler | E5 |  | 0 | 0 | 0 | 0 | 0 | 0 | 0 | 0 | 0 | 0 | 0 | 0 | 0 | 0 | 0 | Normal | 0 | 0 | 0 | 0 | [17 empty] | Commercial_Lodging (ID)_Existing_Food Preparation_Broiler_
Commercial_Lodging (ID)_Existing_Food Preparation_Natural Gas_Broiler_E6 | Commercial | Lodging (ID) | Existing | Food Preparation | Natural Gas | Broiler | E6 |  | 0 | 0 | 0 | 0 | 0 | 0 | 0 | 0 | 0 | 0 | 0 | 0 | 0 | 0 | 0 | Normal | 0 | 0 | 0 | 0 | [17 empty] | Commercial_Lodging (ID)_Existing_Food Preparation_Broiler_
Commercial_Lodging (ID)_Existing_Food Preparation_Natural Gas_Broiler_E7 | Commercial | Lodging (ID) | Existing | Food Preparation | Natural Gas | Broiler | E7 |  | 0 | 0 | 0 | 0 | 0 | 0 | 0 | 0 | 0 | 0 | 0 | 0 | 0 | 0 | 0 | Normal | 0 | 0 | 0 | 0 | [17 empty] | Commercial_Lodging (ID)_Existing_Food Preparation_Broiler_
Commercial_Lodging (ID)_Existing_Food Preparation_Natural Gas_Broiler_E8 | Commercial | Lodging (ID) | Existing | Food Preparation | Natural Gas | Broiler | E8 |  | 0 | 0 | 0 | 0 | 0 | 0 | 0 | 0 | 0 | 0 | 0 | 0 | 0 | 0 | 0 | Normal | 0 | 0 | 0 | 0 | [17 empty] | Commercial_Lodging (ID)_Existing_Food Preparation_Broiler_
Commercial_Lodging (ID)_Existing_Food Preparation_Natural Gas_Broiler_E9 | Commercial | Lodging (ID) | Existing | Food Preparation | Natural Gas | Broiler | E9 |  | 0 | 0 | 0 | 0 | 0 | 0 | 0 | 0 | 0 | 0 | 0 | 0 | 0 | 0 | 0 | Normal | 0 | 0 | 0 | 0 | [17 empty] | Commercial_Lodging (ID)_Existing_Food Preparation_Broiler_
Commercial_Lodging (ID)_Existing_Food Preparation_Natural Gas_Broiler_E10 | Commercial | Lodging (ID) | Existing | Food Preparation | Natural Gas | Broiler | E10 |  | 0 | 0 | 0 | 0 | 0 | 0 | 0 | 0 | 0 | 0 | 0 | 0 | 0 | 0 | 0 | Normal | 0 | 0 | 0 | 0 | [17 empty] | Commercial_Lodging (ID)_Existing_Food Preparation_Broiler_
Commercial_Lodging (ID)_Existing_Food Preparation_Natural Gas_Griddle_E1 | Commercial | Lodging (ID) | Existing | Food Preparation | Natural Gas | Griddle | E1 | Standard | 1 | 0 | 0 | 0.0905 | 0 | 0 | 0 | 8 | 16 | 2019 | 2045 | 1 | 0 | 0 | 0 | Normal | 0 | 0.079056 | 0 | 0 | 1 unit | 55000 | 0 | 1.6571e-05 | 1213.5601 | 5150 | 0 | 0 | 0 | 2013 | 1.0605 | COOK_GRD-Food Preparation-ILTRM-v5.0-1 | COOK_GRD-Food Preparation-EIA14-2014 Ref. Case-5 | COOK_GRD-Food Preparation-ILTRM-v5.0-1 | 1 | unit | 1.6571e-05 | Commercial_Lodging (ID)_Existing_Food Preparation_Griddle_Standard
Commercial_Lodging (ID)_Existing_Food Preparation_Natural Gas_Griddle_E2 | Commercial | Lodging (ID) | Existing | Food Preparation | Natural Gas | Griddle | E2 | ENERGY STAR | 0.87771 | 0 | 0 | 0.096826 | 0 | 0 | 0 | 8 | 16 | 2019 | 2045 | 1 | 0 | 0 | 0 | Normal | 0 | 0.069388 | 0 | 0 | 1 unit | 55000 | 0 | 1.6571e-05 | 1065.1506 | 5510 | 0 | 0 | 0 | 2013 | 1.0605 | COOK_GRD-Food Preparation-ILTRM-v5.0-1 | COOK_GRD-Food Preparation-EIA14-2014 Ref. Case-5 | COOK_GRD-Food Preparation-ILTRM-v5.0-1 | 1 | unit | 1.6571e-05 | Commercial_Lodging (ID)_Existing_Food Preparation_Griddle_ENERGY STAR
Commercial_Lodging (ID)_Existing_Food Preparation_Natural Gas_Griddle_E3 | Commercial | Lodging (ID) | Existing | Food Preparation | Natural Gas | Griddle | E3 |  | 0 | 0 | 0 | 0 | 0 | 0 | 0 | 0 | 0 | 0 | 0 | 0 | 0 | 0 | 0 | Normal | 0 | 0 | 0 | 0 | [17 empty] | Commercial_Lodging (ID)_Existing_Food Preparation_Griddle_
Commercial_Lodging (ID)_Existing_Food Preparation_Natural Gas_Griddle_E4 | Commercial | Lodging (ID) | Existing | Food Preparation | Natural Gas | Griddle | E4 |  | 0 | 0 | 0 | 0 | 0 | 0 | 0 | 0 | 0 | 0 | 0 | 0 | 0 | 0 | 0 | Normal | 0 | 0 | 0 | 0 | [17 empty] | Commercial_Lodging (ID)_Existing_Food Preparation_Griddle_
Commercial_Lodging (ID)_Existing_Food Preparation_Natural Gas_Griddle_E5 | Commercial | Lodging (ID) | Existing | Food Preparation | Natural Gas | Griddle | E5 |  | 0 | 0 | 0 | 0 | 0 | 0 | 0 | 0 | 0 | 0 | 0 | 0 | 0 | 0 | 0 | Normal | 0 | 0 | 0 | 0 | [17 empty] | Commercial_Lodging (ID)_Existing_Food Preparation_Griddle_
Commercial_Lodging (ID)_Existing_Food Preparation_Natural Gas_Griddle_E6 | Commercial | Lodging (ID) | Existing | Food Preparation | Natural Gas | Griddle | E6 |  | 0 | 0 | 0 | 0 | 0 | 0 | 0 | 0 | 0 | 0 | 0 | 0 | 0 | 0 | 0 | Normal | 0 | 0 | 0 | 0 | [17 empty] | Commercial_Lodging (ID)_Existing_Food Preparation_Griddle_
Commercial_Lodging (ID)_Existing_Food Preparation_Natural Gas_Griddle_E7 | Commercial | Lodging (ID) | Existing | Food Preparation | Natural Gas | Griddle | E7 |  | 0 | 0 | 0 | 0 | 0 | 0 | 0 | 0 | 0 | 0 | 0 | 0 | 0 | 0 | 0 | Normal | 0 | 0 | 0 | 0 | [17 empty] | Commercial_Lodging (ID)_Existing_Food Preparation_Griddle_
Commercial_Lodging (ID)_Existing_Food Preparation_Natural Gas_Griddle_E8 | Commercial | Lodging (ID) | Existing | Food Preparation | Natural Gas | Griddle | E8 |  | 0 | 0 | 0 | 0 | 0 | 0 | 0 | 0 | 0 | 0 | 0 | 0 | 0 | 0 | 0 | Normal | 0 | 0 | 0 | 0 | [17 empty] | Commercial_Lodging (ID)_Existing_Food Preparation_Griddle_
Commercial_Lodging (ID)_Existing_Food Preparation_Natural Gas_Griddle_E9 | Commercial | Lodging (ID) | Existing | Food Preparation | Natural Gas | Griddle | E9 |  | 0 | 0 | 0 | 0 | 0 | 0 | 0 | 0 | 0 | 0 | 0 | 0 | 0 | 0 | 0 | Normal | 0 | 0 | 0 | 0 | [17 empty] | Commercial_Lodging (ID)_Existing_Food Preparation_Griddle_
Commercial_Lodging (ID)_Existing_Food Preparation_Natural Gas_Griddle_E10 | Commercial | Lodging (ID) | Existing | Food Preparation | Natural Gas | Griddle | E10 |  | 0 | 0 | 0 | 0 | 0 | 0 | 0 | 0 | 0 | 0 | 0 | 0 | 0 | 0 | 0 | Normal | 0 | 0 | 0 | 0 | [17 empty] | Commercial_Lodging (ID)_Existing_Food Preparation_Griddle_
Commercial_Lodging (ID)_Existing_Food Preparation_Natural Gas_Range_E1 | Commercial | Lodging (ID) | Existing | Food Preparation | Natural Gas | Range | E1 | Standard | 1 | 0 | 0 | 0.0014229 | 0 | 0 | 0 | 8 | 12 | 2019 | 2045 | 1 | 0 | 0 | 0 | Normal | 0 | 0.10685 | 0 | 0 | 1 unit | 55000 | 0 | 2.8229e-07 | 1470 | 4500 | 0 | 0 | 0 | 2010 | 1.1201 | COOK_OVN-Food Preparation-AEO17-1 | Estimate | DOE Commercial R&D 2016 - Table 2-12 | 1 | unit | 2.8229e-07 | Commercial_Lodging (ID)_Existing_Food Preparation_Range_Standard
Commercial_Lodging (ID)_Existing_Food Preparation_Natural Gas_Range_E2 | Commercial | Lodging (ID) | Existing | Food Preparation | Natural Gas | Range | E2 | High Efficiency | 0.5 | 0 | 0 | 0.0015494 | 0 | 0 | 0 | 8 | 12 | 2019 | 2045 | 1 | 0 | 0 | 0 | Normal | 0 | 0.053427 | 0 | 0 | 1 unit | 55000 | 0 | 2.8229e-07 | 735 | 4900 | 0 | 0 | 0 | 2010 | 1.1201 | COOK_OVN-Food Preparation-AEO17-1 | DOE Commercial R&D 2016 - Table 2-10 | DOE Commercial R&D 2016 - Table 2-18 | 1 | unit | 2.8229e-07 | Commercial_Lodging (ID)_Existing_Food Preparation_Range_High Efficiency
Commercial_Lodging (ID)_Existing_Food Preparation_Natural Gas_Range_E3 | Commercial | Lodging (ID) | Existing | Food Preparation | Natural Gas | Range | E3 |  | 0 | 0 | 0 | 0 | 0 | 0 | 0 | 0 | 0 | 0 | 0 | 0 | 0 | 0 | 0 | Normal | 0 | 0 | 0 | 0 | [17 empty] | Commercial_Lodging (ID)_Existing_Food Preparation_Range_
Commercial_Lodging (ID)_Existing_Food Preparation_Natural Gas_Range_E4 | Commercial | Lodging (ID) | Existing | Food Preparation | Natural Gas | Range | E4 |  | 0 | 0 | 0 | 0 | 0 | 0 | 0 | 0 | 0 | 0 | 0 | 0 | 0 | 0 | 0 | Normal | 0 | 0 | 0 | 0 | [17 empty] | Commercial_Lodging (ID)_Existing_Food Preparation_Range_
Commercial_Lodging (ID)_Existing_Food Preparation_Natural Gas_Range_E5 | Commercial | Lodging (ID) | Existing | Food Preparation | Natural Gas | Range | E5 |  | 0 | 0 | 0 | 0 | 0 | 0 | 0 | 0 | 0 | 0 | 0 | 0 | 0 | 0 | 0 | Normal | 0 | 0 | 0 | 0 | [17 empty] | Commercial_Lodging (ID)_Existing_Food Preparation_Range_
Commercial_Lodging (ID)_Existing_Food Preparation_Natural Gas_Range_E6 | Commercial | Lodging (ID) | Existing | Food Preparation | Natural Gas | Range | E6 |  | 0 | 0 | 0 | 0 | 0 | 0 | 0 | 0 | 0 | 0 | 0 | 0 | 0 | 0 | 0 | Normal | 0 | 0 | 0 | 0 | [17 empty] | Commercial_Lodging (ID)_Existing_Food Preparation_Range_
Commercial_Lodging (ID)_Existing_Food Preparation_Natural Gas_Range_E7 | Commercial | Lodging (ID) | Existing | Food Preparation | Natural Gas | Range | E7 |  | 0 | 0 | 0 | 0 | 0 | 0 | 0 | 0 | 0 | 0 | 0 | 0 | 0 | 0 | 0 | Normal | 0 | 0 | 0 | 0 | [17 empty] | Commercial_Lodging (ID)_Existing_Food Preparation_Range_
Commercial_Lodging (ID)_Existing_Food Preparation_Natural Gas_Range_E8 | Commercial | Lodging (ID) | Existing | Food Preparation | Natural Gas | Range | E8 |  | 0 | 0 | 0 | 0 | 0 | 0 | 0 | 0 | 0 | 0 | 0 | 0 | 0 | 0 | 0 | Normal | 0 | 0 | 0 | 0 | [17 empty] | Commercial_Lodging (ID)_Existing_Food Preparation_Range_
Commercial_Lodging (ID)_Existing_Food Preparation_Natural Gas_Range_E9 | Commercial | Lodging (ID) | Existing | Food Preparation | Natural Gas | Range | E9 |  | 0 | 0 | 0 | 0 | 0 | 0 | 0 | 0 | 0 | 0 | 0 | 0 | 0 | 0 | 0 | Normal | 0 | 0 | 0 | 0 | [17 empty] | Commercial_Lodging (ID)_Existing_Food Preparation_Range_
Commercial_Lodging (ID)_Existing_Food Preparation_Natural Gas_Range_E10 | Commercial | Lodging (ID) | Existing | Food Preparation | Natural Gas | Range | E10 |  | 0 | 0 | 0 | 0 | 0 | 0 | 0 | 0 | 0 | 0 | 0 | 0 | 0 | 0 | 0 | Normal | 0 | 0 | 0 | 0 | [17 empty] | Commercial_Lodging (ID)_Existing_Food Preparation_Range_
Commercial_Lodging (ID)_Existing_Food Preparation_Natural Gas_Steamer_E1 | Commercial | Lodging (ID) | Existing | Food Preparation | Natural Gas | Steamer | E1 | Standard | 1 | 0 | 0 | 0.0064677 | 0 | 0 | 0 | 8 | 16 | 2019 | 2045 | 1 | 0 | 0 | 0 | Normal | 0 | 0.14647 | 0 | 0 | 1 unit | 55000 | 0 | 4.5817e-07 | 1241.5036 | 13100 | 0 | 0 | 0 | 2012 | 1.0776 | COOK_STM-Food Preparation-ILTRM-v4.0-32 | DOE Commercial R&D 2016 - Table 2-10 | COOK_STM-Food Preparation-ILTRM-v4.0-32 | 1 | unit | 4.5817e-07 | Commercial_Lodging (ID)_Existing_Food Preparation_Steamer_Standard
Commercial_Lodging (ID)_Existing_Food Preparation_Natural Gas_Steamer_E2 | Commercial | Lodging (ID) | Existing | Food Preparation | Natural Gas | Steamer | E2 | ENERGY STAR | 0.18867 | 0 | 0 | 0.0069604 | 0 | -1.2984e-06 | 0 | 8 | 16 | 2019 | 2045 | 1 | 0 | 0 | 0 | Normal | 0 | 0.027635 | 0 | 0 | 1 unit | 55000 | 0 | 4.5817e-07 | 234.2394 | 14098 | 0 | -2.6298 | 0 | 2012 | 1.0776 | COOK_STM-Food Preparation-ILTRM-v4.0-32 | COOK_STM-Food Preparation-ILTRM-v4.0-32 | COOK_STM-Food Preparation-ILTRM-v4.0-32 | 1 | unit | 4.5817e-07 | Commercial_Lodging (ID)_Existing_Food Preparation_Steamer_ENERGY STAR
Commercial_Lodging (ID)_Existing_Food Preparation_Natural Gas_Steamer_E3 | Commercial | Lodging (ID) | Existing | Food Preparation | Natural Gas | Steamer | E3 |  | 0 | 0 | 0 | 0 | 0 | 0 | 0 | 0 | 0 | 0 | 0 | 0 | 0 | 0 | 0 | Normal | 0 | 0 | 0 | 0 | [17 empty] | Commercial_Lodging (ID)_Existing_Food Preparation_Steamer_
Commercial_Lodging (ID)_Existing_Food Preparation_Natural Gas_Steamer_E4 | Commercial | Lodging (ID) | Existing | Food Preparation | Natural Gas | Steamer | E4 |  | 0 | 0 | 0 | 0 | 0 | 0 | 0 | 0 | 0 | 0 | 0 | 0 | 0 | 0 | 0 | Normal | 0 | 0 | 0 | 0 | [17 empty] | Commercial_Lodging (ID)_Existing_Food Preparation_Steamer_
Commercial_Lodging (ID)_Existing_Food Preparation_Natural Gas_Steamer_E5 | Commercial | Lodging (ID) | Existing | Food Preparation | Natural Gas | Steamer | E5 |  | 0 | 0 | 0 | 0 | 0 | 0 | 0 | 0 | 0 | 0 | 0 | 0 | 0 | 0 | 0 | Normal | 0 | 0 | 0 | 0 | [17 empty] | Commercial_Lodging (ID)_Existing_Food Preparation_Steamer_
Commercial_Lodging (ID)_Existing_Food Preparation_Natural Gas_Steamer_E6 | Commercial | Lodging (ID) | Existing | Food Preparation | Natural Gas | Steamer | E6 |  | 0 | 0 | 0 | 0 | 0 | 0 | 0 | 0 | 0 | 0 | 0 | 0 | 0 | 0 | 0 | Normal | 0 | 0 | 0 | 0 | [17 empty] | Commercial_Lodging (ID)_Existing_Food Preparation_Steamer_
Commercial_Lodging (ID)_Existing_Food Preparation_Natural Gas_Steamer_E7 | Commercial | Lodging (ID) | Existing | Food Preparation | Natural Gas | Steamer | E7 |  | 0 | 0 | 0 | 0 | 0 | 0 | 0 | 0 | 0 | 0 | 0 | 0 | 0 | 0 | 0 | Normal | 0 | 0 | 0 | 0 | [17 empty] | Commercial_Lodging (ID)_Existing_Food Preparation_Steamer_
Commercial_Lodging (ID)_Existing_Food Preparation_Natural Gas_Steamer_E8 | Commercial | Lodging (ID) | Existing | Food Preparation | Natural Gas | Steamer | E8 |  | 0 | 0 | 0 | 0 | 0 | 0 | 0 | 0 | 0 | 0 | 0 | 0 | 0 | 0 | 0 | Normal | 0 | 0 | 0 | 0 | [17 empty] | Commercial_Lodging (ID)_Existing_Food Preparation_Steamer_
Commercial_Lodging (ID)_Existing_Food Preparation_Natural Gas_Steamer_E9 | Commercial | Lodging (ID) | Existing | Food Preparation | Natural Gas | Steamer | E9 |  | 0 | 0 | 0 | 0 | 0 | 0 | 0 | 0 | 0 | 0 | 0 | 0 | 0 | 0 | 0 | Normal | 0 | 0 | 0 | 0 | [17 empty] | Commercial_Lodging (ID)_Existing_Food Preparation_Steamer_
Commercial_Lodging (ID)_Existing_Food Preparation_Natural Gas_Steamer_E10 | Commercial | Lodging (ID) | Existing | Food Preparation | Natural Gas | Steamer | E10 |  | 0 | 0 | 0 | 0 | 0 | 0 | 0 | 0 | 0 | 0 | 0 | 0 | 0 | 0 | 0 | Normal | 0 | 0 | 0 | 0 | [17 empty] | Commercial_Lodging (ID)_Existing_Food Preparation_Steamer_
Commercial_Lodging (ID)_Existing_Food Preparation_Natural Gas_Food Prep Other_E1 | Commercial | Lodging (ID) | Existing | Food Preparation | Natural Gas | Food Prep Other | E1 | Standard | 1 | 0 | 0 | 0.026682 | 0 | 0 | 0 | 8 | 12 | 2019 | 2045 | 1 | 0 | 0 | 0 | Normal | 0 | 0.0339 | 0 | 0 | 1 unit | 55000 | 0 | 2.382e-05 | 1423.18 | 1000 | 0 | 0 | 0 | 2010 | 1.1201 | Default | Default | Default | 1 | unit | 2.382e-05 | Commercial_Lodging (ID)_Existing_Food Preparation_Food Prep Other_Standard
Commercial_Lodging (ID)_Existing_Food Preparation_Natural Gas_Food Prep Other_E2 | Commercial | Lodging (ID) | Existing | Food Preparation | Natural Gas | Food Prep Other | E2 | ENERGY STAR | 0.72067 | 0 | 0 | 0.048913 | 0 | 0 | 0 | 8 | 12 | 2019 | 2045 | 1 | 0 | 0 | 0 | Normal | 0 | 0.024431 | 0 | 0 | 1 unit | 55000 | 0 | 2.382e-05 | 1025.646 | 1833.1988 | 0 | 0 | 0 | 2010 | 1.1201 | N/A | N/A | N/A | 1 | unit | 2.382e-05 | Commercial_Lodging (ID)_Existing_Food Preparation_Food Prep Other_ENERGY STAR
Commercial_Lodging (ID)_Existing_Food Preparation_Natural Gas_Food Prep Other_E3 | Commercial | Lodging (ID) | Existing | Food Preparation | Natural Gas | Food Prep Other | E3 |  | 0 | 0 | 0 | 0 | 0 | 0 | 0 | 0 | 0 | 0 | 0 | 0 | 0 | 0 | 0 | Normal | 0 | 0 | 0 | 0 | [17 empty] | Commercial_Lodging (ID)_Existing_Food Preparation_Food Prep Other_
Commercial_Lodging (ID)_Existing_Food Preparation_Natural Gas_Food Prep Other_E4 | Commercial | Lodging (ID) | Existing | Food Preparation | Natural Gas | Food Prep Other | E4 |  | 0 | 0 | 0 | 0 | 0 | 0 | 0 | 0 | 0 | 0 | 0 | 0 | 0 | 0 | 0 | Normal | 0 | 0 | 0 | 0 | [17 empty] | Commercial_Lodging (ID)_Existing_Food Preparation_Food Prep Other_
Commercial_Lodging (ID)_Existing_Food Preparation_Natural Gas_Food Prep Other_E5 | Commercial | Lodging (ID) | Existing | Food Preparation | Natural Gas | Food Prep Other | E5 |  | 0 | 0 | 0 | 0 | 0 | 0 | 0 | 0 | 0 | 0 | 0 | 0 | 0 | 0 | 0 | Normal | 0 | 0 | 0 | 0 | [17 empty] | Commercial_Lodging (ID)_Existing_Food Preparation_Food Prep Other_
Commercial_Lodging (ID)_Existing_Food Preparation_Natural Gas_Food Prep Other_E6 | Commercial | Lodging (ID) | Existing | Food Preparation | Natural Gas | Food Prep Other | E6 |  | 0 | 0 | 0 | 0 | 0 | 0 | 0 | 0 | 0 | 0 | 0 | 0 | 0 | 0 | 0 | Normal | 0 | 0 | 0 | 0 | [17 empty] | Commercial_Lodging (ID)_Existing_Food Preparation_Food Prep Other_
Commercial_Lodging (ID)_Existing_Food Preparation_Natural Gas_Food Prep Other_E7 | Commercial | Lodging (ID) | Existing | Food Preparation | Natural Gas | Food Prep Other | E7 |  | 0 | 0 | 0 | 0 | 0 | 0 | 0 | 0 | 0 | 0 | 0 | 0 | 0 | 0 | 0 | Normal | 0 | 0 | 0 | 0 | [17 empty] | Commercial_Lodging (ID)_Existing_Food Preparation_Food Prep Other_
Commercial_Lodging (ID)_Existing_Food Preparation_Natural Gas_Food Prep Other_E8 | Commercial | Lodging (ID) | Existing | Food Preparation | Natural Gas | Food Prep Other | E8 |  | 0 | 0 | 0 | 0 | 0 | 0 | 0 | 0 | 0 | 0 | 0 | 0 | 0 | 0 | 0 | Normal | 0 | 0 | 0 | 0 | [17 empty] | Commercial_Lodging (ID)_Existing_Food Preparation_Food Prep Other_
Commercial_Lodging (ID)_Existing_Food Preparation_Natural Gas_Food Prep Other_E9 | Commercial | Lodging (ID) | Existing | Food Preparation | Natural Gas | Food Prep Other | E9 |  | 0 | 0 | 0 | 0 | 0 | 0 | 0 | 0 | 0 | 0 | 0 | 0 | 0 | 0 | 0 | Normal | 0 | 0 | 0 | 0 | [17 empty] | Commercial_Lodging (ID)_Existing_Food Preparation_Food Prep Other_
Commercial_Lodging (ID)_Existing_Food Preparation_Natural Gas_Food Prep Other_E10 | Commercial | Lodging (ID) | Existing | Food Preparation | Natural Gas | Food Prep Other | E10 |  | 0 | 0 | 0 | 0 | 0 | 0 | 0 | 0 | 0 | 0 | 0 | 0 | 0 | 0 | 0 | Normal | 0 | 0 | 0 | 0 | [17 empty] | Commercial_Lodging (ID)_Existing_Food Preparation_Food Prep Other_
Commercial_Lodging (ID)_Existing_Miscellaneous_Natural Gas_Pool Heater_E1 | Commercial | Lodging (ID) | Existing | Miscellaneous | Natural Gas | Pool Heater | E1 | Standard (EF .82) | 1 | 0 | 0 | 0.00070321 | 0 | 0 | 0 | 4 | 8 | 2019 | 2045 | 1 | 0 | 0 | 0 | Normal | 0 | 0.0056436 | 0 | 0 | 1 unit | 55000 | 0 | 3.739e-08 | 14890 | 18052 | 0 | 0 | 0 | 2014 | 1.0418 | DOE Commercial R&D 2016 - Table 7-6 | DOE Commercial R&D 2016 - Table 7-7 | DOE Commercial R&D 2016 - Table 7-8 | 1 | unit | 3.739e-08 | Commercial_Lodging (ID)_Existing_Miscellaneous_Pool Heater_Standard (EF .82)
Commercial_Lodging (ID)_Existing_Miscellaneous_Natural Gas_Pool Heater_E2 | Commercial | Lodging (ID) | Existing | Miscellaneous | Natural Gas | Pool Heater | E2 | Condensing (EF .90) | 0.85 | 0 | 0 | 0.0011514 | 0 | 0 | 0 | 4 | 8 | 2019 | 2045 | 1 | 0 | 0 | 0 | Normal | 0 | 0.0047971 | 0 | 0 | 1 unit | 55000 | 0 | 3.739e-08 | 12656.5 | 29558 | 0 | 0 | 0 | 2014 | 1.0418 | DOE Commercial R&D 2016 - Table 7-6 | DOE Commercial R&D 2016 - Table 7-7 | DOE Commercial R&D 2016 - Table 7-9 | 1 | unit | 3.739e-08 | Commercial_Lodging (ID)_Existing_Miscellaneous_Pool Heater_Condensing (EF .90)
Commercial_Lodging (ID)_Existing_Miscellaneous_Natural Gas_Pool Heater_E3 | Commercial | Lodging (ID) | Existing | Miscellaneous | Natural Gas | Pool Heater | E3 |  | 0 | 0 | 0 | 0 | 0 | 0 | 0 | 0 | 0 | 0 | 0 | 0 | 0 | 0 | 0 | Normal | 0 | 0 | 0 | 0 | [17 empty] | Commercial_Lodging (ID)_Existing_Miscellaneous_Pool Heater_
Commercial_Lodging (ID)_Existing_Miscellaneous_Natural Gas_Pool Heater_E4 | Commercial | Lodging (ID) | Existing | Miscellaneous | Natural Gas | Pool Heater | E4 |  | 0 | 0 | 0 | 0 | 0 | 0 | 0 | 0 | 0 | 0 | 0 | 0 | 0 | 0 | 0 | Normal | 0 | 0 | 0 | 0 | [17 empty] | Commercial_Lodging (ID)_Existing_Miscellaneous_Pool Heater_
Commercial_Lodging (ID)_Existing_Miscellaneous_Natural Gas_Pool Heater_E5 | Commercial | Lodging (ID) | Existing | Miscellaneous | Natural Gas | Pool Heater | E5 |  | 0 | 0 | 0 | 0 | 0 | 0 | 0 | 0 | 0 | 0 | 0 | 0 | 0 | 0 | 0 | Normal | 0 | 0 | 0 | 0 | [17 empty] | Commercial_Lodging (ID)_Existing_Miscellaneous_Pool Heater_
Commercial_Lodging (ID)_Existing_Miscellaneous_Natural Gas_Pool Heater_E6 | Commercial | Lodging (ID) | Existing | Miscellaneous | Natural Gas | Pool Heater | E6 |  | 0 | 0 | 0 | 0 | 0 | 0 | 0 | 0 | 0 | 0 | 0 | 0 | 0 | 0 | 0 | Normal | 0 | 0 | 0 | 0 | [17 empty] | Commercial_Lodging (ID)_Existing_Miscellaneous_Pool Heater_
Commercial_Lodging (ID)_Existing_Miscellaneous_Natural Gas_Pool Heater_E7 | Commercial | Lodging (ID) | Existing | Miscellaneous | Natural Gas | Pool Heater | E7 |  | 0 | 0 | 0 | 0 | 0 | 0 | 0 | 0 | 0 | 0 | 0 | 0 | 0 | 0 | 0 | Normal | 0 | 0 | 0 | 0 | [17 empty] | Commercial_Lodging (ID)_Existing_Miscellaneous_Pool Heater_
Commercial_Lodging (ID)_Existing_Miscellaneous_Natural Gas_Pool Heater_E8 | Commercial | Lodging (ID) | Existing | Miscellaneous | Natural Gas | Pool Heater | E8 |  | 0 | 0 | 0 | 0 | 0 | 0 | 0 | 0 | 0 | 0 | 0 | 0 | 0 | 0 | 0 | Normal | 0 | 0 | 0 | 0 | [17 empty] | Commercial_Lodging (ID)_Existing_Miscellaneous_Pool Heater_
Commercial_Lodging (ID)_Existing_Miscellaneous_Natural Gas_Pool Heater_E9 | Commercial | Lodging (ID) | Existing | Miscellaneous | Natural Gas | Pool Heater | E9 |  | 0 | 0 | 0 | 0 | 0 | 0 | 0 | 0 | 0 | 0 | 0 | 0 | 0 | 0 | 0 | Normal | 0 | 0 | 0 | 0 | [17 empty] | Commercial_Lodging (ID)_Existing_Miscellaneous_Pool Heater_
Commercial_Lodging (ID)_Existing_Miscellaneous_Natural Gas_Pool Heater_E10 | Commercial | Lodging (ID) | Existing | Miscellaneous | Natural Gas | Pool Heater | E10 |  | 0 | 0 | 0 | 0 | 0 | 0 | 0 | 0 | 0 | 0 | 0 | 0 | 0 | 0 | 0 | Normal | 0 | 0 | 0 | 0 | [17 empty] | Commercial_Lodging (ID)_Existing_Miscellaneous_Pool Heater_
Commercial_Lodging (ID)_Existing_Miscellaneous_Natural Gas_Miscellaneous_E1 | Commercial | Lodging (ID) | Existing | Miscellaneous | Natural Gas | Miscellaneous | E1 | Standard | 1 | 0 | 0 | 0.021819 | 0 | 0 | 0 | 2 | 8 | 2019 | 2045 | 1 | 0 | 0 | 0 | Normal | 0 | 0.021446 | 0 | 0 | 1 unit | 55000 | 0 | 0.021446 | 1 | 1 | 0 | 0 | 0 | 2016 | 1.0174 | N/A | N/A | N/A | 1 | unit | 0.021446 | Commercial_Lodging (ID)_Existing_Miscellaneous_Miscellaneous_Standard
Commercial_Lodging (ID)_Existing_Miscellaneous_Natural Gas_Miscellaneous_E2 | Commercial | Lodging (ID) | Existing | Miscellaneous | Natural Gas | Miscellaneous | E2 |  | 0 | 0 | 0 | 0 | 0 | 0 | 0 | 0 | 0 | 0 | 0 | 0 | 0 | 0 | 0 | Normal | 0 | 0 | 0 | 0 | [17 empty] | Commercial_Lodging (ID)_Existing_Miscellaneous_Miscellaneous_
Commercial_Lodging (ID)_Existing_Miscellaneous_Natural Gas_Miscellaneous_E3 | Commercial | Lodging (ID) | Existing | Miscellaneous | Natural Gas | Miscellaneous | E3 |  | 0 | 0 | 0 | 0 | 0 | 0 | 0 | 0 | 0 | 0 | 0 | 0 | 0 | 0 | 0 | Normal | 0 | 0 | 0 | 0 | [17 empty] | Commercial_Lodging (ID)_Existing_Miscellaneous_Miscellaneous_
Commercial_Lodging (ID)_Existing_Miscellaneous_Natural Gas_Miscellaneous_E4 | Commercial | Lodging (ID) | Existing | Miscellaneous | Natural Gas | Miscellaneous | E4 |  | 0 | 0 | 0 | 0 | 0 | 0 | 0 | 0 | 0 | 0 | 0 | 0 | 0 | 0 | 0 | Normal | 0 | 0 | 0 | 0 | [17 empty] | Commercial_Lodging (ID)_Existing_Miscellaneous_Miscellaneous_
Commercial_Lodging (ID)_Existing_Miscellaneous_Natural Gas_Miscellaneous_E5 | Commercial | Lodging (ID) | Existing | Miscellaneous | Natural Gas | Miscellaneous | E5 |  | 0 | 0 | 0 | 0 | 0 | 0 | 0 | 0 | 0 | 0 | 0 | 0 | 0 | 0 | 0 | Normal | 0 | 0 | 0 | 0 | [17 empty] | Commercial_Lodging (ID)_Existing_Miscellaneous_Miscellaneous_
Commercial_Lodging (ID)_Existing_Miscellaneous_Natural Gas_Miscellaneous_E6 | Commercial | Lodging (ID) | Existing | Miscellaneous | Natural Gas | Miscellaneous | E6 |  | 0 | 0 | 0 | 0 | 0 | 0 | 0 | 0 | 0 | 0 | 0 | 0 | 0 | 0 | 0 | Normal | 0 | 0 | 0 | 0 | [17 empty] | Commercial_Lodging (ID)_Existing_Miscellaneous_Miscellaneous_
Commercial_Lodging (ID)_Existing_Miscellaneous_Natural Gas_Miscellaneous_E7 | Commercial | Lodging (ID) | Existing | Miscellaneous | Natural Gas | Miscellaneous | E7 |  | 0 | 0 | 0 | 0 | 0 | 0 | 0 | 0 | 0 | 0 | 0 | 0 | 0 | 0 | 0 | Normal | 0 | 0 | 0 | 0 | [17 empty] | Commercial_Lodging (ID)_Existing_Miscellaneous_Miscellaneous_
Commercial_Lodging (ID)_Existing_Miscellaneous_Natural Gas_Miscellaneous_E8 | Commercial | Lodging (ID) | Existing | Miscellaneous | Natural Gas | Miscellaneous | E8 |  | 0 | 0 | 0 | 0 | 0 | 0 | 0 | 0 | 0 | 0 | 0 | 0 | 0 | 0 | 0 | Normal | 0 | 0 | 0 | 0 | [17 empty] | Commercial_Lodging (ID)_Existing_Miscellaneous_Miscellaneous_
Commercial_Lodging (ID)_Existing_Miscellaneous_Natural Gas_Miscellaneous_E9 | Commercial | Lodging (ID) | Existing | Miscellaneous | Natural Gas | Miscellaneous | E9 |  | 0 | 0 | 0 | 0 | 0 | 0 | 0 | 0 | 0 | 0 | 0 | 0 | 0 | 0 | 0 | Normal | 0 | 0 | 0 | 0 | [17 empty] | Commercial_Lodging (ID)_Existing_Miscellaneous_Miscellaneous_
Commercial_Lodging (ID)_Existing_Miscellaneous_Natural Gas_Miscellaneous_E10 | Commercial | Lodging (ID) | Existing | Miscellaneous | Natural Gas | Miscellaneous | E10 |  | 0 | 0 | 0 | 0 | 0 | 0 | 0 | 0 | 0 | 0 | 0 | 0 | 0 | 0 | 0 | Normal | 0 | 0 | 0 | 0 | [17 empty] | Commercial_Lodging (ID)_Existing_Miscellaneous_Miscellaneous_
Commercial_Lodging (ID)_New_Space Heating_Natural Gas_Furnace_E1 | Commercial | Lodging (ID) | New | Space Heating | Natural Gas | Furnace | E1 | AFUE 80% (Standard) | 1 | 0 | 0 | 0.29796 | 0 | 0.028084 | 0 | 10 | 20 | 2019 | 2045 | 1 | 0 | 0 | 0 | Normal | 0 | 0.31314 | 0 | 0 | 400 kBtu/hr | 55000 | 0 | 8.2759e-05 | 9.4593 | 3395 | 0 | 320 | 0 | 2013 | 1.0605 | GFURN-Heating-EIA14-2014 Ref. Case-2 | GFURN-Heating-EIA14-2014 Ref. Case-2 | AEG BEST | 400 | kBtu/hr | 0.033103 | Commercial_Lodging (ID)_New_Space Heating_Furnace_AFUE 80% (Standard)
Commercial_Lodging (ID)_New_Space Heating_Natural Gas_Furnace_E2 | Commercial | Lodging (ID) | New | Space Heating | Natural Gas | Furnace | E2 | AFUE 90% | 0.88886 | 0 | 0 | 0.36203 | 0 | 0.08162 | 0 | 10 | 20 | 2019 | 2045 | 1 | 0 | 0 | 0 | Normal | 0 | 0.27834 | 0 | 0 | 400 kBtu/hr | 55000 | 0 | 8.2759e-05 | 8.4081 | 4125 | 0 | 930 | 0 | 2013 | 1.0605 | GFURN-Heating-EIA14-2014 Ref. Case-3 | GFURN-Heating-EIA14-2014 Ref. Case-3 | AEG BEST | 400 | kBtu/hr | 0.033103 | Commercial_Lodging (ID)_New_Space Heating_Furnace_AFUE 90%
Commercial_Lodging (ID)_New_Space Heating_Natural Gas_Furnace_E3 | Commercial | Lodging (ID) | New | Space Heating | Natural Gas | Furnace | E3 | AFUE 96% | 0.83337 | 0 | 0 | 0.69963 | 0 | 0 | 0 | 10 | 20 | 2019 | 2045 | 1 | 0 | 0 | 0 | Normal | 0 | 0.26096 | 0 | 0 | 150 kBtu/hr | 55000 | 0 | 0.00022069 | 7.8831 | 3042.9057 | 0 | 0 | 0 | 2014 | 1.0418 | GFURN-Heating-EIA14-2014 Ref. Case-3 | GFURN-Heating-ILTRM-v5.0-191 | AEG BEST | 150 | kBtu/hr | 0.033103 | Commercial_Lodging (ID)_New_Space Heating_Furnace_AFUE 96%
Commercial_Lodging (ID)_New_Space Heating_Natural Gas_Furnace_E4 | Commercial | Lodging (ID) | New | Space Heating | Natural Gas | Furnace | E4 |  | 0 | 0 | 0 | 0 | 0 | 0 | 0 | 0 | 0 | 0 | 0 | 0 | 0 | 0 | 0 | Normal | 0 | 0 | 0 | 0 | [17 empty] | Commercial_Lodging (ID)_New_Space Heating_Furnace_
Commercial_Lodging (ID)_New_Space Heating_Natural Gas_Furnace_E5 | Commercial | Lodging (ID) | New | Space Heating | Natural Gas | Furnace | E5 |  | 0 | 0 | 0 | 0 | 0 | 0 | 0 | 0 | 0 | 0 | 0 | 0 | 0 | 0 | 0 | Normal | 0 | 0 | 0 | 0 | [17 empty] | Commercial_Lodging (ID)_New_Space Heating_Furnace_
Commercial_Lodging (ID)_New_Space Heating_Natural Gas_Furnace_E6 | Commercial | Lodging (ID) | New | Space Heating | Natural Gas | Furnace | E6 |  | 0 | 0 | 0 | 0 | 0 | 0 | 0 | 0 | 0 | 0 | 0 | 0 | 0 | 0 | 0 | Normal | 0 | 0 | 0 | 0 | [17 empty] | Commercial_Lodging (ID)_New_Space Heating_Furnace_
Commercial_Lodging (ID)_New_Space Heating_Natural Gas_Furnace_E7 | Commercial | Lodging (ID) | New | Space Heating | Natural Gas | Furnace | E7 |  | 0 | 0 | 0 | 0 | 0 | 0 | 0 | 0 | 0 | 0 | 0 | 0 | 0 | 0 | 0 | Normal | 0 | 0 | 0 | 0 | [17 empty] | Commercial_Lodging (ID)_New_Space Heating_Furnace_
Commercial_Lodging (ID)_New_Space Heating_Natural Gas_Furnace_E8 | Commercial | Lodging (ID) | New | Space Heating | Natural Gas | Furnace | E8 |  | 0 | 0 | 0 | 0 | 0 | 0 | 0 | 0 | 0 | 0 | 0 | 0 | 0 | 0 | 0 | Normal | 0 | 0 | 0 | 0 | [17 empty] | Commercial_Lodging (ID)_New_Space Heating_Furnace_
Commercial_Lodging (ID)_New_Space Heating_Natural Gas_Furnace_E9 | Commercial | Lodging (ID) | New | Space Heating | Natural Gas | Furnace | E9 |  | 0 | 0 | 0 | 0 | 0 | 0 | 0 | 0 | 0 | 0 | 0 | 0 | 0 | 0 | 0 | Normal | 0 | 0 | 0 | 0 | [17 empty] | Commercial_Lodging (ID)_New_Space Heating_Furnace_
Commercial_Lodging (ID)_New_Space Heating_Natural Gas_Furnace_E10 | Commercial | Lodging (ID) | New | Space Heating | Natural Gas | Furnace | E10 |  | 0 | 0 | 0 | 0 | 0 | 0 | 0 | 0 | 0 | 0 | 0 | 0 | 0 | 0 | 0 | Normal | 0 | 0 | 0 | 0 | [17 empty] | Commercial_Lodging (ID)_New_Space Heating_Furnace_
Commercial_Lodging (ID)_New_Space Heating_Natural Gas_Boiler_E1 | Commercial | Lodging (ID) | New | Space Heating | Natural Gas | Boiler | E1 | AFUE 80% (Standard) | 1 | 0 | 0 | 1.1108 | 0 | 0.026329 | 0 | 25 | 35 | 2019 | 2045 | 1 | 0 | 0 | 0 | Normal | 0 | 0.56799 | 0 | 0 | 1 kBtu/hr | 55000 | 0 | 0.033103 | 15.4743 | 31.6406 | 0 | 0.75 | 0 | 2013 | 1.0605 | GBLR-Heating-AEO15-3 | GBLR-Heating-AEO15-3 | GBLR-Heating-AEO15-3 | 1 | kBtu/hr | 0.033103 | Commercial_Lodging (ID)_New_Space Heating_Boiler_AFUE 80% (Standard)
Commercial_Lodging (ID)_New_Space Heating_Natural Gas_Boiler_E2 | Commercial | Lodging (ID) | New | Space Heating | Natural Gas | Boiler | E2 | AFUE 85% | 0.9412 | 0 | 0 | 1.1926 | 0 | 0.02478 | 0 | 25 | 35 | 2019 | 2045 | 1 | 0 | 0 | 0 | Normal | 0 | 0.5346 | 0 | 0 | 1 kBtu/hr | 55000 | 0 | 0.033103 | 14.5645 | 33.9706 | 0 | 0.70588 | 0 | 2013 | 1.0605 | GBLR-Heating-AEO15-6 | GBLR-Heating-AEO15-6 | GBLR-Heating-AEO15-6 | 1 | kBtu/hr | 0.033103 | Commercial_Lodging (ID)_New_Space Heating_Boiler_AFUE 85%
Commercial_Lodging (ID)_New_Space Heating_Natural Gas_Boiler_E3 | Commercial | Lodging (ID) | New | Space Heating | Natural Gas | Boiler | E3 | AFUE 97% | 0.82476 | 0 | 0 | 1.1351 | 0 | 0.021493 | 0 | 25 | 35 | 2019 | 2045 | 1 | 0 | 0 | 0 | Normal | 0 | 0.46846 | 0 | 0 | 1 kBtu/hr | 55000 | 0 | 0.033103 | 12.7626 | 32.3342 | 0 | 0.61224 | 0 | 2013 | 1.0605 | GBLR-Heating-AEO15-7 | GBLR-Heating-AEO15-7 | GBLR-Heating-AEO15-7 | 1 | kBtu/hr | 0.033103 | Commercial_Lodging (ID)_New_Space Heating_Boiler_AFUE 97%
Commercial_Lodging (ID)_New_Space Heating_Natural Gas_Boiler_E4 | Commercial | Lodging (ID) | New | Space Heating | Natural Gas | Boiler | E4 | Convert to NG Air Source Heat Pump | 0.57143 | 0 | 0 | 7.6647 | 0 | 0.093615 | 0 | 10 | 20 | 2019 | 2045 | 1 | 0 | 0 | 0 | Normal | 0 | 0.32457 | 0 | 0 | 1 kBtu/hr | 55000 | 0 | 0.033103 | 8.8424 | 218.3333 | 0 | 2.6667 | 0 | 2013 | 1.0605 | HP_GAS-Heating-AEO17-1 | HP_GAS-Heating-AEO17-1 | HP_GAS-Heating-AEO17-1 | 1 | kBtu/hr | 0.033103 | Commercial_Lodging (ID)_New_Space Heating_Boiler_Convert to NG Air Source Heat Pump
Commercial_Lodging (ID)_New_Space Heating_Natural Gas_Boiler_E5 | Commercial | Lodging (ID) | New | Space Heating | Natural Gas | Boiler | E5 |  | 0 | 0 | 0 | 0 | 0 | 0 | 0 | 0 | 0 | 0 | 0 | 0 | 0 | 0 | 0 | Normal | 0 | 0 | 0 | 0 | [17 empty] | Commercial_Lodging (ID)_New_Space Heating_Boiler_
Commercial_Lodging (ID)_New_Space Heating_Natural Gas_Boiler_E6 | Commercial | Lodging (ID) | New | Space Heating | Natural Gas | Boiler | E6 |  | 0 | 0 | 0 | 0 | 0 | 0 | 0 | 0 | 0 | 0 | 0 | 0 | 0 | 0 | 0 | Normal | 0 | 0 | 0 | 0 | [17 empty] | Commercial_Lodging (ID)_New_Space Heating_Boiler_
Commercial_Lodging (ID)_New_Space Heating_Natural Gas_Boiler_E7 | Commercial | Lodging (ID) | New | Space Heating | Natural Gas | Boiler | E7 |  | 0 | 0 | 0 | 0 | 0 | 0 | 0 | 0 | 0 | 0 | 0 | 0 | 0 | 0 | 0 | Normal | 0 | 0 | 0 | 0 | [17 empty] | Commercial_Lodging (ID)_New_Space Heating_Boiler_
Commercial_Lodging (ID)_New_Space Heating_Natural Gas_Boiler_E8 | Commercial | Lodging (ID) | New | Space Heating | Natural Gas | Boiler | E8 |  | 0 | 0 | 0 | 0 | 0 | 0 | 0 | 0 | 0 | 0 | 0 | 0 | 0 | 0 | 0 | Normal | 0 | 0 | 0 | 0 | [17 empty] | Commercial_Lodging (ID)_New_Space Heating_Boiler_
Commercial_Lodging (ID)_New_Space Heating_Natural Gas_Boiler_E9 | Commercial | Lodging (ID) | New | Space Heating | Natural Gas | Boiler | E9 |  | 0 | 0 | 0 | 0 | 0 | 0 | 0 | 0 | 0 | 0 | 0 | 0 | 0 | 0 | 0 | Normal | 0 | 0 | 0 | 0 | [17 empty] | Commercial_Lodging (ID)_New_Space Heating_Boiler_
Commercial_Lodging (ID)_New_Space Heating_Natural Gas_Boiler_E10 | Commercial | Lodging (ID) | New | Space Heating | Natural Gas | Boiler | E10 |  | 0 | 0 | 0 | 0 | 0 | 0 | 0 | 0 | 0 | 0 | 0 | 0 | 0 | 0 | 0 | Normal | 0 | 0 | 0 | 0 | [17 empty] | Commercial_Lodging (ID)_New_Space Heating_Boiler_
Commercial_Lodging (ID)_New_Space Heating_Natural Gas_Unit Heater_E1 | Commercial | Lodging (ID) | New | Space Heating | Natural Gas | Unit Heater | E1 | Standard | 1 | 0 | 0 | 0.0014198 | 0 | 0 | 0 | 15 | 25 | 2019 | 2045 | 1 | 0 | 0 | 0 | Normal | 0 | 0.15657 | 0 | 0 | 1 kBtu/Hr | 55000 | 0 | 1.3279e-06 | 2080 | 1051 | 0 | 0 | 0 | 2016 | 1.0174 | UNITHT-Heating-XCELCO-2017-18-3 | UNITHT-Heating-XCELCO-2017-18-3 | UNITHT-Heating-XCELCO-2017-18-3 | 1 | kBtu/Hr | 1.3279e-06 | Commercial_Lodging (ID)_New_Space Heating_Unit Heater_Standard
Commercial_Lodging (ID)_New_Space Heating_Natural Gas_Unit Heater_E2 | Commercial | Lodging (ID) | New | Space Heating | Natural Gas | Unit Heater | E2 | Condensing | 0.88942 | 0 | 0 | 0.0031138 | 0 | 0 | 0 | 15 | 25 | 2019 | 2045 | 1 | 0 | 0 | 0 | Normal | 0 | 0.13925 | 0 | 0 | 1 kBtu/Hr | 55000 | 0 | 1.3279e-06 | 1850 | 2305 | 0 | 0 | 0 | 2016 | 1.0174 | UNITHT-Heating-XCELCO-2017-18-3 | UNITHT-Heating-XCELCO-2017-18-3 | UNITHT-Heating-XCELCO-2017-18-3 | 1 | kBtu/Hr | 1.3279e-06 | Commercial_Lodging (ID)_New_Space Heating_Unit Heater_Condensing
Commercial_Lodging (ID)_New_Space Heating_Natural Gas_Unit Heater_E3 | Commercial | Lodging (ID) | New | Space Heating | Natural Gas | Unit Heater | E3 | Infrared Radiant | 0.88462 | 0 | 0 | 0.0016954 | 0 | 0 | 0 | 10 | 20 | 2019 | 2045 | 1 | 0 | 0 | 0 | Normal | 0 | 0.1385 | 0 | 0 | 1 kBtu/Hr | 55000 | 0 | 1.3279e-06 | 1840 | 1255 | 0 | 0 | 0 | 2016 | 1.0174 | UNITHT-Heating-XCELCO-2017-18-4 | UNITHT-Heating-XCELCO-2017-18-4 | UNITHT-Heating-XCELCO-2017-18-4 | 1 | kBtu/Hr | 1.3279e-06 | Commercial_Lodging (ID)_New_Space Heating_Unit Heater_Infrared Radiant
Commercial_Lodging (ID)_New_Space Heating_Natural Gas_Unit Heater_E4 | Commercial | Lodging (ID) | New | Space Heating | Natural Gas | Unit Heater | E4 |  | 0 | 0 | 0 | 0 | 0 | 0 | 0 | 0 | 0 | 0 | 0 | 0 | 0 | 0 | 0 | Normal | 0 | 0 | 0 | 0 | [17 empty] | Commercial_Lodging (ID)_New_Space Heating_Unit Heater_
Commercial_Lodging (ID)_New_Space Heating_Natural Gas_Unit Heater_E5 | Commercial | Lodging (ID) | New | Space Heating | Natural Gas | Unit Heater | E5 |  | 0 | 0 | 0 | 0 | 0 | 0 | 0 | 0 | 0 | 0 | 0 | 0 | 0 | 0 | 0 | Normal | 0 | 0 | 0 | 0 | [17 empty] | Commercial_Lodging (ID)_New_Space Heating_Unit Heater_
Commercial_Lodging (ID)_New_Space Heating_Natural Gas_Unit Heater_E6 | Commercial | Lodging (ID) | New | Space Heating | Natural Gas | Unit Heater | E6 |  | 0 | 0 | 0 | 0 | 0 | 0 | 0 | 0 | 0 | 0 | 0 | 0 | 0 | 0 | 0 | Normal | 0 | 0 | 0 | 0 | [17 empty] | Commercial_Lodging (ID)_New_Space Heating_Unit Heater_
Commercial_Lodging (ID)_New_Space Heating_Natural Gas_Unit Heater_E7 | Commercial | Lodging (ID) | New | Space Heating | Natural Gas | Unit Heater | E7 |  | 0 | 0 | 0 | 0 | 0 | 0 | 0 | 0 | 0 | 0 | 0 | 0 | 0 | 0 | 0 | Normal | 0 | 0 | 0 | 0 | [17 empty] | Commercial_Lodging (ID)_New_Space Heating_Unit Heater_
Commercial_Lodging (ID)_New_Space Heating_Natural Gas_Unit Heater_E8 | Commercial | Lodging (ID) | New | Space Heating | Natural Gas | Unit Heater | E8 |  | 0 | 0 | 0 | 0 | 0 | 0 | 0 | 0 | 0 | 0 | 0 | 0 | 0 | 0 | 0 | Normal | 0 | 0 | 0 | 0 | [17 empty] | Commercial_Lodging (ID)_New_Space Heating_Unit Heater_
Commercial_Lodging (ID)_New_Space Heating_Natural Gas_Unit Heater_E9 | Commercial | Lodging (ID) | New | Space Heating | Natural Gas | Unit Heater | E9 |  | 0 | 0 | 0 | 0 | 0 | 0 | 0 | 0 | 0 | 0 | 0 | 0 | 0 | 0 | 0 | Normal | 0 | 0 | 0 | 0 | [17 empty] | Commercial_Lodging (ID)_New_Space Heating_Unit Heater_
Commercial_Lodging (ID)_New_Space Heating_Natural Gas_Unit Heater_E10 | Commercial | Lodging (ID) | New | Space Heating | Natural Gas | Unit Heater | E10 |  | 0 | 0 | 0 | 0 | 0 | 0 | 0 | 0 | 0 | 0 | 0 | 0 | 0 | 0 | 0 | Normal | 0 | 0 | 0 | 0 | [17 empty] | Commercial_Lodging (ID)_New_Space Heating_Unit Heater_
Commercial_Lodging (ID)_New_Water Heating_Natural Gas_Water Heater_E1 | Commercial | Lodging (ID) | New | Water Heating | Natural Gas | Water Heater | E1 | TE 0.80 | 1 | 0 | 0 | 0.40903 | 0 | 0 | 0 | 10 | 20 | 2019 | 2045 | 1 | 0 | 0 | 0 | Normal | 0 | 0.44383 | 0 | 0 | 1 kBtu/hr | 55000 | 0 | 0.018443 | 22.1656 | 21.8 | 0 | 0 | 0 | 2017 | 1.0174 | DHW_WH-Water Heating-PG&E-R7-14 | DHW_WH-Water Heating-PG&E-R7-14 | DHW_WH-Water Heating-PG&E-R7-14 | 1 | kBtu/hr | 0.018443 | Commercial_Lodging (ID)_New_Water Heating_Water Heater_TE 0.80
Commercial_Lodging (ID)_New_Water Heating_Natural Gas_Water Heater_E2 | Commercial | Lodging (ID) | New | Water Heating | Natural Gas | Water Heater | E2 | TE 0.90 | 0.88889 | 0 | 0 | 0.49084 | 0 | 0 | 0 | 10 | 20 | 2019 | 2045 | 1 | 0 | 0 | 0 | Normal | 0 | 0.39452 | 0 | 0 | 1 kBtu/hr | 55000 | 0 | 0.018443 | 19.7028 | 26.16 | 0 | 0 | 0 | 2017 | 1.0174 | DHW_WH-Water Heating-PG&E-R7-14 | DHW_WH-Water Heating-PG&E-R7-14 | DHW_WH-Water Heating-PG&E-R7-14 | 1 | kBtu/hr | 0.018443 | Commercial_Lodging (ID)_New_Water Heating_Water Heater_TE 0.90
Commercial_Lodging (ID)_New_Water Heating_Natural Gas_Water Heater_E3 | Commercial | Lodging (ID) | New | Water Heating | Natural Gas | Water Heater | E3 | TE 0.94 | 0.85106 | 0 | 0 | 0.60337 | 0 | 0 | 0 | 10 | 20 | 2019 | 2045 | 1 | 0 | 0 | 0 | Normal | 0 | 0.37773 | 0 | 0 | 1 kBtu/hr | 55000 | 0 | 0.018443 | 18.8644 | 30.3604 | 0 | 0 | 0 | 2012 | 1.0776 | DHW_WH-Water Heating-NMTRM-2016-7 | DHW_WH-Water Heating-NMTRM-2016-7 | DHW_WH-Water Heating-NMTRM-2016-7 | 1 | kBtu/hr | 0.018443 | Commercial_Lodging (ID)_New_Water Heating_Water Heater_TE 0.94
Commercial_Lodging (ID)_New_Water Heating_Natural Gas_Water Heater_E4 | Commercial | Lodging (ID) | New | Water Heating | Natural Gas | Water Heater | E4 | Instantaneous TE 0.94 | 0.85016 | 0 | 0 | 0.7083 | 0 | 0 | 0 | 15 | 25 | 2019 | 2045 | 1 | 0 | 0 | 0 | Normal | 0 | 0.37733 | 0 | 0 | 1 kBtu/hr | 55000 | 0 | 0.018443 | 18.8443 | 35.6404 | 0 | 0 | 0 | 2012 | 1.0776 | DHW_WH-Water Heating-NMTRM-2016-9 | DHW_WH-Water Heating-NMTRM-2016-9 | DHW_WH-Water Heating-NMTRM-2016-9 | 1 | kBtu/hr | 0.018443 | Commercial_Lodging (ID)_New_Water Heating_Water Heater_Instantaneous TE 0.94
Commercial_Lodging (ID)_New_Water Heating_Natural Gas_Water Heater_E5 | Commercial | Lodging (ID) | New | Water Heating | Natural Gas | Water Heater | E5 | Gas-Fired Absorption HPWH | 0.53333 | 0 | 0 | 1.2039 | 0 | 0 | 0 | 10 | 16 | 2019 | 2045 | 1 | 0 | 0 | 0 | Normal | 0 | 0.23671 | 0 | 0 | 1 kBtu/hr | 55000 | 0 | 0.018443 | 11.8217 | 62.6566 | 0 | 0 | 0 | 2014 | 1.0418 | DHW_WH-Water Heating-DOE-2014-1 | DHW_WH-Water Heating-DOE-2014-1 | DHW_WH-Water Heating-DOE-2014-1 | 1 | kBtu/hr | 0.018443 | Commercial_Lodging (ID)_New_Water Heating_Water Heater_Gas-Fired Absorption HPWH
Commercial_Lodging (ID)_New_Water Heating_Natural Gas_Water Heater_E6 | Commercial | Lodging (ID) | New | Water Heating | Natural Gas | Water Heater | E6 |  | 0 | 0 | 0 | 0 | 0 | 0 | 0 | 0 | 0 | 0 | 0 | 0 | 0 | 0 | 0 | Normal | 0 | 0 | 0 | 0 | [17 empty] | Commercial_Lodging (ID)_New_Water Heating_Water Heater_
Commercial_Lodging (ID)_New_Water Heating_Natural Gas_Water Heater_E7 | Commercial | Lodging (ID) | New | Water Heating | Natural Gas | Water Heater | E7 |  | 0 | 0 | 0 | 0 | 0 | 0 | 0 | 0 | 0 | 0 | 0 | 0 | 0 | 0 | 0 | Normal | 0 | 0 | 0 | 0 | [17 empty] | Commercial_Lodging (ID)_New_Water Heating_Water Heater_
Commercial_Lodging (ID)_New_Water Heating_Natural Gas_Water Heater_E8 | Commercial | Lodging (ID) | New | Water Heating | Natural Gas | Water Heater | E8 |  | 0 | 0 | 0 | 0 | 0 | 0 | 0 | 0 | 0 | 0 | 0 | 0 | 0 | 0 | 0 | Normal | 0 | 0 | 0 | 0 | [17 empty] | Commercial_Lodging (ID)_New_Water Heating_Water Heater_
Commercial_Lodging (ID)_New_Water Heating_Natural Gas_Water Heater_E9 | Commercial | Lodging (ID) | New | Water Heating | Natural Gas | Water Heater | E9 |  | 0 | 0 | 0 | 0 | 0 | 0 | 0 | 0 | 0 | 0 | 0 | 0 | 0 | 0 | 0 | Normal | 0 | 0 | 0 | 0 | [17 empty] | Commercial_Lodging (ID)_New_Water Heating_Water Heater_
Commercial_Lodging (ID)_New_Water Heating_Natural Gas_Water Heater_E10 | Commercial | Lodging (ID) | New | Water Heating | Natural Gas | Water Heater | E10 |  | 0 | 0 | 0 | 0 | 0 | 0 | 0 | 0 | 0 | 0 | 0 | 0 | 0 | 0 | 0 | Normal | 0 | 0 | 0 | 0 | [17 empty] | Commercial_Lodging (ID)_New_Water Heating_Water Heater_
Commercial_Lodging (ID)_New_Food Preparation_Natural Gas_Oven_E1 | Commercial | Lodging (ID) | New | Food Preparation | Natural Gas | Oven | E1 | Standard | 1 | 0 | 0 | 0.0049374 | 0 | 0 | 0 | 8 | 12 | 2019 | 2045 | 1 | 0 | 0 | 0 | Normal | 0 | 0.079715 | 0 | 0 | 1 unit | 55000 | 0 | 9.4997e-06 | 1050.946 | 490.1 | 0 | 0 | 0 | 2013 | 1.0605 | COOK_OVN-Food Preparation-AEO17-3 | COOK_OVN-Food Preparation-AEO17-3 | COOK_OVN-Food Preparation-ILTRM-v5.0-23 | 1 | unit | 9.4997e-06 | Commercial_Lodging (ID)_New_Food Preparation_Oven_Standard
Commercial_Lodging (ID)_New_Food Preparation_Natural Gas_Oven_E2 | Commercial | Lodging (ID) | New | Food Preparation | Natural Gas | Oven | E2 | ENERGY STAR (>42% Baking Efficiency) | 0.7101 | 0 | 0 | 0.0067277 | 0 | 0 | 0 | 8 | 12 | 2019 | 2045 | 1 | 0 | 0 | 0 | Normal | 0 | 0.056605 | 0 | 0 | 1 unit | 55000 | 0 | 9.4997e-06 | 746.2722 | 667.81 | 0 | 0 | 0 | 2013 | 1.0605 | COOK_OVN-Food Preparation-AEO17-3 | COOK_OVN-Food Preparation-AEO17-3 | COOK_OVN-Food Preparation-ILTRM-v5.0-23 | 1 | unit | 9.4997e-06 | Commercial_Lodging (ID)_New_Food Preparation_Oven_ENERGY STAR (>42% Baking Efficiency)
Commercial_Lodging (ID)_New_Food Preparation_Natural Gas_Oven_E3 | Commercial | Lodging (ID) | New | Food Preparation | Natural Gas | Oven | E3 |  | 0 | 0 | 0 | 0 | 0 | 0 | 0 | 0 | 0 | 0 | 0 | 0 | 0 | 0 | 0 | Normal | 0 | 0 | 0 | 0 | [17 empty] | Commercial_Lodging (ID)_New_Food Preparation_Oven_
Commercial_Lodging (ID)_New_Food Preparation_Natural Gas_Oven_E4 | Commercial | Lodging (ID) | New | Food Preparation | Natural Gas | Oven | E4 |  | 0 | 0 | 0 | 0 | 0 | 0 | 0 | 0 | 0 | 0 | 0 | 0 | 0 | 0 | 0 | Normal | 0 | 0 | 0 | 0 | [17 empty] | Commercial_Lodging (ID)_New_Food Preparation_Oven_
Commercial_Lodging (ID)_New_Food Preparation_Natural Gas_Oven_E5 | Commercial | Lodging (ID) | New | Food Preparation | Natural Gas | Oven | E5 |  | 0 | 0 | 0 | 0 | 0 | 0 | 0 | 0 | 0 | 0 | 0 | 0 | 0 | 0 | 0 | Normal | 0 | 0 | 0 | 0 | [17 empty] | Commercial_Lodging (ID)_New_Food Preparation_Oven_
Commercial_Lodging (ID)_New_Food Preparation_Natural Gas_Oven_E6 | Commercial | Lodging (ID) | New | Food Preparation | Natural Gas | Oven | E6 |  | 0 | 0 | 0 | 0 | 0 | 0 | 0 | 0 | 0 | 0 | 0 | 0 | 0 | 0 | 0 | Normal | 0 | 0 | 0 | 0 | [17 empty] | Commercial_Lodging (ID)_New_Food Preparation_Oven_
Commercial_Lodging (ID)_New_Food Preparation_Natural Gas_Oven_E7 | Commercial | Lodging (ID) | New | Food Preparation | Natural Gas | Oven | E7 |  | 0 | 0 | 0 | 0 | 0 | 0 | 0 | 0 | 0 | 0 | 0 | 0 | 0 | 0 | 0 | Normal | 0 | 0 | 0 | 0 | [17 empty] | Commercial_Lodging (ID)_New_Food Preparation_Oven_
Commercial_Lodging (ID)_New_Food Preparation_Natural Gas_Oven_E8 | Commercial | Lodging (ID) | New | Food Preparation | Natural Gas | Oven | E8 |  | 0 | 0 | 0 | 0 | 0 | 0 | 0 | 0 | 0 | 0 | 0 | 0 | 0 | 0 | 0 | Normal | 0 | 0 | 0 | 0 | [17 empty] | Commercial_Lodging (ID)_New_Food Preparation_Oven_
Commercial_Lodging (ID)_New_Food Preparation_Natural Gas_Oven_E9 | Commercial | Lodging (ID) | New | Food Preparation | Natural Gas | Oven | E9 |  | 0 | 0 | 0 | 0 | 0 | 0 | 0 | 0 | 0 | 0 | 0 | 0 | 0 | 0 | 0 | Normal | 0 | 0 | 0 | 0 | [17 empty] | Commercial_Lodging (ID)_New_Food Preparation_Oven_
Commercial_Lodging (ID)_New_Food Preparation_Natural Gas_Oven_E10 | Commercial | Lodging (ID) | New | Food Preparation | Natural Gas | Oven | E10 |  | 0 | 0 | 0 | 0 | 0 | 0 | 0 | 0 | 0 | 0 | 0 | 0 | 0 | 0 | 0 | Normal | 0 | 0 | 0 | 0 | [17 empty] | Commercial_Lodging (ID)_New_Food Preparation_Oven_
Commercial_Lodging (ID)_New_Food Preparation_Natural Gas_Conveyor Oven_E1 | Commercial | Lodging (ID) | New | Food Preparation | Natural Gas | Conveyor Oven | E1 | Standard | 1 | 0 | 0 | 0.0039841 | 0 | 0 | 0 | 15 | 19 | 2019 | 2045 | 1 | 0 | 0 | 0 | Normal | 0 | 0.12865 | 0 | 0 | 1 unit | 55000 | 0 | 2.256e-06 | 3571 | 1665.3064 | 0 | 0 | 0 | 2013 | 1.0605 | COOK_OVN-Food Preparation-ILTRM-v5.0-24 | COOK_OVN-Food Preparation-AEO17-3 | https://fishnick.com/saveenergy/tools/calculators/gconvovencalc.php | 1 | unit | 2.256e-06 | Commercial_Lodging (ID)_New_Food Preparation_Conveyor Oven_Standard
Commercial_Lodging (ID)_New_Food Preparation_Natural Gas_Conveyor Oven_E2 | Commercial | Lodging (ID) | New | Food Preparation | Natural Gas | Conveyor Oven | E2 | ENERGY STAR (>42% Baking Efficiency) | 0.79474 | 0 | 0 | 0.0084406 | 0 | 0 | 0 | 15 | 19 | 2019 | 2045 | 1 | 0 | 0 | 0 | Normal | 0 | 0.10224 | 0 | 0 | 1 unit | 55000 | 0 | 2.256e-06 | 2838 | 3409.1835 | 0 | 0 | 0 | 2011 | 1.0975 | COOK_OVN-Food Preparation-ILTRM-v5.0-24 | COOK_OVN-Food Preparation-ILTRM-v5.0-24 | COOK_OVN-Food Preparation-ILTRM-v5.0-24 | 1 | unit | 2.256e-06 | Commercial_Lodging (ID)_New_Food Preparation_Conveyor Oven_ENERGY STAR (>42% Baking Efficiency)
Commercial_Lodging (ID)_New_Food Preparation_Natural Gas_Conveyor Oven_E3 | Commercial | Lodging (ID) | New | Food Preparation | Natural Gas | Conveyor Oven | E3 |  | 0 | 0 | 0 | 0 | 0 | 0 | 0 | 0 | 0 | 0 | 0 | 0 | 0 | 0 | 0 | Normal | 0 | 0 | 0 | 0 | [17 empty] | Commercial_Lodging (ID)_New_Food Preparation_Conveyor Oven_
Commercial_Lodging (ID)_New_Food Preparation_Natural Gas_Conveyor Oven_E4 | Commercial | Lodging (ID) | New | Food Preparation | Natural Gas | Conveyor Oven | E4 |  | 0 | 0 | 0 | 0 | 0 | 0 | 0 | 0 | 0 | 0 | 0 | 0 | 0 | 0 | 0 | Normal | 0 | 0 | 0 | 0 | [17 empty] | Commercial_Lodging (ID)_New_Food Preparation_Conveyor Oven_
Commercial_Lodging (ID)_New_Food Preparation_Natural Gas_Conveyor Oven_E5 | Commercial | Lodging (ID) | New | Food Preparation | Natural Gas | Conveyor Oven | E5 |  | 0 | 0 | 0 | 0 | 0 | 0 | 0 | 0 | 0 | 0 | 0 | 0 | 0 | 0 | 0 | Normal | 0 | 0 | 0 | 0 | [17 empty] | Commercial_Lodging (ID)_New_Food Preparation_Conveyor Oven_
Commercial_Lodging (ID)_New_Food Preparation_Natural Gas_Conveyor Oven_E6 | Commercial | Lodging (ID) | New | Food Preparation | Natural Gas | Conveyor Oven | E6 |  | 0 | 0 | 0 | 0 | 0 | 0 | 0 | 0 | 0 | 0 | 0 | 0 | 0 | 0 | 0 | Normal | 0 | 0 | 0 | 0 | [17 empty] | Commercial_Lodging (ID)_New_Food Preparation_Conveyor Oven_
Commercial_Lodging (ID)_New_Food Preparation_Natural Gas_Conveyor Oven_E7 | Commercial | Lodging (ID) | New | Food Preparation | Natural Gas | Conveyor Oven | E7 |  | 0 | 0 | 0 | 0 | 0 | 0 | 0 | 0 | 0 | 0 | 0 | 0 | 0 | 0 | 0 | Normal | 0 | 0 | 0 | 0 | [17 empty] | Commercial_Lodging (ID)_New_Food Preparation_Conveyor Oven_
Commercial_Lodging (ID)_New_Food Preparation_Natural Gas_Conveyor Oven_E8 | Commercial | Lodging (ID) | New | Food Preparation | Natural Gas | Conveyor Oven | E8 |  | 0 | 0 | 0 | 0 | 0 | 0 | 0 | 0 | 0 | 0 | 0 | 0 | 0 | 0 | 0 | Normal | 0 | 0 | 0 | 0 | [17 empty] | Commercial_Lodging (ID)_New_Food Preparation_Conveyor Oven_
Commercial_Lodging (ID)_New_Food Preparation_Natural Gas_Conveyor Oven_E9 | Commercial | Lodging (ID) | New | Food Preparation | Natural Gas | Conveyor Oven | E9 |  | 0 | 0 | 0 | 0 | 0 | 0 | 0 | 0 | 0 | 0 | 0 | 0 | 0 | 0 | 0 | Normal | 0 | 0 | 0 | 0 | [17 empty] | Commercial_Lodging (ID)_New_Food Preparation_Conveyor Oven_
Commercial_Lodging (ID)_New_Food Preparation_Natural Gas_Conveyor Oven_E10 | Commercial | Lodging (ID) | New | Food Preparation | Natural Gas | Conveyor Oven | E10 |  | 0 | 0 | 0 | 0 | 0 | 0 | 0 | 0 | 0 | 0 | 0 | 0 | 0 | 0 | 0 | Normal | 0 | 0 | 0 | 0 | [17 empty] | Commercial_Lodging (ID)_New_Food Preparation_Conveyor Oven_
Commercial_Lodging (ID)_New_Food Preparation_Natural Gas_Double Rack Oven_E1 | Commercial | Lodging (ID) | New | Food Preparation | Natural Gas | Double Rack Oven | E1 | Standard | 1 | 0 | 0 | 0.0068593 | 0 | 0 | 0 | 8 | 16 | 2019 | 2045 | 1 | 0 | 0 | 0 | Normal | 0 | 0.22149 | 0 | 0 | 1 unit | 55000 | 0 | 2.5567e-06 | 5425 | 2529.904 | 0 | 0 | 0 | 2013 | 1.0605 | COOK_OVN-Food Preparation-ILTRM-v5.0-25 | COOK_OVN-Food Preparation-ILTRM-v5.0-25 | https://fishnick.com/saveenergy/tools/calculators/grackovencalc.php | 1 | unit | 2.5567e-06 | Commercial_Lodging (ID)_New_Food Preparation_Double Rack Oven_Standard
Commercial_Lodging (ID)_New_Food Preparation_Natural Gas_Double Rack Oven_E2 | Commercial | Lodging (ID) | New | Food Preparation | Natural Gas | Double Rack Oven | E2 | FTSC Qualified (>50% Cooking Efficiency) | 0.61954 | 0 | 0 | 0.031119 | 0 | 0 | 0 | 8 | 16 | 2019 | 2045 | 1 | 0 | 0 | 0 | Normal | 0 | 0.13722 | 0 | 0 | 1 unit | 55000 | 0 | 2.5567e-06 | 3361 | 11090.6431 | 0 | 0 | 0 | 2011 | 1.0975 | COOK_OVN-Food Preparation-ILTRM-v5.0-25 | COOK_OVN-Food Preparation-ILTRM-v5.0-25 | COOK_OVN-Food Preparation-ILTRM-v5.0-25 | 1 | unit | 2.5567e-06 | Commercial_Lodging (ID)_New_Food Preparation_Double Rack Oven_FTSC Qualified (>50% Cooking Efficiency)
Commercial_Lodging (ID)_New_Food Preparation_Natural Gas_Double Rack Oven_E3 | Commercial | Lodging (ID) | New | Food Preparation | Natural Gas | Double Rack Oven | E3 |  | 0 | 0 | 0 | 0 | 0 | 0 | 0 | 0 | 0 | 0 | 0 | 0 | 0 | 0 | 0 | Normal | 0 | 0 | 0 | 0 | [17 empty] | Commercial_Lodging (ID)_New_Food Preparation_Double Rack Oven_
Commercial_Lodging (ID)_New_Food Preparation_Natural Gas_Double Rack Oven_E4 | Commercial | Lodging (ID) | New | Food Preparation | Natural Gas | Double Rack Oven | E4 |  | 0 | 0 | 0 | 0 | 0 | 0 | 0 | 0 | 0 | 0 | 0 | 0 | 0 | 0 | 0 | Normal | 0 | 0 | 0 | 0 | [17 empty] | Commercial_Lodging (ID)_New_Food Preparation_Double Rack Oven_
Commercial_Lodging (ID)_New_Food Preparation_Natural Gas_Double Rack Oven_E5 | Commercial | Lodging (ID) | New | Food Preparation | Natural Gas | Double Rack Oven | E5 |  | 0 | 0 | 0 | 0 | 0 | 0 | 0 | 0 | 0 | 0 | 0 | 0 | 0 | 0 | 0 | Normal | 0 | 0 | 0 | 0 | [17 empty] | Commercial_Lodging (ID)_New_Food Preparation_Double Rack Oven_
Commercial_Lodging (ID)_New_Food Preparation_Natural Gas_Double Rack Oven_E6 | Commercial | Lodging (ID) | New | Food Preparation | Natural Gas | Double Rack Oven | E6 |  | 0 | 0 | 0 | 0 | 0 | 0 | 0 | 0 | 0 | 0 | 0 | 0 | 0 | 0 | 0 | Normal | 0 | 0 | 0 | 0 | [17 empty] | Commercial_Lodging (ID)_New_Food Preparation_Double Rack Oven_
Commercial_Lodging (ID)_New_Food Preparation_Natural Gas_Double Rack Oven_E7 | Commercial | Lodging (ID) | New | Food Preparation | Natural Gas | Double Rack Oven | E7 |  | 0 | 0 | 0 | 0 | 0 | 0 | 0 | 0 | 0 | 0 | 0 | 0 | 0 | 0 | 0 | Normal | 0 | 0 | 0 | 0 | [17 empty] | Commercial_Lodging (ID)_New_Food Preparation_Double Rack Oven_
Commercial_Lodging (ID)_New_Food Preparation_Natural Gas_Double Rack Oven_E8 | Commercial | Lodging (ID) | New | Food Preparation | Natural Gas | Double Rack Oven | E8 |  | 0 | 0 | 0 | 0 | 0 | 0 | 0 | 0 | 0 | 0 | 0 | 0 | 0 | 0 | 0 | Normal | 0 | 0 | 0 | 0 | [17 empty] | Commercial_Lodging (ID)_New_Food Preparation_Double Rack Oven_
Commercial_Lodging (ID)_New_Food Preparation_Natural Gas_Double Rack Oven_E9 | Commercial | Lodging (ID) | New | Food Preparation | Natural Gas | Double Rack Oven | E9 |  | 0 | 0 | 0 | 0 | 0 | 0 | 0 | 0 | 0 | 0 | 0 | 0 | 0 | 0 | 0 | Normal | 0 | 0 | 0 | 0 | [17 empty] | Commercial_Lodging (ID)_New_Food Preparation_Double Rack Oven_
Commercial_Lodging (ID)_New_Food Preparation_Natural Gas_Double Rack Oven_E10 | Commercial | Lodging (ID) | New | Food Preparation | Natural Gas | Double Rack Oven | E10 |  | 0 | 0 | 0 | 0 | 0 | 0 | 0 | 0 | 0 | 0 | 0 | 0 | 0 | 0 | 0 | Normal | 0 | 0 | 0 | 0 | [17 empty] | Commercial_Lodging (ID)_New_Food Preparation_Double Rack Oven_
Commercial_Lodging (ID)_New_Food Preparation_Natural Gas_Fryer_E1 | Commercial | Lodging (ID) | New | Food Preparation | Natural Gas | Fryer | E1 | Standard | 1 | 0 | 0 | 0.018223 | 0 | 0 | 0 | 10 | 20 | 2019 | 2045 | 1 | 0 | 0 | 0 | Normal | 0 | 0.11136 | 0 | 0 | 1 unit | 55000 | 0 | 6.5075e-06 | 1628.2323 | 2500 | 0 | 0 | 0 | 2010 | 1.1201 | COOK_FRY-Food Preparation-ILTRM-v4.0-1 | Estimate | COOK_FRY-Food Preparation-ILTRM-v4.0-1 | 1 | unit | 6.5075e-06 | Commercial_Lodging (ID)_New_Food Preparation_Fryer_Standard
Commercial_Lodging (ID)_New_Food Preparation_Natural Gas_Fryer_E2 | Commercial | Lodging (ID) | New | Food Preparation | Natural Gas | Fryer | E2 | ENERGY STAR | 0.6897 | 0 | 0 | 0.02697 | 0 | 0 | 0 | 10 | 20 | 2019 | 2045 | 1 | 0 | 0 | 0 | Normal | 0 | 0.076807 | 0 | 0 | 1 unit | 55000 | 0 | 6.5075e-06 | 1122.9977 | 3700 | 0 | 0 | 0 | 2010 | 1.1201 | COOK_FRY-Food Preparation-ILTRM-v4.0-1 | COOK_FRY-Food Preparation-ILTRM-v4.0-1 | COOK_FRY-Food Preparation-ILTRM-v4.0-1 | 1 | unit | 6.5075e-06 | Commercial_Lodging (ID)_New_Food Preparation_Fryer_ENERGY STAR
Commercial_Lodging (ID)_New_Food Preparation_Natural Gas_Fryer_E3 | Commercial | Lodging (ID) | New | Food Preparation | Natural Gas | Fryer | E3 |  | 0 | 0 | 0 | 0 | 0 | 0 | 0 | 0 | 0 | 0 | 0 | 0 | 0 | 0 | 0 | Normal | 0 | 0 | 0 | 0 | [17 empty] | Commercial_Lodging (ID)_New_Food Preparation_Fryer_
Commercial_Lodging (ID)_New_Food Preparation_Natural Gas_Fryer_E4 | Commercial | Lodging (ID) | New | Food Preparation | Natural Gas | Fryer | E4 |  | 0 | 0 | 0 | 0 | 0 | 0 | 0 | 0 | 0 | 0 | 0 | 0 | 0 | 0 | 0 | Normal | 0 | 0 | 0 | 0 | [17 empty] | Commercial_Lodging (ID)_New_Food Preparation_Fryer_
Commercial_Lodging (ID)_New_Food Preparation_Natural Gas_Fryer_E5 | Commercial | Lodging (ID) | New | Food Preparation | Natural Gas | Fryer | E5 |  | 0 | 0 | 0 | 0 | 0 | 0 | 0 | 0 | 0 | 0 | 0 | 0 | 0 | 0 | 0 | Normal | 0 | 0 | 0 | 0 | [17 empty] | Commercial_Lodging (ID)_New_Food Preparation_Fryer_
Commercial_Lodging (ID)_New_Food Preparation_Natural Gas_Fryer_E6 | Commercial | Lodging (ID) | New | Food Preparation | Natural Gas | Fryer | E6 |  | 0 | 0 | 0 | 0 | 0 | 0 | 0 | 0 | 0 | 0 | 0 | 0 | 0 | 0 | 0 | Normal | 0 | 0 | 0 | 0 | [17 empty] | Commercial_Lodging (ID)_New_Food Preparation_Fryer_
Commercial_Lodging (ID)_New_Food Preparation_Natural Gas_Fryer_E7 | Commercial | Lodging (ID) | New | Food Preparation | Natural Gas | Fryer | E7 |  | 0 | 0 | 0 | 0 | 0 | 0 | 0 | 0 | 0 | 0 | 0 | 0 | 0 | 0 | 0 | Normal | 0 | 0 | 0 | 0 | [17 empty] | Commercial_Lodging (ID)_New_Food Preparation_Fryer_
Commercial_Lodging (ID)_New_Food Preparation_Natural Gas_Fryer_E8 | Commercial | Lodging (ID) | New | Food Preparation | Natural Gas | Fryer | E8 |  | 0 | 0 | 0 | 0 | 0 | 0 | 0 | 0 | 0 | 0 | 0 | 0 | 0 | 0 | 0 | Normal | 0 | 0 | 0 | 0 | [17 empty] | Commercial_Lodging (ID)_New_Food Preparation_Fryer_
Commercial_Lodging (ID)_New_Food Preparation_Natural Gas_Fryer_E9 | Commercial | Lodging (ID) | New | Food Preparation | Natural Gas | Fryer | E9 |  | 0 | 0 | 0 | 0 | 0 | 0 | 0 | 0 | 0 | 0 | 0 | 0 | 0 | 0 | 0 | Normal | 0 | 0 | 0 | 0 | [17 empty] | Commercial_Lodging (ID)_New_Food Preparation_Fryer_
Commercial_Lodging (ID)_New_Food Preparation_Natural Gas_Fryer_E10 | Commercial | Lodging (ID) | New | Food Preparation | Natural Gas | Fryer | E10 |  | 0 | 0 | 0 | 0 | 0 | 0 | 0 | 0 | 0 | 0 | 0 | 0 | 0 | 0 | 0 | Normal | 0 | 0 | 0 | 0 | [17 empty] | Commercial_Lodging (ID)_New_Food Preparation_Fryer_
Commercial_Lodging (ID)_New_Food Preparation_Natural Gas_Broiler_E1 | Commercial | Lodging (ID) | New | Food Preparation | Natural Gas | Broiler | E1 | Standard | 1 | 0 | 0 | 0.018274 | 0 | 0 | 0 | 8 | 16 | 2019 | 2045 | 1 | 0 | 0 | 0 | Normal | 0 | 0.11376 | 0 | 0 | 1 unit | 55000 | 0 | 6.6605e-06 | 1625 | 2500 | 0 | 0 | 0 | 2011 | 1.0975 | COOK_BRL-Food Preparation-ILTRM-v4.0-2 | Estimate | COOK_BRL-Food Preparation-ILTRM-v4.0-2 | 1 | unit | 6.6605e-06 | Commercial_Lodging (ID)_New_Food Preparation_Broiler_Standard
Commercial_Lodging (ID)_New_Food Preparation_Natural Gas_Broiler_E2 | Commercial | Lodging (ID) | New | Food Preparation | Natural Gas | Broiler | E2 | Infrared Burners | 0.85292 | 0 | 0 | 0.025584 | 0 | 0 | 0 | 8 | 16 | 2019 | 2045 | 1 | 0 | 0 | 0 | Normal | 0 | 0.097025 | 0 | 0 | 1 unit | 55000 | 0 | 6.6605e-06 | 1386 | 3500 | 0 | 0 | 0 | 2011 | 1.0975 | COOK_BRL-Food Preparation-ILTRM-v4.0-2 | COOK_BRL-Food Preparation-ILTRM-v4.0-2 | COOK_BRL-Food Preparation-ILTRM-v4.0-2 | 1 | unit | 6.6605e-06 | Commercial_Lodging (ID)_New_Food Preparation_Broiler_Infrared Burners
Commercial_Lodging (ID)_New_Food Preparation_Natural Gas_Broiler_E3 | Commercial | Lodging (ID) | New | Food Preparation | Natural Gas | Broiler | E3 |  | 0 | 0 | 0 | 0 | 0 | 0 | 0 | 0 | 0 | 0 | 0 | 0 | 0 | 0 | 0 | Normal | 0 | 0 | 0 | 0 | [17 empty] | Commercial_Lodging (ID)_New_Food Preparation_Broiler_
Commercial_Lodging (ID)_New_Food Preparation_Natural Gas_Broiler_E4 | Commercial | Lodging (ID) | New | Food Preparation | Natural Gas | Broiler | E4 |  | 0 | 0 | 0 | 0 | 0 | 0 | 0 | 0 | 0 | 0 | 0 | 0 | 0 | 0 | 0 | Normal | 0 | 0 | 0 | 0 | [17 empty] | Commercial_Lodging (ID)_New_Food Preparation_Broiler_
Commercial_Lodging (ID)_New_Food Preparation_Natural Gas_Broiler_E5 | Commercial | Lodging (ID) | New | Food Preparation | Natural Gas | Broiler | E5 |  | 0 | 0 | 0 | 0 | 0 | 0 | 0 | 0 | 0 | 0 | 0 | 0 | 0 | 0 | 0 | Normal | 0 | 0 | 0 | 0 | [17 empty] | Commercial_Lodging (ID)_New_Food Preparation_Broiler_
Commercial_Lodging (ID)_New_Food Preparation_Natural Gas_Broiler_E6 | Commercial | Lodging (ID) | New | Food Preparation | Natural Gas | Broiler | E6 |  | 0 | 0 | 0 | 0 | 0 | 0 | 0 | 0 | 0 | 0 | 0 | 0 | 0 | 0 | 0 | Normal | 0 | 0 | 0 | 0 | [17 empty] | Commercial_Lodging (ID)_New_Food Preparation_Broiler_
Commercial_Lodging (ID)_New_Food Preparation_Natural Gas_Broiler_E7 | Commercial | Lodging (ID) | New | Food Preparation | Natural Gas | Broiler | E7 |  | 0 | 0 | 0 | 0 | 0 | 0 | 0 | 0 | 0 | 0 | 0 | 0 | 0 | 0 | 0 | Normal | 0 | 0 | 0 | 0 | [17 empty] | Commercial_Lodging (ID)_New_Food Preparation_Broiler_
Commercial_Lodging (ID)_New_Food Preparation_Natural Gas_Broiler_E8 | Commercial | Lodging (ID) | New | Food Preparation | Natural Gas | Broiler | E8 |  | 0 | 0 | 0 | 0 | 0 | 0 | 0 | 0 | 0 | 0 | 0 | 0 | 0 | 0 | 0 | Normal | 0 | 0 | 0 | 0 | [17 empty] | Commercial_Lodging (ID)_New_Food Preparation_Broiler_
Commercial_Lodging (ID)_New_Food Preparation_Natural Gas_Broiler_E9 | Commercial | Lodging (ID) | New | Food Preparation | Natural Gas | Broiler | E9 |  | 0 | 0 | 0 | 0 | 0 | 0 | 0 | 0 | 0 | 0 | 0 | 0 | 0 | 0 | 0 | Normal | 0 | 0 | 0 | 0 | [17 empty] | Commercial_Lodging (ID)_New_Food Preparation_Broiler_
Commercial_Lodging (ID)_New_Food Preparation_Natural Gas_Broiler_E10 | Commercial | Lodging (ID) | New | Food Preparation | Natural Gas | Broiler | E10 |  | 0 | 0 | 0 | 0 | 0 | 0 | 0 | 0 | 0 | 0 | 0 | 0 | 0 | 0 | 0 | Normal | 0 | 0 | 0 | 0 | [17 empty] | Commercial_Lodging (ID)_New_Food Preparation_Broiler_
Commercial_Lodging (ID)_New_Food Preparation_Natural Gas_Griddle_E1 | Commercial | Lodging (ID) | New | Food Preparation | Natural Gas | Griddle | E1 | Standard | 1 | 0 | 0 | 0.0905 | 0 | 0 | 0 | 8 | 16 | 2019 | 2045 | 1 | 0 | 0 | 0 | Normal | 0 | 0.079056 | 0 | 0 | 1 unit | 55000 | 0 | 1.6571e-05 | 1213.5601 | 5150 | 0 | 0 | 0 | 2013 | 1.0605 | COOK_GRD-Food Preparation-ILTRM-v5.0-1 | COOK_GRD-Food Preparation-EIA14-2014 Ref. Case-5 | COOK_GRD-Food Preparation-ILTRM-v5.0-1 | 1 | unit | 1.6571e-05 | Commercial_Lodging (ID)_New_Food Preparation_Griddle_Standard
Commercial_Lodging (ID)_New_Food Preparation_Natural Gas_Griddle_E2 | Commercial | Lodging (ID) | New | Food Preparation | Natural Gas | Griddle | E2 | ENERGY STAR | 0.87771 | 0 | 0 | 0.096826 | 0 | 0 | 0 | 8 | 16 | 2019 | 2045 | 1 | 0 | 0 | 0 | Normal | 0 | 0.069388 | 0 | 0 | 1 unit | 55000 | 0 | 1.6571e-05 | 1065.1506 | 5510 | 0 | 0 | 0 | 2013 | 1.0605 | COOK_GRD-Food Preparation-ILTRM-v5.0-1 | COOK_GRD-Food Preparation-EIA14-2014 Ref. Case-5 | COOK_GRD-Food Preparation-ILTRM-v5.0-1 | 1 | unit | 1.6571e-05 | Commercial_Lodging (ID)_New_Food Preparation_Griddle_ENERGY STAR
Commercial_Lodging (ID)_New_Food Preparation_Natural Gas_Griddle_E3 | Commercial | Lodging (ID) | New | Food Preparation | Natural Gas | Griddle | E3 |  | 0 | 0 | 0 | 0 | 0 | 0 | 0 | 0 | 0 | 0 | 0 | 0 | 0 | 0 | 0 | Normal | 0 | 0 | 0 | 0 | [17 empty] | Commercial_Lodging (ID)_New_Food Preparation_Griddle_
Commercial_Lodging (ID)_New_Food Preparation_Natural Gas_Griddle_E4 | Commercial | Lodging (ID) | New | Food Preparation | Natural Gas | Griddle | E4 |  | 0 | 0 | 0 | 0 | 0 | 0 | 0 | 0 | 0 | 0 | 0 | 0 | 0 | 0 | 0 | Normal | 0 | 0 | 0 | 0 | [17 empty] | Commercial_Lodging (ID)_New_Food Preparation_Griddle_
Commercial_Lodging (ID)_New_Food Preparation_Natural Gas_Griddle_E5 | Commercial | Lodging (ID) | New | Food Preparation | Natural Gas | Griddle | E5 |  | 0 | 0 | 0 | 0 | 0 | 0 | 0 | 0 | 0 | 0 | 0 | 0 | 0 | 0 | 0 | Normal | 0 | 0 | 0 | 0 | [17 empty] | Commercial_Lodging (ID)_New_Food Preparation_Griddle_
Commercial_Lodging (ID)_New_Food Preparation_Natural Gas_Griddle_E6 | Commercial | Lodging (ID) | New | Food Preparation | Natural Gas | Griddle | E6 |  | 0 | 0 | 0 | 0 | 0 | 0 | 0 | 0 | 0 | 0 | 0 | 0 | 0 | 0 | 0 | Normal | 0 | 0 | 0 | 0 | [17 empty] | Commercial_Lodging (ID)_New_Food Preparation_Griddle_
Commercial_Lodging (ID)_New_Food Preparation_Natural Gas_Griddle_E7 | Commercial | Lodging (ID) | New | Food Preparation | Natural Gas | Griddle | E7 |  | 0 | 0 | 0 | 0 | 0 | 0 | 0 | 0 | 0 | 0 | 0 | 0 | 0 | 0 | 0 | Normal | 0 | 0 | 0 | 0 | [17 empty] | Commercial_Lodging (ID)_New_Food Preparation_Griddle_
Commercial_Lodging (ID)_New_Food Preparation_Natural Gas_Griddle_E8 | Commercial | Lodging (ID) | New | Food Preparation | Natural Gas | Griddle | E8 |  | 0 | 0 | 0 | 0 | 0 | 0 | 0 | 0 | 0 | 0 | 0 | 0 | 0 | 0 | 0 | Normal | 0 | 0 | 0 | 0 | [17 empty] | Commercial_Lodging (ID)_New_Food Preparation_Griddle_
Commercial_Lodging (ID)_New_Food Preparation_Natural Gas_Griddle_E9 | Commercial | Lodging (ID) | New | Food Preparation | Natural Gas | Griddle | E9 |  | 0 | 0 | 0 | 0 | 0 | 0 | 0 | 0 | 0 | 0 | 0 | 0 | 0 | 0 | 0 | Normal | 0 | 0 | 0 | 0 | [17 empty] | Commercial_Lodging (ID)_New_Food Preparation_Griddle_
Commercial_Lodging (ID)_New_Food Preparation_Natural Gas_Griddle_E10 | Commercial | Lodging (ID) | New | Food Preparation | Natural Gas | Griddle | E10 |  | 0 | 0 | 0 | 0 | 0 | 0 | 0 | 0 | 0 | 0 | 0 | 0 | 0 | 0 | 0 | Normal | 0 | 0 | 0 | 0 | [17 empty] | Commercial_Lodging (ID)_New_Food Preparation_Griddle_
Commercial_Lodging (ID)_New_Food Preparation_Natural Gas_Range_E1 | Commercial | Lodging (ID) | New | Food Preparation | Natural Gas | Range | E1 | Standard | 1 | 0 | 0 | 0.0014229 | 0 | 0 | 0 | 8 | 12 | 2019 | 2045 | 1 | 0 | 0 | 0 | Normal | 0 | 0.10685 | 0 | 0 | 1 unit | 55000 | 0 | 2.8229e-07 | 1470 | 4500 | 0 | 0 | 0 | 2010 | 1.1201 | COOK_OVN-Food Preparation-AEO17-1 | Estimate | DOE Commercial R&D 2016 - Table 2-12 | 1 | unit | 2.8229e-07 | Commercial_Lodging (ID)_New_Food Preparation_Range_Standard
Commercial_Lodging (ID)_New_Food Preparation_Natural Gas_Range_E2 | Commercial | Lodging (ID) | New | Food Preparation | Natural Gas | Range | E2 | High Efficiency | 0.5 | 0 | 0 | 0.0015494 | 0 | 0 | 0 | 8 | 12 | 2019 | 2045 | 1 | 0 | 0 | 0 | Normal | 0 | 0.053427 | 0 | 0 | 1 unit | 55000 | 0 | 2.8229e-07 | 735 | 4900 | 0 | 0 | 0 | 2010 | 1.1201 | COOK_OVN-Food Preparation-AEO17-1 | DOE Commercial R&D 2016 - Table 2-10 | DOE Commercial R&D 2016 - Table 2-18 | 1 | unit | 2.8229e-07 | Commercial_Lodging (ID)_New_Food Preparation_Range_High Efficiency
Commercial_Lodging (ID)_New_Food Preparation_Natural Gas_Range_E3 | Commercial | Lodging (ID) | New | Food Preparation | Natural Gas | Range | E3 |  | 0 | 0 | 0 | 0 | 0 | 0 | 0 | 0 | 0 | 0 | 0 | 0 | 0 | 0 | 0 | Normal | 0 | 0 | 0 | 0 | [17 empty] | Commercial_Lodging (ID)_New_Food Preparation_Range_
Commercial_Lodging (ID)_New_Food Preparation_Natural Gas_Range_E4 | Commercial | Lodging (ID) | New | Food Preparation | Natural Gas | Range | E4 |  | 0 | 0 | 0 | 0 | 0 | 0 | 0 | 0 | 0 | 0 | 0 | 0 | 0 | 0 | 0 | Normal | 0 | 0 | 0 | 0 | [17 empty] | Commercial_Lodging (ID)_New_Food Preparation_Range_
Commercial_Lodging (ID)_New_Food Preparation_Natural Gas_Range_E5 | Commercial | Lodging (ID) | New | Food Preparation | Natural Gas | Range | E5 |  | 0 | 0 | 0 | 0 | 0 | 0 | 0 | 0 | 0 | 0 | 0 | 0 | 0 | 0 | 0 | Normal | 0 | 0 | 0 | 0 | [17 empty] | Commercial_Lodging (ID)_New_Food Preparation_Range_
Commercial_Lodging (ID)_New_Food Preparation_Natural Gas_Range_E6 | Commercial | Lodging (ID) | New | Food Preparation | Natural Gas | Range | E6 |  | 0 | 0 | 0 | 0 | 0 | 0 | 0 | 0 | 0 | 0 | 0 | 0 | 0 | 0 | 0 | Normal | 0 | 0 | 0 | 0 | [17 empty] | Commercial_Lodging (ID)_New_Food Preparation_Range_
Commercial_Lodging (ID)_New_Food Preparation_Natural Gas_Range_E7 | Commercial | Lodging (ID) | New | Food Preparation | Natural Gas | Range | E7 |  | 0 | 0 | 0 | 0 | 0 | 0 | 0 | 0 | 0 | 0 | 0 | 0 | 0 | 0 | 0 | Normal | 0 | 0 | 0 | 0 | [17 empty] | Commercial_Lodging (ID)_New_Food Preparation_Range_
Commercial_Lodging (ID)_New_Food Preparation_Natural Gas_Range_E8 | Commercial | Lodging (ID) | New | Food Preparation | Natural Gas | Range | E8 |  | 0 | 0 | 0 | 0 | 0 | 0 | 0 | 0 | 0 | 0 | 0 | 0 | 0 | 0 | 0 | Normal | 0 | 0 | 0 | 0 | [17 empty] | Commercial_Lodging (ID)_New_Food Preparation_Range_
Commercial_Lodging (ID)_New_Food Preparation_Natural Gas_Range_E9 | Commercial | Lodging (ID) | New | Food Preparation | Natural Gas | Range | E9 |  | 0 | 0 | 0 | 0 | 0 | 0 | 0 | 0 | 0 | 0 | 0 | 0 | 0 | 0 | 0 | Normal | 0 | 0 | 0 | 0 | [17 empty] | Commercial_Lodging (ID)_New_Food Preparation_Range_
Commercial_Lodging (ID)_New_Food Preparation_Natural Gas_Range_E10 | Commercial | Lodging (ID) | New | Food Preparation | Natural Gas | Range | E10 |  | 0 | 0 | 0 | 0 | 0 | 0 | 0 | 0 | 0 | 0 | 0 | 0 | 0 | 0 | 0 | Normal | 0 | 0 | 0 | 0 | [17 empty] | Commercial_Lodging (ID)_New_Food Preparation_Range_
Commercial_Lodging (ID)_New_Food Preparation_Natural Gas_Steamer_E1 | Commercial | Lodging (ID) | New | Food Preparation | Natural Gas | Steamer | E1 | Standard | 1 | 0 | 0 | 0.0064677 | 0 | 0 | 0 | 8 | 16 | 2019 | 2045 | 1 | 0 | 0 | 0 | Normal | 0 | 0.14647 | 0 | 0 | 1 unit | 55000 | 0 | 4.5817e-07 | 1241.5036 | 13100 | 0 | 0 | 0 | 2012 | 1.0776 | COOK_STM-Food Preparation-ILTRM-v4.0-32 | DOE Commercial R&D 2016 - Table 2-10 | COOK_STM-Food Preparation-ILTRM-v4.0-32 | 1 | unit | 4.5817e-07 | Commercial_Lodging (ID)_New_Food Preparation_Steamer_Standard
Commercial_Lodging (ID)_New_Food Preparation_Natural Gas_Steamer_E2 | Commercial | Lodging (ID) | New | Food Preparation | Natural Gas | Steamer | E2 | ENERGY STAR | 0.18867 | 0 | 0 | 0.0069604 | 0 | -1.2984e-06 | 0 | 8 | 16 | 2019 | 2045 | 1 | 0 | 0 | 0 | Normal | 0 | 0.027635 | 0 | 0 | 1 unit | 55000 | 0 | 4.5817e-07 | 234.2394 | 14098 | 0 | -2.6298 | 0 | 2012 | 1.0776 | COOK_STM-Food Preparation-ILTRM-v4.0-32 | COOK_STM-Food Preparation-ILTRM-v4.0-32 | COOK_STM-Food Preparation-ILTRM-v4.0-32 | 1 | unit | 4.5817e-07 | Commercial_Lodging (ID)_New_Food Preparation_Steamer_ENERGY STAR
Commercial_Lodging (ID)_New_Food Preparation_Natural Gas_Steamer_E3 | Commercial | Lodging (ID) | New | Food Preparation | Natural Gas | Steamer | E3 |  | 0 | 0 | 0 | 0 | 0 | 0 | 0 | 0 | 0 | 0 | 0 | 0 | 0 | 0 | 0 | Normal | 0 | 0 | 0 | 0 | [17 empty] | Commercial_Lodging (ID)_New_Food Preparation_Steamer_
Commercial_Lodging (ID)_New_Food Preparation_Natural Gas_Steamer_E4 | Commercial | Lodging (ID) | New | Food Preparation | Natural Gas | Steamer | E4 |  | 0 | 0 | 0 | 0 | 0 | 0 | 0 | 0 | 0 | 0 | 0 | 0 | 0 | 0 | 0 | Normal | 0 | 0 | 0 | 0 | [17 empty] | Commercial_Lodging (ID)_New_Food Preparation_Steamer_
Commercial_Lodging (ID)_New_Food Preparation_Natural Gas_Steamer_E5 | Commercial | Lodging (ID) | New | Food Preparation | Natural Gas | Steamer | E5 |  | 0 | 0 | 0 | 0 | 0 | 0 | 0 | 0 | 0 | 0 | 0 | 0 | 0 | 0 | 0 | Normal | 0 | 0 | 0 | 0 | [17 empty] | Commercial_Lodging (ID)_New_Food Preparation_Steamer_
Commercial_Lodging (ID)_New_Food Preparation_Natural Gas_Steamer_E6 | Commercial | Lodging (ID) | New | Food Preparation | Natural Gas | Steamer | E6 |  | 0 | 0 | 0 | 0 | 0 | 0 | 0 | 0 | 0 | 0 | 0 | 0 | 0 | 0 | 0 | Normal | 0 | 0 | 0 | 0 | [17 empty] | Commercial_Lodging (ID)_New_Food Preparation_Steamer_
Commercial_Lodging (ID)_New_Food Preparation_Natural Gas_Steamer_E7 | Commercial | Lodging (ID) | New | Food Preparation | Natural Gas | Steamer | E7 |  | 0 | 0 | 0 | 0 | 0 | 0 | 0 | 0 | 0 | 0 | 0 | 0 | 0 | 0 | 0 | Normal | 0 | 0 | 0 | 0 | [17 empty] | Commercial_Lodging (ID)_New_Food Preparation_Steamer_
Commercial_Lodging (ID)_New_Food Preparation_Natural Gas_Steamer_E8 | Commercial | Lodging (ID) | New | Food Preparation | Natural Gas | Steamer | E8 |  | 0 | 0 | 0 | 0 | 0 | 0 | 0 | 0 | 0 | 0 | 0 | 0 | 0 | 0 | 0 | Normal | 0 | 0 | 0 | 0 | [17 empty] | Commercial_Lodging (ID)_New_Food Preparation_Steamer_
Commercial_Lodging (ID)_New_Food Preparation_Natural Gas_Steamer_E9 | Commercial | Lodging (ID) | New | Food Preparation | Natural Gas | Steamer | E9 |  | 0 | 0 | 0 | 0 | 0 | 0 | 0 | 0 | 0 | 0 | 0 | 0 | 0 | 0 | 0 | Normal | 0 | 0 | 0 | 0 | [17 empty] | Commercial_Lodging (ID)_New_Food Preparation_Steamer_
Commercial_Lodging (ID)_New_Food Preparation_Natural Gas_Steamer_E10 | Commercial | Lodging (ID) | New | Food Preparation | Natural Gas | Steamer | E10 |  | 0 | 0 | 0 | 0 | 0 | 0 | 0 | 0 | 0 | 0 | 0 | 0 | 0 | 0 | 0 | Normal | 0 | 0 | 0 | 0 | [17 empty] | Commercial_Lodging (ID)_New_Food Preparation_Steamer_
Commercial_Lodging (ID)_New_Food Preparation_Natural Gas_Food Prep Other_E1 | Commercial | Lodging (ID) | New | Food Preparation | Natural Gas | Food Prep Other | E1 | Standard | 1 | 0 | 0 | 0.026682 | 0 | 0 | 0 | 8 | 12 | 2019 | 2045 | 1 | 0 | 0 | 0 | Normal | 0 | 0.0339 | 0 | 0 | 1 unit | 55000 | 0 | 2.382e-05 | 1423.18 | 1000 | 0 | 0 | 0 | 2010 | 1.1201 | Default | Default | Default | 1 | unit | 2.382e-05 | Commercial_Lodging (ID)_New_Food Preparation_Food Prep Other_Standard
Commercial_Lodging (ID)_New_Food Preparation_Natural Gas_Food Prep Other_E2 | Commercial | Lodging (ID) | New | Food Preparation | Natural Gas | Food Prep Other | E2 | ENERGY STAR | 0.72067 | 0 | 0 | 0.048913 | 0 | 0 | 0 | 8 | 12 | 2019 | 2045 | 1 | 0 | 0 | 0 | Normal | 0 | 0.024431 | 0 | 0 | 1 unit | 55000 | 0 | 2.382e-05 | 1025.646 | 1833.1988 | 0 | 0 | 0 | 2010 | 1.1201 | N/A | N/A | N/A | 1 | unit | 2.382e-05 | Commercial_Lodging (ID)_New_Food Preparation_Food Prep Other_ENERGY STAR
Commercial_Lodging (ID)_New_Food Preparation_Natural Gas_Food Prep Other_E3 | Commercial | Lodging (ID) | New | Food Preparation | Natural Gas | Food Prep Other | E3 |  | 0 | 0 | 0 | 0 | 0 | 0 | 0 | 0 | 0 | 0 | 0 | 0 | 0 | 0 | 0 | Normal | 0 | 0 | 0 | 0 | [17 empty] | Commercial_Lodging (ID)_New_Food Preparation_Food Prep Other_
Commercial_Lodging (ID)_New_Food Preparation_Natural Gas_Food Prep Other_E4 | Commercial | Lodging (ID) | New | Food Preparation | Natural Gas | Food Prep Other | E4 |  | 0 | 0 | 0 | 0 | 0 | 0 | 0 | 0 | 0 | 0 | 0 | 0 | 0 | 0 | 0 | Normal | 0 | 0 | 0 | 0 | [17 empty] | Commercial_Lodging (ID)_New_Food Preparation_Food Prep Other_
Commercial_Lodging (ID)_New_Food Preparation_Natural Gas_Food Prep Other_E5 | Commercial | Lodging (ID) | New | Food Preparation | Natural Gas | Food Prep Other | E5 |  | 0 | 0 | 0 | 0 | 0 | 0 | 0 | 0 | 0 | 0 | 0 | 0 | 0 | 0 | 0 | Normal | 0 | 0 | 0 | 0 | [17 empty] | Commercial_Lodging (ID)_New_Food Preparation_Food Prep Other_
Commercial_Lodging (ID)_New_Food Preparation_Natural Gas_Food Prep Other_E6 | Commercial | Lodging (ID) | New | Food Preparation | Natural Gas | Food Prep Other | E6 |  | 0 | 0 | 0 | 0 | 0 | 0 | 0 | 0 | 0 | 0 | 0 | 0 | 0 | 0 | 0 | Normal | 0 | 0 | 0 | 0 | [17 empty] | Commercial_Lodging (ID)_New_Food Preparation_Food Prep Other_
Commercial_Lodging (ID)_New_Food Preparation_Natural Gas_Food Prep Other_E7 | Commercial | Lodging (ID) | New | Food Preparation | Natural Gas | Food Prep Other | E7 |  | 0 | 0 | 0 | 0 | 0 | 0 | 0 | 0 | 0 | 0 | 0 | 0 | 0 | 0 | 0 | Normal | 0 | 0 | 0 | 0 | [17 empty] | Commercial_Lodging (ID)_New_Food Preparation_Food Prep Other_
Commercial_Lodging (ID)_New_Food Preparation_Natural Gas_Food Prep Other_E8 | Commercial | Lodging (ID) | New | Food Preparation | Natural Gas | Food Prep Other | E8 |  | 0 | 0 | 0 | 0 | 0 | 0 | 0 | 0 | 0 | 0 | 0 | 0 | 0 | 0 | 0 | Normal | 0 | 0 | 0 | 0 | [17 empty] | Commercial_Lodging (ID)_New_Food Preparation_Food Prep Other_
Commercial_Lodging (ID)_New_Food Preparation_Natural Gas_Food Prep Other_E9 | Commercial | Lodging (ID) | New | Food Preparation | Natural Gas | Food Prep Other | E9 |  | 0 | 0 | 0 | 0 | 0 | 0 | 0 | 0 | 0 | 0 | 0 | 0 | 0 | 0 | 0 | Normal | 0 | 0 | 0 | 0 | [17 empty] | Commercial_Lodging (ID)_New_Food Preparation_Food Prep Other_
Commercial_Lodging (ID)_New_Food Preparation_Natural Gas_Food Prep Other_E10 | Commercial | Lodging (ID) | New | Food Preparation | Natural Gas | Food Prep Other | E10 |  | 0 | 0 | 0 | 0 | 0 | 0 | 0 | 0 | 0 | 0 | 0 | 0 | 0 | 0 | 0 | Normal | 0 | 0 | 0 | 0 | [17 empty] | Commercial_Lodging (ID)_New_Food Preparation_Food Prep Other_
Commercial_Lodging (ID)_New_Miscellaneous_Natural Gas_Pool Heater_E1 | Commercial | Lodging (ID) | New | Miscellaneous | Natural Gas | Pool Heater | E1 | Standard (EF .82) | 1 | 0 | 0 | 0.00070321 | 0 | 0 | 0 | 4 | 8 | 2019 | 2045 | 1 | 0 | 0 | 0 | Normal | 0 | 0.0056436 | 0 | 0 | 1 unit | 55000 | 0 | 3.739e-08 | 14890 | 18052 | 0 | 0 | 0 | 2014 | 1.0418 | DOE Commercial R&D 2016 - Table 7-6 | DOE Commercial R&D 2016 - Table 7-7 | DOE Commercial R&D 2016 - Table 7-8 | 1 | unit | 3.739e-08 | Commercial_Lodging (ID)_New_Miscellaneous_Pool Heater_Standard (EF .82)
Commercial_Lodging (ID)_New_Miscellaneous_Natural Gas_Pool Heater_E2 | Commercial | Lodging (ID) | New | Miscellaneous | Natural Gas | Pool Heater | E2 | Condensing (EF .90) | 0.85 | 0 | 0 | 0.0011514 | 0 | 0 | 0 | 4 | 8 | 2019 | 2045 | 1 | 0 | 0 | 0 | Normal | 0 | 0.0047971 | 0 | 0 | 1 unit | 55000 | 0 | 3.739e-08 | 12656.5 | 29558 | 0 | 0 | 0 | 2014 | 1.0418 | DOE Commercial R&D 2016 - Table 7-6 | DOE Commercial R&D 2016 - Table 7-7 | DOE Commercial R&D 2016 - Table 7-9 | 1 | unit | 3.739e-08 | Commercial_Lodging (ID)_New_Miscellaneous_Pool Heater_Condensing (EF .90)
Commercial_Lodging (ID)_New_Miscellaneous_Natural Gas_Pool Heater_E3 | Commercial | Lodging (ID) | New | Miscellaneous | Natural Gas | Pool Heater | E3 |  | 0 | 0 | 0 | 0 | 0 | 0 | 0 | 0 | 0 | 0 | 0 | 0 | 0 | 0 | 0 | Normal | 0 | 0 | 0 | 0 | [17 empty] | Commercial_Lodging (ID)_New_Miscellaneous_Pool Heater_
Commercial_Lodging (ID)_New_Miscellaneous_Natural Gas_Pool Heater_E4 | Commercial | Lodging (ID) | New | Miscellaneous | Natural Gas | Pool Heater | E4 |  | 0 | 0 | 0 | 0 | 0 | 0 | 0 | 0 | 0 | 0 | 0 | 0 | 0 | 0 | 0 | Normal | 0 | 0 | 0 | 0 | [17 empty] | Commercial_Lodging (ID)_New_Miscellaneous_Pool Heater_
Commercial_Lodging (ID)_New_Miscellaneous_Natural Gas_Pool Heater_E5 | Commercial | Lodging (ID) | New | Miscellaneous | Natural Gas | Pool Heater | E5 |  | 0 | 0 | 0 | 0 | 0 | 0 | 0 | 0 | 0 | 0 | 0 | 0 | 0 | 0 | 0 | Normal | 0 | 0 | 0 | 0 | [17 empty] | Commercial_Lodging (ID)_New_Miscellaneous_Pool Heater_
Commercial_Lodging (ID)_New_Miscellaneous_Natural Gas_Pool Heater_E6 | Commercial | Lodging (ID) | New | Miscellaneous | Natural Gas | Pool Heater | E6 |  | 0 | 0 | 0 | 0 | 0 | 0 | 0 | 0 | 0 | 0 | 0 | 0 | 0 | 0 | 0 | Normal | 0 | 0 | 0 | 0 | [17 empty] | Commercial_Lodging (ID)_New_Miscellaneous_Pool Heater_
Commercial_Lodging (ID)_New_Miscellaneous_Natural Gas_Pool Heater_E7 | Commercial | Lodging (ID) | New | Miscellaneous | Natural Gas | Pool Heater | E7 |  | 0 | 0 | 0 | 0 | 0 | 0 | 0 | 0 | 0 | 0 | 0 | 0 | 0 | 0 | 0 | Normal | 0 | 0 | 0 | 0 | [17 empty] | Commercial_Lodging (ID)_New_Miscellaneous_Pool Heater_
Commercial_Lodging (ID)_New_Miscellaneous_Natural Gas_Pool Heater_E8 | Commercial | Lodging (ID) | New | Miscellaneous | Natural Gas | Pool Heater | E8 |  | 0 | 0 | 0 | 0 | 0 | 0 | 0 | 0 | 0 | 0 | 0 | 0 | 0 | 0 | 0 | Normal | 0 | 0 | 0 | 0 | [17 empty] | Commercial_Lodging (ID)_New_Miscellaneous_Pool Heater_
Commercial_Lodging (ID)_New_Miscellaneous_Natural Gas_Pool Heater_E9 | Commercial | Lodging (ID) | New | Miscellaneous | Natural Gas | Pool Heater | E9 |  | 0 | 0 | 0 | 0 | 0 | 0 | 0 | 0 | 0 | 0 | 0 | 0 | 0 | 0 | 0 | Normal | 0 | 0 | 0 | 0 | [17 empty] | Commercial_Lodging (ID)_New_Miscellaneous_Pool Heater_
Commercial_Lodging (ID)_New_Miscellaneous_Natural Gas_Pool Heater_E10 | Commercial | Lodging (ID) | New | Miscellaneous | Natural Gas | Pool Heater | E10 |  | 0 | 0 | 0 | 0 | 0 | 0 | 0 | 0 | 0 | 0 | 0 | 0 | 0 | 0 | 0 | Normal | 0 | 0 | 0 | 0 | [17 empty] | Commercial_Lodging (ID)_New_Miscellaneous_Pool Heater_
Commercial_Lodging (ID)_New_Miscellaneous_Natural Gas_Miscellaneous_E1 | Commercial | Lodging (ID) | New | Miscellaneous | Natural Gas | Miscellaneous | E1 | Standard | 1 | 0 | 0 | 1.0174 | 0 | 0 | 0 | 2 | 8 | 2019 | 2045 | 1 | 0 | 0 | 0 | Normal | 0 | 0.021446 | 0 | 0 | 1 unit | 55000 | 0 | 1 | 1 | 1 | 0 | 0 | 0 | 2016 | 1.0174 | N/A | N/A | N/A | 1 | unit | 1 | Commercial_Lodging (ID)_New_Miscellaneous_Miscellaneous_Standard
Commercial_Lodging (ID)_New_Miscellaneous_Natural Gas_Miscellaneous_E2 | Commercial | Lodging (ID) | New | Miscellaneous | Natural Gas | Miscellaneous | E2 |  | 0 | 0 | 0 | 0 | 0 | 0 | 0 | 0 | 0 | 0 | 0 | 0 | 0 | 0 | 0 | Normal | 0 | 0 | 0 | 0 | [17 empty] | Commercial_Lodging (ID)_New_Miscellaneous_Miscellaneous_
Commercial_Lodging (ID)_New_Miscellaneous_Natural Gas_Miscellaneous_E3 | Commercial | Lodging (ID) | New | Miscellaneous | Natural Gas | Miscellaneous | E3 |  | 0 | 0 | 0 | 0 | 0 | 0 | 0 | 0 | 0 | 0 | 0 | 0 | 0 | 0 | 0 | Normal | 0 | 0 | 0 | 0 | [17 empty] | Commercial_Lodging (ID)_New_Miscellaneous_Miscellaneous_
Commercial_Lodging (ID)_New_Miscellaneous_Natural Gas_Miscellaneous_E4 | Commercial | Lodging (ID) | New | Miscellaneous | Natural Gas | Miscellaneous | E4 |  | 0 | 0 | 0 | 0 | 0 | 0 | 0 | 0 | 0 | 0 | 0 | 0 | 0 | 0 | 0 | Normal | 0 | 0 | 0 | 0 | [17 empty] | Commercial_Lodging (ID)_New_Miscellaneous_Miscellaneous_
Commercial_Lodging (ID)_New_Miscellaneous_Natural Gas_Miscellaneous_E5 | Commercial | Lodging (ID) | New | Miscellaneous | Natural Gas | Miscellaneous | E5 |  | 0 | 0 | 0 | 0 | 0 | 0 | 0 | 0 | 0 | 0 | 0 | 0 | 0 | 0 | 0 | Normal | 0 | 0 | 0 | 0 | [17 empty] | Commercial_Lodging (ID)_New_Miscellaneous_Miscellaneous_
Commercial_Lodging (ID)_New_Miscellaneous_Natural Gas_Miscellaneous_E6 | Commercial | Lodging (ID) | New | Miscellaneous | Natural Gas | Miscellaneous | E6 |  | 0 | 0 | 0 | 0 | 0 | 0 | 0 | 0 | 0 | 0 | 0 | 0 | 0 | 0 | 0 | Normal | 0 | 0 | 0 | 0 | [17 empty] | Commercial_Lodging (ID)_New_Miscellaneous_Miscellaneous_
Commercial_Lodging (ID)_New_Miscellaneous_Natural Gas_Miscellaneous_E7 | Commercial | Lodging (ID) | New | Miscellaneous | Natural Gas | Miscellaneous | E7 |  | 0 | 0 | 0 | 0 | 0 | 0 | 0 | 0 | 0 | 0 | 0 | 0 | 0 | 0 | 0 | Normal | 0 | 0 | 0 | 0 | [17 empty] | Commercial_Lodging (ID)_New_Miscellaneous_Miscellaneous_
Commercial_Lodging (ID)_New_Miscellaneous_Natural Gas_Miscellaneous_E8 | Commercial | Lodging (ID) | New | Miscellaneous | Natural Gas | Miscellaneous | E8 |  | 0 | 0 | 0 | 0 | 0 | 0 | 0 | 0 | 0 | 0 | 0 | 0 | 0 | 0 | 0 | Normal | 0 | 0 | 0 | 0 | [17 empty] | Commercial_Lodging (ID)_New_Miscellaneous_Miscellaneous_
Commercial_Lodging (ID)_New_Miscellaneous_Natural Gas_Miscellaneous_E9 | Commercial | Lodging (ID) | New | Miscellaneous | Natural Gas | Miscellaneous | E9 |  | 0 | 0 | 0 | 0 | 0 | 0 | 0 | 0 | 0 | 0 | 0 | 0 | 0 | 0 | 0 | Normal | 0 | 0 | 0 | 0 | [17 empty] | Commercial_Lodging (ID)_New_Miscellaneous_Miscellaneous_
Commercial_Lodging (ID)_New_Miscellaneous_Natural Gas_Miscellaneous_E10 | Commercial | Lodging (ID) | New | Miscellaneous | Natural Gas | Miscellaneous | E10 |  | 0 | 0 | 0 | 0 | 0 | 0 | 0 | 0 | 0 | 0 | 0 | 0 | 0 | 0 | 0 | Normal | 0 | 0 | 0 | 0 | [17 empty] | Commercial_Lodging (ID)_New_Miscellaneous_Miscellaneous_
Commercial_Warehouse (ID)_Existing_Space Heating_Natural Gas_Furnace_E1 | Commercial | Warehouse (ID) | Existing | Space Heating | Natural Gas | Furnace | E1 | AFUE 80% (Standard) | 1 | 0 | 0 | 0.21602 | 0 | 0.020361 | 0 | 10 | 20 | 2019 | 2045 | 1 | 0 | 0 | 0 | Normal | 0 | 0.6616 | 0 | 0 | 400 kBtu/hr | 100000 | 0 | 6e-05 | 27.5665 | 3395 | 0 | 320 | 0 | 2013 | 1.0605 | GFURN-Heating-EIA14-2014 Ref. Case-2 | GFURN-Heating-EIA14-2014 Ref. Case-2 | AEG BEST | 400 | kBtu/hr | 0.024 | Commercial_Warehouse (ID)_Existing_Space Heating_Furnace_AFUE 80% (Standard)
Commercial_Warehouse (ID)_Existing_Space Heating_Natural Gas_Furnace_E2 | Commercial | Warehouse (ID) | Existing | Space Heating | Natural Gas | Furnace | E2 | AFUE 90% | 0.88889 | 0 | 0 | 0.26247 | 0 | 0.059175 | 0 | 10 | 20 | 2019 | 2045 | 1 | 0 | 0 | 0 | Normal | 0 | 0.58809 | 0 | 0 | 400 kBtu/hr | 100000 | 0 | 6e-05 | 24.5036 | 4125 | 0 | 930 | 0 | 2013 | 1.0605 | GFURN-Heating-EIA14-2014 Ref. Case-3 | GFURN-Heating-EIA14-2014 Ref. Case-3 | AEG BEST | 400 | kBtu/hr | 0.024 | Commercial_Warehouse (ID)_Existing_Space Heating_Furnace_AFUE 90%
Commercial_Warehouse (ID)_Existing_Space Heating_Natural Gas_Furnace_E3 | Commercial | Warehouse (ID) | Existing | Space Heating | Natural Gas | Furnace | E3 | AFUE 96% | 0.83333 | 0 | 0 | 0.50723 | 0 | 0 | 0 | 10 | 20 | 2019 | 2045 | 1 | 0 | 0 | 0 | Normal | 0 | 0.55133 | 0 | 0 | 150 kBtu/hr | 100000 | 0 | 0.00016 | 22.9721 | 3042.9057 | 0 | 0 | 0 | 2014 | 1.0418 | GFURN-Heating-EIA14-2014 Ref. Case-3 | GFURN-Heating-ILTRM-v5.0-191 | AEG BEST | 150 | kBtu/hr | 0.024 | Commercial_Warehouse (ID)_Existing_Space Heating_Furnace_AFUE 96%
Commercial_Warehouse (ID)_Existing_Space Heating_Natural Gas_Furnace_E4 | Commercial | Warehouse (ID) | Existing | Space Heating | Natural Gas | Furnace | E4 |  | 0 | 0 | 0 | 0 | 0 | 0 | 0 | 0 | 0 | 0 | 0 | 0 | 0 | 0 | 0 | Normal | 0 | 0 | 0 | 0 | [17 empty] | Commercial_Warehouse (ID)_Existing_Space Heating_Furnace_
Commercial_Warehouse (ID)_Existing_Space Heating_Natural Gas_Furnace_E5 | Commercial | Warehouse (ID) | Existing | Space Heating | Natural Gas | Furnace | E5 |  | 0 | 0 | 0 | 0 | 0 | 0 | 0 | 0 | 0 | 0 | 0 | 0 | 0 | 0 | 0 | Normal | 0 | 0 | 0 | 0 | [17 empty] | Commercial_Warehouse (ID)_Existing_Space Heating_Furnace_
Commercial_Warehouse (ID)_Existing_Space Heating_Natural Gas_Furnace_E6 | Commercial | Warehouse (ID) | Existing | Space Heating | Natural Gas | Furnace | E6 |  | 0 | 0 | 0 | 0 | 0 | 0 | 0 | 0 | 0 | 0 | 0 | 0 | 0 | 0 | 0 | Normal | 0 | 0 | 0 | 0 | [17 empty] | Commercial_Warehouse (ID)_Existing_Space Heating_Furnace_
Commercial_Warehouse (ID)_Existing_Space Heating_Natural Gas_Furnace_E7 | Commercial | Warehouse (ID) | Existing | Space Heating | Natural Gas | Furnace | E7 |  | 0 | 0 | 0 | 0 | 0 | 0 | 0 | 0 | 0 | 0 | 0 | 0 | 0 | 0 | 0 | Normal | 0 | 0 | 0 | 0 | [17 empty] | Commercial_Warehouse (ID)_Existing_Space Heating_Furnace_
Commercial_Warehouse (ID)_Existing_Space Heating_Natural Gas_Furnace_E8 | Commercial | Warehouse (ID) | Existing | Space Heating | Natural Gas | Furnace | E8 |  | 0 | 0 | 0 | 0 | 0 | 0 | 0 | 0 | 0 | 0 | 0 | 0 | 0 | 0 | 0 | Normal | 0 | 0 | 0 | 0 | [17 empty] | Commercial_Warehouse (ID)_Existing_Space Heating_Furnace_
Commercial_Warehouse (ID)_Existing_Space Heating_Natural Gas_Furnace_E9 | Commercial | Warehouse (ID) | Existing | Space Heating | Natural Gas | Furnace | E9 |  | 0 | 0 | 0 | 0 | 0 | 0 | 0 | 0 | 0 | 0 | 0 | 0 | 0 | 0 | 0 | Normal | 0 | 0 | 0 | 0 | [17 empty] | Commercial_Warehouse (ID)_Existing_Space Heating_Furnace_
Commercial_Warehouse (ID)_Existing_Space Heating_Natural Gas_Furnace_E10 | Commercial | Warehouse (ID) | Existing | Space Heating | Natural Gas | Furnace | E10 |  | 0 | 0 | 0 | 0 | 0 | 0 | 0 | 0 | 0 | 0 | 0 | 0 | 0 | 0 | 0 | Normal | 0 | 0 | 0 | 0 | [17 empty] | Commercial_Warehouse (ID)_Existing_Space Heating_Furnace_
Commercial_Warehouse (ID)_Existing_Space Heating_Natural Gas_Boiler_E1 | Commercial | Warehouse (ID) | Existing | Space Heating | Natural Gas | Boiler | E1 | AFUE 80% (Standard) | 1 | 0 | 0 | 0.8053 | 0 | 0.019089 | 0 | 25 | 35 | 2019 | 2045 | 1 | 0 | 0 | 0 | Normal | 0 | 2.0729 | 0 | 0 | 1 kBtu/hr | 100000 | 0 | 0.024 | 86.3689 | 31.6406 | 0 | 0.75 | 0 | 2013 | 1.0605 | GBLR-Heating-AEO15-3 | GBLR-Heating-AEO15-3 | GBLR-Heating-AEO15-3 | 1 | kBtu/hr | 0.024 | Commercial_Warehouse (ID)_Existing_Space Heating_Boiler_AFUE 80% (Standard)
Commercial_Warehouse (ID)_Existing_Space Heating_Natural Gas_Boiler_E2 | Commercial | Warehouse (ID) | Existing | Space Heating | Natural Gas | Boiler | E2 | AFUE 85% | 0.94119 | 0 | 0 | 0.8646 | 0 | 0.017966 | 0 | 25 | 35 | 2019 | 2045 | 1 | 0 | 0 | 0 | Normal | 0 | 1.9509 | 0 | 0 | 1 kBtu/hr | 100000 | 0 | 0.024 | 81.2893 | 33.9706 | 0 | 0.70588 | 0 | 2013 | 1.0605 | GBLR-Heating-AEO15-6 | GBLR-Heating-AEO15-6 | GBLR-Heating-AEO15-6 | 1 | kBtu/hr | 0.024 | Commercial_Warehouse (ID)_Existing_Space Heating_Boiler_AFUE 85%
Commercial_Warehouse (ID)_Existing_Space Heating_Natural Gas_Boiler_E3 | Commercial | Warehouse (ID) | Existing | Space Heating | Natural Gas | Boiler | E3 | AFUE 97% | 0.82472 | 0 | 0 | 0.82295 | 0 | 0.015583 | 0 | 25 | 35 | 2019 | 2045 | 1 | 0 | 0 | 0 | Normal | 0 | 1.7095 | 0 | 0 | 1 kBtu/hr | 100000 | 0 | 0.024 | 71.2304 | 32.3342 | 0 | 0.61224 | 0 | 2013 | 1.0605 | GBLR-Heating-AEO15-7 | GBLR-Heating-AEO15-7 | GBLR-Heating-AEO15-7 | 1 | kBtu/hr | 0.024 | Commercial_Warehouse (ID)_Existing_Space Heating_Boiler_AFUE 97%
Commercial_Warehouse (ID)_Existing_Space Heating_Natural Gas_Boiler_E4 | Commercial | Warehouse (ID) | Existing | Space Heating | Natural Gas | Boiler | E4 | Convert to NG Air Source Heat Pump | 0.57143 | 0 | 0 | 5.5569 | 0 | 0.067871 | 0 | 10 | 20 | 2019 | 2045 | 1 | 0 | 0 | 0 | Normal | 0 | 1.1845 | 0 | 0 | 1 kBtu/hr | 100000 | 0 | 0.024 | 49.3537 | 218.3333 | 0 | 2.6667 | 0 | 2013 | 1.0605 | HP_GAS-Heating-AEO17-1 | HP_GAS-Heating-AEO17-1 | HP_GAS-Heating-AEO17-1 | 1 | kBtu/hr | 0.024 | Commercial_Warehouse (ID)_Existing_Space Heating_Boiler_Convert to NG Air Source Heat Pump
Commercial_Warehouse (ID)_Existing_Space Heating_Natural Gas_Boiler_E5 | Commercial | Warehouse (ID) | Existing | Space Heating | Natural Gas | Boiler | E5 |  | 0 | 0 | 0 | 0 | 0 | 0 | 0 | 0 | 0 | 0 | 0 | 0 | 0 | 0 | 0 | Normal | 0 | 0 | 0 | 0 | [17 empty] | Commercial_Warehouse (ID)_Existing_Space Heating_Boiler_
Commercial_Warehouse (ID)_Existing_Space Heating_Natural Gas_Boiler_E6 | Commercial | Warehouse (ID) | Existing | Space Heating | Natural Gas | Boiler | E6 |  | 0 | 0 | 0 | 0 | 0 | 0 | 0 | 0 | 0 | 0 | 0 | 0 | 0 | 0 | 0 | Normal | 0 | 0 | 0 | 0 | [17 empty] | Commercial_Warehouse (ID)_Existing_Space Heating_Boiler_
Commercial_Warehouse (ID)_Existing_Space Heating_Natural Gas_Boiler_E7 | Commercial | Warehouse (ID) | Existing | Space Heating | Natural Gas | Boiler | E7 |  | 0 | 0 | 0 | 0 | 0 | 0 | 0 | 0 | 0 | 0 | 0 | 0 | 0 | 0 | 0 | Normal | 0 | 0 | 0 | 0 | [17 empty] | Commercial_Warehouse (ID)_Existing_Space Heating_Boiler_
Commercial_Warehouse (ID)_Existing_Space Heating_Natural Gas_Boiler_E8 | Commercial | Warehouse (ID) | Existing | Space Heating | Natural Gas | Boiler | E8 |  | 0 | 0 | 0 | 0 | 0 | 0 | 0 | 0 | 0 | 0 | 0 | 0 | 0 | 0 | 0 | Normal | 0 | 0 | 0 | 0 | [17 empty] | Commercial_Warehouse (ID)_Existing_Space Heating_Boiler_
Commercial_Warehouse (ID)_Existing_Space Heating_Natural Gas_Boiler_E9 | Commercial | Warehouse (ID) | Existing | Space Heating | Natural Gas | Boiler | E9 |  | 0 | 0 | 0 | 0 | 0 | 0 | 0 | 0 | 0 | 0 | 0 | 0 | 0 | 0 | 0 | Normal | 0 | 0 | 0 | 0 | [17 empty] | Commercial_Warehouse (ID)_Existing_Space Heating_Boiler_
Commercial_Warehouse (ID)_Existing_Space Heating_Natural Gas_Boiler_E10 | Commercial | Warehouse (ID) | Existing | Space Heating | Natural Gas | Boiler | E10 |  | 0 | 0 | 0 | 0 | 0 | 0 | 0 | 0 | 0 | 0 | 0 | 0 | 0 | 0 | 0 | Normal | 0 | 0 | 0 | 0 | [17 empty] | Commercial_Warehouse (ID)_Existing_Space Heating_Boiler_
Commercial_Warehouse (ID)_Existing_Space Heating_Natural Gas_Unit Heater_E1 | Commercial | Warehouse (ID) | Existing | Space Heating | Natural Gas | Unit Heater | E1 | Standard | 1 | 0 | 0 | 0.042135 | 0 | 0 | 0 | 15 | 25 | 2019 | 2045 | 1 | 0 | 0 | 0 | Normal | 0 | 0.33927 | 0 | 0 | 1 kBtu/Hr | 100000 | 0 | 3.9406e-05 | 2080 | 1051 | 0 | 0 | 0 | 2016 | 1.0174 | UNITHT-Heating-XCELCO-2017-18-3 | UNITHT-Heating-XCELCO-2017-18-3 | UNITHT-Heating-XCELCO-2017-18-3 | 1 | kBtu/Hr | 3.9406e-05 | Commercial_Warehouse (ID)_Existing_Space Heating_Unit Heater_Standard
Commercial_Warehouse (ID)_Existing_Space Heating_Natural Gas_Unit Heater_E2 | Commercial | Warehouse (ID) | Existing | Space Heating | Natural Gas | Unit Heater | E2 | Condensing | 0.88942 | 0 | 0 | 0.092407 | 0 | 0 | 0 | 15 | 25 | 2019 | 2045 | 1 | 0 | 0 | 0 | Normal | 0 | 0.30176 | 0 | 0 | 1 kBtu/Hr | 100000 | 0 | 3.9406e-05 | 1850 | 2305 | 0 | 0 | 0 | 2016 | 1.0174 | UNITHT-Heating-XCELCO-2017-18-3 | UNITHT-Heating-XCELCO-2017-18-3 | UNITHT-Heating-XCELCO-2017-18-3 | 1 | kBtu/Hr | 3.9406e-05 | Commercial_Warehouse (ID)_Existing_Space Heating_Unit Heater_Condensing
Commercial_Warehouse (ID)_Existing_Space Heating_Natural Gas_Unit Heater_E3 | Commercial | Warehouse (ID) | Existing | Space Heating | Natural Gas | Unit Heater | E3 | Infrared Radiant | 0.88462 | 0 | 0 | 0.050313 | 0 | 0 | 0 | 10 | 20 | 2019 | 2045 | 1 | 0 | 0 | 0 | Normal | 0 | 0.30013 | 0 | 0 | 1 kBtu/Hr | 100000 | 0 | 3.9406e-05 | 1840 | 1255 | 0 | 0 | 0 | 2016 | 1.0174 | UNITHT-Heating-XCELCO-2017-18-4 | UNITHT-Heating-XCELCO-2017-18-4 | UNITHT-Heating-XCELCO-2017-18-4 | 1 | kBtu/Hr | 3.9406e-05 | Commercial_Warehouse (ID)_Existing_Space Heating_Unit Heater_Infrared Radiant
Commercial_Warehouse (ID)_Existing_Space Heating_Natural Gas_Unit Heater_E4 | Commercial | Warehouse (ID) | Existing | Space Heating | Natural Gas | Unit Heater | E4 |  | 0 | 0 | 0 | 0 | 0 | 0 | 0 | 0 | 0 | 0 | 0 | 0 | 0 | 0 | 0 | Normal | 0 | 0 | 0 | 0 | [17 empty] | Commercial_Warehouse (ID)_Existing_Space Heating_Unit Heater_
Commercial_Warehouse (ID)_Existing_Space Heating_Natural Gas_Unit Heater_E5 | Commercial | Warehouse (ID) | Existing | Space Heating | Natural Gas | Unit Heater | E5 |  | 0 | 0 | 0 | 0 | 0 | 0 | 0 | 0 | 0 | 0 | 0 | 0 | 0 | 0 | 0 | Normal | 0 | 0 | 0 | 0 | [17 empty] | Commercial_Warehouse (ID)_Existing_Space Heating_Unit Heater_
Commercial_Warehouse (ID)_Existing_Space Heating_Natural Gas_Unit Heater_E6 | Commercial | Warehouse (ID) | Existing | Space Heating | Natural Gas | Unit Heater | E6 |  | 0 | 0 | 0 | 0 | 0 | 0 | 0 | 0 | 0 | 0 | 0 | 0 | 0 | 0 | 0 | Normal | 0 | 0 | 0 | 0 | [17 empty] | Commercial_Warehouse (ID)_Existing_Space Heating_Unit Heater_
Commercial_Warehouse (ID)_Existing_Space Heating_Natural Gas_Unit Heater_E7 | Commercial | Warehouse (ID) | Existing | Space Heating | Natural Gas | Unit Heater | E7 |  | 0 | 0 | 0 | 0 | 0 | 0 | 0 | 0 | 0 | 0 | 0 | 0 | 0 | 0 | 0 | Normal | 0 | 0 | 0 | 0 | [17 empty] | Commercial_Warehouse (ID)_Existing_Space Heating_Unit Heater_
Commercial_Warehouse (ID)_Existing_Space Heating_Natural Gas_Unit Heater_E8 | Commercial | Warehouse (ID) | Existing | Space Heating | Natural Gas | Unit Heater | E8 |  | 0 | 0 | 0 | 0 | 0 | 0 | 0 | 0 | 0 | 0 | 0 | 0 | 0 | 0 | 0 | Normal | 0 | 0 | 0 | 0 | [17 empty] | Commercial_Warehouse (ID)_Existing_Space Heating_Unit Heater_
Commercial_Warehouse (ID)_Existing_Space Heating_Natural Gas_Unit Heater_E9 | Commercial | Warehouse (ID) | Existing | Space Heating | Natural Gas | Unit Heater | E9 |  | 0 | 0 | 0 | 0 | 0 | 0 | 0 | 0 | 0 | 0 | 0 | 0 | 0 | 0 | 0 | Normal | 0 | 0 | 0 | 0 | [17 empty] | Commercial_Warehouse (ID)_Existing_Space Heating_Unit Heater_
Commercial_Warehouse (ID)_Existing_Space Heating_Natural Gas_Unit Heater_E10 | Commercial | Warehouse (ID) | Existing | Space Heating | Natural Gas | Unit Heater | E10 |  | 0 | 0 | 0 | 0 | 0 | 0 | 0 | 0 | 0 | 0 | 0 | 0 | 0 | 0 | 0 | Normal | 0 | 0 | 0 | 0 | [17 empty] | Commercial_Warehouse (ID)_Existing_Space Heating_Unit Heater_
Commercial_Warehouse (ID)_Existing_Water Heating_Natural Gas_Water Heater_E1 | Commercial | Warehouse (ID) | Existing | Water Heating | Natural Gas | Water Heater | E1 | TE 0.80 | 1 | 0 | 0 | 0.051147 | 0 | 0 | 0 | 10 | 20 | 2019 | 2045 | 1 | 0 | 0 | 0 | Normal | 0 | 0.088899 | 0 | 0 | 1 kBtu/hr | 100000 | 0 | 0.0023061 | 35.5056 | 21.8 | 0 | 0 | 0 | 2017 | 1.0174 | DHW_WH-Water Heating-PG&E-R7-14 | DHW_WH-Water Heating-PG&E-R7-14 | DHW_WH-Water Heating-PG&E-R7-14 | 1 | kBtu/hr | 0.0023061 | Commercial_Warehouse (ID)_Existing_Water Heating_Water Heater_TE 0.80
Commercial_Warehouse (ID)_Existing_Water Heating_Natural Gas_Water Heater_E2 | Commercial | Warehouse (ID) | Existing | Water Heating | Natural Gas | Water Heater | E2 | TE 0.90 | 0.88889 | 0 | 0 | 0.061376 | 0 | 0 | 0 | 10 | 20 | 2019 | 2045 | 1 | 0 | 0 | 0 | Normal | 0 | 0.079021 | 0 | 0 | 1 kBtu/hr | 100000 | 0 | 0.0023061 | 31.5606 | 26.16 | 0 | 0 | 0 | 2017 | 1.0174 | DHW_WH-Water Heating-PG&E-R7-14 | DHW_WH-Water Heating-PG&E-R7-14 | DHW_WH-Water Heating-PG&E-R7-14 | 1 | kBtu/hr | 0.0023061 | Commercial_Warehouse (ID)_Existing_Water Heating_Water Heater_TE 0.90
Commercial_Warehouse (ID)_Existing_Water Heating_Natural Gas_Water Heater_E3 | Commercial | Warehouse (ID) | Existing | Water Heating | Natural Gas | Water Heater | E3 | TE 0.94 | 0.85106 | 0 | 0 | 0.075448 | 0 | 0 | 0 | 10 | 20 | 2019 | 2045 | 1 | 0 | 0 | 0 | Normal | 0 | 0.075658 | 0 | 0 | 1 kBtu/hr | 100000 | 0 | 0.0023061 | 30.2176 | 30.3604 | 0 | 0 | 0 | 2012 | 1.0776 | DHW_WH-Water Heating-NMTRM-2016-7 | DHW_WH-Water Heating-NMTRM-2016-7 | DHW_WH-Water Heating-NMTRM-2016-7 | 1 | kBtu/hr | 0.0023061 | Commercial_Warehouse (ID)_Existing_Water Heating_Water Heater_TE 0.94
Commercial_Warehouse (ID)_Existing_Water Heating_Natural Gas_Water Heater_E4 | Commercial | Warehouse (ID) | Existing | Water Heating | Natural Gas | Water Heater | E4 | Instantaneous TE 0.94 | 0.85016 | 0 | 0 | 0.088569 | 0 | 0 | 0 | 15 | 25 | 2019 | 2045 | 1 | 0 | 0 | 0 | Normal | 0 | 0.075578 | 0 | 0 | 1 kBtu/hr | 100000 | 0 | 0.0023061 | 30.1854 | 35.6404 | 0 | 0 | 0 | 2012 | 1.0776 | DHW_WH-Water Heating-NMTRM-2016-9 | DHW_WH-Water Heating-NMTRM-2016-9 | DHW_WH-Water Heating-NMTRM-2016-9 | 1 | kBtu/hr | 0.0023061 | Commercial_Warehouse (ID)_Existing_Water Heating_Water Heater_Instantaneous TE 0.94
Commercial_Warehouse (ID)_Existing_Water Heating_Natural Gas_Water Heater_E5 | Commercial | Warehouse (ID) | Existing | Water Heating | Natural Gas | Water Heater | E5 | Gas-Fired Absorption HPWH | 0.53333 | 0 | 0 | 0.15054 | 0 | 0 | 0 | 10 | 16 | 2019 | 2045 | 1 | 0 | 0 | 0 | Normal | 0 | 0.047413 | 0 | 0 | 1 kBtu/hr | 100000 | 0 | 0.0023061 | 18.9363 | 62.6566 | 0 | 0 | 0 | 2014 | 1.0418 | DHW_WH-Water Heating-DOE-2014-1 | DHW_WH-Water Heating-DOE-2014-1 | DHW_WH-Water Heating-DOE-2014-1 | 1 | kBtu/hr | 0.0023061 | Commercial_Warehouse (ID)_Existing_Water Heating_Water Heater_Gas-Fired Absorption HPWH
Commercial_Warehouse (ID)_Existing_Water Heating_Natural Gas_Water Heater_E6 | Commercial | Warehouse (ID) | Existing | Water Heating | Natural Gas | Water Heater | E6 |  | 0 | 0 | 0 | 0 | 0 | 0 | 0 | 0 | 0 | 0 | 0 | 0 | 0 | 0 | 0 | Normal | 0 | 0 | 0 | 0 | [17 empty] | Commercial_Warehouse (ID)_Existing_Water Heating_Water Heater_
Commercial_Warehouse (ID)_Existing_Water Heating_Natural Gas_Water Heater_E7 | Commercial | Warehouse (ID) | Existing | Water Heating | Natural Gas | Water Heater | E7 |  | 0 | 0 | 0 | 0 | 0 | 0 | 0 | 0 | 0 | 0 | 0 | 0 | 0 | 0 | 0 | Normal | 0 | 0 | 0 | 0 | [17 empty] | Commercial_Warehouse (ID)_Existing_Water Heating_Water Heater_
Commercial_Warehouse (ID)_Existing_Water Heating_Natural Gas_Water Heater_E8 | Commercial | Warehouse (ID) | Existing | Water Heating | Natural Gas | Water Heater | E8 |  | 0 | 0 | 0 | 0 | 0 | 0 | 0 | 0 | 0 | 0 | 0 | 0 | 0 | 0 | 0 | Normal | 0 | 0 | 0 | 0 | [17 empty] | Commercial_Warehouse (ID)_Existing_Water Heating_Water Heater_
Commercial_Warehouse (ID)_Existing_Water Heating_Natural Gas_Water Heater_E9 | Commercial | Warehouse (ID) | Existing | Water Heating | Natural Gas | Water Heater | E9 |  | 0 | 0 | 0 | 0 | 0 | 0 | 0 | 0 | 0 | 0 | 0 | 0 | 0 | 0 | 0 | Normal | 0 | 0 | 0 | 0 | [17 empty] | Commercial_Warehouse (ID)_Existing_Water Heating_Water Heater_
Commercial_Warehouse (ID)_Existing_Water Heating_Natural Gas_Water Heater_E10 | Commercial | Warehouse (ID) | Existing | Water Heating | Natural Gas | Water Heater | E10 |  | 0 | 0 | 0 | 0 | 0 | 0 | 0 | 0 | 0 | 0 | 0 | 0 | 0 | 0 | 0 | Normal | 0 | 0 | 0 | 0 | [17 empty] | Commercial_Warehouse (ID)_Existing_Water Heating_Water Heater_
Commercial_Warehouse (ID)_Existing_Food Preparation_Natural Gas_Oven_E1 | Commercial | Warehouse (ID) | Existing | Food Preparation | Natural Gas | Oven | E1 | Standard | 1 | 0 | 0 | 2.0754e-05 | 0 | 0 | 0 | 8 | 12 | 2019 | 2045 | 1 | 0 | 0 | 0 | Normal | 0 | 0.0052975 | 0 | 0 | 1 unit | 100000 | 0 | 3.9932e-08 | 1050.946 | 490.1 | 0 | 0 | 0 | 2013 | 1.0605 | COOK_OVN-Food Preparation-AEO17-3 | COOK_OVN-Food Preparation-AEO17-3 | COOK_OVN-Food Preparation-ILTRM-v5.0-23 | 1 | unit | 3.9932e-08 | Commercial_Warehouse (ID)_Existing_Food Preparation_Oven_Standard
Commercial_Warehouse (ID)_Existing_Food Preparation_Natural Gas_Oven_E2 | Commercial | Warehouse (ID) | Existing | Food Preparation | Natural Gas | Oven | E2 | ENERGY STAR (>42% Baking Efficiency) | 0.7101 | 0 | 0 | 2.828e-05 | 0 | 0 | 0 | 8 | 12 | 2019 | 2045 | 1 | 0 | 0 | 0 | Normal | 0 | 0.0037618 | 0 | 0 | 1 unit | 100000 | 0 | 3.9932e-08 | 746.2722 | 667.81 | 0 | 0 | 0 | 2013 | 1.0605 | COOK_OVN-Food Preparation-AEO17-3 | COOK_OVN-Food Preparation-AEO17-3 | COOK_OVN-Food Preparation-ILTRM-v5.0-23 | 1 | unit | 3.9932e-08 | Commercial_Warehouse (ID)_Existing_Food Preparation_Oven_ENERGY STAR (>42% Baking Efficiency)
Commercial_Warehouse (ID)_Existing_Food Preparation_Natural Gas_Oven_E3 | Commercial | Warehouse (ID) | Existing | Food Preparation | Natural Gas | Oven | E3 |  | 0 | 0 | 0 | 0 | 0 | 0 | 0 | 0 | 0 | 0 | 0 | 0 | 0 | 0 | 0 | Normal | 0 | 0 | 0 | 0 | [17 empty] | Commercial_Warehouse (ID)_Existing_Food Preparation_Oven_
Commercial_Warehouse (ID)_Existing_Food Preparation_Natural Gas_Oven_E4 | Commercial | Warehouse (ID) | Existing | Food Preparation | Natural Gas | Oven | E4 |  | 0 | 0 | 0 | 0 | 0 | 0 | 0 | 0 | 0 | 0 | 0 | 0 | 0 | 0 | 0 | Normal | 0 | 0 | 0 | 0 | [17 empty] | Commercial_Warehouse (ID)_Existing_Food Preparation_Oven_
Commercial_Warehouse (ID)_Existing_Food Preparation_Natural Gas_Oven_E5 | Commercial | Warehouse (ID) | Existing | Food Preparation | Natural Gas | Oven | E5 |  | 0 | 0 | 0 | 0 | 0 | 0 | 0 | 0 | 0 | 0 | 0 | 0 | 0 | 0 | 0 | Normal | 0 | 0 | 0 | 0 | [17 empty] | Commercial_Warehouse (ID)_Existing_Food Preparation_Oven_
Commercial_Warehouse (ID)_Existing_Food Preparation_Natural Gas_Oven_E6 | Commercial | Warehouse (ID) | Existing | Food Preparation | Natural Gas | Oven | E6 |  | 0 | 0 | 0 | 0 | 0 | 0 | 0 | 0 | 0 | 0 | 0 | 0 | 0 | 0 | 0 | Normal | 0 | 0 | 0 | 0 | [17 empty] | Commercial_Warehouse (ID)_Existing_Food Preparation_Oven_
Commercial_Warehouse (ID)_Existing_Food Preparation_Natural Gas_Oven_E7 | Commercial | Warehouse (ID) | Existing | Food Preparation | Natural Gas | Oven | E7 |  | 0 | 0 | 0 | 0 | 0 | 0 | 0 | 0 | 0 | 0 | 0 | 0 | 0 | 0 | 0 | Normal | 0 | 0 | 0 | 0 | [17 empty] | Commercial_Warehouse (ID)_Existing_Food Preparation_Oven_
Commercial_Warehouse (ID)_Existing_Food Preparation_Natural Gas_Oven_E8 | Commercial | Warehouse (ID) | Existing | Food Preparation | Natural Gas | Oven | E8 |  | 0 | 0 | 0 | 0 | 0 | 0 | 0 | 0 | 0 | 0 | 0 | 0 | 0 | 0 | 0 | Normal | 0 | 0 | 0 | 0 | [17 empty] | Commercial_Warehouse (ID)_Existing_Food Preparation_Oven_
Commercial_Warehouse (ID)_Existing_Food Preparation_Natural Gas_Oven_E9 | Commercial | Warehouse (ID) | Existing | Food Preparation | Natural Gas | Oven | E9 |  | 0 | 0 | 0 | 0 | 0 | 0 | 0 | 0 | 0 | 0 | 0 | 0 | 0 | 0 | 0 | Normal | 0 | 0 | 0 | 0 | [17 empty] | Commercial_Warehouse (ID)_Existing_Food Preparation_Oven_
Commercial_Warehouse (ID)_Existing_Food Preparation_Natural Gas_Oven_E10 | Commercial | Warehouse (ID) | Existing | Food Preparation | Natural Gas | Oven | E10 |  | 0 | 0 | 0 | 0 | 0 | 0 | 0 | 0 | 0 | 0 | 0 | 0 | 0 | 0 | 0 | Normal | 0 | 0 | 0 | 0 | [17 empty] | Commercial_Warehouse (ID)_Existing_Food Preparation_Oven_
Commercial_Warehouse (ID)_Existing_Food Preparation_Natural Gas_Conveyor Oven_E1 | Commercial | Warehouse (ID) | Existing | Food Preparation | Natural Gas | Conveyor Oven | E1 | Standard | 1 | 0 | 0 | 1.6747e-05 | 0 | 0 | 0 | 15 | 19 | 2019 | 2045 | 1 | 0 | 0 | 0 | Normal | 0 | 0.0085494 | 0 | 0 | 1 unit | 100000 | 0 | 9.483e-09 | 3571 | 1665.3064 | 0 | 0 | 0 | 2013 | 1.0605 | COOK_OVN-Food Preparation-ILTRM-v5.0-24 | COOK_OVN-Food Preparation-AEO17-3 | https://fishnick.com/saveenergy/tools/calculators/gconvovencalc.php | 1 | unit | 9.483e-09 | Commercial_Warehouse (ID)_Existing_Food Preparation_Conveyor Oven_Standard
Commercial_Warehouse (ID)_Existing_Food Preparation_Natural Gas_Conveyor Oven_E2 | Commercial | Warehouse (ID) | Existing | Food Preparation | Natural Gas | Conveyor Oven | E2 | ENERGY STAR (>42% Baking Efficiency) | 0.79474 | 0 | 0 | 3.548e-05 | 0 | 0 | 0 | 15 | 19 | 2019 | 2045 | 1 | 0 | 0 | 0 | Normal | 0 | 0.0067945 | 0 | 0 | 1 unit | 100000 | 0 | 9.483e-09 | 2838 | 3409.1835 | 0 | 0 | 0 | 2011 | 1.0975 | COOK_OVN-Food Preparation-ILTRM-v5.0-24 | COOK_OVN-Food Preparation-ILTRM-v5.0-24 | COOK_OVN-Food Preparation-ILTRM-v5.0-24 | 1 | unit | 9.483e-09 | Commercial_Warehouse (ID)_Existing_Food Preparation_Conveyor Oven_ENERGY STAR (>42% Baking Efficiency)
Commercial_Warehouse (ID)_Existing_Food Preparation_Natural Gas_Conveyor Oven_E3 | Commercial | Warehouse (ID) | Existing | Food Preparation | Natural Gas | Conveyor Oven | E3 |  | 0 | 0 | 0 | 0 | 0 | 0 | 0 | 0 | 0 | 0 | 0 | 0 | 0 | 0 | 0 | Normal | 0 | 0 | 0 | 0 | [17 empty] | Commercial_Warehouse (ID)_Existing_Food Preparation_Conveyor Oven_
Commercial_Warehouse (ID)_Existing_Food Preparation_Natural Gas_Conveyor Oven_E4 | Commercial | Warehouse (ID) | Existing | Food Preparation | Natural Gas | Conveyor Oven | E4 |  | 0 | 0 | 0 | 0 | 0 | 0 | 0 | 0 | 0 | 0 | 0 | 0 | 0 | 0 | 0 | Normal | 0 | 0 | 0 | 0 | [17 empty] | Commercial_Warehouse (ID)_Existing_Food Preparation_Conveyor Oven_
Commercial_Warehouse (ID)_Existing_Food Preparation_Natural Gas_Conveyor Oven_E5 | Commercial | Warehouse (ID) | Existing | Food Preparation | Natural Gas | Conveyor Oven | E5 |  | 0 | 0 | 0 | 0 | 0 | 0 | 0 | 0 | 0 | 0 | 0 | 0 | 0 | 0 | 0 | Normal | 0 | 0 | 0 | 0 | [17 empty] | Commercial_Warehouse (ID)_Existing_Food Preparation_Conveyor Oven_
Commercial_Warehouse (ID)_Existing_Food Preparation_Natural Gas_Conveyor Oven_E6 | Commercial | Warehouse (ID) | Existing | Food Preparation | Natural Gas | Conveyor Oven | E6 |  | 0 | 0 | 0 | 0 | 0 | 0 | 0 | 0 | 0 | 0 | 0 | 0 | 0 | 0 | 0 | Normal | 0 | 0 | 0 | 0 | [17 empty] | Commercial_Warehouse (ID)_Existing_Food Preparation_Conveyor Oven_
Commercial_Warehouse (ID)_Existing_Food Preparation_Natural Gas_Conveyor Oven_E7 | Commercial | Warehouse (ID) | Existing | Food Preparation | Natural Gas | Conveyor Oven | E7 |  | 0 | 0 | 0 | 0 | 0 | 0 | 0 | 0 | 0 | 0 | 0 | 0 | 0 | 0 | 0 | Normal | 0 | 0 | 0 | 0 | [17 empty] | Commercial_Warehouse (ID)_Existing_Food Preparation_Conveyor Oven_
Commercial_Warehouse (ID)_Existing_Food Preparation_Natural Gas_Conveyor Oven_E8 | Commercial | Warehouse (ID) | Existing | Food Preparation | Natural Gas | Conveyor Oven | E8 |  | 0 | 0 | 0 | 0 | 0 | 0 | 0 | 0 | 0 | 0 | 0 | 0 | 0 | 0 | 0 | Normal | 0 | 0 | 0 | 0 | [17 empty] | Commercial_Warehouse (ID)_Existing_Food Preparation_Conveyor Oven_
Commercial_Warehouse (ID)_Existing_Food Preparation_Natural Gas_Conveyor Oven_E9 | Commercial | Warehouse (ID) | Existing | Food Preparation | Natural Gas | Conveyor Oven | E9 |  | 0 | 0 | 0 | 0 | 0 | 0 | 0 | 0 | 0 | 0 | 0 | 0 | 0 | 0 | 0 | Normal | 0 | 0 | 0 | 0 | [17 empty] | Commercial_Warehouse (ID)_Existing_Food Preparation_Conveyor Oven_
Commercial_Warehouse (ID)_Existing_Food Preparation_Natural Gas_Conveyor Oven_E10 | Commercial | Warehouse (ID) | Existing | Food Preparation | Natural Gas | Conveyor Oven | E10 |  | 0 | 0 | 0 | 0 | 0 | 0 | 0 | 0 | 0 | 0 | 0 | 0 | 0 | 0 | 0 | Normal | 0 | 0 | 0 | 0 | [17 empty] | Commercial_Warehouse (ID)_Existing_Food Preparation_Conveyor Oven_
Commercial_Warehouse (ID)_Existing_Food Preparation_Natural Gas_Double Rack Oven_E1 | Commercial | Warehouse (ID) | Existing | Food Preparation | Natural Gas | Double Rack Oven | E1 | Standard | 1 | 0 | 0 | 2.8833e-05 | 0 | 0 | 0 | 8 | 16 | 2019 | 2045 | 1 | 0 | 0 | 0 | Normal | 0 | 0.014719 | 0 | 0 | 1 unit | 100000 | 0 | 1.0747e-08 | 5425 | 2529.904 | 0 | 0 | 0 | 2013 | 1.0605 | COOK_OVN-Food Preparation-ILTRM-v5.0-25 | COOK_OVN-Food Preparation-ILTRM-v5.0-25 | https://fishnick.com/saveenergy/tools/calculators/grackovencalc.php | 1 | unit | 1.0747e-08 | Commercial_Warehouse (ID)_Existing_Food Preparation_Double Rack Oven_Standard
Commercial_Warehouse (ID)_Existing_Food Preparation_Natural Gas_Double Rack Oven_E2 | Commercial | Warehouse (ID) | Existing | Food Preparation | Natural Gas | Double Rack Oven | E2 | FTSC Qualified (>50% Cooking Efficiency) | 0.61954 | 0 | 0 | 0.00013081 | 0 | 0 | 0 | 8 | 16 | 2019 | 2045 | 1 | 0 | 0 | 0 | Normal | 0 | 0.0091192 | 0 | 0 | 1 unit | 100000 | 0 | 1.0747e-08 | 3361 | 11090.6431 | 0 | 0 | 0 | 2011 | 1.0975 | COOK_OVN-Food Preparation-ILTRM-v5.0-25 | COOK_OVN-Food Preparation-ILTRM-v5.0-25 | COOK_OVN-Food Preparation-ILTRM-v5.0-25 | 1 | unit | 1.0747e-08 | Commercial_Warehouse (ID)_Existing_Food Preparation_Double Rack Oven_FTSC Qualified (>50% Cooking Efficiency)
Commercial_Warehouse (ID)_Existing_Food Preparation_Natural Gas_Double Rack Oven_E3 | Commercial | Warehouse (ID) | Existing | Food Preparation | Natural Gas | Double Rack Oven | E3 |  | 0 | 0 | 0 | 0 | 0 | 0 | 0 | 0 | 0 | 0 | 0 | 0 | 0 | 0 | 0 | Normal | 0 | 0 | 0 | 0 | [17 empty] | Commercial_Warehouse (ID)_Existing_Food Preparation_Double Rack Oven_
Commercial_Warehouse (ID)_Existing_Food Preparation_Natural Gas_Double Rack Oven_E4 | Commercial | Warehouse (ID) | Existing | Food Preparation | Natural Gas | Double Rack Oven | E4 |  | 0 | 0 | 0 | 0 | 0 | 0 | 0 | 0 | 0 | 0 | 0 | 0 | 0 | 0 | 0 | Normal | 0 | 0 | 0 | 0 | [17 empty] | Commercial_Warehouse (ID)_Existing_Food Preparation_Double Rack Oven_
Commercial_Warehouse (ID)_Existing_Food Preparation_Natural Gas_Double Rack Oven_E5 | Commercial | Warehouse (ID) | Existing | Food Preparation | Natural Gas | Double Rack Oven | E5 |  | 0 | 0 | 0 | 0 | 0 | 0 | 0 | 0 | 0 | 0 | 0 | 0 | 0 | 0 | 0 | Normal | 0 | 0 | 0 | 0 | [17 empty] | Commercial_Warehouse (ID)_Existing_Food Preparation_Double Rack Oven_
Commercial_Warehouse (ID)_Existing_Food Preparation_Natural Gas_Double Rack Oven_E6 | Commercial | Warehouse (ID) | Existing | Food Preparation | Natural Gas | Double Rack Oven | E6 |  | 0 | 0 | 0 | 0 | 0 | 0 | 0 | 0 | 0 | 0 | 0 | 0 | 0 | 0 | 0 | Normal | 0 | 0 | 0 | 0 | [17 empty] | Commercial_Warehouse (ID)_Existing_Food Preparation_Double Rack Oven_
Commercial_Warehouse (ID)_Existing_Food Preparation_Natural Gas_Double Rack Oven_E7 | Commercial | Warehouse (ID) | Existing | Food Preparation | Natural Gas | Double Rack Oven | E7 |  | 0 | 0 | 0 | 0 | 0 | 0 | 0 | 0 | 0 | 0 | 0 | 0 | 0 | 0 | 0 | Normal | 0 | 0 | 0 | 0 | [17 empty] | Commercial_Warehouse (ID)_Existing_Food Preparation_Double Rack Oven_
Commercial_Warehouse (ID)_Existing_Food Preparation_Natural Gas_Double Rack Oven_E8 | Commercial | Warehouse (ID) | Existing | Food Preparation | Natural Gas | Double Rack Oven | E8 |  | 0 | 0 | 0 | 0 | 0 | 0 | 0 | 0 | 0 | 0 | 0 | 0 | 0 | 0 | 0 | Normal | 0 | 0 | 0 | 0 | [17 empty] | Commercial_Warehouse (ID)_Existing_Food Preparation_Double Rack Oven_
Commercial_Warehouse (ID)_Existing_Food Preparation_Natural Gas_Double Rack Oven_E9 | Commercial | Warehouse (ID) | Existing | Food Preparation | Natural Gas | Double Rack Oven | E9 |  | 0 | 0 | 0 | 0 | 0 | 0 | 0 | 0 | 0 | 0 | 0 | 0 | 0 | 0 | 0 | Normal | 0 | 0 | 0 | 0 | [17 empty] | Commercial_Warehouse (ID)_Existing_Food Preparation_Double Rack Oven_
Commercial_Warehouse (ID)_Existing_Food Preparation_Natural Gas_Double Rack Oven_E10 | Commercial | Warehouse (ID) | Existing | Food Preparation | Natural Gas | Double Rack Oven | E10 |  | 0 | 0 | 0 | 0 | 0 | 0 | 0 | 0 | 0 | 0 | 0 | 0 | 0 | 0 | 0 | Normal | 0 | 0 | 0 | 0 | [17 empty] | Commercial_Warehouse (ID)_Existing_Food Preparation_Double Rack Oven_
Commercial_Warehouse (ID)_Existing_Food Preparation_Natural Gas_Fryer_E1 | Commercial | Warehouse (ID) | Existing | Food Preparation | Natural Gas | Fryer | E1 | Standard | 1 | 0 | 0 | 0.00020166 | 0 | 0 | 0 | 10 | 20 | 2019 | 2045 | 1 | 0 | 0 | 0 | Normal | 0 | 0.0074007 | 0 | 0 | 1 unit | 100000 | 0 | 7.2014e-08 | 1628.2323 | 2500 | 0 | 0 | 0 | 2010 | 1.1201 | COOK_FRY-Food Preparation-ILTRM-v4.0-1 | Estimate | COOK_FRY-Food Preparation-ILTRM-v4.0-1 | 1 | unit | 7.2014e-08 | Commercial_Warehouse (ID)_Existing_Food Preparation_Fryer_Standard
Commercial_Warehouse (ID)_Existing_Food Preparation_Natural Gas_Fryer_E2 | Commercial | Warehouse (ID) | Existing | Food Preparation | Natural Gas | Fryer | E2 | ENERGY STAR | 0.6897 | 0 | 0 | 0.00029846 | 0 | 0 | 0 | 10 | 20 | 2019 | 2045 | 1 | 0 | 0 | 0 | Normal | 0 | 0.0051043 | 0 | 0 | 1 unit | 100000 | 0 | 7.2014e-08 | 1122.9977 | 3700 | 0 | 0 | 0 | 2010 | 1.1201 | COOK_FRY-Food Preparation-ILTRM-v4.0-1 | COOK_FRY-Food Preparation-ILTRM-v4.0-1 | COOK_FRY-Food Preparation-ILTRM-v4.0-1 | 1 | unit | 7.2014e-08 | Commercial_Warehouse (ID)_Existing_Food Preparation_Fryer_ENERGY STAR
Commercial_Warehouse (ID)_Existing_Food Preparation_Natural Gas_Fryer_E3 | Commercial | Warehouse (ID) | Existing | Food Preparation | Natural Gas | Fryer | E3 |  | 0 | 0 | 0 | 0 | 0 | 0 | 0 | 0 | 0 | 0 | 0 | 0 | 0 | 0 | 0 | Normal | 0 | 0 | 0 | 0 | [17 empty] | Commercial_Warehouse (ID)_Existing_Food Preparation_Fryer_
Commercial_Warehouse (ID)_Existing_Food Preparation_Natural Gas_Fryer_E4 | Commercial | Warehouse (ID) | Existing | Food Preparation | Natural Gas | Fryer | E4 |  | 0 | 0 | 0 | 0 | 0 | 0 | 0 | 0 | 0 | 0 | 0 | 0 | 0 | 0 | 0 | Normal | 0 | 0 | 0 | 0 | [17 empty] | Commercial_Warehouse (ID)_Existing_Food Preparation_Fryer_
Commercial_Warehouse (ID)_Existing_Food Preparation_Natural Gas_Fryer_E5 | Commercial | Warehouse (ID) | Existing | Food Preparation | Natural Gas | Fryer | E5 |  | 0 | 0 | 0 | 0 | 0 | 0 | 0 | 0 | 0 | 0 | 0 | 0 | 0 | 0 | 0 | Normal | 0 | 0 | 0 | 0 | [17 empty] | Commercial_Warehouse (ID)_Existing_Food Preparation_Fryer_
Commercial_Warehouse (ID)_Existing_Food Preparation_Natural Gas_Fryer_E6 | Commercial | Warehouse (ID) | Existing | Food Preparation | Natural Gas | Fryer | E6 |  | 0 | 0 | 0 | 0 | 0 | 0 | 0 | 0 | 0 | 0 | 0 | 0 | 0 | 0 | 0 | Normal | 0 | 0 | 0 | 0 | [17 empty] | Commercial_Warehouse (ID)_Existing_Food Preparation_Fryer_
Commercial_Warehouse (ID)_Existing_Food Preparation_Natural Gas_Fryer_E7 | Commercial | Warehouse (ID) | Existing | Food Preparation | Natural Gas | Fryer | E7 |  | 0 | 0 | 0 | 0 | 0 | 0 | 0 | 0 | 0 | 0 | 0 | 0 | 0 | 0 | 0 | Normal | 0 | 0 | 0 | 0 | [17 empty] | Commercial_Warehouse (ID)_Existing_Food Preparation_Fryer_
Commercial_Warehouse (ID)_Existing_Food Preparation_Natural Gas_Fryer_E8 | Commercial | Warehouse (ID) | Existing | Food Preparation | Natural Gas | Fryer | E8 |  | 0 | 0 | 0 | 0 | 0 | 0 | 0 | 0 | 0 | 0 | 0 | 0 | 0 | 0 | 0 | Normal | 0 | 0 | 0 | 0 | [17 empty] | Commercial_Warehouse (ID)_Existing_Food Preparation_Fryer_
Commercial_Warehouse (ID)_Existing_Food Preparation_Natural Gas_Fryer_E9 | Commercial | Warehouse (ID) | Existing | Food Preparation | Natural Gas | Fryer | E9 |  | 0 | 0 | 0 | 0 | 0 | 0 | 0 | 0 | 0 | 0 | 0 | 0 | 0 | 0 | 0 | Normal | 0 | 0 | 0 | 0 | [17 empty] | Commercial_Warehouse (ID)_Existing_Food Preparation_Fryer_
Commercial_Warehouse (ID)_Existing_Food Preparation_Natural Gas_Fryer_E10 | Commercial | Warehouse (ID) | Existing | Food Preparation | Natural Gas | Fryer | E10 |  | 0 | 0 | 0 | 0 | 0 | 0 | 0 | 0 | 0 | 0 | 0 | 0 | 0 | 0 | 0 | Normal | 0 | 0 | 0 | 0 | [17 empty] | Commercial_Warehouse (ID)_Existing_Food Preparation_Fryer_
Commercial_Warehouse (ID)_Existing_Food Preparation_Natural Gas_Broiler_E1 | Commercial | Warehouse (ID) | Existing | Food Preparation | Natural Gas | Broiler | E1 | Standard | 1 | 0 | 0 | 0.012764 | 0 | 0 | 0 | 8 | 16 | 2019 | 2045 | 1 | 0 | 0 | 0 | Normal | 0 | 0.0075598 | 0 | 0 | 1 unit | 100000 | 0 | 4.6522e-06 | 1625 | 2500 | 0 | 0 | 0 | 2011 | 1.0975 | COOK_BRL-Food Preparation-ILTRM-v4.0-2 | Estimate | COOK_BRL-Food Preparation-ILTRM-v4.0-2 | 1 | unit | 4.6522e-06 | Commercial_Warehouse (ID)_Existing_Food Preparation_Broiler_Standard
Commercial_Warehouse (ID)_Existing_Food Preparation_Natural Gas_Broiler_E2 | Commercial | Warehouse (ID) | Existing | Food Preparation | Natural Gas | Broiler | E2 | Infrared Burners | 0.85292 | 0 | 0 | 0.01787 | 0 | 0 | 0 | 8 | 16 | 2019 | 2045 | 1 | 0 | 0 | 0 | Normal | 0 | 0.0064479 | 0 | 0 | 1 unit | 100000 | 0 | 4.6522e-06 | 1386 | 3500 | 0 | 0 | 0 | 2011 | 1.0975 | COOK_BRL-Food Preparation-ILTRM-v4.0-2 | COOK_BRL-Food Preparation-ILTRM-v4.0-2 | COOK_BRL-Food Preparation-ILTRM-v4.0-2 | 1 | unit | 4.6522e-06 | Commercial_Warehouse (ID)_Existing_Food Preparation_Broiler_Infrared Burners
Commercial_Warehouse (ID)_Existing_Food Preparation_Natural Gas_Broiler_E3 | Commercial | Warehouse (ID) | Existing | Food Preparation | Natural Gas | Broiler | E3 |  | 0 | 0 | 0 | 0 | 0 | 0 | 0 | 0 | 0 | 0 | 0 | 0 | 0 | 0 | 0 | Normal | 0 | 0 | 0 | 0 | [17 empty] | Commercial_Warehouse (ID)_Existing_Food Preparation_Broiler_
Commercial_Warehouse (ID)_Existing_Food Preparation_Natural Gas_Broiler_E4 | Commercial | Warehouse (ID) | Existing | Food Preparation | Natural Gas | Broiler | E4 |  | 0 | 0 | 0 | 0 | 0 | 0 | 0 | 0 | 0 | 0 | 0 | 0 | 0 | 0 | 0 | Normal | 0 | 0 | 0 | 0 | [17 empty] | Commercial_Warehouse (ID)_Existing_Food Preparation_Broiler_
Commercial_Warehouse (ID)_Existing_Food Preparation_Natural Gas_Broiler_E5 | Commercial | Warehouse (ID) | Existing | Food Preparation | Natural Gas | Broiler | E5 |  | 0 | 0 | 0 | 0 | 0 | 0 | 0 | 0 | 0 | 0 | 0 | 0 | 0 | 0 | 0 | Normal | 0 | 0 | 0 | 0 | [17 empty] | Commercial_Warehouse (ID)_Existing_Food Preparation_Broiler_
Commercial_Warehouse (ID)_Existing_Food Preparation_Natural Gas_Broiler_E6 | Commercial | Warehouse (ID) | Existing | Food Preparation | Natural Gas | Broiler | E6 |  | 0 | 0 | 0 | 0 | 0 | 0 | 0 | 0 | 0 | 0 | 0 | 0 | 0 | 0 | 0 | Normal | 0 | 0 | 0 | 0 | [17 empty] | Commercial_Warehouse (ID)_Existing_Food Preparation_Broiler_
Commercial_Warehouse (ID)_Existing_Food Preparation_Natural Gas_Broiler_E7 | Commercial | Warehouse (ID) | Existing | Food Preparation | Natural Gas | Broiler | E7 |  | 0 | 0 | 0 | 0 | 0 | 0 | 0 | 0 | 0 | 0 | 0 | 0 | 0 | 0 | 0 | Normal | 0 | 0 | 0 | 0 | [17 empty] | Commercial_Warehouse (ID)_Existing_Food Preparation_Broiler_
Commercial_Warehouse (ID)_Existing_Food Preparation_Natural Gas_Broiler_E8 | Commercial | Warehouse (ID) | Existing | Food Preparation | Natural Gas | Broiler | E8 |  | 0 | 0 | 0 | 0 | 0 | 0 | 0 | 0 | 0 | 0 | 0 | 0 | 0 | 0 | 0 | Normal | 0 | 0 | 0 | 0 | [17 empty] | Commercial_Warehouse (ID)_Existing_Food Preparation_Broiler_
Commercial_Warehouse (ID)_Existing_Food Preparation_Natural Gas_Broiler_E9 | Commercial | Warehouse (ID) | Existing | Food Preparation | Natural Gas | Broiler | E9 |  | 0 | 0 | 0 | 0 | 0 | 0 | 0 | 0 | 0 | 0 | 0 | 0 | 0 | 0 | 0 | Normal | 0 | 0 | 0 | 0 | [17 empty] | Commercial_Warehouse (ID)_Existing_Food Preparation_Broiler_
Commercial_Warehouse (ID)_Existing_Food Preparation_Natural Gas_Broiler_E10 | Commercial | Warehouse (ID) | Existing | Food Preparation | Natural Gas | Broiler | E10 |  | 0 | 0 | 0 | 0 | 0 | 0 | 0 | 0 | 0 | 0 | 0 | 0 | 0 | 0 | 0 | Normal | 0 | 0 | 0 | 0 | [17 empty] | Commercial_Warehouse (ID)_Existing_Food Preparation_Broiler_
Commercial_Warehouse (ID)_Existing_Food Preparation_Natural Gas_Griddle_E1 | Commercial | Warehouse (ID) | Existing | Food Preparation | Natural Gas | Griddle | E1 | Standard | 1 | 0 | 0 | 0.00037461 | 0 | 0 | 0 | 8 | 16 | 2019 | 2045 | 1 | 0 | 0 | 0 | Normal | 0 | 0.0052538 | 0 | 0 | 1 unit | 100000 | 0 | 6.8591e-08 | 1213.5601 | 5150 | 0 | 0 | 0 | 2013 | 1.0605 | COOK_GRD-Food Preparation-ILTRM-v5.0-1 | COOK_GRD-Food Preparation-EIA14-2014 Ref. Case-5 | COOK_GRD-Food Preparation-ILTRM-v5.0-1 | 1 | unit | 6.8591e-08 | Commercial_Warehouse (ID)_Existing_Food Preparation_Griddle_Standard
Commercial_Warehouse (ID)_Existing_Food Preparation_Natural Gas_Griddle_E2 | Commercial | Warehouse (ID) | Existing | Food Preparation | Natural Gas | Griddle | E2 | ENERGY STAR | 0.87771 | 0 | 0 | 0.00040079 | 0 | 0 | 0 | 8 | 16 | 2019 | 2045 | 1 | 0 | 0 | 0 | Normal | 0 | 0.0046113 | 0 | 0 | 1 unit | 100000 | 0 | 6.8591e-08 | 1065.1506 | 5510 | 0 | 0 | 0 | 2013 | 1.0605 | COOK_GRD-Food Preparation-ILTRM-v5.0-1 | COOK_GRD-Food Preparation-EIA14-2014 Ref. Case-5 | COOK_GRD-Food Preparation-ILTRM-v5.0-1 | 1 | unit | 6.8591e-08 | Commercial_Warehouse (ID)_Existing_Food Preparation_Griddle_ENERGY STAR
Commercial_Warehouse (ID)_Existing_Food Preparation_Natural Gas_Griddle_E3 | Commercial | Warehouse (ID) | Existing | Food Preparation | Natural Gas | Griddle | E3 |  | 0 | 0 | 0 | 0 | 0 | 0 | 0 | 0 | 0 | 0 | 0 | 0 | 0 | 0 | 0 | Normal | 0 | 0 | 0 | 0 | [17 empty] | Commercial_Warehouse (ID)_Existing_Food Preparation_Griddle_
Commercial_Warehouse (ID)_Existing_Food Preparation_Natural Gas_Griddle_E4 | Commercial | Warehouse (ID) | Existing | Food Preparation | Natural Gas | Griddle | E4 |  | 0 | 0 | 0 | 0 | 0 | 0 | 0 | 0 | 0 | 0 | 0 | 0 | 0 | 0 | 0 | Normal | 0 | 0 | 0 | 0 | [17 empty] | Commercial_Warehouse (ID)_Existing_Food Preparation_Griddle_
Commercial_Warehouse (ID)_Existing_Food Preparation_Natural Gas_Griddle_E5 | Commercial | Warehouse (ID) | Existing | Food Preparation | Natural Gas | Griddle | E5 |  | 0 | 0 | 0 | 0 | 0 | 0 | 0 | 0 | 0 | 0 | 0 | 0 | 0 | 0 | 0 | Normal | 0 | 0 | 0 | 0 | [17 empty] | Commercial_Warehouse (ID)_Existing_Food Preparation_Griddle_
Commercial_Warehouse (ID)_Existing_Food Preparation_Natural Gas_Griddle_E6 | Commercial | Warehouse (ID) | Existing | Food Preparation | Natural Gas | Griddle | E6 |  | 0 | 0 | 0 | 0 | 0 | 0 | 0 | 0 | 0 | 0 | 0 | 0 | 0 | 0 | 0 | Normal | 0 | 0 | 0 | 0 | [17 empty] | Commercial_Warehouse (ID)_Existing_Food Preparation_Griddle_
Commercial_Warehouse (ID)_Existing_Food Preparation_Natural Gas_Griddle_E7 | Commercial | Warehouse (ID) | Existing | Food Preparation | Natural Gas | Griddle | E7 |  | 0 | 0 | 0 | 0 | 0 | 0 | 0 | 0 | 0 | 0 | 0 | 0 | 0 | 0 | 0 | Normal | 0 | 0 | 0 | 0 | [17 empty] | Commercial_Warehouse (ID)_Existing_Food Preparation_Griddle_
Commercial_Warehouse (ID)_Existing_Food Preparation_Natural Gas_Griddle_E8 | Commercial | Warehouse (ID) | Existing | Food Preparation | Natural Gas | Griddle | E8 |  | 0 | 0 | 0 | 0 | 0 | 0 | 0 | 0 | 0 | 0 | 0 | 0 | 0 | 0 | 0 | Normal | 0 | 0 | 0 | 0 | [17 empty] | Commercial_Warehouse (ID)_Existing_Food Preparation_Griddle_
Commercial_Warehouse (ID)_Existing_Food Preparation_Natural Gas_Griddle_E9 | Commercial | Warehouse (ID) | Existing | Food Preparation | Natural Gas | Griddle | E9 |  | 0 | 0 | 0 | 0 | 0 | 0 | 0 | 0 | 0 | 0 | 0 | 0 | 0 | 0 | 0 | Normal | 0 | 0 | 0 | 0 | [17 empty] | Commercial_Warehouse (ID)_Existing_Food Preparation_Griddle_
Commercial_Warehouse (ID)_Existing_Food Preparation_Natural Gas_Griddle_E10 | Commercial | Warehouse (ID) | Existing | Food Preparation | Natural Gas | Griddle | E10 |  | 0 | 0 | 0 | 0 | 0 | 0 | 0 | 0 | 0 | 0 | 0 | 0 | 0 | 0 | 0 | Normal | 0 | 0 | 0 | 0 | [17 empty] | Commercial_Warehouse (ID)_Existing_Food Preparation_Griddle_
Commercial_Warehouse (ID)_Existing_Food Preparation_Natural Gas_Range_E1 | Commercial | Warehouse (ID) | Existing | Food Preparation | Natural Gas | Range | E1 | Standard | 1 | 0 | 0 | 0.00038578 | 0 | 0 | 0 | 8 | 12 | 2019 | 2045 | 1 | 0 | 0 | 0 | Normal | 0 | 0.0071011 | 0 | 0 | 1 unit | 100000 | 0 | 7.6535e-08 | 1470 | 4500 | 0 | 0 | 0 | 2010 | 1.1201 | COOK_OVN-Food Preparation-AEO17-1 | Estimate | DOE Commercial R&D 2016 - Table 2-12 | 1 | unit | 7.6535e-08 | Commercial_Warehouse (ID)_Existing_Food Preparation_Range_Standard
Commercial_Warehouse (ID)_Existing_Food Preparation_Natural Gas_Range_E2 | Commercial | Warehouse (ID) | Existing | Food Preparation | Natural Gas | Range | E2 | High Efficiency | 0.5 | 0 | 0 | 0.00042007 | 0 | 0 | 0 | 8 | 12 | 2019 | 2045 | 1 | 0 | 0 | 0 | Normal | 0 | 0.0035505 | 0 | 0 | 1 unit | 100000 | 0 | 7.6535e-08 | 735 | 4900 | 0 | 0 | 0 | 2010 | 1.1201 | COOK_OVN-Food Preparation-AEO17-1 | DOE Commercial R&D 2016 - Table 2-10 | DOE Commercial R&D 2016 - Table 2-18 | 1 | unit | 7.6535e-08 | Commercial_Warehouse (ID)_Existing_Food Preparation_Range_High Efficiency
Commercial_Warehouse (ID)_Existing_Food Preparation_Natural Gas_Range_E3 | Commercial | Warehouse (ID) | Existing | Food Preparation | Natural Gas | Range | E3 |  | 0 | 0 | 0 | 0 | 0 | 0 | 0 | 0 | 0 | 0 | 0 | 0 | 0 | 0 | 0 | Normal | 0 | 0 | 0 | 0 | [17 empty] | Commercial_Warehouse (ID)_Existing_Food Preparation_Range_
Commercial_Warehouse (ID)_Existing_Food Preparation_Natural Gas_Range_E4 | Commercial | Warehouse (ID) | Existing | Food Preparation | Natural Gas | Range | E4 |  | 0 | 0 | 0 | 0 | 0 | 0 | 0 | 0 | 0 | 0 | 0 | 0 | 0 | 0 | 0 | Normal | 0 | 0 | 0 | 0 | [17 empty] | Commercial_Warehouse (ID)_Existing_Food Preparation_Range_
Commercial_Warehouse (ID)_Existing_Food Preparation_Natural Gas_Range_E5 | Commercial | Warehouse (ID) | Existing | Food Preparation | Natural Gas | Range | E5 |  | 0 | 0 | 0 | 0 | 0 | 0 | 0 | 0 | 0 | 0 | 0 | 0 | 0 | 0 | 0 | Normal | 0 | 0 | 0 | 0 | [17 empty] | Commercial_Warehouse (ID)_Existing_Food Preparation_Range_
Commercial_Warehouse (ID)_Existing_Food Preparation_Natural Gas_Range_E6 | Commercial | Warehouse (ID) | Existing | Food Preparation | Natural Gas | Range | E6 |  | 0 | 0 | 0 | 0 | 0 | 0 | 0 | 0 | 0 | 0 | 0 | 0 | 0 | 0 | 0 | Normal | 0 | 0 | 0 | 0 | [17 empty] | Commercial_Warehouse (ID)_Existing_Food Preparation_Range_
Commercial_Warehouse (ID)_Existing_Food Preparation_Natural Gas_Range_E7 | Commercial | Warehouse (ID) | Existing | Food Preparation | Natural Gas | Range | E7 |  | 0 | 0 | 0 | 0 | 0 | 0 | 0 | 0 | 0 | 0 | 0 | 0 | 0 | 0 | 0 | Normal | 0 | 0 | 0 | 0 | [17 empty] | Commercial_Warehouse (ID)_Existing_Food Preparation_Range_
Commercial_Warehouse (ID)_Existing_Food Preparation_Natural Gas_Range_E8 | Commercial | Warehouse (ID) | Existing | Food Preparation | Natural Gas | Range | E8 |  | 0 | 0 | 0 | 0 | 0 | 0 | 0 | 0 | 0 | 0 | 0 | 0 | 0 | 0 | 0 | Normal | 0 | 0 | 0 | 0 | [17 empty] | Commercial_Warehouse (ID)_Existing_Food Preparation_Range_
Commercial_Warehouse (ID)_Existing_Food Preparation_Natural Gas_Range_E9 | Commercial | Warehouse (ID) | Existing | Food Preparation | Natural Gas | Range | E9 |  | 0 | 0 | 0 | 0 | 0 | 0 | 0 | 0 | 0 | 0 | 0 | 0 | 0 | 0 | 0 | Normal | 0 | 0 | 0 | 0 | [17 empty] | Commercial_Warehouse (ID)_Existing_Food Preparation_Range_
Commercial_Warehouse (ID)_Existing_Food Preparation_Natural Gas_Range_E10 | Commercial | Warehouse (ID) | Existing | Food Preparation | Natural Gas | Range | E10 |  | 0 | 0 | 0 | 0 | 0 | 0 | 0 | 0 | 0 | 0 | 0 | 0 | 0 | 0 | 0 | Normal | 0 | 0 | 0 | 0 | [17 empty] | Commercial_Warehouse (ID)_Existing_Food Preparation_Range_
Commercial_Warehouse (ID)_Existing_Food Preparation_Natural Gas_Steamer_E1 | Commercial | Warehouse (ID) | Existing | Food Preparation | Natural Gas | Steamer | E1 | Standard | 1 | 0 | 0 | 0.11068 | 0 | 0 | 0 | 8 | 16 | 2019 | 2045 | 1 | 0 | 0 | 0 | Normal | 0 | 0.0097339 | 0 | 0 | 1 unit | 100000 | 0 | 7.8404e-06 | 1241.5036 | 13100 | 0 | 0 | 0 | 2012 | 1.0776 | COOK_STM-Food Preparation-ILTRM-v4.0-32 | DOE Commercial R&D 2016 - Table 2-10 | COOK_STM-Food Preparation-ILTRM-v4.0-32 | 1 | unit | 7.8404e-06 | Commercial_Warehouse (ID)_Existing_Food Preparation_Steamer_Standard
Commercial_Warehouse (ID)_Existing_Food Preparation_Natural Gas_Steamer_E2 | Commercial | Warehouse (ID) | Existing | Food Preparation | Natural Gas | Steamer | E2 | ENERGY STAR | 0.18867 | 0 | 0 | 0.11911 | 0 | -2.2218e-05 | 0 | 8 | 16 | 2019 | 2045 | 1 | 0 | 0 | 0 | Normal | 0 | 0.0018365 | 0 | 0 | 1 unit | 100000 | 0 | 7.8404e-06 | 234.2394 | 14098 | 0 | -2.6298 | 0 | 2012 | 1.0776 | COOK_STM-Food Preparation-ILTRM-v4.0-32 | COOK_STM-Food Preparation-ILTRM-v4.0-32 | COOK_STM-Food Preparation-ILTRM-v4.0-32 | 1 | unit | 7.8404e-06 | Commercial_Warehouse (ID)_Existing_Food Preparation_Steamer_ENERGY STAR
Commercial_Warehouse (ID)_Existing_Food Preparation_Natural Gas_Steamer_E3 | Commercial | Warehouse (ID) | Existing | Food Preparation | Natural Gas | Steamer | E3 |  | 0 | 0 | 0 | 0 | 0 | 0 | 0 | 0 | 0 | 0 | 0 | 0 | 0 | 0 | 0 | Normal | 0 | 0 | 0 | 0 | [17 empty] | Commercial_Warehouse (ID)_Existing_Food Preparation_Steamer_
Commercial_Warehouse (ID)_Existing_Food Preparation_Natural Gas_Steamer_E4 | Commercial | Warehouse (ID) | Existing | Food Preparation | Natural Gas | Steamer | E4 |  | 0 | 0 | 0 | 0 | 0 | 0 | 0 | 0 | 0 | 0 | 0 | 0 | 0 | 0 | 0 | Normal | 0 | 0 | 0 | 0 | [17 empty] | Commercial_Warehouse (ID)_Existing_Food Preparation_Steamer_
Commercial_Warehouse (ID)_Existing_Food Preparation_Natural Gas_Steamer_E5 | Commercial | Warehouse (ID) | Existing | Food Preparation | Natural Gas | Steamer | E5 |  | 0 | 0 | 0 | 0 | 0 | 0 | 0 | 0 | 0 | 0 | 0 | 0 | 0 | 0 | 0 | Normal | 0 | 0 | 0 | 0 | [17 empty] | Commercial_Warehouse (ID)_Existing_Food Preparation_Steamer_
Commercial_Warehouse (ID)_Existing_Food Preparation_Natural Gas_Steamer_E6 | Commercial | Warehouse (ID) | Existing | Food Preparation | Natural Gas | Steamer | E6 |  | 0 | 0 | 0 | 0 | 0 | 0 | 0 | 0 | 0 | 0 | 0 | 0 | 0 | 0 | 0 | Normal | 0 | 0 | 0 | 0 | [17 empty] | Commercial_Warehouse (ID)_Existing_Food Preparation_Steamer_
Commercial_Warehouse (ID)_Existing_Food Preparation_Natural Gas_Steamer_E7 | Commercial | Warehouse (ID) | Existing | Food Preparation | Natural Gas | Steamer | E7 |  | 0 | 0 | 0 | 0 | 0 | 0 | 0 | 0 | 0 | 0 | 0 | 0 | 0 | 0 | 0 | Normal | 0 | 0 | 0 | 0 | [17 empty] | Commercial_Warehouse (ID)_Existing_Food Preparation_Steamer_
Commercial_Warehouse (ID)_Existing_Food Preparation_Natural Gas_Steamer_E8 | Commercial | Warehouse (ID) | Existing | Food Preparation | Natural Gas | Steamer | E8 |  | 0 | 0 | 0 | 0 | 0 | 0 | 0 | 0 | 0 | 0 | 0 | 0 | 0 | 0 | 0 | Normal | 0 | 0 | 0 | 0 | [17 empty] | Commercial_Warehouse (ID)_Existing_Food Preparation_Steamer_
Commercial_Warehouse (ID)_Existing_Food Preparation_Natural Gas_Steamer_E9 | Commercial | Warehouse (ID) | Existing | Food Preparation | Natural Gas | Steamer | E9 |  | 0 | 0 | 0 | 0 | 0 | 0 | 0 | 0 | 0 | 0 | 0 | 0 | 0 | 0 | 0 | Normal | 0 | 0 | 0 | 0 | [17 empty] | Commercial_Warehouse (ID)_Existing_Food Preparation_Steamer_
Commercial_Warehouse (ID)_Existing_Food Preparation_Natural Gas_Steamer_E10 | Commercial | Warehouse (ID) | Existing | Food Preparation | Natural Gas | Steamer | E10 |  | 0 | 0 | 0 | 0 | 0 | 0 | 0 | 0 | 0 | 0 | 0 | 0 | 0 | 0 | 0 | Normal | 0 | 0 | 0 | 0 | [17 empty] | Commercial_Warehouse (ID)_Existing_Food Preparation_Steamer_
Commercial_Warehouse (ID)_Existing_Food Preparation_Natural Gas_Food Prep Other_E1 | Commercial | Warehouse (ID) | Existing | Food Preparation | Natural Gas | Food Prep Other | E1 | Standard | 1 | 0 | 0 | 0.0017732 | 0 | 0 | 0 | 8 | 12 | 2019 | 2045 | 1 | 0 | 0 | 0 | Normal | 0 | 0.0022529 | 0 | 0 | 1 unit | 100000 | 0 | 1.583e-06 | 1423.18 | 1000 | 0 | 0 | 0 | 2010 | 1.1201 | Default | Default | Default | 1 | unit | 1.583e-06 | Commercial_Warehouse (ID)_Existing_Food Preparation_Food Prep Other_Standard
Commercial_Warehouse (ID)_Existing_Food Preparation_Natural Gas_Food Prep Other_E2 | Commercial | Warehouse (ID) | Existing | Food Preparation | Natural Gas | Food Prep Other | E2 | ENERGY STAR | 0.72067 | 0 | 0 | 0.0032506 | 0 | 0 | 0 | 8 | 12 | 2019 | 2045 | 1 | 0 | 0 | 0 | Normal | 0 | 0.0016236 | 0 | 0 | 1 unit | 100000 | 0 | 1.583e-06 | 1025.646 | 1833.1988 | 0 | 0 | 0 | 2010 | 1.1201 | N/A | N/A | N/A | 1 | unit | 1.583e-06 | Commercial_Warehouse (ID)_Existing_Food Preparation_Food Prep Other_ENERGY STAR
Commercial_Warehouse (ID)_Existing_Food Preparation_Natural Gas_Food Prep Other_E3 | Commercial | Warehouse (ID) | Existing | Food Preparation | Natural Gas | Food Prep Other | E3 |  | 0 | 0 | 0 | 0 | 0 | 0 | 0 | 0 | 0 | 0 | 0 | 0 | 0 | 0 | 0 | Normal | 0 | 0 | 0 | 0 | [17 empty] | Commercial_Warehouse (ID)_Existing_Food Preparation_Food Prep Other_
Commercial_Warehouse (ID)_Existing_Food Preparation_Natural Gas_Food Prep Other_E4 | Commercial | Warehouse (ID) | Existing | Food Preparation | Natural Gas | Food Prep Other | E4 |  | 0 | 0 | 0 | 0 | 0 | 0 | 0 | 0 | 0 | 0 | 0 | 0 | 0 | 0 | 0 | Normal | 0 | 0 | 0 | 0 | [17 empty] | Commercial_Warehouse (ID)_Existing_Food Preparation_Food Prep Other_
Commercial_Warehouse (ID)_Existing_Food Preparation_Natural Gas_Food Prep Other_E5 | Commercial | Warehouse (ID) | Existing | Food Preparation | Natural Gas | Food Prep Other | E5 |  | 0 | 0 | 0 | 0 | 0 | 0 | 0 | 0 | 0 | 0 | 0 | 0 | 0 | 0 | 0 | Normal | 0 | 0 | 0 | 0 | [17 empty] | Commercial_Warehouse (ID)_Existing_Food Preparation_Food Prep Other_
Commercial_Warehouse (ID)_Existing_Food Preparation_Natural Gas_Food Prep Other_E6 | Commercial | Warehouse (ID) | Existing | Food Preparation | Natural Gas | Food Prep Other | E6 |  | 0 | 0 | 0 | 0 | 0 | 0 | 0 | 0 | 0 | 0 | 0 | 0 | 0 | 0 | 0 | Normal | 0 | 0 | 0 | 0 | [17 empty] | Commercial_Warehouse (ID)_Existing_Food Preparation_Food Prep Other_
Commercial_Warehouse (ID)_Existing_Food Preparation_Natural Gas_Food Prep Other_E7 | Commercial | Warehouse (ID) | Existing | Food Preparation | Natural Gas | Food Prep Other | E7 |  | 0 | 0 | 0 | 0 | 0 | 0 | 0 | 0 | 0 | 0 | 0 | 0 | 0 | 0 | 0 | Normal | 0 | 0 | 0 | 0 | [17 empty] | Commercial_Warehouse (ID)_Existing_Food Preparation_Food Prep Other_
Commercial_Warehouse (ID)_Existing_Food Preparation_Natural Gas_Food Prep Other_E8 | Commercial | Warehouse (ID) | Existing | Food Preparation | Natural Gas | Food Prep Other | E8 |  | 0 | 0 | 0 | 0 | 0 | 0 | 0 | 0 | 0 | 0 | 0 | 0 | 0 | 0 | 0 | Normal | 0 | 0 | 0 | 0 | [17 empty] | Commercial_Warehouse (ID)_Existing_Food Preparation_Food Prep Other_
Commercial_Warehouse (ID)_Existing_Food Preparation_Natural Gas_Food Prep Other_E9 | Commercial | Warehouse (ID) | Existing | Food Preparation | Natural Gas | Food Prep Other | E9 |  | 0 | 0 | 0 | 0 | 0 | 0 | 0 | 0 | 0 | 0 | 0 | 0 | 0 | 0 | 0 | Normal | 0 | 0 | 0 | 0 | [17 empty] | Commercial_Warehouse (ID)_Existing_Food Preparation_Food Prep Other_
Commercial_Warehouse (ID)_Existing_Food Preparation_Natural Gas_Food Prep Other_E10 | Commercial | Warehouse (ID) | Existing | Food Preparation | Natural Gas | Food Prep Other | E10 |  | 0 | 0 | 0 | 0 | 0 | 0 | 0 | 0 | 0 | 0 | 0 | 0 | 0 | 0 | 0 | Normal | 0 | 0 | 0 | 0 | [17 empty] | Commercial_Warehouse (ID)_Existing_Food Preparation_Food Prep Other_
Commercial_Warehouse (ID)_Existing_Miscellaneous_Natural Gas_Pool Heater_E1 | Commercial | Warehouse (ID) | Existing | Miscellaneous | Natural Gas | Pool Heater | E1 | Standard (EF .82) | 1 | 0 | 0 | 0.012823 | 0 | 0 | 0 | 4 | 8 | 2019 | 2045 | 1 | 0 | 0 | 0 | Normal | 0 | 0.010152 | 0 | 0 | 1 unit | 100000 | 0 | 6.8182e-07 | 14890 | 18052 | 0 | 0 | 0 | 2014 | 1.0418 | DOE Commercial R&D 2016 - Table 7-6 | DOE Commercial R&D 2016 - Table 7-7 | DOE Commercial R&D 2016 - Table 7-8 | 1 | unit | 6.8182e-07 | Commercial_Warehouse (ID)_Existing_Miscellaneous_Pool Heater_Standard (EF .82)
Commercial_Warehouse (ID)_Existing_Miscellaneous_Natural Gas_Pool Heater_E2 | Commercial | Warehouse (ID) | Existing | Miscellaneous | Natural Gas | Pool Heater | E2 | Condensing (EF .90) | 0.85 | 0 | 0 | 0.020996 | 0 | 0 | 0 | 4 | 8 | 2019 | 2045 | 1 | 0 | 0 | 0 | Normal | 0 | 0.0086294 | 0 | 0 | 1 unit | 100000 | 0 | 6.8182e-07 | 12656.5 | 29558 | 0 | 0 | 0 | 2014 | 1.0418 | DOE Commercial R&D 2016 - Table 7-6 | DOE Commercial R&D 2016 - Table 7-7 | DOE Commercial R&D 2016 - Table 7-9 | 1 | unit | 6.8182e-07 | Commercial_Warehouse (ID)_Existing_Miscellaneous_Pool Heater_Condensing (EF .90)
Commercial_Warehouse (ID)_Existing_Miscellaneous_Natural Gas_Pool Heater_E3 | Commercial | Warehouse (ID) | Existing | Miscellaneous | Natural Gas | Pool Heater | E3 |  | 0 | 0 | 0 | 0 | 0 | 0 | 0 | 0 | 0 | 0 | 0 | 0 | 0 | 0 | 0 | Normal | 0 | 0 | 0 | 0 | [17 empty] | Commercial_Warehouse (ID)_Existing_Miscellaneous_Pool Heater_
Commercial_Warehouse (ID)_Existing_Miscellaneous_Natural Gas_Pool Heater_E4 | Commercial | Warehouse (ID) | Existing | Miscellaneous | Natural Gas | Pool Heater | E4 |  | 0 | 0 | 0 | 0 | 0 | 0 | 0 | 0 | 0 | 0 | 0 | 0 | 0 | 0 | 0 | Normal | 0 | 0 | 0 | 0 | [17 empty] | Commercial_Warehouse (ID)_Existing_Miscellaneous_Pool Heater_
Commercial_Warehouse (ID)_Existing_Miscellaneous_Natural Gas_Pool Heater_E5 | Commercial | Warehouse (ID) | Existing | Miscellaneous | Natural Gas | Pool Heater | E5 |  | 0 | 0 | 0 | 0 | 0 | 0 | 0 | 0 | 0 | 0 | 0 | 0 | 0 | 0 | 0 | Normal | 0 | 0 | 0 | 0 | [17 empty] | Commercial_Warehouse (ID)_Existing_Miscellaneous_Pool Heater_
Commercial_Warehouse (ID)_Existing_Miscellaneous_Natural Gas_Pool Heater_E6 | Commercial | Warehouse (ID) | Existing | Miscellaneous | Natural Gas | Pool Heater | E6 |  | 0 | 0 | 0 | 0 | 0 | 0 | 0 | 0 | 0 | 0 | 0 | 0 | 0 | 0 | 0 | Normal | 0 | 0 | 0 | 0 | [17 empty] | Commercial_Warehouse (ID)_Existing_Miscellaneous_Pool Heater_
Commercial_Warehouse (ID)_Existing_Miscellaneous_Natural Gas_Pool Heater_E7 | Commercial | Warehouse (ID) | Existing | Miscellaneous | Natural Gas | Pool Heater | E7 |  | 0 | 0 | 0 | 0 | 0 | 0 | 0 | 0 | 0 | 0 | 0 | 0 | 0 | 0 | 0 | Normal | 0 | 0 | 0 | 0 | [17 empty] | Commercial_Warehouse (ID)_Existing_Miscellaneous_Pool Heater_
Commercial_Warehouse (ID)_Existing_Miscellaneous_Natural Gas_Pool Heater_E8 | Commercial | Warehouse (ID) | Existing | Miscellaneous | Natural Gas | Pool Heater | E8 |  | 0 | 0 | 0 | 0 | 0 | 0 | 0 | 0 | 0 | 0 | 0 | 0 | 0 | 0 | 0 | Normal | 0 | 0 | 0 | 0 | [17 empty] | Commercial_Warehouse (ID)_Existing_Miscellaneous_Pool Heater_
Commercial_Warehouse (ID)_Existing_Miscellaneous_Natural Gas_Pool Heater_E9 | Commercial | Warehouse (ID) | Existing | Miscellaneous | Natural Gas | Pool Heater | E9 |  | 0 | 0 | 0 | 0 | 0 | 0 | 0 | 0 | 0 | 0 | 0 | 0 | 0 | 0 | 0 | Normal | 0 | 0 | 0 | 0 | [17 empty] | Commercial_Warehouse (ID)_Existing_Miscellaneous_Pool Heater_
Commercial_Warehouse (ID)_Existing_Miscellaneous_Natural Gas_Pool Heater_E10 | Commercial | Warehouse (ID) | Existing | Miscellaneous | Natural Gas | Pool Heater | E10 |  | 0 | 0 | 0 | 0 | 0 | 0 | 0 | 0 | 0 | 0 | 0 | 0 | 0 | 0 | 0 | Normal | 0 | 0 | 0 | 0 | [17 empty] | Commercial_Warehouse (ID)_Existing_Miscellaneous_Pool Heater_
Commercial_Warehouse (ID)_Existing_Miscellaneous_Natural Gas_Miscellaneous_E1 | Commercial | Warehouse (ID) | Existing | Miscellaneous | Natural Gas | Miscellaneous | E1 | Standard | 1 | 0 | 0 | 0.0072276 | 0 | 0 | 0 | 2 | 8 | 2019 | 2045 | 1 | 0 | 0 | 0 | Normal | 0 | 0.0071043 | 0 | 0 | 1 unit | 100000 | 0 | 0.0071043 | 1 | 1 | 0 | 0 | 0 | 2016 | 1.0174 | N/A | N/A | N/A | 1 | unit | 0.0071043 | Commercial_Warehouse (ID)_Existing_Miscellaneous_Miscellaneous_Standard
Commercial_Warehouse (ID)_Existing_Miscellaneous_Natural Gas_Miscellaneous_E2 | Commercial | Warehouse (ID) | Existing | Miscellaneous | Natural Gas | Miscellaneous | E2 |  | 0 | 0 | 0 | 0 | 0 | 0 | 0 | 0 | 0 | 0 | 0 | 0 | 0 | 0 | 0 | Normal | 0 | 0 | 0 | 0 | [17 empty] | Commercial_Warehouse (ID)_Existing_Miscellaneous_Miscellaneous_
Commercial_Warehouse (ID)_Existing_Miscellaneous_Natural Gas_Miscellaneous_E3 | Commercial | Warehouse (ID) | Existing | Miscellaneous | Natural Gas | Miscellaneous | E3 |  | 0 | 0 | 0 | 0 | 0 | 0 | 0 | 0 | 0 | 0 | 0 | 0 | 0 | 0 | 0 | Normal | 0 | 0 | 0 | 0 | [17 empty] | Commercial_Warehouse (ID)_Existing_Miscellaneous_Miscellaneous_
Commercial_Warehouse (ID)_Existing_Miscellaneous_Natural Gas_Miscellaneous_E4 | Commercial | Warehouse (ID) | Existing | Miscellaneous | Natural Gas | Miscellaneous | E4 |  | 0 | 0 | 0 | 0 | 0 | 0 | 0 | 0 | 0 | 0 | 0 | 0 | 0 | 0 | 0 | Normal | 0 | 0 | 0 | 0 | [17 empty] | Commercial_Warehouse (ID)_Existing_Miscellaneous_Miscellaneous_
Commercial_Warehouse (ID)_Existing_Miscellaneous_Natural Gas_Miscellaneous_E5 | Commercial | Warehouse (ID) | Existing | Miscellaneous | Natural Gas | Miscellaneous | E5 |  | 0 | 0 | 0 | 0 | 0 | 0 | 0 | 0 | 0 | 0 | 0 | 0 | 0 | 0 | 0 | Normal | 0 | 0 | 0 | 0 | [17 empty] | Commercial_Warehouse (ID)_Existing_Miscellaneous_Miscellaneous_
Commercial_Warehouse (ID)_Existing_Miscellaneous_Natural Gas_Miscellaneous_E6 | Commercial | Warehouse (ID) | Existing | Miscellaneous | Natural Gas | Miscellaneous | E6 |  | 0 | 0 | 0 | 0 | 0 | 0 | 0 | 0 | 0 | 0 | 0 | 0 | 0 | 0 | 0 | Normal | 0 | 0 | 0 | 0 | [17 empty] | Commercial_Warehouse (ID)_Existing_Miscellaneous_Miscellaneous_
Commercial_Warehouse (ID)_Existing_Miscellaneous_Natural Gas_Miscellaneous_E7 | Commercial | Warehouse (ID) | Existing | Miscellaneous | Natural Gas | Miscellaneous | E7 |  | 0 | 0 | 0 | 0 | 0 | 0 | 0 | 0 | 0 | 0 | 0 | 0 | 0 | 0 | 0 | Normal | 0 | 0 | 0 | 0 | [17 empty] | Commercial_Warehouse (ID)_Existing_Miscellaneous_Miscellaneous_
Commercial_Warehouse (ID)_Existing_Miscellaneous_Natural Gas_Miscellaneous_E8 | Commercial | Warehouse (ID) | Existing | Miscellaneous | Natural Gas | Miscellaneous | E8 |  | 0 | 0 | 0 | 0 | 0 | 0 | 0 | 0 | 0 | 0 | 0 | 0 | 0 | 0 | 0 | Normal | 0 | 0 | 0 | 0 | [17 empty] | Commercial_Warehouse (ID)_Existing_Miscellaneous_Miscellaneous_
Commercial_Warehouse (ID)_Existing_Miscellaneous_Natural Gas_Miscellaneous_E9 | Commercial | Warehouse (ID) | Existing | Miscellaneous | Natural Gas | Miscellaneous | E9 |  | 0 | 0 | 0 | 0 | 0 | 0 | 0 | 0 | 0 | 0 | 0 | 0 | 0 | 0 | 0 | Normal | 0 | 0 | 0 | 0 | [17 empty] | Commercial_Warehouse (ID)_Existing_Miscellaneous_Miscellaneous_
Commercial_Warehouse (ID)_Existing_Miscellaneous_Natural Gas_Miscellaneous_E10 | Commercial | Warehouse (ID) | Existing | Miscellaneous | Natural Gas | Miscellaneous | E10 |  | 0 | 0 | 0 | 0 | 0 | 0 | 0 | 0 | 0 | 0 | 0 | 0 | 0 | 0 | 0 | Normal | 0 | 0 | 0 | 0 | [17 empty] | Commercial_Warehouse (ID)_Existing_Miscellaneous_Miscellaneous_
Commercial_Warehouse (ID)_New_Space Heating_Natural Gas_Furnace_E1 | Commercial | Warehouse (ID) | New | Space Heating | Natural Gas | Furnace | E1 | AFUE 80% (Standard) | 1 | 0 | 0 | 0.21602 | 0 | 0.020361 | 0 | 10 | 20 | 2019 | 2045 | 1 | 0 | 0 | 0 | Normal | 0 | 0.67852 | 0 | 0 | 400 kBtu/hr | 100000 | 0 | 6e-05 | 28.2718 | 3395 | 0 | 320 | 0 | 2013 | 1.0605 | GFURN-Heating-EIA14-2014 Ref. Case-2 | GFURN-Heating-EIA14-2014 Ref. Case-2 | AEG BEST | 400 | kBtu/hr | 0.024 | Commercial_Warehouse (ID)_New_Space Heating_Furnace_AFUE 80% (Standard)
Commercial_Warehouse (ID)_New_Space Heating_Natural Gas_Furnace_E2 | Commercial | Warehouse (ID) | New | Space Heating | Natural Gas | Furnace | E2 | AFUE 90% | 0.88885 | 0 | 0 | 0.26247 | 0 | 0.059175 | 0 | 10 | 20 | 2019 | 2045 | 1 | 0 | 0 | 0 | Normal | 0 | 0.6031 | 0 | 0 | 400 kBtu/hr | 100000 | 0 | 6e-05 | 25.1292 | 4125 | 0 | 930 | 0 | 2013 | 1.0605 | GFURN-Heating-EIA14-2014 Ref. Case-3 | GFURN-Heating-EIA14-2014 Ref. Case-3 | AEG BEST | 400 | kBtu/hr | 0.024 | Commercial_Warehouse (ID)_New_Space Heating_Furnace_AFUE 90%
Commercial_Warehouse (ID)_New_Space Heating_Natural Gas_Furnace_E3 | Commercial | Warehouse (ID) | New | Space Heating | Natural Gas | Furnace | E3 | AFUE 96% | 0.83327 | 0 | 0 | 0.50723 | 0 | 0 | 0 | 10 | 20 | 2019 | 2045 | 1 | 0 | 0 | 0 | Normal | 0 | 0.56539 | 0 | 0 | 150 kBtu/hr | 100000 | 0 | 0.00016 | 23.558 | 3042.9057 | 0 | 0 | 0 | 2014 | 1.0418 | GFURN-Heating-EIA14-2014 Ref. Case-3 | GFURN-Heating-ILTRM-v5.0-191 | AEG BEST | 150 | kBtu/hr | 0.024 | Commercial_Warehouse (ID)_New_Space Heating_Furnace_AFUE 96%
Commercial_Warehouse (ID)_New_Space Heating_Natural Gas_Furnace_E4 | Commercial | Warehouse (ID) | New | Space Heating | Natural Gas | Furnace | E4 |  | 0 | 0 | 0 | 0 | 0 | 0 | 0 | 0 | 0 | 0 | 0 | 0 | 0 | 0 | 0 | Normal | 0 | 0 | 0 | 0 | [17 empty] | Commercial_Warehouse (ID)_New_Space Heating_Furnace_
Commercial_Warehouse (ID)_New_Space Heating_Natural Gas_Furnace_E5 | Commercial | Warehouse (ID) | New | Space Heating | Natural Gas | Furnace | E5 |  | 0 | 0 | 0 | 0 | 0 | 0 | 0 | 0 | 0 | 0 | 0 | 0 | 0 | 0 | 0 | Normal | 0 | 0 | 0 | 0 | [17 empty] | Commercial_Warehouse (ID)_New_Space Heating_Furnace_
Commercial_Warehouse (ID)_New_Space Heating_Natural Gas_Furnace_E6 | Commercial | Warehouse (ID) | New | Space Heating | Natural Gas | Furnace | E6 |  | 0 | 0 | 0 | 0 | 0 | 0 | 0 | 0 | 0 | 0 | 0 | 0 | 0 | 0 | 0 | Normal | 0 | 0 | 0 | 0 | [17 empty] | Commercial_Warehouse (ID)_New_Space Heating_Furnace_
Commercial_Warehouse (ID)_New_Space Heating_Natural Gas_Furnace_E7 | Commercial | Warehouse (ID) | New | Space Heating | Natural Gas | Furnace | E7 |  | 0 | 0 | 0 | 0 | 0 | 0 | 0 | 0 | 0 | 0 | 0 | 0 | 0 | 0 | 0 | Normal | 0 | 0 | 0 | 0 | [17 empty] | Commercial_Warehouse (ID)_New_Space Heating_Furnace_
Commercial_Warehouse (ID)_New_Space Heating_Natural Gas_Furnace_E8 | Commercial | Warehouse (ID) | New | Space Heating | Natural Gas | Furnace | E8 |  | 0 | 0 | 0 | 0 | 0 | 0 | 0 | 0 | 0 | 0 | 0 | 0 | 0 | 0 | 0 | Normal | 0 | 0 | 0 | 0 | [17 empty] | Commercial_Warehouse (ID)_New_Space Heating_Furnace_
Commercial_Warehouse (ID)_New_Space Heating_Natural Gas_Furnace_E9 | Commercial | Warehouse (ID) | New | Space Heating | Natural Gas | Furnace | E9 |  | 0 | 0 | 0 | 0 | 0 | 0 | 0 | 0 | 0 | 0 | 0 | 0 | 0 | 0 | 0 | Normal | 0 | 0 | 0 | 0 | [17 empty] | Commercial_Warehouse (ID)_New_Space Heating_Furnace_
Commercial_Warehouse (ID)_New_Space Heating_Natural Gas_Furnace_E10 | Commercial | Warehouse (ID) | New | Space Heating | Natural Gas | Furnace | E10 |  | 0 | 0 | 0 | 0 | 0 | 0 | 0 | 0 | 0 | 0 | 0 | 0 | 0 | 0 | 0 | Normal | 0 | 0 | 0 | 0 | [17 empty] | Commercial_Warehouse (ID)_New_Space Heating_Furnace_
Commercial_Warehouse (ID)_New_Space Heating_Natural Gas_Boiler_E1 | Commercial | Warehouse (ID) | New | Space Heating | Natural Gas | Boiler | E1 | AFUE 80% (Standard) | 1 | 0 | 0 | 0.8053 | 0 | 0.019089 | 0 | 25 | 35 | 2019 | 2045 | 1 | 0 | 0 | 0 | Normal | 0 | 2.182 | 0 | 0 | 1 kBtu/hr | 100000 | 0 | 0.024 | 90.9146 | 31.6406 | 0 | 0.75 | 0 | 2013 | 1.0605 | GBLR-Heating-AEO15-3 | GBLR-Heating-AEO15-3 | GBLR-Heating-AEO15-3 | 1 | kBtu/hr | 0.024 | Commercial_Warehouse (ID)_New_Space Heating_Boiler_AFUE 80% (Standard)
Commercial_Warehouse (ID)_New_Space Heating_Natural Gas_Boiler_E2 | Commercial | Warehouse (ID) | New | Space Heating | Natural Gas | Boiler | E2 | AFUE 85% | 0.94117 | 0 | 0 | 0.8646 | 0 | 0.017966 | 0 | 25 | 35 | 2019 | 2045 | 1 | 0 | 0 | 0 | Normal | 0 | 2.0536 | 0 | 0 | 1 kBtu/hr | 100000 | 0 | 0.024 | 85.5663 | 33.9706 | 0 | 0.70588 | 0 | 2013 | 1.0605 | GBLR-Heating-AEO15-6 | GBLR-Heating-AEO15-6 | GBLR-Heating-AEO15-6 | 1 | kBtu/hr | 0.024 | Commercial_Warehouse (ID)_New_Space Heating_Boiler_AFUE 85%
Commercial_Warehouse (ID)_New_Space Heating_Natural Gas_Boiler_E3 | Commercial | Warehouse (ID) | New | Space Heating | Natural Gas | Boiler | E3 | AFUE 97% | 0.82476 | 0 | 0 | 0.82295 | 0 | 0.015583 | 0 | 25 | 35 | 2019 | 2045 | 1 | 0 | 0 | 0 | Normal | 0 | 1.7996 | 0 | 0 | 1 kBtu/hr | 100000 | 0 | 0.024 | 74.9827 | 32.3342 | 0 | 0.61224 | 0 | 2013 | 1.0605 | GBLR-Heating-AEO15-7 | GBLR-Heating-AEO15-7 | GBLR-Heating-AEO15-7 | 1 | kBtu/hr | 0.024 | Commercial_Warehouse (ID)_New_Space Heating_Boiler_AFUE 97%
Commercial_Warehouse (ID)_New_Space Heating_Natural Gas_Boiler_E4 | Commercial | Warehouse (ID) | New | Space Heating | Natural Gas | Boiler | E4 | Convert to NG Air Source Heat Pump | 0.57143 | 0 | 0 | 5.5569 | 0 | 0.067871 | 0 | 10 | 20 | 2019 | 2045 | 1 | 0 | 0 | 0 | Normal | 0 | 1.2468 | 0 | 0 | 1 kBtu/hr | 100000 | 0 | 0.024 | 51.9512 | 218.3333 | 0 | 2.6667 | 0 | 2013 | 1.0605 | HP_GAS-Heating-AEO17-1 | HP_GAS-Heating-AEO17-1 | HP_GAS-Heating-AEO17-1 | 1 | kBtu/hr | 0.024 | Commercial_Warehouse (ID)_New_Space Heating_Boiler_Convert to NG Air Source Heat Pump
Commercial_Warehouse (ID)_New_Space Heating_Natural Gas_Boiler_E5 | Commercial | Warehouse (ID) | New | Space Heating | Natural Gas | Boiler | E5 |  | 0 | 0 | 0 | 0 | 0 | 0 | 0 | 0 | 0 | 0 | 0 | 0 | 0 | 0 | 0 | Normal | 0 | 0 | 0 | 0 | [17 empty] | Commercial_Warehouse (ID)_New_Space Heating_Boiler_
Commercial_Warehouse (ID)_New_Space Heating_Natural Gas_Boiler_E6 | Commercial | Warehouse (ID) | New | Space Heating | Natural Gas | Boiler | E6 |  | 0 | 0 | 0 | 0 | 0 | 0 | 0 | 0 | 0 | 0 | 0 | 0 | 0 | 0 | 0 | Normal | 0 | 0 | 0 | 0 | [17 empty] | Commercial_Warehouse (ID)_New_Space Heating_Boiler_
Commercial_Warehouse (ID)_New_Space Heating_Natural Gas_Boiler_E7 | Commercial | Warehouse (ID) | New | Space Heating | Natural Gas | Boiler | E7 |  | 0 | 0 | 0 | 0 | 0 | 0 | 0 | 0 | 0 | 0 | 0 | 0 | 0 | 0 | 0 | Normal | 0 | 0 | 0 | 0 | [17 empty] | Commercial_Warehouse (ID)_New_Space Heating_Boiler_
Commercial_Warehouse (ID)_New_Space Heating_Natural Gas_Boiler_E8 | Commercial | Warehouse (ID) | New | Space Heating | Natural Gas | Boiler | E8 |  | 0 | 0 | 0 | 0 | 0 | 0 | 0 | 0 | 0 | 0 | 0 | 0 | 0 | 0 | 0 | Normal | 0 | 0 | 0 | 0 | [17 empty] | Commercial_Warehouse (ID)_New_Space Heating_Boiler_
Commercial_Warehouse (ID)_New_Space Heating_Natural Gas_Boiler_E9 | Commercial | Warehouse (ID) | New | Space Heating | Natural Gas | Boiler | E9 |  | 0 | 0 | 0 | 0 | 0 | 0 | 0 | 0 | 0 | 0 | 0 | 0 | 0 | 0 | 0 | Normal | 0 | 0 | 0 | 0 | [17 empty] | Commercial_Warehouse (ID)_New_Space Heating_Boiler_
Commercial_Warehouse (ID)_New_Space Heating_Natural Gas_Boiler_E10 | Commercial | Warehouse (ID) | New | Space Heating | Natural Gas | Boiler | E10 |  | 0 | 0 | 0 | 0 | 0 | 0 | 0 | 0 | 0 | 0 | 0 | 0 | 0 | 0 | 0 | Normal | 0 | 0 | 0 | 0 | [17 empty] | Commercial_Warehouse (ID)_New_Space Heating_Boiler_
Commercial_Warehouse (ID)_New_Space Heating_Natural Gas_Unit Heater_E1 | Commercial | Warehouse (ID) | New | Space Heating | Natural Gas | Unit Heater | E1 | Standard | 1 | 0 | 0 | 0.042135 | 0 | 0 | 0 | 15 | 25 | 2019 | 2045 | 1 | 0 | 0 | 0 | Normal | 0 | 0.33927 | 0 | 0 | 1 kBtu/Hr | 100000 | 0 | 3.9406e-05 | 2080 | 1051 | 0 | 0 | 0 | 2016 | 1.0174 | UNITHT-Heating-XCELCO-2017-18-3 | UNITHT-Heating-XCELCO-2017-18-3 | UNITHT-Heating-XCELCO-2017-18-3 | 1 | kBtu/Hr | 3.9406e-05 | Commercial_Warehouse (ID)_New_Space Heating_Unit Heater_Standard
Commercial_Warehouse (ID)_New_Space Heating_Natural Gas_Unit Heater_E2 | Commercial | Warehouse (ID) | New | Space Heating | Natural Gas | Unit Heater | E2 | Condensing | 0.88942 | 0 | 0 | 0.092407 | 0 | 0 | 0 | 15 | 25 | 2019 | 2045 | 1 | 0 | 0 | 0 | Normal | 0 | 0.30176 | 0 | 0 | 1 kBtu/Hr | 100000 | 0 | 3.9406e-05 | 1850 | 2305 | 0 | 0 | 0 | 2016 | 1.0174 | UNITHT-Heating-XCELCO-2017-18-3 | UNITHT-Heating-XCELCO-2017-18-3 | UNITHT-Heating-XCELCO-2017-18-3 | 1 | kBtu/Hr | 3.9406e-05 | Commercial_Warehouse (ID)_New_Space Heating_Unit Heater_Condensing
Commercial_Warehouse (ID)_New_Space Heating_Natural Gas_Unit Heater_E3 | Commercial | Warehouse (ID) | New | Space Heating | Natural Gas | Unit Heater | E3 | Infrared Radiant | 0.88462 | 0 | 0 | 0.050313 | 0 | 0 | 0 | 10 | 20 | 2019 | 2045 | 1 | 0 | 0 | 0 | Normal | 0 | 0.30013 | 0 | 0 | 1 kBtu/Hr | 100000 | 0 | 3.9406e-05 | 1840 | 1255 | 0 | 0 | 0 | 2016 | 1.0174 | UNITHT-Heating-XCELCO-2017-18-4 | UNITHT-Heating-XCELCO-2017-18-4 | UNITHT-Heating-XCELCO-2017-18-4 | 1 | kBtu/Hr | 3.9406e-05 | Commercial_Warehouse (ID)_New_Space Heating_Unit Heater_Infrared Radiant
Commercial_Warehouse (ID)_New_Space Heating_Natural Gas_Unit Heater_E4 | Commercial | Warehouse (ID) | New | Space Heating | Natural Gas | Unit Heater | E4 |  | 0 | 0 | 0 | 0 | 0 | 0 | 0 | 0 | 0 | 0 | 0 | 0 | 0 | 0 | 0 | Normal | 0 | 0 | 0 | 0 | [17 empty] | Commercial_Warehouse (ID)_New_Space Heating_Unit Heater_
Commercial_Warehouse (ID)_New_Space Heating_Natural Gas_Unit Heater_E5 | Commercial | Warehouse (ID) | New | Space Heating | Natural Gas | Unit Heater | E5 |  | 0 | 0 | 0 | 0 | 0 | 0 | 0 | 0 | 0 | 0 | 0 | 0 | 0 | 0 | 0 | Normal | 0 | 0 | 0 | 0 | [17 empty] | Commercial_Warehouse (ID)_New_Space Heating_Unit Heater_
Commercial_Warehouse (ID)_New_Space Heating_Natural Gas_Unit Heater_E6 | Commercial | Warehouse (ID) | New | Space Heating | Natural Gas | Unit Heater | E6 |  | 0 | 0 | 0 | 0 | 0 | 0 | 0 | 0 | 0 | 0 | 0 | 0 | 0 | 0 | 0 | Normal | 0 | 0 | 0 | 0 | [17 empty] | Commercial_Warehouse (ID)_New_Space Heating_Unit Heater_
Commercial_Warehouse (ID)_New_Space Heating_Natural Gas_Unit Heater_E7 | Commercial | Warehouse (ID) | New | Space Heating | Natural Gas | Unit Heater | E7 |  | 0 | 0 | 0 | 0 | 0 | 0 | 0 | 0 | 0 | 0 | 0 | 0 | 0 | 0 | 0 | Normal | 0 | 0 | 0 | 0 | [17 empty] | Commercial_Warehouse (ID)_New_Space Heating_Unit Heater_
Commercial_Warehouse (ID)_New_Space Heating_Natural Gas_Unit Heater_E8 | Commercial | Warehouse (ID) | New | Space Heating | Natural Gas | Unit Heater | E8 |  | 0 | 0 | 0 | 0 | 0 | 0 | 0 | 0 | 0 | 0 | 0 | 0 | 0 | 0 | 0 | Normal | 0 | 0 | 0 | 0 | [17 empty] | Commercial_Warehouse (ID)_New_Space Heating_Unit Heater_
Commercial_Warehouse (ID)_New_Space Heating_Natural Gas_Unit Heater_E9 | Commercial | Warehouse (ID) | New | Space Heating | Natural Gas | Unit Heater | E9 |  | 0 | 0 | 0 | 0 | 0 | 0 | 0 | 0 | 0 | 0 | 0 | 0 | 0 | 0 | 0 | Normal | 0 | 0 | 0 | 0 | [17 empty] | Commercial_Warehouse (ID)_New_Space Heating_Unit Heater_
Commercial_Warehouse (ID)_New_Space Heating_Natural Gas_Unit Heater_E10 | Commercial | Warehouse (ID) | New | Space Heating | Natural Gas | Unit Heater | E10 |  | 0 | 0 | 0 | 0 | 0 | 0 | 0 | 0 | 0 | 0 | 0 | 0 | 0 | 0 | 0 | Normal | 0 | 0 | 0 | 0 | [17 empty] | Commercial_Warehouse (ID)_New_Space Heating_Unit Heater_
Commercial_Warehouse (ID)_New_Water Heating_Natural Gas_Water Heater_E1 | Commercial | Warehouse (ID) | New | Water Heating | Natural Gas | Water Heater | E1 | TE 0.80 | 1 | 0 | 0 | 0.048328 | 0 | 0 | 0 | 10 | 20 | 2019 | 2045 | 1 | 0 | 0 | 0 | Normal | 0 | 0.091197 | 0 | 0 | 1 kBtu/hr | 100000 | 0 | 0.002179 | 38.5485 | 21.8 | 0 | 0 | 0 | 2017 | 1.0174 | DHW_WH-Water Heating-PG&E-R7-14 | DHW_WH-Water Heating-PG&E-R7-14 | DHW_WH-Water Heating-PG&E-R7-14 | 1 | kBtu/hr | 0.002179 | Commercial_Warehouse (ID)_New_Water Heating_Water Heater_TE 0.80
Commercial_Warehouse (ID)_New_Water Heating_Natural Gas_Water Heater_E2 | Commercial | Warehouse (ID) | New | Water Heating | Natural Gas | Water Heater | E2 | TE 0.90 | 0.88889 | 0 | 0 | 0.057993 | 0 | 0 | 0 | 10 | 20 | 2019 | 2045 | 1 | 0 | 0 | 0 | Normal | 0 | 0.081064 | 0 | 0 | 1 kBtu/hr | 100000 | 0 | 0.002179 | 34.2653 | 26.16 | 0 | 0 | 0 | 2017 | 1.0174 | DHW_WH-Water Heating-PG&E-R7-14 | DHW_WH-Water Heating-PG&E-R7-14 | DHW_WH-Water Heating-PG&E-R7-14 | 1 | kBtu/hr | 0.002179 | Commercial_Warehouse (ID)_New_Water Heating_Water Heater_TE 0.90
Commercial_Warehouse (ID)_New_Water Heating_Natural Gas_Water Heater_E3 | Commercial | Warehouse (ID) | New | Water Heating | Natural Gas | Water Heater | E3 | TE 0.94 | 0.85106 | 0 | 0 | 0.071289 | 0 | 0 | 0 | 10 | 20 | 2019 | 2045 | 1 | 0 | 0 | 0 | Normal | 0 | 0.077615 | 0 | 0 | 1 kBtu/hr | 100000 | 0 | 0.002179 | 32.8072 | 30.3604 | 0 | 0 | 0 | 2012 | 1.0776 | DHW_WH-Water Heating-NMTRM-2016-7 | DHW_WH-Water Heating-NMTRM-2016-7 | DHW_WH-Water Heating-NMTRM-2016-7 | 1 | kBtu/hr | 0.002179 | Commercial_Warehouse (ID)_New_Water Heating_Water Heater_TE 0.94
Commercial_Warehouse (ID)_New_Water Heating_Natural Gas_Water Heater_E4 | Commercial | Warehouse (ID) | New | Water Heating | Natural Gas | Water Heater | E4 | Instantaneous TE 0.94 | 0.85016 | 0 | 0 | 0.083687 | 0 | 0 | 0 | 15 | 25 | 2019 | 2045 | 1 | 0 | 0 | 0 | Normal | 0 | 0.077532 | 0 | 0 | 1 kBtu/hr | 100000 | 0 | 0.002179 | 32.7724 | 35.6404 | 0 | 0 | 0 | 2012 | 1.0776 | DHW_WH-Water Heating-NMTRM-2016-9 | DHW_WH-Water Heating-NMTRM-2016-9 | DHW_WH-Water Heating-NMTRM-2016-9 | 1 | kBtu/hr | 0.002179 | Commercial_Warehouse (ID)_New_Water Heating_Water Heater_Instantaneous TE 0.94
Commercial_Warehouse (ID)_New_Water Heating_Natural Gas_Water Heater_E5 | Commercial | Warehouse (ID) | New | Water Heating | Natural Gas | Water Heater | E5 | Gas-Fired Absorption HPWH | 0.53333 | 0 | 0 | 0.14224 | 0 | 0 | 0 | 10 | 16 | 2019 | 2045 | 1 | 0 | 0 | 0 | Normal | 0 | 0.048639 | 0 | 0 | 1 kBtu/hr | 100000 | 0 | 0.002179 | 20.5592 | 62.6566 | 0 | 0 | 0 | 2014 | 1.0418 | DHW_WH-Water Heating-DOE-2014-1 | DHW_WH-Water Heating-DOE-2014-1 | DHW_WH-Water Heating-DOE-2014-1 | 1 | kBtu/hr | 0.002179 | Commercial_Warehouse (ID)_New_Water Heating_Water Heater_Gas-Fired Absorption HPWH
Commercial_Warehouse (ID)_New_Water Heating_Natural Gas_Water Heater_E6 | Commercial | Warehouse (ID) | New | Water Heating | Natural Gas | Water Heater | E6 |  | 0 | 0 | 0 | 0 | 0 | 0 | 0 | 0 | 0 | 0 | 0 | 0 | 0 | 0 | 0 | Normal | 0 | 0 | 0 | 0 | [17 empty] | Commercial_Warehouse (ID)_New_Water Heating_Water Heater_
Commercial_Warehouse (ID)_New_Water Heating_Natural Gas_Water Heater_E7 | Commercial | Warehouse (ID) | New | Water Heating | Natural Gas | Water Heater | E7 |  | 0 | 0 | 0 | 0 | 0 | 0 | 0 | 0 | 0 | 0 | 0 | 0 | 0 | 0 | 0 | Normal | 0 | 0 | 0 | 0 | [17 empty] | Commercial_Warehouse (ID)_New_Water Heating_Water Heater_
Commercial_Warehouse (ID)_New_Water Heating_Natural Gas_Water Heater_E8 | Commercial | Warehouse (ID) | New | Water Heating | Natural Gas | Water Heater | E8 |  | 0 | 0 | 0 | 0 | 0 | 0 | 0 | 0 | 0 | 0 | 0 | 0 | 0 | 0 | 0 | Normal | 0 | 0 | 0 | 0 | [17 empty] | Commercial_Warehouse (ID)_New_Water Heating_Water Heater_
Commercial_Warehouse (ID)_New_Water Heating_Natural Gas_Water Heater_E9 | Commercial | Warehouse (ID) | New | Water Heating | Natural Gas | Water Heater | E9 |  | 0 | 0 | 0 | 0 | 0 | 0 | 0 | 0 | 0 | 0 | 0 | 0 | 0 | 0 | 0 | Normal | 0 | 0 | 0 | 0 | [17 empty] | Commercial_Warehouse (ID)_New_Water Heating_Water Heater_
Commercial_Warehouse (ID)_New_Water Heating_Natural Gas_Water Heater_E10 | Commercial | Warehouse (ID) | New | Water Heating | Natural Gas | Water Heater | E10 |  | 0 | 0 | 0 | 0 | 0 | 0 | 0 | 0 | 0 | 0 | 0 | 0 | 0 | 0 | 0 | Normal | 0 | 0 | 0 | 0 | [17 empty] | Commercial_Warehouse (ID)_New_Water Heating_Water Heater_
Commercial_Warehouse (ID)_New_Food Preparation_Natural Gas_Oven_E1 | Commercial | Warehouse (ID) | New | Food Preparation | Natural Gas | Oven | E1 | Standard | 1 | 0 | 0 | 2.0754e-05 | 0 | 0 | 0 | 8 | 12 | 2019 | 2045 | 1 | 0 | 0 | 0 | Normal | 0 | 0.0052975 | 0 | 0 | 1 unit | 100000 | 0 | 3.9932e-08 | 1050.946 | 490.1 | 0 | 0 | 0 | 2013 | 1.0605 | COOK_OVN-Food Preparation-AEO17-3 | COOK_OVN-Food Preparation-AEO17-3 | COOK_OVN-Food Preparation-ILTRM-v5.0-23 | 1 | unit | 3.9932e-08 | Commercial_Warehouse (ID)_New_Food Preparation_Oven_Standard
Commercial_Warehouse (ID)_New_Food Preparation_Natural Gas_Oven_E2 | Commercial | Warehouse (ID) | New | Food Preparation | Natural Gas | Oven | E2 | ENERGY STAR (>42% Baking Efficiency) | 0.7101 | 0 | 0 | 2.828e-05 | 0 | 0 | 0 | 8 | 12 | 2019 | 2045 | 1 | 0 | 0 | 0 | Normal | 0 | 0.0037618 | 0 | 0 | 1 unit | 100000 | 0 | 3.9932e-08 | 746.2722 | 667.81 | 0 | 0 | 0 | 2013 | 1.0605 | COOK_OVN-Food Preparation-AEO17-3 | COOK_OVN-Food Preparation-AEO17-3 | COOK_OVN-Food Preparation-ILTRM-v5.0-23 | 1 | unit | 3.9932e-08 | Commercial_Warehouse (ID)_New_Food Preparation_Oven_ENERGY STAR (>42% Baking Efficiency)
Commercial_Warehouse (ID)_New_Food Preparation_Natural Gas_Oven_E3 | Commercial | Warehouse (ID) | New | Food Preparation | Natural Gas | Oven | E3 |  | 0 | 0 | 0 | 0 | 0 | 0 | 0 | 0 | 0 | 0 | 0 | 0 | 0 | 0 | 0 | Normal | 0 | 0 | 0 | 0 | [17 empty] | Commercial_Warehouse (ID)_New_Food Preparation_Oven_
Commercial_Warehouse (ID)_New_Food Preparation_Natural Gas_Oven_E4 | Commercial | Warehouse (ID) | New | Food Preparation | Natural Gas | Oven | E4 |  | 0 | 0 | 0 | 0 | 0 | 0 | 0 | 0 | 0 | 0 | 0 | 0 | 0 | 0 | 0 | Normal | 0 | 0 | 0 | 0 | [17 empty] | Commercial_Warehouse (ID)_New_Food Preparation_Oven_
Commercial_Warehouse (ID)_New_Food Preparation_Natural Gas_Oven_E5 | Commercial | Warehouse (ID) | New | Food Preparation | Natural Gas | Oven | E5 |  | 0 | 0 | 0 | 0 | 0 | 0 | 0 | 0 | 0 | 0 | 0 | 0 | 0 | 0 | 0 | Normal | 0 | 0 | 0 | 0 | [17 empty] | Commercial_Warehouse (ID)_New_Food Preparation_Oven_
Commercial_Warehouse (ID)_New_Food Preparation_Natural Gas_Oven_E6 | Commercial | Warehouse (ID) | New | Food Preparation | Natural Gas | Oven | E6 |  | 0 | 0 | 0 | 0 | 0 | 0 | 0 | 0 | 0 | 0 | 0 | 0 | 0 | 0 | 0 | Normal | 0 | 0 | 0 | 0 | [17 empty] | Commercial_Warehouse (ID)_New_Food Preparation_Oven_
Commercial_Warehouse (ID)_New_Food Preparation_Natural Gas_Oven_E7 | Commercial | Warehouse (ID) | New | Food Preparation | Natural Gas | Oven | E7 |  | 0 | 0 | 0 | 0 | 0 | 0 | 0 | 0 | 0 | 0 | 0 | 0 | 0 | 0 | 0 | Normal | 0 | 0 | 0 | 0 | [17 empty] | Commercial_Warehouse (ID)_New_Food Preparation_Oven_
Commercial_Warehouse (ID)_New_Food Preparation_Natural Gas_Oven_E8 | Commercial | Warehouse (ID) | New | Food Preparation | Natural Gas | Oven | E8 |  | 0 | 0 | 0 | 0 | 0 | 0 | 0 | 0 | 0 | 0 | 0 | 0 | 0 | 0 | 0 | Normal | 0 | 0 | 0 | 0 | [17 empty] | Commercial_Warehouse (ID)_New_Food Preparation_Oven_
Commercial_Warehouse (ID)_New_Food Preparation_Natural Gas_Oven_E9 | Commercial | Warehouse (ID) | New | Food Preparation | Natural Gas | Oven | E9 |  | 0 | 0 | 0 | 0 | 0 | 0 | 0 | 0 | 0 | 0 | 0 | 0 | 0 | 0 | 0 | Normal | 0 | 0 | 0 | 0 | [17 empty] | Commercial_Warehouse (ID)_New_Food Preparation_Oven_
Commercial_Warehouse (ID)_New_Food Preparation_Natural Gas_Oven_E10 | Commercial | Warehouse (ID) | New | Food Preparation | Natural Gas | Oven | E10 |  | 0 | 0 | 0 | 0 | 0 | 0 | 0 | 0 | 0 | 0 | 0 | 0 | 0 | 0 | 0 | Normal | 0 | 0 | 0 | 0 | [17 empty] | Commercial_Warehouse (ID)_New_Food Preparation_Oven_
Commercial_Warehouse (ID)_New_Food Preparation_Natural Gas_Conveyor Oven_E1 | Commercial | Warehouse (ID) | New | Food Preparation | Natural Gas | Conveyor Oven | E1 | Standard | 1 | 0 | 0 | 1.6747e-05 | 0 | 0 | 0 | 15 | 19 | 2019 | 2045 | 1 | 0 | 0 | 0 | Normal | 0 | 0.0085494 | 0 | 0 | 1 unit | 100000 | 0 | 9.483e-09 | 3571 | 1665.3064 | 0 | 0 | 0 | 2013 | 1.0605 | COOK_OVN-Food Preparation-ILTRM-v5.0-24 | COOK_OVN-Food Preparation-AEO17-3 | https://fishnick.com/saveenergy/tools/calculators/gconvovencalc.php | 1 | unit | 9.483e-09 | Commercial_Warehouse (ID)_New_Food Preparation_Conveyor Oven_Standard
Commercial_Warehouse (ID)_New_Food Preparation_Natural Gas_Conveyor Oven_E2 | Commercial | Warehouse (ID) | New | Food Preparation | Natural Gas | Conveyor Oven | E2 | ENERGY STAR (>42% Baking Efficiency) | 0.79474 | 0 | 0 | 3.548e-05 | 0 | 0 | 0 | 15 | 19 | 2019 | 2045 | 1 | 0 | 0 | 0 | Normal | 0 | 0.0067945 | 0 | 0 | 1 unit | 100000 | 0 | 9.483e-09 | 2838 | 3409.1835 | 0 | 0 | 0 | 2011 | 1.0975 | COOK_OVN-Food Preparation-ILTRM-v5.0-24 | COOK_OVN-Food Preparation-ILTRM-v5.0-24 | COOK_OVN-Food Preparation-ILTRM-v5.0-24 | 1 | unit | 9.483e-09 | Commercial_Warehouse (ID)_New_Food Preparation_Conveyor Oven_ENERGY STAR (>42% Baking Efficiency)
Commercial_Warehouse (ID)_New_Food Preparation_Natural Gas_Conveyor Oven_E3 | Commercial | Warehouse (ID) | New | Food Preparation | Natural Gas | Conveyor Oven | E3 |  | 0 | 0 | 0 | 0 | 0 | 0 | 0 | 0 | 0 | 0 | 0 | 0 | 0 | 0 | 0 | Normal | 0 | 0 | 0 | 0 | [17 empty] | Commercial_Warehouse (ID)_New_Food Preparation_Conveyor Oven_
Commercial_Warehouse (ID)_New_Food Preparation_Natural Gas_Conveyor Oven_E4 | Commercial | Warehouse (ID) | New | Food Preparation | Natural Gas | Conveyor Oven | E4 |  | 0 | 0 | 0 | 0 | 0 | 0 | 0 | 0 | 0 | 0 | 0 | 0 | 0 | 0 | 0 | Normal | 0 | 0 | 0 | 0 | [17 empty] | Commercial_Warehouse (ID)_New_Food Preparation_Conveyor Oven_
Commercial_Warehouse (ID)_New_Food Preparation_Natural Gas_Conveyor Oven_E5 | Commercial | Warehouse (ID) | New | Food Preparation | Natural Gas | Conveyor Oven | E5 |  | 0 | 0 | 0 | 0 | 0 | 0 | 0 | 0 | 0 | 0 | 0 | 0 | 0 | 0 | 0 | Normal | 0 | 0 | 0 | 0 | [17 empty] | Commercial_Warehouse (ID)_New_Food Preparation_Conveyor Oven_
Commercial_Warehouse (ID)_New_Food Preparation_Natural Gas_Conveyor Oven_E6 | Commercial | Warehouse (ID) | New | Food Preparation | Natural Gas | Conveyor Oven | E6 |  | 0 | 0 | 0 | 0 | 0 | 0 | 0 | 0 | 0 | 0 | 0 | 0 | 0 | 0 | 0 | Normal | 0 | 0 | 0 | 0 | [17 empty] | Commercial_Warehouse (ID)_New_Food Preparation_Conveyor Oven_
Commercial_Warehouse (ID)_New_Food Preparation_Natural Gas_Conveyor Oven_E7 | Commercial | Warehouse (ID) | New | Food Preparation | Natural Gas | Conveyor Oven | E7 |  | 0 | 0 | 0 | 0 | 0 | 0 | 0 | 0 | 0 | 0 | 0 | 0 | 0 | 0 | 0 | Normal | 0 | 0 | 0 | 0 | [17 empty] | Commercial_Warehouse (ID)_New_Food Preparation_Conveyor Oven_
Commercial_Warehouse (ID)_New_Food Preparation_Natural Gas_Conveyor Oven_E8 | Commercial | Warehouse (ID) | New | Food Preparation | Natural Gas | Conveyor Oven | E8 |  | 0 | 0 | 0 | 0 | 0 | 0 | 0 | 0 | 0 | 0 | 0 | 0 | 0 | 0 | 0 | Normal | 0 | 0 | 0 | 0 | [17 empty] | Commercial_Warehouse (ID)_New_Food Preparation_Conveyor Oven_
Commercial_Warehouse (ID)_New_Food Preparation_Natural Gas_Conveyor Oven_E9 | Commercial | Warehouse (ID) | New | Food Preparation | Natural Gas | Conveyor Oven | E9 |  | 0 | 0 | 0 | 0 | 0 | 0 | 0 | 0 | 0 | 0 | 0 | 0 | 0 | 0 | 0 | Normal | 0 | 0 | 0 | 0 | [17 empty] | Commercial_Warehouse (ID)_New_Food Preparation_Conveyor Oven_
Commercial_Warehouse (ID)_New_Food Preparation_Natural Gas_Conveyor Oven_E10 | Commercial | Warehouse (ID) | New | Food Preparation | Natural Gas | Conveyor Oven | E10 |  | 0 | 0 | 0 | 0 | 0 | 0 | 0 | 0 | 0 | 0 | 0 | 0 | 0 | 0 | 0 | Normal | 0 | 0 | 0 | 0 | [17 empty] | Commercial_Warehouse (ID)_New_Food Preparation_Conveyor Oven_
Commercial_Warehouse (ID)_New_Food Preparation_Natural Gas_Double Rack Oven_E1 | Commercial | Warehouse (ID) | New | Food Preparation | Natural Gas | Double Rack Oven | E1 | Standard | 1 | 0 | 0 | 2.8833e-05 | 0 | 0 | 0 | 8 | 16 | 2019 | 2045 | 1 | 0 | 0 | 0 | Normal | 0 | 0.014719 | 0 | 0 | 1 unit | 100000 | 0 | 1.0747e-08 | 5425 | 2529.904 | 0 | 0 | 0 | 2013 | 1.0605 | COOK_OVN-Food Preparation-ILTRM-v5.0-25 | COOK_OVN-Food Preparation-ILTRM-v5.0-25 | https://fishnick.com/saveenergy/tools/calculators/grackovencalc.php | 1 | unit | 1.0747e-08 | Commercial_Warehouse (ID)_New_Food Preparation_Double Rack Oven_Standard
Commercial_Warehouse (ID)_New_Food Preparation_Natural Gas_Double Rack Oven_E2 | Commercial | Warehouse (ID) | New | Food Preparation | Natural Gas | Double Rack Oven | E2 | FTSC Qualified (>50% Cooking Efficiency) | 0.61954 | 0 | 0 | 0.00013081 | 0 | 0 | 0 | 8 | 16 | 2019 | 2045 | 1 | 0 | 0 | 0 | Normal | 0 | 0.0091192 | 0 | 0 | 1 unit | 100000 | 0 | 1.0747e-08 | 3361 | 11090.6431 | 0 | 0 | 0 | 2011 | 1.0975 | COOK_OVN-Food Preparation-ILTRM-v5.0-25 | COOK_OVN-Food Preparation-ILTRM-v5.0-25 | COOK_OVN-Food Preparation-ILTRM-v5.0-25 | 1 | unit | 1.0747e-08 | Commercial_Warehouse (ID)_New_Food Preparation_Double Rack Oven_FTSC Qualified (>50% Cooking Efficiency)
Commercial_Warehouse (ID)_New_Food Preparation_Natural Gas_Double Rack Oven_E3 | Commercial | Warehouse (ID) | New | Food Preparation | Natural Gas | Double Rack Oven | E3 |  | 0 | 0 | 0 | 0 | 0 | 0 | 0 | 0 | 0 | 0 | 0 | 0 | 0 | 0 | 0 | Normal | 0 | 0 | 0 | 0 | [17 empty] | Commercial_Warehouse (ID)_New_Food Preparation_Double Rack Oven_
Commercial_Warehouse (ID)_New_Food Preparation_Natural Gas_Double Rack Oven_E4 | Commercial | Warehouse (ID) | New | Food Preparation | Natural Gas | Double Rack Oven | E4 |  | 0 | 0 | 0 | 0 | 0 | 0 | 0 | 0 | 0 | 0 | 0 | 0 | 0 | 0 | 0 | Normal | 0 | 0 | 0 | 0 | [17 empty] | Commercial_Warehouse (ID)_New_Food Preparation_Double Rack Oven_
Commercial_Warehouse (ID)_New_Food Preparation_Natural Gas_Double Rack Oven_E5 | Commercial | Warehouse (ID) | New | Food Preparation | Natural Gas | Double Rack Oven | E5 |  | 0 | 0 | 0 | 0 | 0 | 0 | 0 | 0 | 0 | 0 | 0 | 0 | 0 | 0 | 0 | Normal | 0 | 0 | 0 | 0 | [17 empty] | Commercial_Warehouse (ID)_New_Food Preparation_Double Rack Oven_
Commercial_Warehouse (ID)_New_Food Preparation_Natural Gas_Double Rack Oven_E6 | Commercial | Warehouse (ID) | New | Food Preparation | Natural Gas | Double Rack Oven | E6 |  | 0 | 0 | 0 | 0 | 0 | 0 | 0 | 0 | 0 | 0 | 0 | 0 | 0 | 0 | 0 | Normal | 0 | 0 | 0 | 0 | [17 empty] | Commercial_Warehouse (ID)_New_Food Preparation_Double Rack Oven_
Commercial_Warehouse (ID)_New_Food Preparation_Natural Gas_Double Rack Oven_E7 | Commercial | Warehouse (ID) | New | Food Preparation | Natural Gas | Double Rack Oven | E7 |  | 0 | 0 | 0 | 0 | 0 | 0 | 0 | 0 | 0 | 0 | 0 | 0 | 0 | 0 | 0 | Normal | 0 | 0 | 0 | 0 | [17 empty] | Commercial_Warehouse (ID)_New_Food Preparation_Double Rack Oven_
Commercial_Warehouse (ID)_New_Food Preparation_Natural Gas_Double Rack Oven_E8 | Commercial | Warehouse (ID) | New | Food Preparation | Natural Gas | Double Rack Oven | E8 |  | 0 | 0 | 0 | 0 | 0 | 0 | 0 | 0 | 0 | 0 | 0 | 0 | 0 | 0 | 0 | Normal | 0 | 0 | 0 | 0 | [17 empty] | Commercial_Warehouse (ID)_New_Food Preparation_Double Rack Oven_
Commercial_Warehouse (ID)_New_Food Preparation_Natural Gas_Double Rack Oven_E9 | Commercial | Warehouse (ID) | New | Food Preparation | Natural Gas | Double Rack Oven | E9 |  | 0 | 0 | 0 | 0 | 0 | 0 | 0 | 0 | 0 | 0 | 0 | 0 | 0 | 0 | 0 | Normal | 0 | 0 | 0 | 0 | [17 empty] | Commercial_Warehouse (ID)_New_Food Preparation_Double Rack Oven_
Commercial_Warehouse (ID)_New_Food Preparation_Natural Gas_Double Rack Oven_E10 | Commercial | Warehouse (ID) | New | Food Preparation | Natural Gas | Double Rack Oven | E10 |  | 0 | 0 | 0 | 0 | 0 | 0 | 0 | 0 | 0 | 0 | 0 | 0 | 0 | 0 | 0 | Normal | 0 | 0 | 0 | 0 | [17 empty] | Commercial_Warehouse (ID)_New_Food Preparation_Double Rack Oven_
Commercial_Warehouse (ID)_New_Food Preparation_Natural Gas_Fryer_E1 | Commercial | Warehouse (ID) | New | Food Preparation | Natural Gas | Fryer | E1 | Standard | 1 | 0 | 0 | 0.00020166 | 0 | 0 | 0 | 10 | 20 | 2019 | 2045 | 1 | 0 | 0 | 0 | Normal | 0 | 0.0074007 | 0 | 0 | 1 unit | 100000 | 0 | 7.2014e-08 | 1628.2323 | 2500 | 0 | 0 | 0 | 2010 | 1.1201 | COOK_FRY-Food Preparation-ILTRM-v4.0-1 | Estimate | COOK_FRY-Food Preparation-ILTRM-v4.0-1 | 1 | unit | 7.2014e-08 | Commercial_Warehouse (ID)_New_Food Preparation_Fryer_Standard
Commercial_Warehouse (ID)_New_Food Preparation_Natural Gas_Fryer_E2 | Commercial | Warehouse (ID) | New | Food Preparation | Natural Gas | Fryer | E2 | ENERGY STAR | 0.6897 | 0 | 0 | 0.00029846 | 0 | 0 | 0 | 10 | 20 | 2019 | 2045 | 1 | 0 | 0 | 0 | Normal | 0 | 0.0051043 | 0 | 0 | 1 unit | 100000 | 0 | 7.2014e-08 | 1122.9977 | 3700 | 0 | 0 | 0 | 2010 | 1.1201 | COOK_FRY-Food Preparation-ILTRM-v4.0-1 | COOK_FRY-Food Preparation-ILTRM-v4.0-1 | COOK_FRY-Food Preparation-ILTRM-v4.0-1 | 1 | unit | 7.2014e-08 | Commercial_Warehouse (ID)_New_Food Preparation_Fryer_ENERGY STAR
Commercial_Warehouse (ID)_New_Food Preparation_Natural Gas_Fryer_E3 | Commercial | Warehouse (ID) | New | Food Preparation | Natural Gas | Fryer | E3 |  | 0 | 0 | 0 | 0 | 0 | 0 | 0 | 0 | 0 | 0 | 0 | 0 | 0 | 0 | 0 | Normal | 0 | 0 | 0 | 0 | [17 empty] | Commercial_Warehouse (ID)_New_Food Preparation_Fryer_
Commercial_Warehouse (ID)_New_Food Preparation_Natural Gas_Fryer_E4 | Commercial | Warehouse (ID) | New | Food Preparation | Natural Gas | Fryer | E4 |  | 0 | 0 | 0 | 0 | 0 | 0 | 0 | 0 | 0 | 0 | 0 | 0 | 0 | 0 | 0 | Normal | 0 | 0 | 0 | 0 | [17 empty] | Commercial_Warehouse (ID)_New_Food Preparation_Fryer_
Commercial_Warehouse (ID)_New_Food Preparation_Natural Gas_Fryer_E5 | Commercial | Warehouse (ID) | New | Food Preparation | Natural Gas | Fryer | E5 |  | 0 | 0 | 0 | 0 | 0 | 0 | 0 | 0 | 0 | 0 | 0 | 0 | 0 | 0 | 0 | Normal | 0 | 0 | 0 | 0 | [17 empty] | Commercial_Warehouse (ID)_New_Food Preparation_Fryer_
Commercial_Warehouse (ID)_New_Food Preparation_Natural Gas_Fryer_E6 | Commercial | Warehouse (ID) | New | Food Preparation | Natural Gas | Fryer | E6 |  | 0 | 0 | 0 | 0 | 0 | 0 | 0 | 0 | 0 | 0 | 0 | 0 | 0 | 0 | 0 | Normal | 0 | 0 | 0 | 0 | [17 empty] | Commercial_Warehouse (ID)_New_Food Preparation_Fryer_
Commercial_Warehouse (ID)_New_Food Preparation_Natural Gas_Fryer_E7 | Commercial | Warehouse (ID) | New | Food Preparation | Natural Gas | Fryer | E7 |  | 0 | 0 | 0 | 0 | 0 | 0 | 0 | 0 | 0 | 0 | 0 | 0 | 0 | 0 | 0 | Normal | 0 | 0 | 0 | 0 | [17 empty] | Commercial_Warehouse (ID)_New_Food Preparation_Fryer_
Commercial_Warehouse (ID)_New_Food Preparation_Natural Gas_Fryer_E8 | Commercial | Warehouse (ID) | New | Food Preparation | Natural Gas | Fryer | E8 |  | 0 | 0 | 0 | 0 | 0 | 0 | 0 | 0 | 0 | 0 | 0 | 0 | 0 | 0 | 0 | Normal | 0 | 0 | 0 | 0 | [17 empty] | Commercial_Warehouse (ID)_New_Food Preparation_Fryer_
Commercial_Warehouse (ID)_New_Food Preparation_Natural Gas_Fryer_E9 | Commercial | Warehouse (ID) | New | Food Preparation | Natural Gas | Fryer | E9 |  | 0 | 0 | 0 | 0 | 0 | 0 | 0 | 0 | 0 | 0 | 0 | 0 | 0 | 0 | 0 | Normal | 0 | 0 | 0 | 0 | [17 empty] | Commercial_Warehouse (ID)_New_Food Preparation_Fryer_
Commercial_Warehouse (ID)_New_Food Preparation_Natural Gas_Fryer_E10 | Commercial | Warehouse (ID) | New | Food Preparation | Natural Gas | Fryer | E10 |  | 0 | 0 | 0 | 0 | 0 | 0 | 0 | 0 | 0 | 0 | 0 | 0 | 0 | 0 | 0 | Normal | 0 | 0 | 0 | 0 | [17 empty] | Commercial_Warehouse (ID)_New_Food Preparation_Fryer_
Commercial_Warehouse (ID)_New_Food Preparation_Natural Gas_Broiler_E1 | Commercial | Warehouse (ID) | New | Food Preparation | Natural Gas | Broiler | E1 | Standard | 1 | 0 | 0 | 0.012764 | 0 | 0 | 0 | 8 | 16 | 2019 | 2045 | 1 | 0 | 0 | 0 | Normal | 0 | 0.0075598 | 0 | 0 | 1 unit | 100000 | 0 | 4.6522e-06 | 1625 | 2500 | 0 | 0 | 0 | 2011 | 1.0975 | COOK_BRL-Food Preparation-ILTRM-v4.0-2 | Estimate | COOK_BRL-Food Preparation-ILTRM-v4.0-2 | 1 | unit | 4.6522e-06 | Commercial_Warehouse (ID)_New_Food Preparation_Broiler_Standard
Commercial_Warehouse (ID)_New_Food Preparation_Natural Gas_Broiler_E2 | Commercial | Warehouse (ID) | New | Food Preparation | Natural Gas | Broiler | E2 | Infrared Burners | 0.85292 | 0 | 0 | 0.01787 | 0 | 0 | 0 | 8 | 16 | 2019 | 2045 | 1 | 0 | 0 | 0 | Normal | 0 | 0.0064479 | 0 | 0 | 1 unit | 100000 | 0 | 4.6522e-06 | 1386 | 3500 | 0 | 0 | 0 | 2011 | 1.0975 | COOK_BRL-Food Preparation-ILTRM-v4.0-2 | COOK_BRL-Food Preparation-ILTRM-v4.0-2 | COOK_BRL-Food Preparation-ILTRM-v4.0-2 | 1 | unit | 4.6522e-06 | Commercial_Warehouse (ID)_New_Food Preparation_Broiler_Infrared Burners
Commercial_Warehouse (ID)_New_Food Preparation_Natural Gas_Broiler_E3 | Commercial | Warehouse (ID) | New | Food Preparation | Natural Gas | Broiler | E3 |  | 0 | 0 | 0 | 0 | 0 | 0 | 0 | 0 | 0 | 0 | 0 | 0 | 0 | 0 | 0 | Normal | 0 | 0 | 0 | 0 | [17 empty] | Commercial_Warehouse (ID)_New_Food Preparation_Broiler_
Commercial_Warehouse (ID)_New_Food Preparation_Natural Gas_Broiler_E4 | Commercial | Warehouse (ID) | New | Food Preparation | Natural Gas | Broiler | E4 |  | 0 | 0 | 0 | 0 | 0 | 0 | 0 | 0 | 0 | 0 | 0 | 0 | 0 | 0 | 0 | Normal | 0 | 0 | 0 | 0 | [17 empty] | Commercial_Warehouse (ID)_New_Food Preparation_Broiler_
Commercial_Warehouse (ID)_New_Food Preparation_Natural Gas_Broiler_E5 | Commercial | Warehouse (ID) | New | Food Preparation | Natural Gas | Broiler | E5 |  | 0 | 0 | 0 | 0 | 0 | 0 | 0 | 0 | 0 | 0 | 0 | 0 | 0 | 0 | 0 | Normal | 0 | 0 | 0 | 0 | [17 empty] | Commercial_Warehouse (ID)_New_Food Preparation_Broiler_
Commercial_Warehouse (ID)_New_Food Preparation_Natural Gas_Broiler_E6 | Commercial | Warehouse (ID) | New | Food Preparation | Natural Gas | Broiler | E6 |  | 0 | 0 | 0 | 0 | 0 | 0 | 0 | 0 | 0 | 0 | 0 | 0 | 0 | 0 | 0 | Normal | 0 | 0 | 0 | 0 | [17 empty] | Commercial_Warehouse (ID)_New_Food Preparation_Broiler_
Commercial_Warehouse (ID)_New_Food Preparation_Natural Gas_Broiler_E7 | Commercial | Warehouse (ID) | New | Food Preparation | Natural Gas | Broiler | E7 |  | 0 | 0 | 0 | 0 | 0 | 0 | 0 | 0 | 0 | 0 | 0 | 0 | 0 | 0 | 0 | Normal | 0 | 0 | 0 | 0 | [17 empty] | Commercial_Warehouse (ID)_New_Food Preparation_Broiler_
Commercial_Warehouse (ID)_New_Food Preparation_Natural Gas_Broiler_E8 | Commercial | Warehouse (ID) | New | Food Preparation | Natural Gas | Broiler | E8 |  | 0 | 0 | 0 | 0 | 0 | 0 | 0 | 0 | 0 | 0 | 0 | 0 | 0 | 0 | 0 | Normal | 0 | 0 | 0 | 0 | [17 empty] | Commercial_Warehouse (ID)_New_Food Preparation_Broiler_
Commercial_Warehouse (ID)_New_Food Preparation_Natural Gas_Broiler_E9 | Commercial | Warehouse (ID) | New | Food Preparation | Natural Gas | Broiler | E9 |  | 0 | 0 | 0 | 0 | 0 | 0 | 0 | 0 | 0 | 0 | 0 | 0 | 0 | 0 | 0 | Normal | 0 | 0 | 0 | 0 | [17 empty] | Commercial_Warehouse (ID)_New_Food Preparation_Broiler_
Commercial_Warehouse (ID)_New_Food Preparation_Natural Gas_Broiler_E10 | Commercial | Warehouse (ID) | New | Food Preparation | Natural Gas | Broiler | E10 |  | 0 | 0 | 0 | 0 | 0 | 0 | 0 | 0 | 0 | 0 | 0 | 0 | 0 | 0 | 0 | Normal | 0 | 0 | 0 | 0 | [17 empty] | Commercial_Warehouse (ID)_New_Food Preparation_Broiler_
Commercial_Warehouse (ID)_New_Food Preparation_Natural Gas_Griddle_E1 | Commercial | Warehouse (ID) | New | Food Preparation | Natural Gas | Griddle | E1 | Standard | 1 | 0 | 0 | 0.00037461 | 0 | 0 | 0 | 8 | 16 | 2019 | 2045 | 1 | 0 | 0 | 0 | Normal | 0 | 0.0052538 | 0 | 0 | 1 unit | 100000 | 0 | 6.8591e-08 | 1213.5601 | 5150 | 0 | 0 | 0 | 2013 | 1.0605 | COOK_GRD-Food Preparation-ILTRM-v5.0-1 | COOK_GRD-Food Preparation-EIA14-2014 Ref. Case-5 | COOK_GRD-Food Preparation-ILTRM-v5.0-1 | 1 | unit | 6.8591e-08 | Commercial_Warehouse (ID)_New_Food Preparation_Griddle_Standard
Commercial_Warehouse (ID)_New_Food Preparation_Natural Gas_Griddle_E2 | Commercial | Warehouse (ID) | New | Food Preparation | Natural Gas | Griddle | E2 | ENERGY STAR | 0.87771 | 0 | 0 | 0.00040079 | 0 | 0 | 0 | 8 | 16 | 2019 | 2045 | 1 | 0 | 0 | 0 | Normal | 0 | 0.0046113 | 0 | 0 | 1 unit | 100000 | 0 | 6.8591e-08 | 1065.1506 | 5510 | 0 | 0 | 0 | 2013 | 1.0605 | COOK_GRD-Food Preparation-ILTRM-v5.0-1 | COOK_GRD-Food Preparation-EIA14-2014 Ref. Case-5 | COOK_GRD-Food Preparation-ILTRM-v5.0-1 | 1 | unit | 6.8591e-08 | Commercial_Warehouse (ID)_New_Food Preparation_Griddle_ENERGY STAR
Commercial_Warehouse (ID)_New_Food Preparation_Natural Gas_Griddle_E3 | Commercial | Warehouse (ID) | New | Food Preparation | Natural Gas | Griddle | E3 |  | 0 | 0 | 0 | 0 | 0 | 0 | 0 | 0 | 0 | 0 | 0 | 0 | 0 | 0 | 0 | Normal | 0 | 0 | 0 | 0 | [17 empty] | Commercial_Warehouse (ID)_New_Food Preparation_Griddle_
Commercial_Warehouse (ID)_New_Food Preparation_Natural Gas_Griddle_E4 | Commercial | Warehouse (ID) | New | Food Preparation | Natural Gas | Griddle | E4 |  | 0 | 0 | 0 | 0 | 0 | 0 | 0 | 0 | 0 | 0 | 0 | 0 | 0 | 0 | 0 | Normal | 0 | 0 | 0 | 0 | [17 empty] | Commercial_Warehouse (ID)_New_Food Preparation_Griddle_
Commercial_Warehouse (ID)_New_Food Preparation_Natural Gas_Griddle_E5 | Commercial | Warehouse (ID) | New | Food Preparation | Natural Gas | Griddle | E5 |  | 0 | 0 | 0 | 0 | 0 | 0 | 0 | 0 | 0 | 0 | 0 | 0 | 0 | 0 | 0 | Normal | 0 | 0 | 0 | 0 | [17 empty] | Commercial_Warehouse (ID)_New_Food Preparation_Griddle_
Commercial_Warehouse (ID)_New_Food Preparation_Natural Gas_Griddle_E6 | Commercial | Warehouse (ID) | New | Food Preparation | Natural Gas | Griddle | E6 |  | 0 | 0 | 0 | 0 | 0 | 0 | 0 | 0 | 0 | 0 | 0 | 0 | 0 | 0 | 0 | Normal | 0 | 0 | 0 | 0 | [17 empty] | Commercial_Warehouse (ID)_New_Food Preparation_Griddle_
Commercial_Warehouse (ID)_New_Food Preparation_Natural Gas_Griddle_E7 | Commercial | Warehouse (ID) | New | Food Preparation | Natural Gas | Griddle | E7 |  | 0 | 0 | 0 | 0 | 0 | 0 | 0 | 0 | 0 | 0 | 0 | 0 | 0 | 0 | 0 | Normal | 0 | 0 | 0 | 0 | [17 empty] | Commercial_Warehouse (ID)_New_Food Preparation_Griddle_
Commercial_Warehouse (ID)_New_Food Preparation_Natural Gas_Griddle_E8 | Commercial | Warehouse (ID) | New | Food Preparation | Natural Gas | Griddle | E8 |  | 0 | 0 | 0 | 0 | 0 | 0 | 0 | 0 | 0 | 0 | 0 | 0 | 0 | 0 | 0 | Normal | 0 | 0 | 0 | 0 | [17 empty] | Commercial_Warehouse (ID)_New_Food Preparation_Griddle_
Commercial_Warehouse (ID)_New_Food Preparation_Natural Gas_Griddle_E9 | Commercial | Warehouse (ID) | New | Food Preparation | Natural Gas | Griddle | E9 |  | 0 | 0 | 0 | 0 | 0 | 0 | 0 | 0 | 0 | 0 | 0 | 0 | 0 | 0 | 0 | Normal | 0 | 0 | 0 | 0 | [17 empty] | Commercial_Warehouse (ID)_New_Food Preparation_Griddle_
Commercial_Warehouse (ID)_New_Food Preparation_Natural Gas_Griddle_E10 | Commercial | Warehouse (ID) | New | Food Preparation | Natural Gas | Griddle | E10 |  | 0 | 0 | 0 | 0 | 0 | 0 | 0 | 0 | 0 | 0 | 0 | 0 | 0 | 0 | 0 | Normal | 0 | 0 | 0 | 0 | [17 empty] | Commercial_Warehouse (ID)_New_Food Preparation_Griddle_
Commercial_Warehouse (ID)_New_Food Preparation_Natural Gas_Range_E1 | Commercial | Warehouse (ID) | New | Food Preparation | Natural Gas | Range | E1 | Standard | 1 | 0 | 0 | 0.00038578 | 0 | 0 | 0 | 8 | 12 | 2019 | 2045 | 1 | 0 | 0 | 0 | Normal | 0 | 0.0071011 | 0 | 0 | 1 unit | 100000 | 0 | 7.6535e-08 | 1470 | 4500 | 0 | 0 | 0 | 2010 | 1.1201 | COOK_OVN-Food Preparation-AEO17-1 | Estimate | DOE Commercial R&D 2016 - Table 2-12 | 1 | unit | 7.6535e-08 | Commercial_Warehouse (ID)_New_Food Preparation_Range_Standard
Commercial_Warehouse (ID)_New_Food Preparation_Natural Gas_Range_E2 | Commercial | Warehouse (ID) | New | Food Preparation | Natural Gas | Range | E2 | High Efficiency | 0.5 | 0 | 0 | 0.00042007 | 0 | 0 | 0 | 8 | 12 | 2019 | 2045 | 1 | 0 | 0 | 0 | Normal | 0 | 0.0035505 | 0 | 0 | 1 unit | 100000 | 0 | 7.6535e-08 | 735 | 4900 | 0 | 0 | 0 | 2010 | 1.1201 | COOK_OVN-Food Preparation-AEO17-1 | DOE Commercial R&D 2016 - Table 2-10 | DOE Commercial R&D 2016 - Table 2-18 | 1 | unit | 7.6535e-08 | Commercial_Warehouse (ID)_New_Food Preparation_Range_High Efficiency
Commercial_Warehouse (ID)_New_Food Preparation_Natural Gas_Range_E3 | Commercial | Warehouse (ID) | New | Food Preparation | Natural Gas | Range | E3 |  | 0 | 0 | 0 | 0 | 0 | 0 | 0 | 0 | 0 | 0 | 0 | 0 | 0 | 0 | 0 | Normal | 0 | 0 | 0 | 0 | [17 empty] | Commercial_Warehouse (ID)_New_Food Preparation_Range_
Commercial_Warehouse (ID)_New_Food Preparation_Natural Gas_Range_E4 | Commercial | Warehouse (ID) | New | Food Preparation | Natural Gas | Range | E4 |  | 0 | 0 | 0 | 0 | 0 | 0 | 0 | 0 | 0 | 0 | 0 | 0 | 0 | 0 | 0 | Normal | 0 | 0 | 0 | 0 | [17 empty] | Commercial_Warehouse (ID)_New_Food Preparation_Range_
Commercial_Warehouse (ID)_New_Food Preparation_Natural Gas_Range_E5 | Commercial | Warehouse (ID) | New | Food Preparation | Natural Gas | Range | E5 |  | 0 | 0 | 0 | 0 | 0 | 0 | 0 | 0 | 0 | 0 | 0 | 0 | 0 | 0 | 0 | Normal | 0 | 0 | 0 | 0 | [17 empty] | Commercial_Warehouse (ID)_New_Food Preparation_Range_
Commercial_Warehouse (ID)_New_Food Preparation_Natural Gas_Range_E6 | Commercial | Warehouse (ID) | New | Food Preparation | Natural Gas | Range | E6 |  | 0 | 0 | 0 | 0 | 0 | 0 | 0 | 0 | 0 | 0 | 0 | 0 | 0 | 0 | 0 | Normal | 0 | 0 | 0 | 0 | [17 empty] | Commercial_Warehouse (ID)_New_Food Preparation_Range_
Commercial_Warehouse (ID)_New_Food Preparation_Natural Gas_Range_E7 | Commercial | Warehouse (ID) | New | Food Preparation | Natural Gas | Range | E7 |  | 0 | 0 | 0 | 0 | 0 | 0 | 0 | 0 | 0 | 0 | 0 | 0 | 0 | 0 | 0 | Normal | 0 | 0 | 0 | 0 | [17 empty] | Commercial_Warehouse (ID)_New_Food Preparation_Range_
Commercial_Warehouse (ID)_New_Food Preparation_Natural Gas_Range_E8 | Commercial | Warehouse (ID) | New | Food Preparation | Natural Gas | Range | E8 |  | 0 | 0 | 0 | 0 | 0 | 0 | 0 | 0 | 0 | 0 | 0 | 0 | 0 | 0 | 0 | Normal | 0 | 0 | 0 | 0 | [17 empty] | Commercial_Warehouse (ID)_New_Food Preparation_Range_
Commercial_Warehouse (ID)_New_Food Preparation_Natural Gas_Range_E9 | Commercial | Warehouse (ID) | New | Food Preparation | Natural Gas | Range | E9 |  | 0 | 0 | 0 | 0 | 0 | 0 | 0 | 0 | 0 | 0 | 0 | 0 | 0 | 0 | 0 | Normal | 0 | 0 | 0 | 0 | [17 empty] | Commercial_Warehouse (ID)_New_Food Preparation_Range_
Commercial_Warehouse (ID)_New_Food Preparation_Natural Gas_Range_E10 | Commercial | Warehouse (ID) | New | Food Preparation | Natural Gas | Range | E10 |  | 0 | 0 | 0 | 0 | 0 | 0 | 0 | 0 | 0 | 0 | 0 | 0 | 0 | 0 | 0 | Normal | 0 | 0 | 0 | 0 | [17 empty] | Commercial_Warehouse (ID)_New_Food Preparation_Range_
Commercial_Warehouse (ID)_New_Food Preparation_Natural Gas_Steamer_E1 | Commercial | Warehouse (ID) | New | Food Preparation | Natural Gas | Steamer | E1 | Standard | 1 | 0 | 0 | 0.11068 | 0 | 0 | 0 | 8 | 16 | 2019 | 2045 | 1 | 0 | 0 | 0 | Normal | 0 | 0.0097339 | 0 | 0 | 1 unit | 100000 | 0 | 7.8404e-06 | 1241.5036 | 13100 | 0 | 0 | 0 | 2012 | 1.0776 | COOK_STM-Food Preparation-ILTRM-v4.0-32 | DOE Commercial R&D 2016 - Table 2-10 | COOK_STM-Food Preparation-ILTRM-v4.0-32 | 1 | unit | 7.8404e-06 | Commercial_Warehouse (ID)_New_Food Preparation_Steamer_Standard
Commercial_Warehouse (ID)_New_Food Preparation_Natural Gas_Steamer_E2 | Commercial | Warehouse (ID) | New | Food Preparation | Natural Gas | Steamer | E2 | ENERGY STAR | 0.18867 | 0 | 0 | 0.11911 | 0 | -2.2218e-05 | 0 | 8 | 16 | 2019 | 2045 | 1 | 0 | 0 | 0 | Normal | 0 | 0.0018365 | 0 | 0 | 1 unit | 100000 | 0 | 7.8404e-06 | 234.2394 | 14098 | 0 | -2.6298 | 0 | 2012 | 1.0776 | COOK_STM-Food Preparation-ILTRM-v4.0-32 | COOK_STM-Food Preparation-ILTRM-v4.0-32 | COOK_STM-Food Preparation-ILTRM-v4.0-32 | 1 | unit | 7.8404e-06 | Commercial_Warehouse (ID)_New_Food Preparation_Steamer_ENERGY STAR
Commercial_Warehouse (ID)_New_Food Preparation_Natural Gas_Steamer_E3 | Commercial | Warehouse (ID) | New | Food Preparation | Natural Gas | Steamer | E3 |  | 0 | 0 | 0 | 0 | 0 | 0 | 0 | 0 | 0 | 0 | 0 | 0 | 0 | 0 | 0 | Normal | 0 | 0 | 0 | 0 | [17 empty] | Commercial_Warehouse (ID)_New_Food Preparation_Steamer_
Commercial_Warehouse (ID)_New_Food Preparation_Natural Gas_Steamer_E4 | Commercial | Warehouse (ID) | New | Food Preparation | Natural Gas | Steamer | E4 |  | 0 | 0 | 0 | 0 | 0 | 0 | 0 | 0 | 0 | 0 | 0 | 0 | 0 | 0 | 0 | Normal | 0 | 0 | 0 | 0 | [17 empty] | Commercial_Warehouse (ID)_New_Food Preparation_Steamer_
Commercial_Warehouse (ID)_New_Food Preparation_Natural Gas_Steamer_E5 | Commercial | Warehouse (ID) | New | Food Preparation | Natural Gas | Steamer | E5 |  | 0 | 0 | 0 | 0 | 0 | 0 | 0 | 0 | 0 | 0 | 0 | 0 | 0 | 0 | 0 | Normal | 0 | 0 | 0 | 0 | [17 empty] | Commercial_Warehouse (ID)_New_Food Preparation_Steamer_
Commercial_Warehouse (ID)_New_Food Preparation_Natural Gas_Steamer_E6 | Commercial | Warehouse (ID) | New | Food Preparation | Natural Gas | Steamer | E6 |  | 0 | 0 | 0 | 0 | 0 | 0 | 0 | 0 | 0 | 0 | 0 | 0 | 0 | 0 | 0 | Normal | 0 | 0 | 0 | 0 | [17 empty] | Commercial_Warehouse (ID)_New_Food Preparation_Steamer_
Commercial_Warehouse (ID)_New_Food Preparation_Natural Gas_Steamer_E7 | Commercial | Warehouse (ID) | New | Food Preparation | Natural Gas | Steamer | E7 |  | 0 | 0 | 0 | 0 | 0 | 0 | 0 | 0 | 0 | 0 | 0 | 0 | 0 | 0 | 0 | Normal | 0 | 0 | 0 | 0 | [17 empty] | Commercial_Warehouse (ID)_New_Food Preparation_Steamer_
Commercial_Warehouse (ID)_New_Food Preparation_Natural Gas_Steamer_E8 | Commercial | Warehouse (ID) | New | Food Preparation | Natural Gas | Steamer | E8 |  | 0 | 0 | 0 | 0 | 0 | 0 | 0 | 0 | 0 | 0 | 0 | 0 | 0 | 0 | 0 | Normal | 0 | 0 | 0 | 0 | [17 empty] | Commercial_Warehouse (ID)_New_Food Preparation_Steamer_
Commercial_Warehouse (ID)_New_Food Preparation_Natural Gas_Steamer_E9 | Commercial | Warehouse (ID) | New | Food Preparation | Natural Gas | Steamer | E9 |  | 0 | 0 | 0 | 0 | 0 | 0 | 0 | 0 | 0 | 0 | 0 | 0 | 0 | 0 | 0 | Normal | 0 | 0 | 0 | 0 | [17 empty] | Commercial_Warehouse (ID)_New_Food Preparation_Steamer_
Commercial_Warehouse (ID)_New_Food Preparation_Natural Gas_Steamer_E10 | Commercial | Warehouse (ID) | New | Food Preparation | Natural Gas | Steamer | E10 |  | 0 | 0 | 0 | 0 | 0 | 0 | 0 | 0 | 0 | 0 | 0 | 0 | 0 | 0 | 0 | Normal | 0 | 0 | 0 | 0 | [17 empty] | Commercial_Warehouse (ID)_New_Food Preparation_Steamer_
Commercial_Warehouse (ID)_New_Food Preparation_Natural Gas_Food Prep Other_E1 | Commercial | Warehouse (ID) | New | Food Preparation | Natural Gas | Food Prep Other | E1 | Standard | 1 | 0 | 0 | 0.0017732 | 0 | 0 | 0 | 8 | 12 | 2019 | 2045 | 1 | 0 | 0 | 0 | Normal | 0 | 0.0022529 | 0 | 0 | 1 unit | 100000 | 0 | 1.583e-06 | 1423.18 | 1000 | 0 | 0 | 0 | 2010 | 1.1201 | Default | Default | Default | 1 | unit | 1.583e-06 | Commercial_Warehouse (ID)_New_Food Preparation_Food Prep Other_Standard
Commercial_Warehouse (ID)_New_Food Preparation_Natural Gas_Food Prep Other_E2 | Commercial | Warehouse (ID) | New | Food Preparation | Natural Gas | Food Prep Other | E2 | ENERGY STAR | 0.72067 | 0 | 0 | 0.0032506 | 0 | 0 | 0 | 8 | 12 | 2019 | 2045 | 1 | 0 | 0 | 0 | Normal | 0 | 0.0016236 | 0 | 0 | 1 unit | 100000 | 0 | 1.583e-06 | 1025.646 | 1833.1988 | 0 | 0 | 0 | 2010 | 1.1201 | N/A | N/A | N/A | 1 | unit | 1.583e-06 | Commercial_Warehouse (ID)_New_Food Preparation_Food Prep Other_ENERGY STAR
Commercial_Warehouse (ID)_New_Food Preparation_Natural Gas_Food Prep Other_E3 | Commercial | Warehouse (ID) | New | Food Preparation | Natural Gas | Food Prep Other | E3 |  | 0 | 0 | 0 | 0 | 0 | 0 | 0 | 0 | 0 | 0 | 0 | 0 | 0 | 0 | 0 | Normal | 0 | 0 | 0 | 0 | [17 empty] | Commercial_Warehouse (ID)_New_Food Preparation_Food Prep Other_
Commercial_Warehouse (ID)_New_Food Preparation_Natural Gas_Food Prep Other_E4 | Commercial | Warehouse (ID) | New | Food Preparation | Natural Gas | Food Prep Other | E4 |  | 0 | 0 | 0 | 0 | 0 | 0 | 0 | 0 | 0 | 0 | 0 | 0 | 0 | 0 | 0 | Normal | 0 | 0 | 0 | 0 | [17 empty] | Commercial_Warehouse (ID)_New_Food Preparation_Food Prep Other_
Commercial_Warehouse (ID)_New_Food Preparation_Natural Gas_Food Prep Other_E5 | Commercial | Warehouse (ID) | New | Food Preparation | Natural Gas | Food Prep Other | E5 |  | 0 | 0 | 0 | 0 | 0 | 0 | 0 | 0 | 0 | 0 | 0 | 0 | 0 | 0 | 0 | Normal | 0 | 0 | 0 | 0 | [17 empty] | Commercial_Warehouse (ID)_New_Food Preparation_Food Prep Other_
Commercial_Warehouse (ID)_New_Food Preparation_Natural Gas_Food Prep Other_E6 | Commercial | Warehouse (ID) | New | Food Preparation | Natural Gas | Food Prep Other | E6 |  | 0 | 0 | 0 | 0 | 0 | 0 | 0 | 0 | 0 | 0 | 0 | 0 | 0 | 0 | 0 | Normal | 0 | 0 | 0 | 0 | [17 empty] | Commercial_Warehouse (ID)_New_Food Preparation_Food Prep Other_
Commercial_Warehouse (ID)_New_Food Preparation_Natural Gas_Food Prep Other_E7 | Commercial | Warehouse (ID) | New | Food Preparation | Natural Gas | Food Prep Other | E7 |  | 0 | 0 | 0 | 0 | 0 | 0 | 0 | 0 | 0 | 0 | 0 | 0 | 0 | 0 | 0 | Normal | 0 | 0 | 0 | 0 | [17 empty] | Commercial_Warehouse (ID)_New_Food Preparation_Food Prep Other_
Commercial_Warehouse (ID)_New_Food Preparation_Natural Gas_Food Prep Other_E8 | Commercial | Warehouse (ID) | New | Food Preparation | Natural Gas | Food Prep Other | E8 |  | 0 | 0 | 0 | 0 | 0 | 0 | 0 | 0 | 0 | 0 | 0 | 0 | 0 | 0 | 0 | Normal | 0 | 0 | 0 | 0 | [17 empty] | Commercial_Warehouse (ID)_New_Food Preparation_Food Prep Other_
Commercial_Warehouse (ID)_New_Food Preparation_Natural Gas_Food Prep Other_E9 | Commercial | Warehouse (ID) | New | Food Preparation | Natural Gas | Food Prep Other | E9 |  | 0 | 0 | 0 | 0 | 0 | 0 | 0 | 0 | 0 | 0 | 0 | 0 | 0 | 0 | 0 | Normal | 0 | 0 | 0 | 0 | [17 empty] | Commercial_Warehouse (ID)_New_Food Preparation_Food Prep Other_
Commercial_Warehouse (ID)_New_Food Preparation_Natural Gas_Food Prep Other_E10 | Commercial | Warehouse (ID) | New | Food Preparation | Natural Gas | Food Prep Other | E10 |  | 0 | 0 | 0 | 0 | 0 | 0 | 0 | 0 | 0 | 0 | 0 | 0 | 0 | 0 | 0 | Normal | 0 | 0 | 0 | 0 | [17 empty] | Commercial_Warehouse (ID)_New_Food Preparation_Food Prep Other_
Commercial_Warehouse (ID)_New_Miscellaneous_Natural Gas_Pool Heater_E1 | Commercial | Warehouse (ID) | New | Miscellaneous | Natural Gas | Pool Heater | E1 | Standard (EF .82) | 1 | 0 | 0 | 0.012823 | 0 | 0 | 0 | 4 | 8 | 2019 | 2045 | 1 | 0 | 0 | 0 | Normal | 0 | 0.010152 | 0 | 0 | 1 unit | 100000 | 0 | 6.8182e-07 | 14890 | 18052 | 0 | 0 | 0 | 2014 | 1.0418 | DOE Commercial R&D 2016 - Table 7-6 | DOE Commercial R&D 2016 - Table 7-7 | DOE Commercial R&D 2016 - Table 7-8 | 1 | unit | 6.8182e-07 | Commercial_Warehouse (ID)_New_Miscellaneous_Pool Heater_Standard (EF .82)
Commercial_Warehouse (ID)_New_Miscellaneous_Natural Gas_Pool Heater_E2 | Commercial | Warehouse (ID) | New | Miscellaneous | Natural Gas | Pool Heater | E2 | Condensing (EF .90) | 0.85 | 0 | 0 | 0.020996 | 0 | 0 | 0 | 4 | 8 | 2019 | 2045 | 1 | 0 | 0 | 0 | Normal | 0 | 0.0086294 | 0 | 0 | 1 unit | 100000 | 0 | 6.8182e-07 | 12656.5 | 29558 | 0 | 0 | 0 | 2014 | 1.0418 | DOE Commercial R&D 2016 - Table 7-6 | DOE Commercial R&D 2016 - Table 7-7 | DOE Commercial R&D 2016 - Table 7-9 | 1 | unit | 6.8182e-07 | Commercial_Warehouse (ID)_New_Miscellaneous_Pool Heater_Condensing (EF .90)
Commercial_Warehouse (ID)_New_Miscellaneous_Natural Gas_Pool Heater_E3 | Commercial | Warehouse (ID) | New | Miscellaneous | Natural Gas | Pool Heater | E3 |  | 0 | 0 | 0 | 0 | 0 | 0 | 0 | 0 | 0 | 0 | 0 | 0 | 0 | 0 | 0 | Normal | 0 | 0 | 0 | 0 | [17 empty] | Commercial_Warehouse (ID)_New_Miscellaneous_Pool Heater_
Commercial_Warehouse (ID)_New_Miscellaneous_Natural Gas_Pool Heater_E4 | Commercial | Warehouse (ID) | New | Miscellaneous | Natural Gas | Pool Heater | E4 |  | 0 | 0 | 0 | 0 | 0 | 0 | 0 | 0 | 0 | 0 | 0 | 0 | 0 | 0 | 0 | Normal | 0 | 0 | 0 | 0 | [17 empty] | Commercial_Warehouse (ID)_New_Miscellaneous_Pool Heater_
Commercial_Warehouse (ID)_New_Miscellaneous_Natural Gas_Pool Heater_E5 | Commercial | Warehouse (ID) | New | Miscellaneous | Natural Gas | Pool Heater | E5 |  | 0 | 0 | 0 | 0 | 0 | 0 | 0 | 0 | 0 | 0 | 0 | 0 | 0 | 0 | 0 | Normal | 0 | 0 | 0 | 0 | [17 empty] | Commercial_Warehouse (ID)_New_Miscellaneous_Pool Heater_
Commercial_Warehouse (ID)_New_Miscellaneous_Natural Gas_Pool Heater_E6 | Commercial | Warehouse (ID) | New | Miscellaneous | Natural Gas | Pool Heater | E6 |  | 0 | 0 | 0 | 0 | 0 | 0 | 0 | 0 | 0 | 0 | 0 | 0 | 0 | 0 | 0 | Normal | 0 | 0 | 0 | 0 | [17 empty] | Commercial_Warehouse (ID)_New_Miscellaneous_Pool Heater_
Commercial_Warehouse (ID)_New_Miscellaneous_Natural Gas_Pool Heater_E7 | Commercial | Warehouse (ID) | New | Miscellaneous | Natural Gas | Pool Heater | E7 |  | 0 | 0 | 0 | 0 | 0 | 0 | 0 | 0 | 0 | 0 | 0 | 0 | 0 | 0 | 0 | Normal | 0 | 0 | 0 | 0 | [17 empty] | Commercial_Warehouse (ID)_New_Miscellaneous_Pool Heater_
Commercial_Warehouse (ID)_New_Miscellaneous_Natural Gas_Pool Heater_E8 | Commercial | Warehouse (ID) | New | Miscellaneous | Natural Gas | Pool Heater | E8 |  | 0 | 0 | 0 | 0 | 0 | 0 | 0 | 0 | 0 | 0 | 0 | 0 | 0 | 0 | 0 | Normal | 0 | 0 | 0 | 0 | [17 empty] | Commercial_Warehouse (ID)_New_Miscellaneous_Pool Heater_
Commercial_Warehouse (ID)_New_Miscellaneous_Natural Gas_Pool Heater_E9 | Commercial | Warehouse (ID) | New | Miscellaneous | Natural Gas | Pool Heater | E9 |  | 0 | 0 | 0 | 0 | 0 | 0 | 0 | 0 | 0 | 0 | 0 | 0 | 0 | 0 | 0 | Normal | 0 | 0 | 0 | 0 | [17 empty] | Commercial_Warehouse (ID)_New_Miscellaneous_Pool Heater_
Commercial_Warehouse (ID)_New_Miscellaneous_Natural Gas_Pool Heater_E10 | Commercial | Warehouse (ID) | New | Miscellaneous | Natural Gas | Pool Heater | E10 |  | 0 | 0 | 0 | 0 | 0 | 0 | 0 | 0 | 0 | 0 | 0 | 0 | 0 | 0 | 0 | Normal | 0 | 0 | 0 | 0 | [17 empty] | Commercial_Warehouse (ID)_New_Miscellaneous_Pool Heater_
Commercial_Warehouse (ID)_New_Miscellaneous_Natural Gas_Miscellaneous_E1 | Commercial | Warehouse (ID) | New | Miscellaneous | Natural Gas | Miscellaneous | E1 | Standard | 1 | 0 | 0 | 1.0174 | 0 | 0 | 0 | 2 | 8 | 2019 | 2045 | 1 | 0 | 0 | 0 | Normal | 0 | 0.0071043 | 0 | 0 | 1 unit | 100000 | 0 | 1 | 1 | 1 | 0 | 0 | 0 | 2016 | 1.0174 | N/A | N/A | N/A | 1 | unit | 1 | Commercial_Warehouse (ID)_New_Miscellaneous_Miscellaneous_Standard
Commercial_Warehouse (ID)_New_Miscellaneous_Natural Gas_Miscellaneous_E2 | Commercial | Warehouse (ID) | New | Miscellaneous | Natural Gas | Miscellaneous | E2 |  | 0 | 0 | 0 | 0 | 0 | 0 | 0 | 0 | 0 | 0 | 0 | 0 | 0 | 0 | 0 | Normal | 0 | 0 | 0 | 0 | [17 empty] | Commercial_Warehouse (ID)_New_Miscellaneous_Miscellaneous_
Commercial_Warehouse (ID)_New_Miscellaneous_Natural Gas_Miscellaneous_E3 | Commercial | Warehouse (ID) | New | Miscellaneous | Natural Gas | Miscellaneous | E3 |  | 0 | 0 | 0 | 0 | 0 | 0 | 0 | 0 | 0 | 0 | 0 | 0 | 0 | 0 | 0 | Normal | 0 | 0 | 0 | 0 | [17 empty] | Commercial_Warehouse (ID)_New_Miscellaneous_Miscellaneous_
Commercial_Warehouse (ID)_New_Miscellaneous_Natural Gas_Miscellaneous_E4 | Commercial | Warehouse (ID) | New | Miscellaneous | Natural Gas | Miscellaneous | E4 |  | 0 | 0 | 0 | 0 | 0 | 0 | 0 | 0 | 0 | 0 | 0 | 0 | 0 | 0 | 0 | Normal | 0 | 0 | 0 | 0 | [17 empty] | Commercial_Warehouse (ID)_New_Miscellaneous_Miscellaneous_
Commercial_Warehouse (ID)_New_Miscellaneous_Natural Gas_Miscellaneous_E5 | Commercial | Warehouse (ID) | New | Miscellaneous | Natural Gas | Miscellaneous | E5 |  | 0 | 0 | 0 | 0 | 0 | 0 | 0 | 0 | 0 | 0 | 0 | 0 | 0 | 0 | 0 | Normal | 0 | 0 | 0 | 0 | [17 empty] | Commercial_Warehouse (ID)_New_Miscellaneous_Miscellaneous_
Commercial_Warehouse (ID)_New_Miscellaneous_Natural Gas_Miscellaneous_E6 | Commercial | Warehouse (ID) | New | Miscellaneous | Natural Gas | Miscellaneous | E6 |  | 0 | 0 | 0 | 0 | 0 | 0 | 0 | 0 | 0 | 0 | 0 | 0 | 0 | 0 | 0 | Normal | 0 | 0 | 0 | 0 | [17 empty] | Commercial_Warehouse (ID)_New_Miscellaneous_Miscellaneous_
Commercial_Warehouse (ID)_New_Miscellaneous_Natural Gas_Miscellaneous_E7 | Commercial | Warehouse (ID) | New | Miscellaneous | Natural Gas | Miscellaneous | E7 |  | 0 | 0 | 0 | 0 | 0 | 0 | 0 | 0 | 0 | 0 | 0 | 0 | 0 | 0 | 0 | Normal | 0 | 0 | 0 | 0 | [17 empty] | Commercial_Warehouse (ID)_New_Miscellaneous_Miscellaneous_
Commercial_Warehouse (ID)_New_Miscellaneous_Natural Gas_Miscellaneous_E8 | Commercial | Warehouse (ID) | New | Miscellaneous | Natural Gas | Miscellaneous | E8 |  | 0 | 0 | 0 | 0 | 0 | 0 | 0 | 0 | 0 | 0 | 0 | 0 | 0 | 0 | 0 | Normal | 0 | 0 | 0 | 0 | [17 empty] | Commercial_Warehouse (ID)_New_Miscellaneous_Miscellaneous_
Commercial_Warehouse (ID)_New_Miscellaneous_Natural Gas_Miscellaneous_E9 | Commercial | Warehouse (ID) | New | Miscellaneous | Natural Gas | Miscellaneous | E9 |  | 0 | 0 | 0 | 0 | 0 | 0 | 0 | 0 | 0 | 0 | 0 | 0 | 0 | 0 | 0 | Normal | 0 | 0 | 0 | 0 | [17 empty] | Commercial_Warehouse (ID)_New_Miscellaneous_Miscellaneous_
Commercial_Warehouse (ID)_New_Miscellaneous_Natural Gas_Miscellaneous_E10 | Commercial | Warehouse (ID) | New | Miscellaneous | Natural Gas | Miscellaneous | E10 |  | 0 | 0 | 0 | 0 | 0 | 0 | 0 | 0 | 0 | 0 | 0 | 0 | 0 | 0 | 0 | Normal | 0 | 0 | 0 | 0 | [17 empty] | Commercial_Warehouse (ID)_New_Miscellaneous_Miscellaneous_
Commercial_Miscellaneous (ID)_Existing_Space Heating_Natural Gas_Furnace_E1 | Commercial | Miscellaneous (ID) | Existing | Space Heating | Natural Gas | Furnace | E1 | AFUE 80% (Standard) | 1 | 0 | 0 | 0.6172 | 0 | 0.058175 | 0 | 10 | 20 | 2019 | 2045 | 1 | 0 | 0 | 0 | Normal | 0 | 0.41947 | 0 | 0 | 400 kBtu/hr | 15000 | 0 | 0.00017143 | 6.1172 | 3395 | 0 | 320 | 0 | 2013 | 1.0605 | GFURN-Heating-EIA14-2014 Ref. Case-2 | GFURN-Heating-EIA14-2014 Ref. Case-2 | AEG BEST | 400 | kBtu/hr | 0.068571 | Commercial_Miscellaneous (ID)_Existing_Space Heating_Furnace_AFUE 80% (Standard)
Commercial_Miscellaneous (ID)_Existing_Space Heating_Natural Gas_Furnace_E2 | Commercial | Miscellaneous (ID) | Existing | Space Heating | Natural Gas | Furnace | E2 | AFUE 90% | 0.88907 | 0 | 0 | 0.74991 | 0 | 0.16907 | 0 | 10 | 20 | 2019 | 2045 | 1 | 0 | 0 | 0 | Normal | 0 | 0.37294 | 0 | 0 | 400 kBtu/hr | 15000 | 0 | 0.00017143 | 5.4387 | 4125 | 0 | 930 | 0 | 2013 | 1.0605 | GFURN-Heating-EIA14-2014 Ref. Case-3 | GFURN-Heating-EIA14-2014 Ref. Case-3 | AEG BEST | 400 | kBtu/hr | 0.068571 | Commercial_Miscellaneous (ID)_Existing_Space Heating_Furnace_AFUE 90%
Commercial_Miscellaneous (ID)_Existing_Space Heating_Natural Gas_Furnace_E3 | Commercial | Miscellaneous (ID) | Existing | Space Heating | Natural Gas | Furnace | E3 | AFUE 96% | 0.83349 | 0 | 0 | 1.4492 | 0 | 0 | 0 | 10 | 20 | 2019 | 2045 | 1 | 0 | 0 | 0 | Normal | 0 | 0.34962 | 0 | 0 | 150 kBtu/hr | 15000 | 0 | 0.00045714 | 5.0986 | 3042.9057 | 0 | 0 | 0 | 2014 | 1.0418 | GFURN-Heating-EIA14-2014 Ref. Case-3 | GFURN-Heating-ILTRM-v5.0-191 | AEG BEST | 150 | kBtu/hr | 0.068571 | Commercial_Miscellaneous (ID)_Existing_Space Heating_Furnace_AFUE 96%
Commercial_Miscellaneous (ID)_Existing_Space Heating_Natural Gas_Furnace_E4 | Commercial | Miscellaneous (ID) | Existing | Space Heating | Natural Gas | Furnace | E4 |  | 0 | 0 | 0 | 0 | 0 | 0 | 0 | 0 | 0 | 0 | 0 | 0 | 0 | 0 | 0 | Normal | 0 | 0 | 0 | 0 | [17 empty] | Commercial_Miscellaneous (ID)_Existing_Space Heating_Furnace_
Commercial_Miscellaneous (ID)_Existing_Space Heating_Natural Gas_Furnace_E5 | Commercial | Miscellaneous (ID) | Existing | Space Heating | Natural Gas | Furnace | E5 |  | 0 | 0 | 0 | 0 | 0 | 0 | 0 | 0 | 0 | 0 | 0 | 0 | 0 | 0 | 0 | Normal | 0 | 0 | 0 | 0 | [17 empty] | Commercial_Miscellaneous (ID)_Existing_Space Heating_Furnace_
Commercial_Miscellaneous (ID)_Existing_Space Heating_Natural Gas_Furnace_E6 | Commercial | Miscellaneous (ID) | Existing | Space Heating | Natural Gas | Furnace | E6 |  | 0 | 0 | 0 | 0 | 0 | 0 | 0 | 0 | 0 | 0 | 0 | 0 | 0 | 0 | 0 | Normal | 0 | 0 | 0 | 0 | [17 empty] | Commercial_Miscellaneous (ID)_Existing_Space Heating_Furnace_
Commercial_Miscellaneous (ID)_Existing_Space Heating_Natural Gas_Furnace_E7 | Commercial | Miscellaneous (ID) | Existing | Space Heating | Natural Gas | Furnace | E7 |  | 0 | 0 | 0 | 0 | 0 | 0 | 0 | 0 | 0 | 0 | 0 | 0 | 0 | 0 | 0 | Normal | 0 | 0 | 0 | 0 | [17 empty] | Commercial_Miscellaneous (ID)_Existing_Space Heating_Furnace_
Commercial_Miscellaneous (ID)_Existing_Space Heating_Natural Gas_Furnace_E8 | Commercial | Miscellaneous (ID) | Existing | Space Heating | Natural Gas | Furnace | E8 |  | 0 | 0 | 0 | 0 | 0 | 0 | 0 | 0 | 0 | 0 | 0 | 0 | 0 | 0 | 0 | Normal | 0 | 0 | 0 | 0 | [17 empty] | Commercial_Miscellaneous (ID)_Existing_Space Heating_Furnace_
Commercial_Miscellaneous (ID)_Existing_Space Heating_Natural Gas_Furnace_E9 | Commercial | Miscellaneous (ID) | Existing | Space Heating | Natural Gas | Furnace | E9 |  | 0 | 0 | 0 | 0 | 0 | 0 | 0 | 0 | 0 | 0 | 0 | 0 | 0 | 0 | 0 | Normal | 0 | 0 | 0 | 0 | [17 empty] | Commercial_Miscellaneous (ID)_Existing_Space Heating_Furnace_
Commercial_Miscellaneous (ID)_Existing_Space Heating_Natural Gas_Furnace_E10 | Commercial | Miscellaneous (ID) | Existing | Space Heating | Natural Gas | Furnace | E10 |  | 0 | 0 | 0 | 0 | 0 | 0 | 0 | 0 | 0 | 0 | 0 | 0 | 0 | 0 | 0 | Normal | 0 | 0 | 0 | 0 | [17 empty] | Commercial_Miscellaneous (ID)_Existing_Space Heating_Furnace_
Commercial_Miscellaneous (ID)_Existing_Space Heating_Natural Gas_Boiler_E1 | Commercial | Miscellaneous (ID) | Existing | Space Heating | Natural Gas | Boiler | E1 | AFUE 80% (Standard) | 1 | 0 | 0 | 2.3009 | 0 | 0.054539 | 0 | 25 | 35 | 2019 | 2045 | 1 | 0 | 0 | 0 | Normal | 0 | 1.3145 | 0 | 0 | 1 kBtu/hr | 15000 | 0 | 0.068571 | 18.3472 | 31.6406 | 0 | 0.75 | 0 | 2013 | 1.0605 | GBLR-Heating-AEO15-3 | GBLR-Heating-AEO15-3 | GBLR-Heating-AEO15-3 | 1 | kBtu/hr | 0.068571 | Commercial_Miscellaneous (ID)_Existing_Space Heating_Boiler_AFUE 80% (Standard)
Commercial_Miscellaneous (ID)_Existing_Space Heating_Natural Gas_Boiler_E2 | Commercial | Miscellaneous (ID) | Existing | Space Heating | Natural Gas | Boiler | E2 | AFUE 85% | 0.94117 | 0 | 0 | 2.4703 | 0 | 0.051331 | 0 | 25 | 35 | 2019 | 2045 | 1 | 0 | 0 | 0 | Normal | 0 | 1.2372 | 0 | 0 | 1 kBtu/hr | 15000 | 0 | 0.068571 | 17.2679 | 33.9706 | 0 | 0.70588 | 0 | 2013 | 1.0605 | GBLR-Heating-AEO15-6 | GBLR-Heating-AEO15-6 | GBLR-Heating-AEO15-6 | 1 | kBtu/hr | 0.068571 | Commercial_Miscellaneous (ID)_Existing_Space Heating_Boiler_AFUE 85%
Commercial_Miscellaneous (ID)_Existing_Space Heating_Natural Gas_Boiler_E3 | Commercial | Miscellaneous (ID) | Existing | Space Heating | Natural Gas | Boiler | E3 | AFUE 97% | 0.82474 | 0 | 0 | 2.3513 | 0 | 0.044522 | 0 | 25 | 35 | 2019 | 2045 | 1 | 0 | 0 | 0 | Normal | 0 | 1.0841 | 0 | 0 | 1 kBtu/hr | 15000 | 0 | 0.068571 | 15.1317 | 32.3342 | 0 | 0.61224 | 0 | 2013 | 1.0605 | GBLR-Heating-AEO15-7 | GBLR-Heating-AEO15-7 | GBLR-Heating-AEO15-7 | 1 | kBtu/hr | 0.068571 | Commercial_Miscellaneous (ID)_Existing_Space Heating_Boiler_AFUE 97%
Commercial_Miscellaneous (ID)_Existing_Space Heating_Natural Gas_Boiler_E4 | Commercial | Miscellaneous (ID) | Existing | Space Heating | Natural Gas | Boiler | E4 | Convert to NG Air Source Heat Pump | 0.57143 | 0 | 0 | 15.8769 | 0 | 0.19392 | 0 | 10 | 20 | 2019 | 2045 | 1 | 0 | 0 | 0 | Normal | 0 | 0.75114 | 0 | 0 | 1 kBtu/hr | 15000 | 0 | 0.068571 | 10.4841 | 218.3333 | 0 | 2.6667 | 0 | 2013 | 1.0605 | HP_GAS-Heating-AEO17-1 | HP_GAS-Heating-AEO17-1 | HP_GAS-Heating-AEO17-1 | 1 | kBtu/hr | 0.068571 | Commercial_Miscellaneous (ID)_Existing_Space Heating_Boiler_Convert to NG Air Source Heat Pump
Commercial_Miscellaneous (ID)_Existing_Space Heating_Natural Gas_Boiler_E5 | Commercial | Miscellaneous (ID) | Existing | Space Heating | Natural Gas | Boiler | E5 |  | 0 | 0 | 0 | 0 | 0 | 0 | 0 | 0 | 0 | 0 | 0 | 0 | 0 | 0 | 0 | Normal | 0 | 0 | 0 | 0 | [17 empty] | Commercial_Miscellaneous (ID)_Existing_Space Heating_Boiler_
Commercial_Miscellaneous (ID)_Existing_Space Heating_Natural Gas_Boiler_E6 | Commercial | Miscellaneous (ID) | Existing | Space Heating | Natural Gas | Boiler | E6 |  | 0 | 0 | 0 | 0 | 0 | 0 | 0 | 0 | 0 | 0 | 0 | 0 | 0 | 0 | 0 | Normal | 0 | 0 | 0 | 0 | [17 empty] | Commercial_Miscellaneous (ID)_Existing_Space Heating_Boiler_
Commercial_Miscellaneous (ID)_Existing_Space Heating_Natural Gas_Boiler_E7 | Commercial | Miscellaneous (ID) | Existing | Space Heating | Natural Gas | Boiler | E7 |  | 0 | 0 | 0 | 0 | 0 | 0 | 0 | 0 | 0 | 0 | 0 | 0 | 0 | 0 | 0 | Normal | 0 | 0 | 0 | 0 | [17 empty] | Commercial_Miscellaneous (ID)_Existing_Space Heating_Boiler_
Commercial_Miscellaneous (ID)_Existing_Space Heating_Natural Gas_Boiler_E8 | Commercial | Miscellaneous (ID) | Existing | Space Heating | Natural Gas | Boiler | E8 |  | 0 | 0 | 0 | 0 | 0 | 0 | 0 | 0 | 0 | 0 | 0 | 0 | 0 | 0 | 0 | Normal | 0 | 0 | 0 | 0 | [17 empty] | Commercial_Miscellaneous (ID)_Existing_Space Heating_Boiler_
Commercial_Miscellaneous (ID)_Existing_Space Heating_Natural Gas_Boiler_E9 | Commercial | Miscellaneous (ID) | Existing | Space Heating | Natural Gas | Boiler | E9 |  | 0 | 0 | 0 | 0 | 0 | 0 | 0 | 0 | 0 | 0 | 0 | 0 | 0 | 0 | 0 | Normal | 0 | 0 | 0 | 0 | [17 empty] | Commercial_Miscellaneous (ID)_Existing_Space Heating_Boiler_
Commercial_Miscellaneous (ID)_Existing_Space Heating_Natural Gas_Boiler_E10 | Commercial | Miscellaneous (ID) | Existing | Space Heating | Natural Gas | Boiler | E10 |  | 0 | 0 | 0 | 0 | 0 | 0 | 0 | 0 | 0 | 0 | 0 | 0 | 0 | 0 | 0 | Normal | 0 | 0 | 0 | 0 | [17 empty] | Commercial_Miscellaneous (ID)_Existing_Space Heating_Boiler_
Commercial_Miscellaneous (ID)_Existing_Space Heating_Natural Gas_Unit Heater_E1 | Commercial | Miscellaneous (ID) | Existing | Space Heating | Natural Gas | Unit Heater | E1 | Standard | 1 | 0 | 0 | 0.00052823 | 0 | 0 | 0 | 15 | 25 | 2019 | 2045 | 1 | 0 | 0 | 0 | Normal | 0 | 0.21514 | 0 | 0 | 1 kBtu/Hr | 15000 | 0 | 4.9402e-07 | 2080 | 1051 | 0 | 0 | 0 | 2016 | 1.0174 | UNITHT-Heating-XCELCO-2017-18-3 | UNITHT-Heating-XCELCO-2017-18-3 | UNITHT-Heating-XCELCO-2017-18-3 | 1 | kBtu/Hr | 4.9402e-07 | Commercial_Miscellaneous (ID)_Existing_Space Heating_Unit Heater_Standard
Commercial_Miscellaneous (ID)_Existing_Space Heating_Natural Gas_Unit Heater_E2 | Commercial | Miscellaneous (ID) | Existing | Space Heating | Natural Gas | Unit Heater | E2 | Condensing | 0.88942 | 0 | 0 | 0.0011585 | 0 | 0 | 0 | 15 | 25 | 2019 | 2045 | 1 | 0 | 0 | 0 | Normal | 0 | 0.19135 | 0 | 0 | 1 kBtu/Hr | 15000 | 0 | 4.9402e-07 | 1850 | 2305 | 0 | 0 | 0 | 2016 | 1.0174 | UNITHT-Heating-XCELCO-2017-18-3 | UNITHT-Heating-XCELCO-2017-18-3 | UNITHT-Heating-XCELCO-2017-18-3 | 1 | kBtu/Hr | 4.9402e-07 | Commercial_Miscellaneous (ID)_Existing_Space Heating_Unit Heater_Condensing
Commercial_Miscellaneous (ID)_Existing_Space Heating_Natural Gas_Unit Heater_E3 | Commercial | Miscellaneous (ID) | Existing | Space Heating | Natural Gas | Unit Heater | E3 | Infrared Radiant | 0.88462 | 0 | 0 | 0.00063076 | 0 | 0 | 0 | 10 | 20 | 2019 | 2045 | 1 | 0 | 0 | 0 | Normal | 0 | 0.19032 | 0 | 0 | 1 kBtu/Hr | 15000 | 0 | 4.9402e-07 | 1840 | 1255 | 0 | 0 | 0 | 2016 | 1.0174 | UNITHT-Heating-XCELCO-2017-18-4 | UNITHT-Heating-XCELCO-2017-18-4 | UNITHT-Heating-XCELCO-2017-18-4 | 1 | kBtu/Hr | 4.9402e-07 | Commercial_Miscellaneous (ID)_Existing_Space Heating_Unit Heater_Infrared Radiant
Commercial_Miscellaneous (ID)_Existing_Space Heating_Natural Gas_Unit Heater_E4 | Commercial | Miscellaneous (ID) | Existing | Space Heating | Natural Gas | Unit Heater | E4 |  | 0 | 0 | 0 | 0 | 0 | 0 | 0 | 0 | 0 | 0 | 0 | 0 | 0 | 0 | 0 | Normal | 0 | 0 | 0 | 0 | [17 empty] | Commercial_Miscellaneous (ID)_Existing_Space Heating_Unit Heater_
Commercial_Miscellaneous (ID)_Existing_Space Heating_Natural Gas_Unit Heater_E5 | Commercial | Miscellaneous (ID) | Existing | Space Heating | Natural Gas | Unit Heater | E5 |  | 0 | 0 | 0 | 0 | 0 | 0 | 0 | 0 | 0 | 0 | 0 | 0 | 0 | 0 | 0 | Normal | 0 | 0 | 0 | 0 | [17 empty] | Commercial_Miscellaneous (ID)_Existing_Space Heating_Unit Heater_
Commercial_Miscellaneous (ID)_Existing_Space Heating_Natural Gas_Unit Heater_E6 | Commercial | Miscellaneous (ID) | Existing | Space Heating | Natural Gas | Unit Heater | E6 |  | 0 | 0 | 0 | 0 | 0 | 0 | 0 | 0 | 0 | 0 | 0 | 0 | 0 | 0 | 0 | Normal | 0 | 0 | 0 | 0 | [17 empty] | Commercial_Miscellaneous (ID)_Existing_Space Heating_Unit Heater_
Commercial_Miscellaneous (ID)_Existing_Space Heating_Natural Gas_Unit Heater_E7 | Commercial | Miscellaneous (ID) | Existing | Space Heating | Natural Gas | Unit Heater | E7 |  | 0 | 0 | 0 | 0 | 0 | 0 | 0 | 0 | 0 | 0 | 0 | 0 | 0 | 0 | 0 | Normal | 0 | 0 | 0 | 0 | [17 empty] | Commercial_Miscellaneous (ID)_Existing_Space Heating_Unit Heater_
Commercial_Miscellaneous (ID)_Existing_Space Heating_Natural Gas_Unit Heater_E8 | Commercial | Miscellaneous (ID) | Existing | Space Heating | Natural Gas | Unit Heater | E8 |  | 0 | 0 | 0 | 0 | 0 | 0 | 0 | 0 | 0 | 0 | 0 | 0 | 0 | 0 | 0 | Normal | 0 | 0 | 0 | 0 | [17 empty] | Commercial_Miscellaneous (ID)_Existing_Space Heating_Unit Heater_
Commercial_Miscellaneous (ID)_Existing_Space Heating_Natural Gas_Unit Heater_E9 | Commercial | Miscellaneous (ID) | Existing | Space Heating | Natural Gas | Unit Heater | E9 |  | 0 | 0 | 0 | 0 | 0 | 0 | 0 | 0 | 0 | 0 | 0 | 0 | 0 | 0 | 0 | Normal | 0 | 0 | 0 | 0 | [17 empty] | Commercial_Miscellaneous (ID)_Existing_Space Heating_Unit Heater_
Commercial_Miscellaneous (ID)_Existing_Space Heating_Natural Gas_Unit Heater_E10 | Commercial | Miscellaneous (ID) | Existing | Space Heating | Natural Gas | Unit Heater | E10 |  | 0 | 0 | 0 | 0 | 0 | 0 | 0 | 0 | 0 | 0 | 0 | 0 | 0 | 0 | 0 | Normal | 0 | 0 | 0 | 0 | [17 empty] | Commercial_Miscellaneous (ID)_Existing_Space Heating_Unit Heater_
Commercial_Miscellaneous (ID)_Existing_Water Heating_Natural Gas_Water Heater_E1 | Commercial | Miscellaneous (ID) | Existing | Water Heating | Natural Gas | Water Heater | E1 | TE 0.80 | 1 | 0 | 0 | 0.22704 | 0 | 0 | 0 | 10 | 20 | 2019 | 2045 | 1 | 0 | 0 | 0 | Normal | 0 | 0.3568 | 0 | 0 | 1 kBtu/hr | 15000 | 0 | 0.010237 | 32.1036 | 21.8 | 0 | 0 | 0 | 2017 | 1.0174 | DHW_WH-Water Heating-PG&E-R7-14 | DHW_WH-Water Heating-PG&E-R7-14 | DHW_WH-Water Heating-PG&E-R7-14 | 1 | kBtu/hr | 0.010237 | Commercial_Miscellaneous (ID)_Existing_Water Heating_Water Heater_TE 0.80
Commercial_Miscellaneous (ID)_Existing_Water Heating_Natural Gas_Water Heater_E2 | Commercial | Miscellaneous (ID) | Existing | Water Heating | Natural Gas | Water Heater | E2 | TE 0.90 | 0.88889 | 0 | 0 | 0.27244 | 0 | 0 | 0 | 10 | 20 | 2019 | 2045 | 1 | 0 | 0 | 0 | Normal | 0 | 0.31716 | 0 | 0 | 1 kBtu/hr | 15000 | 0 | 0.010237 | 28.5365 | 26.16 | 0 | 0 | 0 | 2017 | 1.0174 | DHW_WH-Water Heating-PG&E-R7-14 | DHW_WH-Water Heating-PG&E-R7-14 | DHW_WH-Water Heating-PG&E-R7-14 | 1 | kBtu/hr | 0.010237 | Commercial_Miscellaneous (ID)_Existing_Water Heating_Water Heater_TE 0.90
Commercial_Miscellaneous (ID)_Existing_Water Heating_Natural Gas_Water Heater_E3 | Commercial | Miscellaneous (ID) | Existing | Water Heating | Natural Gas | Water Heater | E3 | TE 0.94 | 0.85106 | 0 | 0 | 0.3349 | 0 | 0 | 0 | 10 | 20 | 2019 | 2045 | 1 | 0 | 0 | 0 | Normal | 0 | 0.30366 | 0 | 0 | 1 kBtu/hr | 15000 | 0 | 0.010237 | 27.3222 | 30.3604 | 0 | 0 | 0 | 2012 | 1.0776 | DHW_WH-Water Heating-NMTRM-2016-7 | DHW_WH-Water Heating-NMTRM-2016-7 | DHW_WH-Water Heating-NMTRM-2016-7 | 1 | kBtu/hr | 0.010237 | Commercial_Miscellaneous (ID)_Existing_Water Heating_Water Heater_TE 0.94
Commercial_Miscellaneous (ID)_Existing_Water Heating_Natural Gas_Water Heater_E4 | Commercial | Miscellaneous (ID) | Existing | Water Heating | Natural Gas | Water Heater | E4 | Instantaneous TE 0.94 | 0.85016 | 0 | 0 | 0.39315 | 0 | 0 | 0 | 15 | 25 | 2019 | 2045 | 1 | 0 | 0 | 0 | Normal | 0 | 0.30334 | 0 | 0 | 1 kBtu/hr | 15000 | 0 | 0.010237 | 27.2931 | 35.6404 | 0 | 0 | 0 | 2012 | 1.0776 | DHW_WH-Water Heating-NMTRM-2016-9 | DHW_WH-Water Heating-NMTRM-2016-9 | DHW_WH-Water Heating-NMTRM-2016-9 | 1 | kBtu/hr | 0.010237 | Commercial_Miscellaneous (ID)_Existing_Water Heating_Water Heater_Instantaneous TE 0.94
Commercial_Miscellaneous (ID)_Existing_Water Heating_Natural Gas_Water Heater_E5 | Commercial | Miscellaneous (ID) | Existing | Water Heating | Natural Gas | Water Heater | E5 | Gas-Fired Absorption HPWH | 0.53333 | 0 | 0 | 0.66823 | 0 | 0 | 0 | 10 | 16 | 2019 | 2045 | 1 | 0 | 0 | 0 | Normal | 0 | 0.19029 | 0 | 0 | 1 kBtu/hr | 15000 | 0 | 0.010237 | 17.1219 | 62.6566 | 0 | 0 | 0 | 2014 | 1.0418 | DHW_WH-Water Heating-DOE-2014-1 | DHW_WH-Water Heating-DOE-2014-1 | DHW_WH-Water Heating-DOE-2014-1 | 1 | kBtu/hr | 0.010237 | Commercial_Miscellaneous (ID)_Existing_Water Heating_Water Heater_Gas-Fired Absorption HPWH
Commercial_Miscellaneous (ID)_Existing_Water Heating_Natural Gas_Water Heater_E6 | Commercial | Miscellaneous (ID) | Existing | Water Heating | Natural Gas | Water Heater | E6 |  | 0 | 0 | 0 | 0 | 0 | 0 | 0 | 0 | 0 | 0 | 0 | 0 | 0 | 0 | 0 | Normal | 0 | 0 | 0 | 0 | [17 empty] | Commercial_Miscellaneous (ID)_Existing_Water Heating_Water Heater_
Commercial_Miscellaneous (ID)_Existing_Water Heating_Natural Gas_Water Heater_E7 | Commercial | Miscellaneous (ID) | Existing | Water Heating | Natural Gas | Water Heater | E7 |  | 0 | 0 | 0 | 0 | 0 | 0 | 0 | 0 | 0 | 0 | 0 | 0 | 0 | 0 | 0 | Normal | 0 | 0 | 0 | 0 | [17 empty] | Commercial_Miscellaneous (ID)_Existing_Water Heating_Water Heater_
Commercial_Miscellaneous (ID)_Existing_Water Heating_Natural Gas_Water Heater_E8 | Commercial | Miscellaneous (ID) | Existing | Water Heating | Natural Gas | Water Heater | E8 |  | 0 | 0 | 0 | 0 | 0 | 0 | 0 | 0 | 0 | 0 | 0 | 0 | 0 | 0 | 0 | Normal | 0 | 0 | 0 | 0 | [17 empty] | Commercial_Miscellaneous (ID)_Existing_Water Heating_Water Heater_
Commercial_Miscellaneous (ID)_Existing_Water Heating_Natural Gas_Water Heater_E9 | Commercial | Miscellaneous (ID) | Existing | Water Heating | Natural Gas | Water Heater | E9 |  | 0 | 0 | 0 | 0 | 0 | 0 | 0 | 0 | 0 | 0 | 0 | 0 | 0 | 0 | 0 | Normal | 0 | 0 | 0 | 0 | [17 empty] | Commercial_Miscellaneous (ID)_Existing_Water Heating_Water Heater_
Commercial_Miscellaneous (ID)_Existing_Water Heating_Natural Gas_Water Heater_E10 | Commercial | Miscellaneous (ID) | Existing | Water Heating | Natural Gas | Water Heater | E10 |  | 0 | 0 | 0 | 0 | 0 | 0 | 0 | 0 | 0 | 0 | 0 | 0 | 0 | 0 | 0 | Normal | 0 | 0 | 0 | 0 | [17 empty] | Commercial_Miscellaneous (ID)_Existing_Water Heating_Water Heater_
Commercial_Miscellaneous (ID)_Existing_Food Preparation_Natural Gas_Oven_E1 | Commercial | Miscellaneous (ID) | Existing | Food Preparation | Natural Gas | Oven | E1 | Standard | 1 | 0 | 0 | 0.0023232 | 0 | 0 | 0 | 8 | 12 | 2019 | 2045 | 1 | 0 | 0 | 0 | Normal | 0 | 0.014194 | 0 | 0 | 1 unit | 15000 | 0 | 4.4699e-06 | 1050.946 | 490.1 | 0 | 0 | 0 | 2013 | 1.0605 | COOK_OVN-Food Preparation-AEO17-3 | COOK_OVN-Food Preparation-AEO17-3 | COOK_OVN-Food Preparation-ILTRM-v5.0-23 | 1 | unit | 4.4699e-06 | Commercial_Miscellaneous (ID)_Existing_Food Preparation_Oven_Standard
Commercial_Miscellaneous (ID)_Existing_Food Preparation_Natural Gas_Oven_E2 | Commercial | Miscellaneous (ID) | Existing | Food Preparation | Natural Gas | Oven | E2 | ENERGY STAR (>42% Baking Efficiency) | 0.7101 | 0 | 0 | 0.0031655 | 0 | 0 | 0 | 8 | 12 | 2019 | 2045 | 1 | 0 | 0 | 0 | Normal | 0 | 0.010079 | 0 | 0 | 1 unit | 15000 | 0 | 4.4699e-06 | 746.2722 | 667.81 | 0 | 0 | 0 | 2013 | 1.0605 | COOK_OVN-Food Preparation-AEO17-3 | COOK_OVN-Food Preparation-AEO17-3 | COOK_OVN-Food Preparation-ILTRM-v5.0-23 | 1 | unit | 4.4699e-06 | Commercial_Miscellaneous (ID)_Existing_Food Preparation_Oven_ENERGY STAR (>42% Baking Efficiency)
Commercial_Miscellaneous (ID)_Existing_Food Preparation_Natural Gas_Oven_E3 | Commercial | Miscellaneous (ID) | Existing | Food Preparation | Natural Gas | Oven | E3 |  | 0 | 0 | 0 | 0 | 0 | 0 | 0 | 0 | 0 | 0 | 0 | 0 | 0 | 0 | 0 | Normal | 0 | 0 | 0 | 0 | [17 empty] | Commercial_Miscellaneous (ID)_Existing_Food Preparation_Oven_
Commercial_Miscellaneous (ID)_Existing_Food Preparation_Natural Gas_Oven_E4 | Commercial | Miscellaneous (ID) | Existing | Food Preparation | Natural Gas | Oven | E4 |  | 0 | 0 | 0 | 0 | 0 | 0 | 0 | 0 | 0 | 0 | 0 | 0 | 0 | 0 | 0 | Normal | 0 | 0 | 0 | 0 | [17 empty] | Commercial_Miscellaneous (ID)_Existing_Food Preparation_Oven_
Commercial_Miscellaneous (ID)_Existing_Food Preparation_Natural Gas_Oven_E5 | Commercial | Miscellaneous (ID) | Existing | Food Preparation | Natural Gas | Oven | E5 |  | 0 | 0 | 0 | 0 | 0 | 0 | 0 | 0 | 0 | 0 | 0 | 0 | 0 | 0 | 0 | Normal | 0 | 0 | 0 | 0 | [17 empty] | Commercial_Miscellaneous (ID)_Existing_Food Preparation_Oven_
Commercial_Miscellaneous (ID)_Existing_Food Preparation_Natural Gas_Oven_E6 | Commercial | Miscellaneous (ID) | Existing | Food Preparation | Natural Gas | Oven | E6 |  | 0 | 0 | 0 | 0 | 0 | 0 | 0 | 0 | 0 | 0 | 0 | 0 | 0 | 0 | 0 | Normal | 0 | 0 | 0 | 0 | [17 empty] | Commercial_Miscellaneous (ID)_Existing_Food Preparation_Oven_
Commercial_Miscellaneous (ID)_Existing_Food Preparation_Natural Gas_Oven_E7 | Commercial | Miscellaneous (ID) | Existing | Food Preparation | Natural Gas | Oven | E7 |  | 0 | 0 | 0 | 0 | 0 | 0 | 0 | 0 | 0 | 0 | 0 | 0 | 0 | 0 | 0 | Normal | 0 | 0 | 0 | 0 | [17 empty] | Commercial_Miscellaneous (ID)_Existing_Food Preparation_Oven_
Commercial_Miscellaneous (ID)_Existing_Food Preparation_Natural Gas_Oven_E8 | Commercial | Miscellaneous (ID) | Existing | Food Preparation | Natural Gas | Oven | E8 |  | 0 | 0 | 0 | 0 | 0 | 0 | 0 | 0 | 0 | 0 | 0 | 0 | 0 | 0 | 0 | Normal | 0 | 0 | 0 | 0 | [17 empty] | Commercial_Miscellaneous (ID)_Existing_Food Preparation_Oven_
Commercial_Miscellaneous (ID)_Existing_Food Preparation_Natural Gas_Oven_E9 | Commercial | Miscellaneous (ID) | Existing | Food Preparation | Natural Gas | Oven | E9 |  | 0 | 0 | 0 | 0 | 0 | 0 | 0 | 0 | 0 | 0 | 0 | 0 | 0 | 0 | 0 | Normal | 0 | 0 | 0 | 0 | [17 empty] | Commercial_Miscellaneous (ID)_Existing_Food Preparation_Oven_
Commercial_Miscellaneous (ID)_Existing_Food Preparation_Natural Gas_Oven_E10 | Commercial | Miscellaneous (ID) | Existing | Food Preparation | Natural Gas | Oven | E10 |  | 0 | 0 | 0 | 0 | 0 | 0 | 0 | 0 | 0 | 0 | 0 | 0 | 0 | 0 | 0 | Normal | 0 | 0 | 0 | 0 | [17 empty] | Commercial_Miscellaneous (ID)_Existing_Food Preparation_Oven_
Commercial_Miscellaneous (ID)_Existing_Food Preparation_Natural Gas_Conveyor Oven_E1 | Commercial | Miscellaneous (ID) | Existing | Food Preparation | Natural Gas | Conveyor Oven | E1 | Standard | 1 | 0 | 0 | 0.0018746 | 0 | 0 | 0 | 15 | 19 | 2019 | 2045 | 1 | 0 | 0 | 0 | Normal | 0 | 0.022906 | 0 | 0 | 1 unit | 15000 | 0 | 1.0615e-06 | 3571 | 1665.3064 | 0 | 0 | 0 | 2013 | 1.0605 | COOK_OVN-Food Preparation-ILTRM-v5.0-24 | COOK_OVN-Food Preparation-AEO17-3 | https://fishnick.com/saveenergy/tools/calculators/gconvovencalc.php | 1 | unit | 1.0615e-06 | Commercial_Miscellaneous (ID)_Existing_Food Preparation_Conveyor Oven_Standard
Commercial_Miscellaneous (ID)_Existing_Food Preparation_Natural Gas_Conveyor Oven_E2 | Commercial | Miscellaneous (ID) | Existing | Food Preparation | Natural Gas | Conveyor Oven | E2 | ENERGY STAR (>42% Baking Efficiency) | 0.79474 | 0 | 0 | 0.0039715 | 0 | 0 | 0 | 15 | 19 | 2019 | 2045 | 1 | 0 | 0 | 0 | Normal | 0 | 0.018204 | 0 | 0 | 1 unit | 15000 | 0 | 1.0615e-06 | 2838 | 3409.1835 | 0 | 0 | 0 | 2011 | 1.0975 | COOK_OVN-Food Preparation-ILTRM-v5.0-24 | COOK_OVN-Food Preparation-ILTRM-v5.0-24 | COOK_OVN-Food Preparation-ILTRM-v5.0-24 | 1 | unit | 1.0615e-06 | Commercial_Miscellaneous (ID)_Existing_Food Preparation_Conveyor Oven_ENERGY STAR (>42% Baking Efficiency)
Commercial_Miscellaneous (ID)_Existing_Food Preparation_Natural Gas_Conveyor Oven_E3 | Commercial | Miscellaneous (ID) | Existing | Food Preparation | Natural Gas | Conveyor Oven | E3 |  | 0 | 0 | 0 | 0 | 0 | 0 | 0 | 0 | 0 | 0 | 0 | 0 | 0 | 0 | 0 | Normal | 0 | 0 | 0 | 0 | [17 empty] | Commercial_Miscellaneous (ID)_Existing_Food Preparation_Conveyor Oven_
Commercial_Miscellaneous (ID)_Existing_Food Preparation_Natural Gas_Conveyor Oven_E4 | Commercial | Miscellaneous (ID) | Existing | Food Preparation | Natural Gas | Conveyor Oven | E4 |  | 0 | 0 | 0 | 0 | 0 | 0 | 0 | 0 | 0 | 0 | 0 | 0 | 0 | 0 | 0 | Normal | 0 | 0 | 0 | 0 | [17 empty] | Commercial_Miscellaneous (ID)_Existing_Food Preparation_Conveyor Oven_
Commercial_Miscellaneous (ID)_Existing_Food Preparation_Natural Gas_Conveyor Oven_E5 | Commercial | Miscellaneous (ID) | Existing | Food Preparation | Natural Gas | Conveyor Oven | E5 |  | 0 | 0 | 0 | 0 | 0 | 0 | 0 | 0 | 0 | 0 | 0 | 0 | 0 | 0 | 0 | Normal | 0 | 0 | 0 | 0 | [17 empty] | Commercial_Miscellaneous (ID)_Existing_Food Preparation_Conveyor Oven_
Commercial_Miscellaneous (ID)_Existing_Food Preparation_Natural Gas_Conveyor Oven_E6 | Commercial | Miscellaneous (ID) | Existing | Food Preparation | Natural Gas | Conveyor Oven | E6 |  | 0 | 0 | 0 | 0 | 0 | 0 | 0 | 0 | 0 | 0 | 0 | 0 | 0 | 0 | 0 | Normal | 0 | 0 | 0 | 0 | [17 empty] | Commercial_Miscellaneous (ID)_Existing_Food Preparation_Conveyor Oven_
Commercial_Miscellaneous (ID)_Existing_Food Preparation_Natural Gas_Conveyor Oven_E7 | Commercial | Miscellaneous (ID) | Existing | Food Preparation | Natural Gas | Conveyor Oven | E7 |  | 0 | 0 | 0 | 0 | 0 | 0 | 0 | 0 | 0 | 0 | 0 | 0 | 0 | 0 | 0 | Normal | 0 | 0 | 0 | 0 | [17 empty] | Commercial_Miscellaneous (ID)_Existing_Food Preparation_Conveyor Oven_
Commercial_Miscellaneous (ID)_Existing_Food Preparation_Natural Gas_Conveyor Oven_E8 | Commercial | Miscellaneous (ID) | Existing | Food Preparation | Natural Gas | Conveyor Oven | E8 |  | 0 | 0 | 0 | 0 | 0 | 0 | 0 | 0 | 0 | 0 | 0 | 0 | 0 | 0 | 0 | Normal | 0 | 0 | 0 | 0 | [17 empty] | Commercial_Miscellaneous (ID)_Existing_Food Preparation_Conveyor Oven_
Commercial_Miscellaneous (ID)_Existing_Food Preparation_Natural Gas_Conveyor Oven_E9 | Commercial | Miscellaneous (ID) | Existing | Food Preparation | Natural Gas | Conveyor Oven | E9 |  | 0 | 0 | 0 | 0 | 0 | 0 | 0 | 0 | 0 | 0 | 0 | 0 | 0 | 0 | 0 | Normal | 0 | 0 | 0 | 0 | [17 empty] | Commercial_Miscellaneous (ID)_Existing_Food Preparation_Conveyor Oven_
Commercial_Miscellaneous (ID)_Existing_Food Preparation_Natural Gas_Conveyor Oven_E10 | Commercial | Miscellaneous (ID) | Existing | Food Preparation | Natural Gas | Conveyor Oven | E10 |  | 0 | 0 | 0 | 0 | 0 | 0 | 0 | 0 | 0 | 0 | 0 | 0 | 0 | 0 | 0 | Normal | 0 | 0 | 0 | 0 | [17 empty] | Commercial_Miscellaneous (ID)_Existing_Food Preparation_Conveyor Oven_
Commercial_Miscellaneous (ID)_Existing_Food Preparation_Natural Gas_Double Rack Oven_E1 | Commercial | Miscellaneous (ID) | Existing | Food Preparation | Natural Gas | Double Rack Oven | E1 | Standard | 1 | 0 | 0 | 0.0032275 | 0 | 0 | 0 | 8 | 16 | 2019 | 2045 | 1 | 0 | 0 | 0 | Normal | 0 | 0.039437 | 0 | 0 | 1 unit | 15000 | 0 | 1.203e-06 | 5425 | 2529.904 | 0 | 0 | 0 | 2013 | 1.0605 | COOK_OVN-Food Preparation-ILTRM-v5.0-25 | COOK_OVN-Food Preparation-ILTRM-v5.0-25 | https://fishnick.com/saveenergy/tools/calculators/grackovencalc.php | 1 | unit | 1.203e-06 | Commercial_Miscellaneous (ID)_Existing_Food Preparation_Double Rack Oven_Standard
Commercial_Miscellaneous (ID)_Existing_Food Preparation_Natural Gas_Double Rack Oven_E2 | Commercial | Miscellaneous (ID) | Existing | Food Preparation | Natural Gas | Double Rack Oven | E2 | FTSC Qualified (>50% Cooking Efficiency) | 0.61954 | 0 | 0 | 0.014642 | 0 | 0 | 0 | 8 | 16 | 2019 | 2045 | 1 | 0 | 0 | 0 | Normal | 0 | 0.024433 | 0 | 0 | 1 unit | 15000 | 0 | 1.203e-06 | 3361 | 11090.6431 | 0 | 0 | 0 | 2011 | 1.0975 | COOK_OVN-Food Preparation-ILTRM-v5.0-25 | COOK_OVN-Food Preparation-ILTRM-v5.0-25 | COOK_OVN-Food Preparation-ILTRM-v5.0-25 | 1 | unit | 1.203e-06 | Commercial_Miscellaneous (ID)_Existing_Food Preparation_Double Rack Oven_FTSC Qualified (>50% Cooking Efficiency)
Commercial_Miscellaneous (ID)_Existing_Food Preparation_Natural Gas_Double Rack Oven_E3 | Commercial | Miscellaneous (ID) | Existing | Food Preparation | Natural Gas | Double Rack Oven | E3 |  | 0 | 0 | 0 | 0 | 0 | 0 | 0 | 0 | 0 | 0 | 0 | 0 | 0 | 0 | 0 | Normal | 0 | 0 | 0 | 0 | [17 empty] | Commercial_Miscellaneous (ID)_Existing_Food Preparation_Double Rack Oven_
Commercial_Miscellaneous (ID)_Existing_Food Preparation_Natural Gas_Double Rack Oven_E4 | Commercial | Miscellaneous (ID) | Existing | Food Preparation | Natural Gas | Double Rack Oven | E4 |  | 0 | 0 | 0 | 0 | 0 | 0 | 0 | 0 | 0 | 0 | 0 | 0 | 0 | 0 | 0 | Normal | 0 | 0 | 0 | 0 | [17 empty] | Commercial_Miscellaneous (ID)_Existing_Food Preparation_Double Rack Oven_
Commercial_Miscellaneous (ID)_Existing_Food Preparation_Natural Gas_Double Rack Oven_E5 | Commercial | Miscellaneous (ID) | Existing | Food Preparation | Natural Gas | Double Rack Oven | E5 |  | 0 | 0 | 0 | 0 | 0 | 0 | 0 | 0 | 0 | 0 | 0 | 0 | 0 | 0 | 0 | Normal | 0 | 0 | 0 | 0 | [17 empty] | Commercial_Miscellaneous (ID)_Existing_Food Preparation_Double Rack Oven_
Commercial_Miscellaneous (ID)_Existing_Food Preparation_Natural Gas_Double Rack Oven_E6 | Commercial | Miscellaneous (ID) | Existing | Food Preparation | Natural Gas | Double Rack Oven | E6 |  | 0 | 0 | 0 | 0 | 0 | 0 | 0 | 0 | 0 | 0 | 0 | 0 | 0 | 0 | 0 | Normal | 0 | 0 | 0 | 0 | [17 empty] | Commercial_Miscellaneous (ID)_Existing_Food Preparation_Double Rack Oven_
Commercial_Miscellaneous (ID)_Existing_Food Preparation_Natural Gas_Double Rack Oven_E7 | Commercial | Miscellaneous (ID) | Existing | Food Preparation | Natural Gas | Double Rack Oven | E7 |  | 0 | 0 | 0 | 0 | 0 | 0 | 0 | 0 | 0 | 0 | 0 | 0 | 0 | 0 | 0 | Normal | 0 | 0 | 0 | 0 | [17 empty] | Commercial_Miscellaneous (ID)_Existing_Food Preparation_Double Rack Oven_
Commercial_Miscellaneous (ID)_Existing_Food Preparation_Natural Gas_Double Rack Oven_E8 | Commercial | Miscellaneous (ID) | Existing | Food Preparation | Natural Gas | Double Rack Oven | E8 |  | 0 | 0 | 0 | 0 | 0 | 0 | 0 | 0 | 0 | 0 | 0 | 0 | 0 | 0 | 0 | Normal | 0 | 0 | 0 | 0 | [17 empty] | Commercial_Miscellaneous (ID)_Existing_Food Preparation_Double Rack Oven_
Commercial_Miscellaneous (ID)_Existing_Food Preparation_Natural Gas_Double Rack Oven_E9 | Commercial | Miscellaneous (ID) | Existing | Food Preparation | Natural Gas | Double Rack Oven | E9 |  | 0 | 0 | 0 | 0 | 0 | 0 | 0 | 0 | 0 | 0 | 0 | 0 | 0 | 0 | 0 | Normal | 0 | 0 | 0 | 0 | [17 empty] | Commercial_Miscellaneous (ID)_Existing_Food Preparation_Double Rack Oven_
Commercial_Miscellaneous (ID)_Existing_Food Preparation_Natural Gas_Double Rack Oven_E10 | Commercial | Miscellaneous (ID) | Existing | Food Preparation | Natural Gas | Double Rack Oven | E10 |  | 0 | 0 | 0 | 0 | 0 | 0 | 0 | 0 | 0 | 0 | 0 | 0 | 0 | 0 | 0 | Normal | 0 | 0 | 0 | 0 | [17 empty] | Commercial_Miscellaneous (ID)_Existing_Food Preparation_Double Rack Oven_
Commercial_Miscellaneous (ID)_Existing_Food Preparation_Natural Gas_Fryer_E1 | Commercial | Miscellaneous (ID) | Existing | Food Preparation | Natural Gas | Fryer | E1 | Standard | 1 | 0 | 0 | 0.00096918 | 0 | 0 | 0 | 10 | 20 | 2019 | 2045 | 1 | 0 | 0 | 0 | Normal | 0 | 0.019829 | 0 | 0 | 1 unit | 15000 | 0 | 3.461e-07 | 1628.2323 | 2500 | 0 | 0 | 0 | 2010 | 1.1201 | COOK_FRY-Food Preparation-ILTRM-v4.0-1 | Estimate | COOK_FRY-Food Preparation-ILTRM-v4.0-1 | 1 | unit | 3.461e-07 | Commercial_Miscellaneous (ID)_Existing_Food Preparation_Fryer_Standard
Commercial_Miscellaneous (ID)_Existing_Food Preparation_Natural Gas_Fryer_E2 | Commercial | Miscellaneous (ID) | Existing | Food Preparation | Natural Gas | Fryer | E2 | ENERGY STAR | 0.6897 | 0 | 0 | 0.0014344 | 0 | 0 | 0 | 10 | 20 | 2019 | 2045 | 1 | 0 | 0 | 0 | Normal | 0 | 0.013676 | 0 | 0 | 1 unit | 15000 | 0 | 3.461e-07 | 1122.9977 | 3700 | 0 | 0 | 0 | 2010 | 1.1201 | COOK_FRY-Food Preparation-ILTRM-v4.0-1 | COOK_FRY-Food Preparation-ILTRM-v4.0-1 | COOK_FRY-Food Preparation-ILTRM-v4.0-1 | 1 | unit | 3.461e-07 | Commercial_Miscellaneous (ID)_Existing_Food Preparation_Fryer_ENERGY STAR
Commercial_Miscellaneous (ID)_Existing_Food Preparation_Natural Gas_Fryer_E3 | Commercial | Miscellaneous (ID) | Existing | Food Preparation | Natural Gas | Fryer | E3 |  | 0 | 0 | 0 | 0 | 0 | 0 | 0 | 0 | 0 | 0 | 0 | 0 | 0 | 0 | 0 | Normal | 0 | 0 | 0 | 0 | [17 empty] | Commercial_Miscellaneous (ID)_Existing_Food Preparation_Fryer_
Commercial_Miscellaneous (ID)_Existing_Food Preparation_Natural Gas_Fryer_E4 | Commercial | Miscellaneous (ID) | Existing | Food Preparation | Natural Gas | Fryer | E4 |  | 0 | 0 | 0 | 0 | 0 | 0 | 0 | 0 | 0 | 0 | 0 | 0 | 0 | 0 | 0 | Normal | 0 | 0 | 0 | 0 | [17 empty] | Commercial_Miscellaneous (ID)_Existing_Food Preparation_Fryer_
Commercial_Miscellaneous (ID)_Existing_Food Preparation_Natural Gas_Fryer_E5 | Commercial | Miscellaneous (ID) | Existing | Food Preparation | Natural Gas | Fryer | E5 |  | 0 | 0 | 0 | 0 | 0 | 0 | 0 | 0 | 0 | 0 | 0 | 0 | 0 | 0 | 0 | Normal | 0 | 0 | 0 | 0 | [17 empty] | Commercial_Miscellaneous (ID)_Existing_Food Preparation_Fryer_
Commercial_Miscellaneous (ID)_Existing_Food Preparation_Natural Gas_Fryer_E6 | Commercial | Miscellaneous (ID) | Existing | Food Preparation | Natural Gas | Fryer | E6 |  | 0 | 0 | 0 | 0 | 0 | 0 | 0 | 0 | 0 | 0 | 0 | 0 | 0 | 0 | 0 | Normal | 0 | 0 | 0 | 0 | [17 empty] | Commercial_Miscellaneous (ID)_Existing_Food Preparation_Fryer_
Commercial_Miscellaneous (ID)_Existing_Food Preparation_Natural Gas_Fryer_E7 | Commercial | Miscellaneous (ID) | Existing | Food Preparation | Natural Gas | Fryer | E7 |  | 0 | 0 | 0 | 0 | 0 | 0 | 0 | 0 | 0 | 0 | 0 | 0 | 0 | 0 | 0 | Normal | 0 | 0 | 0 | 0 | [17 empty] | Commercial_Miscellaneous (ID)_Existing_Food Preparation_Fryer_
Commercial_Miscellaneous (ID)_Existing_Food Preparation_Natural Gas_Fryer_E8 | Commercial | Miscellaneous (ID) | Existing | Food Preparation | Natural Gas | Fryer | E8 |  | 0 | 0 | 0 | 0 | 0 | 0 | 0 | 0 | 0 | 0 | 0 | 0 | 0 | 0 | 0 | Normal | 0 | 0 | 0 | 0 | [17 empty] | Commercial_Miscellaneous (ID)_Existing_Food Preparation_Fryer_
Commercial_Miscellaneous (ID)_Existing_Food Preparation_Natural Gas_Fryer_E9 | Commercial | Miscellaneous (ID) | Existing | Food Preparation | Natural Gas | Fryer | E9 |  | 0 | 0 | 0 | 0 | 0 | 0 | 0 | 0 | 0 | 0 | 0 | 0 | 0 | 0 | 0 | Normal | 0 | 0 | 0 | 0 | [17 empty] | Commercial_Miscellaneous (ID)_Existing_Food Preparation_Fryer_
Commercial_Miscellaneous (ID)_Existing_Food Preparation_Natural Gas_Fryer_E10 | Commercial | Miscellaneous (ID) | Existing | Food Preparation | Natural Gas | Fryer | E10 |  | 0 | 0 | 0 | 0 | 0 | 0 | 0 | 0 | 0 | 0 | 0 | 0 | 0 | 0 | 0 | Normal | 0 | 0 | 0 | 0 | [17 empty] | Commercial_Miscellaneous (ID)_Existing_Food Preparation_Fryer_
Commercial_Miscellaneous (ID)_Existing_Food Preparation_Natural Gas_Broiler_E1 | Commercial | Miscellaneous (ID) | Existing | Food Preparation | Natural Gas | Broiler | E1 | Standard | 1 | 0 | 0 | 0.011078 | 0 | 0 | 0 | 8 | 16 | 2019 | 2045 | 1 | 0 | 0 | 0 | Normal | 0 | 0.020255 | 0 | 0 | 1 unit | 15000 | 0 | 4.0375e-06 | 1625 | 2500 | 0 | 0 | 0 | 2011 | 1.0975 | COOK_BRL-Food Preparation-ILTRM-v4.0-2 | Estimate | COOK_BRL-Food Preparation-ILTRM-v4.0-2 | 1 | unit | 4.0375e-06 | Commercial_Miscellaneous (ID)_Existing_Food Preparation_Broiler_Standard
Commercial_Miscellaneous (ID)_Existing_Food Preparation_Natural Gas_Broiler_E2 | Commercial | Miscellaneous (ID) | Existing | Food Preparation | Natural Gas | Broiler | E2 | Infrared Burners | 0.85292 | 0 | 0 | 0.015509 | 0 | 0 | 0 | 8 | 16 | 2019 | 2045 | 1 | 0 | 0 | 0 | Normal | 0 | 0.017276 | 0 | 0 | 1 unit | 15000 | 0 | 4.0375e-06 | 1386 | 3500 | 0 | 0 | 0 | 2011 | 1.0975 | COOK_BRL-Food Preparation-ILTRM-v4.0-2 | COOK_BRL-Food Preparation-ILTRM-v4.0-2 | COOK_BRL-Food Preparation-ILTRM-v4.0-2 | 1 | unit | 4.0375e-06 | Commercial_Miscellaneous (ID)_Existing_Food Preparation_Broiler_Infrared Burners
Commercial_Miscellaneous (ID)_Existing_Food Preparation_Natural Gas_Broiler_E3 | Commercial | Miscellaneous (ID) | Existing | Food Preparation | Natural Gas | Broiler | E3 |  | 0 | 0 | 0 | 0 | 0 | 0 | 0 | 0 | 0 | 0 | 0 | 0 | 0 | 0 | 0 | Normal | 0 | 0 | 0 | 0 | [17 empty] | Commercial_Miscellaneous (ID)_Existing_Food Preparation_Broiler_
Commercial_Miscellaneous (ID)_Existing_Food Preparation_Natural Gas_Broiler_E4 | Commercial | Miscellaneous (ID) | Existing | Food Preparation | Natural Gas | Broiler | E4 |  | 0 | 0 | 0 | 0 | 0 | 0 | 0 | 0 | 0 | 0 | 0 | 0 | 0 | 0 | 0 | Normal | 0 | 0 | 0 | 0 | [17 empty] | Commercial_Miscellaneous (ID)_Existing_Food Preparation_Broiler_
Commercial_Miscellaneous (ID)_Existing_Food Preparation_Natural Gas_Broiler_E5 | Commercial | Miscellaneous (ID) | Existing | Food Preparation | Natural Gas | Broiler | E5 |  | 0 | 0 | 0 | 0 | 0 | 0 | 0 | 0 | 0 | 0 | 0 | 0 | 0 | 0 | 0 | Normal | 0 | 0 | 0 | 0 | [17 empty] | Commercial_Miscellaneous (ID)_Existing_Food Preparation_Broiler_
Commercial_Miscellaneous (ID)_Existing_Food Preparation_Natural Gas_Broiler_E6 | Commercial | Miscellaneous (ID) | Existing | Food Preparation | Natural Gas | Broiler | E6 |  | 0 | 0 | 0 | 0 | 0 | 0 | 0 | 0 | 0 | 0 | 0 | 0 | 0 | 0 | 0 | Normal | 0 | 0 | 0 | 0 | [17 empty] | Commercial_Miscellaneous (ID)_Existing_Food Preparation_Broiler_
Commercial_Miscellaneous (ID)_Existing_Food Preparation_Natural Gas_Broiler_E7 | Commercial | Miscellaneous (ID) | Existing | Food Preparation | Natural Gas | Broiler | E7 |  | 0 | 0 | 0 | 0 | 0 | 0 | 0 | 0 | 0 | 0 | 0 | 0 | 0 | 0 | 0 | Normal | 0 | 0 | 0 | 0 | [17 empty] | Commercial_Miscellaneous (ID)_Existing_Food Preparation_Broiler_
Commercial_Miscellaneous (ID)_Existing_Food Preparation_Natural Gas_Broiler_E8 | Commercial | Miscellaneous (ID) | Existing | Food Preparation | Natural Gas | Broiler | E8 |  | 0 | 0 | 0 | 0 | 0 | 0 | 0 | 0 | 0 | 0 | 0 | 0 | 0 | 0 | 0 | Normal | 0 | 0 | 0 | 0 | [17 empty] | Commercial_Miscellaneous (ID)_Existing_Food Preparation_Broiler_
Commercial_Miscellaneous (ID)_Existing_Food Preparation_Natural Gas_Broiler_E9 | Commercial | Miscellaneous (ID) | Existing | Food Preparation | Natural Gas | Broiler | E9 |  | 0 | 0 | 0 | 0 | 0 | 0 | 0 | 0 | 0 | 0 | 0 | 0 | 0 | 0 | 0 | Normal | 0 | 0 | 0 | 0 | [17 empty] | Commercial_Miscellaneous (ID)_Existing_Food Preparation_Broiler_
Commercial_Miscellaneous (ID)_Existing_Food Preparation_Natural Gas_Broiler_E10 | Commercial | Miscellaneous (ID) | Existing | Food Preparation | Natural Gas | Broiler | E10 |  | 0 | 0 | 0 | 0 | 0 | 0 | 0 | 0 | 0 | 0 | 0 | 0 | 0 | 0 | 0 | Normal | 0 | 0 | 0 | 0 | [17 empty] | Commercial_Miscellaneous (ID)_Existing_Food Preparation_Broiler_
Commercial_Miscellaneous (ID)_Existing_Food Preparation_Natural Gas_Griddle_E1 | Commercial | Miscellaneous (ID) | Existing | Food Preparation | Natural Gas | Griddle | E1 | Standard | 1 | 0 | 0 | 0.02276 | 0 | 0 | 0 | 8 | 16 | 2019 | 2045 | 1 | 0 | 0 | 0 | Normal | 0 | 0.014076 | 0 | 0 | 1 unit | 15000 | 0 | 4.1675e-06 | 1213.5601 | 5150 | 0 | 0 | 0 | 2013 | 1.0605 | COOK_GRD-Food Preparation-ILTRM-v5.0-1 | COOK_GRD-Food Preparation-EIA14-2014 Ref. Case-5 | COOK_GRD-Food Preparation-ILTRM-v5.0-1 | 1 | unit | 4.1675e-06 | Commercial_Miscellaneous (ID)_Existing_Food Preparation_Griddle_Standard
Commercial_Miscellaneous (ID)_Existing_Food Preparation_Natural Gas_Griddle_E2 | Commercial | Miscellaneous (ID) | Existing | Food Preparation | Natural Gas | Griddle | E2 | ENERGY STAR | 0.87771 | 0 | 0 | 0.024351 | 0 | 0 | 0 | 8 | 16 | 2019 | 2045 | 1 | 0 | 0 | 0 | Normal | 0 | 0.012355 | 0 | 0 | 1 unit | 15000 | 0 | 4.1675e-06 | 1065.1506 | 5510 | 0 | 0 | 0 | 2013 | 1.0605 | COOK_GRD-Food Preparation-ILTRM-v5.0-1 | COOK_GRD-Food Preparation-EIA14-2014 Ref. Case-5 | COOK_GRD-Food Preparation-ILTRM-v5.0-1 | 1 | unit | 4.1675e-06 | Commercial_Miscellaneous (ID)_Existing_Food Preparation_Griddle_ENERGY STAR
Commercial_Miscellaneous (ID)_Existing_Food Preparation_Natural Gas_Griddle_E3 | Commercial | Miscellaneous (ID) | Existing | Food Preparation | Natural Gas | Griddle | E3 |  | 0 | 0 | 0 | 0 | 0 | 0 | 0 | 0 | 0 | 0 | 0 | 0 | 0 | 0 | 0 | Normal | 0 | 0 | 0 | 0 | [17 empty] | Commercial_Miscellaneous (ID)_Existing_Food Preparation_Griddle_
Commercial_Miscellaneous (ID)_Existing_Food Preparation_Natural Gas_Griddle_E4 | Commercial | Miscellaneous (ID) | Existing | Food Preparation | Natural Gas | Griddle | E4 |  | 0 | 0 | 0 | 0 | 0 | 0 | 0 | 0 | 0 | 0 | 0 | 0 | 0 | 0 | 0 | Normal | 0 | 0 | 0 | 0 | [17 empty] | Commercial_Miscellaneous (ID)_Existing_Food Preparation_Griddle_
Commercial_Miscellaneous (ID)_Existing_Food Preparation_Natural Gas_Griddle_E5 | Commercial | Miscellaneous (ID) | Existing | Food Preparation | Natural Gas | Griddle | E5 |  | 0 | 0 | 0 | 0 | 0 | 0 | 0 | 0 | 0 | 0 | 0 | 0 | 0 | 0 | 0 | Normal | 0 | 0 | 0 | 0 | [17 empty] | Commercial_Miscellaneous (ID)_Existing_Food Preparation_Griddle_
Commercial_Miscellaneous (ID)_Existing_Food Preparation_Natural Gas_Griddle_E6 | Commercial | Miscellaneous (ID) | Existing | Food Preparation | Natural Gas | Griddle | E6 |  | 0 | 0 | 0 | 0 | 0 | 0 | 0 | 0 | 0 | 0 | 0 | 0 | 0 | 0 | 0 | Normal | 0 | 0 | 0 | 0 | [17 empty] | Commercial_Miscellaneous (ID)_Existing_Food Preparation_Griddle_
Commercial_Miscellaneous (ID)_Existing_Food Preparation_Natural Gas_Griddle_E7 | Commercial | Miscellaneous (ID) | Existing | Food Preparation | Natural Gas | Griddle | E7 |  | 0 | 0 | 0 | 0 | 0 | 0 | 0 | 0 | 0 | 0 | 0 | 0 | 0 | 0 | 0 | Normal | 0 | 0 | 0 | 0 | [17 empty] | Commercial_Miscellaneous (ID)_Existing_Food Preparation_Griddle_
Commercial_Miscellaneous (ID)_Existing_Food Preparation_Natural Gas_Griddle_E8 | Commercial | Miscellaneous (ID) | Existing | Food Preparation | Natural Gas | Griddle | E8 |  | 0 | 0 | 0 | 0 | 0 | 0 | 0 | 0 | 0 | 0 | 0 | 0 | 0 | 0 | 0 | Normal | 0 | 0 | 0 | 0 | [17 empty] | Commercial_Miscellaneous (ID)_Existing_Food Preparation_Griddle_
Commercial_Miscellaneous (ID)_Existing_Food Preparation_Natural Gas_Griddle_E9 | Commercial | Miscellaneous (ID) | Existing | Food Preparation | Natural Gas | Griddle | E9 |  | 0 | 0 | 0 | 0 | 0 | 0 | 0 | 0 | 0 | 0 | 0 | 0 | 0 | 0 | 0 | Normal | 0 | 0 | 0 | 0 | [17 empty] | Commercial_Miscellaneous (ID)_Existing_Food Preparation_Griddle_
Commercial_Miscellaneous (ID)_Existing_Food Preparation_Natural Gas_Griddle_E10 | Commercial | Miscellaneous (ID) | Existing | Food Preparation | Natural Gas | Griddle | E10 |  | 0 | 0 | 0 | 0 | 0 | 0 | 0 | 0 | 0 | 0 | 0 | 0 | 0 | 0 | 0 | Normal | 0 | 0 | 0 | 0 | [17 empty] | Commercial_Miscellaneous (ID)_Existing_Food Preparation_Griddle_
Commercial_Miscellaneous (ID)_Existing_Food Preparation_Natural Gas_Range_E1 | Commercial | Miscellaneous (ID) | Existing | Food Preparation | Natural Gas | Range | E1 | Standard | 1 | 0 | 0 | 0.026057 | 0 | 0 | 0 | 8 | 12 | 2019 | 2045 | 1 | 0 | 0 | 0 | Normal | 0 | 0.019026 | 0 | 0 | 1 unit | 15000 | 0 | 5.1695e-06 | 1470 | 4500 | 0 | 0 | 0 | 2010 | 1.1201 | COOK_OVN-Food Preparation-AEO17-1 | Estimate | DOE Commercial R&D 2016 - Table 2-12 | 1 | unit | 5.1695e-06 | Commercial_Miscellaneous (ID)_Existing_Food Preparation_Range_Standard
Commercial_Miscellaneous (ID)_Existing_Food Preparation_Natural Gas_Range_E2 | Commercial | Miscellaneous (ID) | Existing | Food Preparation | Natural Gas | Range | E2 | High Efficiency | 0.5 | 0 | 0 | 0.028374 | 0 | 0 | 0 | 8 | 12 | 2019 | 2045 | 1 | 0 | 0 | 0 | Normal | 0 | 0.0095128 | 0 | 0 | 1 unit | 15000 | 0 | 5.1695e-06 | 735 | 4900 | 0 | 0 | 0 | 2010 | 1.1201 | COOK_OVN-Food Preparation-AEO17-1 | DOE Commercial R&D 2016 - Table 2-10 | DOE Commercial R&D 2016 - Table 2-18 | 1 | unit | 5.1695e-06 | Commercial_Miscellaneous (ID)_Existing_Food Preparation_Range_High Efficiency
Commercial_Miscellaneous (ID)_Existing_Food Preparation_Natural Gas_Range_E3 | Commercial | Miscellaneous (ID) | Existing | Food Preparation | Natural Gas | Range | E3 |  | 0 | 0 | 0 | 0 | 0 | 0 | 0 | 0 | 0 | 0 | 0 | 0 | 0 | 0 | 0 | Normal | 0 | 0 | 0 | 0 | [17 empty] | Commercial_Miscellaneous (ID)_Existing_Food Preparation_Range_
Commercial_Miscellaneous (ID)_Existing_Food Preparation_Natural Gas_Range_E4 | Commercial | Miscellaneous (ID) | Existing | Food Preparation | Natural Gas | Range | E4 |  | 0 | 0 | 0 | 0 | 0 | 0 | 0 | 0 | 0 | 0 | 0 | 0 | 0 | 0 | 0 | Normal | 0 | 0 | 0 | 0 | [17 empty] | Commercial_Miscellaneous (ID)_Existing_Food Preparation_Range_
Commercial_Miscellaneous (ID)_Existing_Food Preparation_Natural Gas_Range_E5 | Commercial | Miscellaneous (ID) | Existing | Food Preparation | Natural Gas | Range | E5 |  | 0 | 0 | 0 | 0 | 0 | 0 | 0 | 0 | 0 | 0 | 0 | 0 | 0 | 0 | 0 | Normal | 0 | 0 | 0 | 0 | [17 empty] | Commercial_Miscellaneous (ID)_Existing_Food Preparation_Range_
Commercial_Miscellaneous (ID)_Existing_Food Preparation_Natural Gas_Range_E6 | Commercial | Miscellaneous (ID) | Existing | Food Preparation | Natural Gas | Range | E6 |  | 0 | 0 | 0 | 0 | 0 | 0 | 0 | 0 | 0 | 0 | 0 | 0 | 0 | 0 | 0 | Normal | 0 | 0 | 0 | 0 | [17 empty] | Commercial_Miscellaneous (ID)_Existing_Food Preparation_Range_
Commercial_Miscellaneous (ID)_Existing_Food Preparation_Natural Gas_Range_E7 | Commercial | Miscellaneous (ID) | Existing | Food Preparation | Natural Gas | Range | E7 |  | 0 | 0 | 0 | 0 | 0 | 0 | 0 | 0 | 0 | 0 | 0 | 0 | 0 | 0 | 0 | Normal | 0 | 0 | 0 | 0 | [17 empty] | Commercial_Miscellaneous (ID)_Existing_Food Preparation_Range_
Commercial_Miscellaneous (ID)_Existing_Food Preparation_Natural Gas_Range_E8 | Commercial | Miscellaneous (ID) | Existing | Food Preparation | Natural Gas | Range | E8 |  | 0 | 0 | 0 | 0 | 0 | 0 | 0 | 0 | 0 | 0 | 0 | 0 | 0 | 0 | 0 | Normal | 0 | 0 | 0 | 0 | [17 empty] | Commercial_Miscellaneous (ID)_Existing_Food Preparation_Range_
Commercial_Miscellaneous (ID)_Existing_Food Preparation_Natural Gas_Range_E9 | Commercial | Miscellaneous (ID) | Existing | Food Preparation | Natural Gas | Range | E9 |  | 0 | 0 | 0 | 0 | 0 | 0 | 0 | 0 | 0 | 0 | 0 | 0 | 0 | 0 | 0 | Normal | 0 | 0 | 0 | 0 | [17 empty] | Commercial_Miscellaneous (ID)_Existing_Food Preparation_Range_
Commercial_Miscellaneous (ID)_Existing_Food Preparation_Natural Gas_Range_E10 | Commercial | Miscellaneous (ID) | Existing | Food Preparation | Natural Gas | Range | E10 |  | 0 | 0 | 0 | 0 | 0 | 0 | 0 | 0 | 0 | 0 | 0 | 0 | 0 | 0 | 0 | Normal | 0 | 0 | 0 | 0 | [17 empty] | Commercial_Miscellaneous (ID)_Existing_Food Preparation_Range_
Commercial_Miscellaneous (ID)_Existing_Food Preparation_Natural Gas_Steamer_E1 | Commercial | Miscellaneous (ID) | Existing | Food Preparation | Natural Gas | Steamer | E1 | Standard | 1 | 0 | 0 | 0.0041738 | 0 | 0 | 0 | 8 | 16 | 2019 | 2045 | 1 | 0 | 0 | 0 | Normal | 0 | 0.02608 | 0 | 0 | 1 unit | 15000 | 0 | 2.9567e-07 | 1241.5036 | 13100 | 0 | 0 | 0 | 2012 | 1.0776 | COOK_STM-Food Preparation-ILTRM-v4.0-32 | DOE Commercial R&D 2016 - Table 2-10 | COOK_STM-Food Preparation-ILTRM-v4.0-32 | 1 | unit | 2.9567e-07 | Commercial_Miscellaneous (ID)_Existing_Food Preparation_Steamer_Standard
Commercial_Miscellaneous (ID)_Existing_Food Preparation_Natural Gas_Steamer_E2 | Commercial | Miscellaneous (ID) | Existing | Food Preparation | Natural Gas | Steamer | E2 | ENERGY STAR | 0.18867 | 0 | 0 | 0.0044917 | 0 | -8.3787e-07 | 0 | 8 | 16 | 2019 | 2045 | 1 | 0 | 0 | 0 | Normal | 0 | 0.0049206 | 0 | 0 | 1 unit | 15000 | 0 | 2.9567e-07 | 234.2394 | 14098 | 0 | -2.6298 | 0 | 2012 | 1.0776 | COOK_STM-Food Preparation-ILTRM-v4.0-32 | COOK_STM-Food Preparation-ILTRM-v4.0-32 | COOK_STM-Food Preparation-ILTRM-v4.0-32 | 1 | unit | 2.9567e-07 | Commercial_Miscellaneous (ID)_Existing_Food Preparation_Steamer_ENERGY STAR
Commercial_Miscellaneous (ID)_Existing_Food Preparation_Natural Gas_Steamer_E3 | Commercial | Miscellaneous (ID) | Existing | Food Preparation | Natural Gas | Steamer | E3 |  | 0 | 0 | 0 | 0 | 0 | 0 | 0 | 0 | 0 | 0 | 0 | 0 | 0 | 0 | 0 | Normal | 0 | 0 | 0 | 0 | [17 empty] | Commercial_Miscellaneous (ID)_Existing_Food Preparation_Steamer_
Commercial_Miscellaneous (ID)_Existing_Food Preparation_Natural Gas_Steamer_E4 | Commercial | Miscellaneous (ID) | Existing | Food Preparation | Natural Gas | Steamer | E4 |  | 0 | 0 | 0 | 0 | 0 | 0 | 0 | 0 | 0 | 0 | 0 | 0 | 0 | 0 | 0 | Normal | 0 | 0 | 0 | 0 | [17 empty] | Commercial_Miscellaneous (ID)_Existing_Food Preparation_Steamer_
Commercial_Miscellaneous (ID)_Existing_Food Preparation_Natural Gas_Steamer_E5 | Commercial | Miscellaneous (ID) | Existing | Food Preparation | Natural Gas | Steamer | E5 |  | 0 | 0 | 0 | 0 | 0 | 0 | 0 | 0 | 0 | 0 | 0 | 0 | 0 | 0 | 0 | Normal | 0 | 0 | 0 | 0 | [17 empty] | Commercial_Miscellaneous (ID)_Existing_Food Preparation_Steamer_
Commercial_Miscellaneous (ID)_Existing_Food Preparation_Natural Gas_Steamer_E6 | Commercial | Miscellaneous (ID) | Existing | Food Preparation | Natural Gas | Steamer | E6 |  | 0 | 0 | 0 | 0 | 0 | 0 | 0 | 0 | 0 | 0 | 0 | 0 | 0 | 0 | 0 | Normal | 0 | 0 | 0 | 0 | [17 empty] | Commercial_Miscellaneous (ID)_Existing_Food Preparation_Steamer_
Commercial_Miscellaneous (ID)_Existing_Food Preparation_Natural Gas_Steamer_E7 | Commercial | Miscellaneous (ID) | Existing | Food Preparation | Natural Gas | Steamer | E7 |  | 0 | 0 | 0 | 0 | 0 | 0 | 0 | 0 | 0 | 0 | 0 | 0 | 0 | 0 | 0 | Normal | 0 | 0 | 0 | 0 | [17 empty] | Commercial_Miscellaneous (ID)_Existing_Food Preparation_Steamer_
Commercial_Miscellaneous (ID)_Existing_Food Preparation_Natural Gas_Steamer_E8 | Commercial | Miscellaneous (ID) | Existing | Food Preparation | Natural Gas | Steamer | E8 |  | 0 | 0 | 0 | 0 | 0 | 0 | 0 | 0 | 0 | 0 | 0 | 0 | 0 | 0 | 0 | Normal | 0 | 0 | 0 | 0 | [17 empty] | Commercial_Miscellaneous (ID)_Existing_Food Preparation_Steamer_
Commercial_Miscellaneous (ID)_Existing_Food Preparation_Natural Gas_Steamer_E9 | Commercial | Miscellaneous (ID) | Existing | Food Preparation | Natural Gas | Steamer | E9 |  | 0 | 0 | 0 | 0 | 0 | 0 | 0 | 0 | 0 | 0 | 0 | 0 | 0 | 0 | 0 | Normal | 0 | 0 | 0 | 0 | [17 empty] | Commercial_Miscellaneous (ID)_Existing_Food Preparation_Steamer_
Commercial_Miscellaneous (ID)_Existing_Food Preparation_Natural Gas_Steamer_E10 | Commercial | Miscellaneous (ID) | Existing | Food Preparation | Natural Gas | Steamer | E10 |  | 0 | 0 | 0 | 0 | 0 | 0 | 0 | 0 | 0 | 0 | 0 | 0 | 0 | 0 | 0 | Normal | 0 | 0 | 0 | 0 | [17 empty] | Commercial_Miscellaneous (ID)_Existing_Food Preparation_Steamer_
Commercial_Miscellaneous (ID)_Existing_Food Preparation_Natural Gas_Food Prep Other_E1 | Commercial | Miscellaneous (ID) | Existing | Food Preparation | Natural Gas | Food Prep Other | E1 | Standard | 1 | 0 | 0 | 0.0047508 | 0 | 0 | 0 | 8 | 12 | 2019 | 2045 | 1 | 0 | 0 | 0 | Normal | 0 | 0.0060361 | 0 | 0 | 1 unit | 15000 | 0 | 4.2413e-06 | 1423.18 | 1000 | 0 | 0 | 0 | 2010 | 1.1201 | Default | Default | Default | 1 | unit | 4.2413e-06 | Commercial_Miscellaneous (ID)_Existing_Food Preparation_Food Prep Other_Standard
Commercial_Miscellaneous (ID)_Existing_Food Preparation_Natural Gas_Food Prep Other_E2 | Commercial | Miscellaneous (ID) | Existing | Food Preparation | Natural Gas | Food Prep Other | E2 | ENERGY STAR | 0.72067 | 0 | 0 | 0.0087091 | 0 | 0 | 0 | 8 | 12 | 2019 | 2045 | 1 | 0 | 0 | 0 | Normal | 0 | 0.0043501 | 0 | 0 | 1 unit | 15000 | 0 | 4.2413e-06 | 1025.646 | 1833.1988 | 0 | 0 | 0 | 2010 | 1.1201 | N/A | N/A | N/A | 1 | unit | 4.2413e-06 | Commercial_Miscellaneous (ID)_Existing_Food Preparation_Food Prep Other_ENERGY STAR
Commercial_Miscellaneous (ID)_Existing_Food Preparation_Natural Gas_Food Prep Other_E3 | Commercial | Miscellaneous (ID) | Existing | Food Preparation | Natural Gas | Food Prep Other | E3 |  | 0 | 0 | 0 | 0 | 0 | 0 | 0 | 0 | 0 | 0 | 0 | 0 | 0 | 0 | 0 | Normal | 0 | 0 | 0 | 0 | [17 empty] | Commercial_Miscellaneous (ID)_Existing_Food Preparation_Food Prep Other_
Commercial_Miscellaneous (ID)_Existing_Food Preparation_Natural Gas_Food Prep Other_E4 | Commercial | Miscellaneous (ID) | Existing | Food Preparation | Natural Gas | Food Prep Other | E4 |  | 0 | 0 | 0 | 0 | 0 | 0 | 0 | 0 | 0 | 0 | 0 | 0 | 0 | 0 | 0 | Normal | 0 | 0 | 0 | 0 | [17 empty] | Commercial_Miscellaneous (ID)_Existing_Food Preparation_Food Prep Other_
Commercial_Miscellaneous (ID)_Existing_Food Preparation_Natural Gas_Food Prep Other_E5 | Commercial | Miscellaneous (ID) | Existing | Food Preparation | Natural Gas | Food Prep Other | E5 |  | 0 | 0 | 0 | 0 | 0 | 0 | 0 | 0 | 0 | 0 | 0 | 0 | 0 | 0 | 0 | Normal | 0 | 0 | 0 | 0 | [17 empty] | Commercial_Miscellaneous (ID)_Existing_Food Preparation_Food Prep Other_
Commercial_Miscellaneous (ID)_Existing_Food Preparation_Natural Gas_Food Prep Other_E6 | Commercial | Miscellaneous (ID) | Existing | Food Preparation | Natural Gas | Food Prep Other | E6 |  | 0 | 0 | 0 | 0 | 0 | 0 | 0 | 0 | 0 | 0 | 0 | 0 | 0 | 0 | 0 | Normal | 0 | 0 | 0 | 0 | [17 empty] | Commercial_Miscellaneous (ID)_Existing_Food Preparation_Food Prep Other_
Commercial_Miscellaneous (ID)_Existing_Food Preparation_Natural Gas_Food Prep Other_E7 | Commercial | Miscellaneous (ID) | Existing | Food Preparation | Natural Gas | Food Prep Other | E7 |  | 0 | 0 | 0 | 0 | 0 | 0 | 0 | 0 | 0 | 0 | 0 | 0 | 0 | 0 | 0 | Normal | 0 | 0 | 0 | 0 | [17 empty] | Commercial_Miscellaneous (ID)_Existing_Food Preparation_Food Prep Other_
Commercial_Miscellaneous (ID)_Existing_Food Preparation_Natural Gas_Food Prep Other_E8 | Commercial | Miscellaneous (ID) | Existing | Food Preparation | Natural Gas | Food Prep Other | E8 |  | 0 | 0 | 0 | 0 | 0 | 0 | 0 | 0 | 0 | 0 | 0 | 0 | 0 | 0 | 0 | Normal | 0 | 0 | 0 | 0 | [17 empty] | Commercial_Miscellaneous (ID)_Existing_Food Preparation_Food Prep Other_
Commercial_Miscellaneous (ID)_Existing_Food Preparation_Natural Gas_Food Prep Other_E9 | Commercial | Miscellaneous (ID) | Existing | Food Preparation | Natural Gas | Food Prep Other | E9 |  | 0 | 0 | 0 | 0 | 0 | 0 | 0 | 0 | 0 | 0 | 0 | 0 | 0 | 0 | 0 | Normal | 0 | 0 | 0 | 0 | [17 empty] | Commercial_Miscellaneous (ID)_Existing_Food Preparation_Food Prep Other_
Commercial_Miscellaneous (ID)_Existing_Food Preparation_Natural Gas_Food Prep Other_E10 | Commercial | Miscellaneous (ID) | Existing | Food Preparation | Natural Gas | Food Prep Other | E10 |  | 0 | 0 | 0 | 0 | 0 | 0 | 0 | 0 | 0 | 0 | 0 | 0 | 0 | 0 | 0 | Normal | 0 | 0 | 0 | 0 | [17 empty] | Commercial_Miscellaneous (ID)_Existing_Food Preparation_Food Prep Other_
Commercial_Miscellaneous (ID)_Existing_Miscellaneous_Natural Gas_Pool Heater_E1 | Commercial | Miscellaneous (ID) | Existing | Miscellaneous | Natural Gas | Pool Heater | E1 | Standard (EF .82) | 1 | 0 | 0 | 0.0004856 | 0 | 0 | 0 | 4 | 8 | 2019 | 2045 | 1 | 0 | 0 | 0 | Normal | 0 | 0.031645 | 0 | 0 | 1 unit | 15000 | 0 | 2.582e-08 | 14890 | 18052 | 0 | 0 | 0 | 2014 | 1.0418 | DOE Commercial R&D 2016 - Table 7-6 | DOE Commercial R&D 2016 - Table 7-7 | DOE Commercial R&D 2016 - Table 7-8 | 1 | unit | 2.582e-08 | Commercial_Miscellaneous (ID)_Existing_Miscellaneous_Pool Heater_Standard (EF .82)
Commercial_Miscellaneous (ID)_Existing_Miscellaneous_Natural Gas_Pool Heater_E2 | Commercial | Miscellaneous (ID) | Existing | Miscellaneous | Natural Gas | Pool Heater | E2 | Condensing (EF .90) | 0.85 | 0 | 0 | 0.00079511 | 0 | 0 | 0 | 4 | 8 | 2019 | 2045 | 1 | 0 | 0 | 0 | Normal | 0 | 0.026899 | 0 | 0 | 1 unit | 15000 | 0 | 2.582e-08 | 12656.5 | 29558 | 0 | 0 | 0 | 2014 | 1.0418 | DOE Commercial R&D 2016 - Table 7-6 | DOE Commercial R&D 2016 - Table 7-7 | DOE Commercial R&D 2016 - Table 7-9 | 1 | unit | 2.582e-08 | Commercial_Miscellaneous (ID)_Existing_Miscellaneous_Pool Heater_Condensing (EF .90)
Commercial_Miscellaneous (ID)_Existing_Miscellaneous_Natural Gas_Pool Heater_E3 | Commercial | Miscellaneous (ID) | Existing | Miscellaneous | Natural Gas | Pool Heater | E3 |  | 0 | 0 | 0 | 0 | 0 | 0 | 0 | 0 | 0 | 0 | 0 | 0 | 0 | 0 | 0 | Normal | 0 | 0 | 0 | 0 | [17 empty] | Commercial_Miscellaneous (ID)_Existing_Miscellaneous_Pool Heater_
Commercial_Miscellaneous (ID)_Existing_Miscellaneous_Natural Gas_Pool Heater_E4 | Commercial | Miscellaneous (ID) | Existing | Miscellaneous | Natural Gas | Pool Heater | E4 |  | 0 | 0 | 0 | 0 | 0 | 0 | 0 | 0 | 0 | 0 | 0 | 0 | 0 | 0 | 0 | Normal | 0 | 0 | 0 | 0 | [17 empty] | Commercial_Miscellaneous (ID)_Existing_Miscellaneous_Pool Heater_
Commercial_Miscellaneous (ID)_Existing_Miscellaneous_Natural Gas_Pool Heater_E5 | Commercial | Miscellaneous (ID) | Existing | Miscellaneous | Natural Gas | Pool Heater | E5 |  | 0 | 0 | 0 | 0 | 0 | 0 | 0 | 0 | 0 | 0 | 0 | 0 | 0 | 0 | 0 | Normal | 0 | 0 | 0 | 0 | [17 empty] | Commercial_Miscellaneous (ID)_Existing_Miscellaneous_Pool Heater_
Commercial_Miscellaneous (ID)_Existing_Miscellaneous_Natural Gas_Pool Heater_E6 | Commercial | Miscellaneous (ID) | Existing | Miscellaneous | Natural Gas | Pool Heater | E6 |  | 0 | 0 | 0 | 0 | 0 | 0 | 0 | 0 | 0 | 0 | 0 | 0 | 0 | 0 | 0 | Normal | 0 | 0 | 0 | 0 | [17 empty] | Commercial_Miscellaneous (ID)_Existing_Miscellaneous_Pool Heater_
Commercial_Miscellaneous (ID)_Existing_Miscellaneous_Natural Gas_Pool Heater_E7 | Commercial | Miscellaneous (ID) | Existing | Miscellaneous | Natural Gas | Pool Heater | E7 |  | 0 | 0 | 0 | 0 | 0 | 0 | 0 | 0 | 0 | 0 | 0 | 0 | 0 | 0 | 0 | Normal | 0 | 0 | 0 | 0 | [17 empty] | Commercial_Miscellaneous (ID)_Existing_Miscellaneous_Pool Heater_
Commercial_Miscellaneous (ID)_Existing_Miscellaneous_Natural Gas_Pool Heater_E8 | Commercial | Miscellaneous (ID) | Existing | Miscellaneous | Natural Gas | Pool Heater | E8 |  | 0 | 0 | 0 | 0 | 0 | 0 | 0 | 0 | 0 | 0 | 0 | 0 | 0 | 0 | 0 | Normal | 0 | 0 | 0 | 0 | [17 empty] | Commercial_Miscellaneous (ID)_Existing_Miscellaneous_Pool Heater_
Commercial_Miscellaneous (ID)_Existing_Miscellaneous_Natural Gas_Pool Heater_E9 | Commercial | Miscellaneous (ID) | Existing | Miscellaneous | Natural Gas | Pool Heater | E9 |  | 0 | 0 | 0 | 0 | 0 | 0 | 0 | 0 | 0 | 0 | 0 | 0 | 0 | 0 | 0 | Normal | 0 | 0 | 0 | 0 | [17 empty] | Commercial_Miscellaneous (ID)_Existing_Miscellaneous_Pool Heater_
Commercial_Miscellaneous (ID)_Existing_Miscellaneous_Natural Gas_Pool Heater_E10 | Commercial | Miscellaneous (ID) | Existing | Miscellaneous | Natural Gas | Pool Heater | E10 |  | 0 | 0 | 0 | 0 | 0 | 0 | 0 | 0 | 0 | 0 | 0 | 0 | 0 | 0 | 0 | Normal | 0 | 0 | 0 | 0 | [17 empty] | Commercial_Miscellaneous (ID)_Existing_Miscellaneous_Pool Heater_
Commercial_Miscellaneous (ID)_Existing_Miscellaneous_Natural Gas_Miscellaneous_E1 | Commercial | Miscellaneous (ID) | Existing | Miscellaneous | Natural Gas | Miscellaneous | E1 | Standard | 1 | 0 | 0 | 0.13189 | 0 | 0 | 0 | 2 | 8 | 2019 | 2045 | 1 | 0 | 0 | 0 | Normal | 0 | 0.12964 | 0 | 0 | 1 unit | 15000 | 0 | 0.12964 | 1 | 1 | 0 | 0 | 0 | 2016 | 1.0174 | N/A | N/A | N/A | 1 | unit | 0.12964 | Commercial_Miscellaneous (ID)_Existing_Miscellaneous_Miscellaneous_Standard
Commercial_Miscellaneous (ID)_Existing_Miscellaneous_Natural Gas_Miscellaneous_E2 | Commercial | Miscellaneous (ID) | Existing | Miscellaneous | Natural Gas | Miscellaneous | E2 |  | 0 | 0 | 0 | 0 | 0 | 0 | 0 | 0 | 0 | 0 | 0 | 0 | 0 | 0 | 0 | Normal | 0 | 0 | 0 | 0 | [17 empty] | Commercial_Miscellaneous (ID)_Existing_Miscellaneous_Miscellaneous_
Commercial_Miscellaneous (ID)_Existing_Miscellaneous_Natural Gas_Miscellaneous_E3 | Commercial | Miscellaneous (ID) | Existing | Miscellaneous | Natural Gas | Miscellaneous | E3 |  | 0 | 0 | 0 | 0 | 0 | 0 | 0 | 0 | 0 | 0 | 0 | 0 | 0 | 0 | 0 | Normal | 0 | 0 | 0 | 0 | [17 empty] | Commercial_Miscellaneous (ID)_Existing_Miscellaneous_Miscellaneous_
Commercial_Miscellaneous (ID)_Existing_Miscellaneous_Natural Gas_Miscellaneous_E4 | Commercial | Miscellaneous (ID) | Existing | Miscellaneous | Natural Gas | Miscellaneous | E4 |  | 0 | 0 | 0 | 0 | 0 | 0 | 0 | 0 | 0 | 0 | 0 | 0 | 0 | 0 | 0 | Normal | 0 | 0 | 0 | 0 | [17 empty] | Commercial_Miscellaneous (ID)_Existing_Miscellaneous_Miscellaneous_
Commercial_Miscellaneous (ID)_Existing_Miscellaneous_Natural Gas_Miscellaneous_E5 | Commercial | Miscellaneous (ID) | Existing | Miscellaneous | Natural Gas | Miscellaneous | E5 |  | 0 | 0 | 0 | 0 | 0 | 0 | 0 | 0 | 0 | 0 | 0 | 0 | 0 | 0 | 0 | Normal | 0 | 0 | 0 | 0 | [17 empty] | Commercial_Miscellaneous (ID)_Existing_Miscellaneous_Miscellaneous_
Commercial_Miscellaneous (ID)_Existing_Miscellaneous_Natural Gas_Miscellaneous_E6 | Commercial | Miscellaneous (ID) | Existing | Miscellaneous | Natural Gas | Miscellaneous | E6 |  | 0 | 0 | 0 | 0 | 0 | 0 | 0 | 0 | 0 | 0 | 0 | 0 | 0 | 0 | 0 | Normal | 0 | 0 | 0 | 0 | [17 empty] | Commercial_Miscellaneous (ID)_Existing_Miscellaneous_Miscellaneous_
Commercial_Miscellaneous (ID)_Existing_Miscellaneous_Natural Gas_Miscellaneous_E7 | Commercial | Miscellaneous (ID) | Existing | Miscellaneous | Natural Gas | Miscellaneous | E7 |  | 0 | 0 | 0 | 0 | 0 | 0 | 0 | 0 | 0 | 0 | 0 | 0 | 0 | 0 | 0 | Normal | 0 | 0 | 0 | 0 | [17 empty] | Commercial_Miscellaneous (ID)_Existing_Miscellaneous_Miscellaneous_
Commercial_Miscellaneous (ID)_Existing_Miscellaneous_Natural Gas_Miscellaneous_E8 | Commercial | Miscellaneous (ID) | Existing | Miscellaneous | Natural Gas | Miscellaneous | E8 |  | 0 | 0 | 0 | 0 | 0 | 0 | 0 | 0 | 0 | 0 | 0 | 0 | 0 | 0 | 0 | Normal | 0 | 0 | 0 | 0 | [17 empty] | Commercial_Miscellaneous (ID)_Existing_Miscellaneous_Miscellaneous_
Commercial_Miscellaneous (ID)_Existing_Miscellaneous_Natural Gas_Miscellaneous_E9 | Commercial | Miscellaneous (ID) | Existing | Miscellaneous | Natural Gas | Miscellaneous | E9 |  | 0 | 0 | 0 | 0 | 0 | 0 | 0 | 0 | 0 | 0 | 0 | 0 | 0 | 0 | 0 | Normal | 0 | 0 | 0 | 0 | [17 empty] | Commercial_Miscellaneous (ID)_Existing_Miscellaneous_Miscellaneous_
Commercial_Miscellaneous (ID)_Existing_Miscellaneous_Natural Gas_Miscellaneous_E10 | Commercial | Miscellaneous (ID) | Existing | Miscellaneous | Natural Gas | Miscellaneous | E10 |  | 0 | 0 | 0 | 0 | 0 | 0 | 0 | 0 | 0 | 0 | 0 | 0 | 0 | 0 | 0 | Normal | 0 | 0 | 0 | 0 | [17 empty] | Commercial_Miscellaneous (ID)_Existing_Miscellaneous_Miscellaneous_
Commercial_Miscellaneous (ID)_New_Space Heating_Natural Gas_Furnace_E1 | Commercial | Miscellaneous (ID) | New | Space Heating | Natural Gas | Furnace | E1 | AFUE 80% (Standard) | 1 | 0 | 0 | 0.6172 | 0 | 0.058175 | 0 | 10 | 20 | 2019 | 2045 | 1 | 0 | 0 | 0 | Normal | 0 | 0.43029 | 0 | 0 | 400 kBtu/hr | 15000 | 0 | 0.00017143 | 6.275 | 3395 | 0 | 320 | 0 | 2013 | 1.0605 | GFURN-Heating-EIA14-2014 Ref. Case-2 | GFURN-Heating-EIA14-2014 Ref. Case-2 | AEG BEST | 400 | kBtu/hr | 0.068571 | Commercial_Miscellaneous (ID)_New_Space Heating_Furnace_AFUE 80% (Standard)
Commercial_Miscellaneous (ID)_New_Space Heating_Natural Gas_Furnace_E2 | Commercial | Miscellaneous (ID) | New | Space Heating | Natural Gas | Furnace | E2 | AFUE 90% | 0.88869 | 0 | 0 | 0.74991 | 0 | 0.16907 | 0 | 10 | 20 | 2019 | 2045 | 1 | 0 | 0 | 0 | Normal | 0 | 0.38239 | 0 | 0 | 400 kBtu/hr | 15000 | 0 | 0.00017143 | 5.5765 | 4125 | 0 | 930 | 0 | 2013 | 1.0605 | GFURN-Heating-EIA14-2014 Ref. Case-3 | GFURN-Heating-EIA14-2014 Ref. Case-3 | AEG BEST | 400 | kBtu/hr | 0.068571 | Commercial_Miscellaneous (ID)_New_Space Heating_Furnace_AFUE 90%
Commercial_Miscellaneous (ID)_New_Space Heating_Natural Gas_Furnace_E3 | Commercial | Miscellaneous (ID) | New | Space Heating | Natural Gas | Furnace | E3 | AFUE 96% | 0.83321 | 0 | 0 | 1.4492 | 0 | 0 | 0 | 10 | 20 | 2019 | 2045 | 1 | 0 | 0 | 0 | Normal | 0 | 0.35852 | 0 | 0 | 150 kBtu/hr | 15000 | 0 | 0.00045714 | 5.2284 | 3042.9057 | 0 | 0 | 0 | 2014 | 1.0418 | GFURN-Heating-EIA14-2014 Ref. Case-3 | GFURN-Heating-ILTRM-v5.0-191 | AEG BEST | 150 | kBtu/hr | 0.068571 | Commercial_Miscellaneous (ID)_New_Space Heating_Furnace_AFUE 96%
Commercial_Miscellaneous (ID)_New_Space Heating_Natural Gas_Furnace_E4 | Commercial | Miscellaneous (ID) | New | Space Heating | Natural Gas | Furnace | E4 |  | 0 | 0 | 0 | 0 | 0 | 0 | 0 | 0 | 0 | 0 | 0 | 0 | 0 | 0 | 0 | Normal | 0 | 0 | 0 | 0 | [17 empty] | Commercial_Miscellaneous (ID)_New_Space Heating_Furnace_
Commercial_Miscellaneous (ID)_New_Space Heating_Natural Gas_Furnace_E5 | Commercial | Miscellaneous (ID) | New | Space Heating | Natural Gas | Furnace | E5 |  | 0 | 0 | 0 | 0 | 0 | 0 | 0 | 0 | 0 | 0 | 0 | 0 | 0 | 0 | 0 | Normal | 0 | 0 | 0 | 0 | [17 empty] | Commercial_Miscellaneous (ID)_New_Space Heating_Furnace_
Commercial_Miscellaneous (ID)_New_Space Heating_Natural Gas_Furnace_E6 | Commercial | Miscellaneous (ID) | New | Space Heating | Natural Gas | Furnace | E6 |  | 0 | 0 | 0 | 0 | 0 | 0 | 0 | 0 | 0 | 0 | 0 | 0 | 0 | 0 | 0 | Normal | 0 | 0 | 0 | 0 | [17 empty] | Commercial_Miscellaneous (ID)_New_Space Heating_Furnace_
Commercial_Miscellaneous (ID)_New_Space Heating_Natural Gas_Furnace_E7 | Commercial | Miscellaneous (ID) | New | Space Heating | Natural Gas | Furnace | E7 |  | 0 | 0 | 0 | 0 | 0 | 0 | 0 | 0 | 0 | 0 | 0 | 0 | 0 | 0 | 0 | Normal | 0 | 0 | 0 | 0 | [17 empty] | Commercial_Miscellaneous (ID)_New_Space Heating_Furnace_
Commercial_Miscellaneous (ID)_New_Space Heating_Natural Gas_Furnace_E8 | Commercial | Miscellaneous (ID) | New | Space Heating | Natural Gas | Furnace | E8 |  | 0 | 0 | 0 | 0 | 0 | 0 | 0 | 0 | 0 | 0 | 0 | 0 | 0 | 0 | 0 | Normal | 0 | 0 | 0 | 0 | [17 empty] | Commercial_Miscellaneous (ID)_New_Space Heating_Furnace_
Commercial_Miscellaneous (ID)_New_Space Heating_Natural Gas_Furnace_E9 | Commercial | Miscellaneous (ID) | New | Space Heating | Natural Gas | Furnace | E9 |  | 0 | 0 | 0 | 0 | 0 | 0 | 0 | 0 | 0 | 0 | 0 | 0 | 0 | 0 | 0 | Normal | 0 | 0 | 0 | 0 | [17 empty] | Commercial_Miscellaneous (ID)_New_Space Heating_Furnace_
Commercial_Miscellaneous (ID)_New_Space Heating_Natural Gas_Furnace_E10 | Commercial | Miscellaneous (ID) | New | Space Heating | Natural Gas | Furnace | E10 |  | 0 | 0 | 0 | 0 | 0 | 0 | 0 | 0 | 0 | 0 | 0 | 0 | 0 | 0 | 0 | Normal | 0 | 0 | 0 | 0 | [17 empty] | Commercial_Miscellaneous (ID)_New_Space Heating_Furnace_
Commercial_Miscellaneous (ID)_New_Space Heating_Natural Gas_Boiler_E1 | Commercial | Miscellaneous (ID) | New | Space Heating | Natural Gas | Boiler | E1 | AFUE 80% (Standard) | 1 | 0 | 0 | 2.3009 | 0 | 0.054539 | 0 | 25 | 35 | 2019 | 2045 | 1 | 0 | 0 | 0 | Normal | 0 | 1.3836 | 0 | 0 | 1 kBtu/hr | 15000 | 0 | 0.068571 | 19.7504 | 31.6406 | 0 | 0.75 | 0 | 2013 | 1.0605 | GBLR-Heating-AEO15-3 | GBLR-Heating-AEO15-3 | GBLR-Heating-AEO15-3 | 1 | kBtu/hr | 0.068571 | Commercial_Miscellaneous (ID)_New_Space Heating_Boiler_AFUE 80% (Standard)
Commercial_Miscellaneous (ID)_New_Space Heating_Natural Gas_Boiler_E2 | Commercial | Miscellaneous (ID) | New | Space Heating | Natural Gas | Boiler | E2 | AFUE 85% | 0.94119 | 0 | 0 | 2.4703 | 0 | 0.051331 | 0 | 25 | 35 | 2019 | 2045 | 1 | 0 | 0 | 0 | Normal | 0 | 1.3023 | 0 | 0 | 1 kBtu/hr | 15000 | 0 | 0.068571 | 18.5889 | 33.9706 | 0 | 0.70588 | 0 | 2013 | 1.0605 | GBLR-Heating-AEO15-6 | GBLR-Heating-AEO15-6 | GBLR-Heating-AEO15-6 | 1 | kBtu/hr | 0.068571 | Commercial_Miscellaneous (ID)_New_Space Heating_Boiler_AFUE 85%
Commercial_Miscellaneous (ID)_New_Space Heating_Natural Gas_Boiler_E3 | Commercial | Miscellaneous (ID) | New | Space Heating | Natural Gas | Boiler | E3 | AFUE 97% | 0.82476 | 0 | 0 | 2.3513 | 0 | 0.044522 | 0 | 25 | 35 | 2019 | 2045 | 1 | 0 | 0 | 0 | Normal | 0 | 1.1412 | 0 | 0 | 1 kBtu/hr | 15000 | 0 | 0.068571 | 16.2893 | 32.3342 | 0 | 0.61224 | 0 | 2013 | 1.0605 | GBLR-Heating-AEO15-7 | GBLR-Heating-AEO15-7 | GBLR-Heating-AEO15-7 | 1 | kBtu/hr | 0.068571 | Commercial_Miscellaneous (ID)_New_Space Heating_Boiler_AFUE 97%
Commercial_Miscellaneous (ID)_New_Space Heating_Natural Gas_Boiler_E4 | Commercial | Miscellaneous (ID) | New | Space Heating | Natural Gas | Boiler | E4 | Convert to NG Air Source Heat Pump | 0.57143 | 0 | 0 | 15.8769 | 0 | 0.19392 | 0 | 10 | 20 | 2019 | 2045 | 1 | 0 | 0 | 0 | Normal | 0 | 0.79065 | 0 | 0 | 1 kBtu/hr | 15000 | 0 | 0.068571 | 11.286 | 218.3333 | 0 | 2.6667 | 0 | 2013 | 1.0605 | HP_GAS-Heating-AEO17-1 | HP_GAS-Heating-AEO17-1 | HP_GAS-Heating-AEO17-1 | 1 | kBtu/hr | 0.068571 | Commercial_Miscellaneous (ID)_New_Space Heating_Boiler_Convert to NG Air Source Heat Pump
Commercial_Miscellaneous (ID)_New_Space Heating_Natural Gas_Boiler_E5 | Commercial | Miscellaneous (ID) | New | Space Heating | Natural Gas | Boiler | E5 |  | 0 | 0 | 0 | 0 | 0 | 0 | 0 | 0 | 0 | 0 | 0 | 0 | 0 | 0 | 0 | Normal | 0 | 0 | 0 | 0 | [17 empty] | Commercial_Miscellaneous (ID)_New_Space Heating_Boiler_
Commercial_Miscellaneous (ID)_New_Space Heating_Natural Gas_Boiler_E6 | Commercial | Miscellaneous (ID) | New | Space Heating | Natural Gas | Boiler | E6 |  | 0 | 0 | 0 | 0 | 0 | 0 | 0 | 0 | 0 | 0 | 0 | 0 | 0 | 0 | 0 | Normal | 0 | 0 | 0 | 0 | [17 empty] | Commercial_Miscellaneous (ID)_New_Space Heating_Boiler_
Commercial_Miscellaneous (ID)_New_Space Heating_Natural Gas_Boiler_E7 | Commercial | Miscellaneous (ID) | New | Space Heating | Natural Gas | Boiler | E7 |  | 0 | 0 | 0 | 0 | 0 | 0 | 0 | 0 | 0 | 0 | 0 | 0 | 0 | 0 | 0 | Normal | 0 | 0 | 0 | 0 | [17 empty] | Commercial_Miscellaneous (ID)_New_Space Heating_Boiler_
Commercial_Miscellaneous (ID)_New_Space Heating_Natural Gas_Boiler_E8 | Commercial | Miscellaneous (ID) | New | Space Heating | Natural Gas | Boiler | E8 |  | 0 | 0 | 0 | 0 | 0 | 0 | 0 | 0 | 0 | 0 | 0 | 0 | 0 | 0 | 0 | Normal | 0 | 0 | 0 | 0 | [17 empty] | Commercial_Miscellaneous (ID)_New_Space Heating_Boiler_
Commercial_Miscellaneous (ID)_New_Space Heating_Natural Gas_Boiler_E9 | Commercial | Miscellaneous (ID) | New | Space Heating | Natural Gas | Boiler | E9 |  | 0 | 0 | 0 | 0 | 0 | 0 | 0 | 0 | 0 | 0 | 0 | 0 | 0 | 0 | 0 | Normal | 0 | 0 | 0 | 0 | [17 empty] | Commercial_Miscellaneous (ID)_New_Space Heating_Boiler_
Commercial_Miscellaneous (ID)_New_Space Heating_Natural Gas_Boiler_E10 | Commercial | Miscellaneous (ID) | New | Space Heating | Natural Gas | Boiler | E10 |  | 0 | 0 | 0 | 0 | 0 | 0 | 0 | 0 | 0 | 0 | 0 | 0 | 0 | 0 | 0 | Normal | 0 | 0 | 0 | 0 | [17 empty] | Commercial_Miscellaneous (ID)_New_Space Heating_Boiler_
Commercial_Miscellaneous (ID)_New_Space Heating_Natural Gas_Unit Heater_E1 | Commercial | Miscellaneous (ID) | New | Space Heating | Natural Gas | Unit Heater | E1 | Standard | 1 | 0 | 0 | 0.00052823 | 0 | 0 | 0 | 15 | 25 | 2019 | 2045 | 1 | 0 | 0 | 0 | Normal | 0 | 0.21514 | 0 | 0 | 1 kBtu/Hr | 15000 | 0 | 4.9402e-07 | 2080 | 1051 | 0 | 0 | 0 | 2016 | 1.0174 | UNITHT-Heating-XCELCO-2017-18-3 | UNITHT-Heating-XCELCO-2017-18-3 | UNITHT-Heating-XCELCO-2017-18-3 | 1 | kBtu/Hr | 4.9402e-07 | Commercial_Miscellaneous (ID)_New_Space Heating_Unit Heater_Standard
Commercial_Miscellaneous (ID)_New_Space Heating_Natural Gas_Unit Heater_E2 | Commercial | Miscellaneous (ID) | New | Space Heating | Natural Gas | Unit Heater | E2 | Condensing | 0.88942 | 0 | 0 | 0.0011585 | 0 | 0 | 0 | 15 | 25 | 2019 | 2045 | 1 | 0 | 0 | 0 | Normal | 0 | 0.19135 | 0 | 0 | 1 kBtu/Hr | 15000 | 0 | 4.9402e-07 | 1850 | 2305 | 0 | 0 | 0 | 2016 | 1.0174 | UNITHT-Heating-XCELCO-2017-18-3 | UNITHT-Heating-XCELCO-2017-18-3 | UNITHT-Heating-XCELCO-2017-18-3 | 1 | kBtu/Hr | 4.9402e-07 | Commercial_Miscellaneous (ID)_New_Space Heating_Unit Heater_Condensing
Commercial_Miscellaneous (ID)_New_Space Heating_Natural Gas_Unit Heater_E3 | Commercial | Miscellaneous (ID) | New | Space Heating | Natural Gas | Unit Heater | E3 | Infrared Radiant | 0.88462 | 0 | 0 | 0.00063076 | 0 | 0 | 0 | 10 | 20 | 2019 | 2045 | 1 | 0 | 0 | 0 | Normal | 0 | 0.19032 | 0 | 0 | 1 kBtu/Hr | 15000 | 0 | 4.9402e-07 | 1840 | 1255 | 0 | 0 | 0 | 2016 | 1.0174 | UNITHT-Heating-XCELCO-2017-18-4 | UNITHT-Heating-XCELCO-2017-18-4 | UNITHT-Heating-XCELCO-2017-18-4 | 1 | kBtu/Hr | 4.9402e-07 | Commercial_Miscellaneous (ID)_New_Space Heating_Unit Heater_Infrared Radiant
Commercial_Miscellaneous (ID)_New_Space Heating_Natural Gas_Unit Heater_E4 | Commercial | Miscellaneous (ID) | New | Space Heating | Natural Gas | Unit Heater | E4 |  | 0 | 0 | 0 | 0 | 0 | 0 | 0 | 0 | 0 | 0 | 0 | 0 | 0 | 0 | 0 | Normal | 0 | 0 | 0 | 0 | [17 empty] | Commercial_Miscellaneous (ID)_New_Space Heating_Unit Heater_
Commercial_Miscellaneous (ID)_New_Space Heating_Natural Gas_Unit Heater_E5 | Commercial | Miscellaneous (ID) | New | Space Heating | Natural Gas | Unit Heater | E5 |  | 0 | 0 | 0 | 0 | 0 | 0 | 0 | 0 | 0 | 0 | 0 | 0 | 0 | 0 | 0 | Normal | 0 | 0 | 0 | 0 | [17 empty] | Commercial_Miscellaneous (ID)_New_Space Heating_Unit Heater_
Commercial_Miscellaneous (ID)_New_Space Heating_Natural Gas_Unit Heater_E6 | Commercial | Miscellaneous (ID) | New | Space Heating | Natural Gas | Unit Heater | E6 |  | 0 | 0 | 0 | 0 | 0 | 0 | 0 | 0 | 0 | 0 | 0 | 0 | 0 | 0 | 0 | Normal | 0 | 0 | 0 | 0 | [17 empty] | Commercial_Miscellaneous (ID)_New_Space Heating_Unit Heater_
Commercial_Miscellaneous (ID)_New_Space Heating_Natural Gas_Unit Heater_E7 | Commercial | Miscellaneous (ID) | New | Space Heating | Natural Gas | Unit Heater | E7 |  | 0 | 0 | 0 | 0 | 0 | 0 | 0 | 0 | 0 | 0 | 0 | 0 | 0 | 0 | 0 | Normal | 0 | 0 | 0 | 0 | [17 empty] | Commercial_Miscellaneous (ID)_New_Space Heating_Unit Heater_
Commercial_Miscellaneous (ID)_New_Space Heating_Natural Gas_Unit Heater_E8 | Commercial | Miscellaneous (ID) | New | Space Heating | Natural Gas | Unit Heater | E8 |  | 0 | 0 | 0 | 0 | 0 | 0 | 0 | 0 | 0 | 0 | 0 | 0 | 0 | 0 | 0 | Normal | 0 | 0 | 0 | 0 | [17 empty] | Commercial_Miscellaneous (ID)_New_Space Heating_Unit Heater_
Commercial_Miscellaneous (ID)_New_Space Heating_Natural Gas_Unit Heater_E9 | Commercial | Miscellaneous (ID) | New | Space Heating | Natural Gas | Unit Heater | E9 |  | 0 | 0 | 0 | 0 | 0 | 0 | 0 | 0 | 0 | 0 | 0 | 0 | 0 | 0 | 0 | Normal | 0 | 0 | 0 | 0 | [17 empty] | Commercial_Miscellaneous (ID)_New_Space Heating_Unit Heater_
Commercial_Miscellaneous (ID)_New_Space Heating_Natural Gas_Unit Heater_E10 | Commercial | Miscellaneous (ID) | New | Space Heating | Natural Gas | Unit Heater | E10 |  | 0 | 0 | 0 | 0 | 0 | 0 | 0 | 0 | 0 | 0 | 0 | 0 | 0 | 0 | 0 | Normal | 0 | 0 | 0 | 0 | [17 empty] | Commercial_Miscellaneous (ID)_New_Space Heating_Unit Heater_
Commercial_Miscellaneous (ID)_New_Water Heating_Natural Gas_Water Heater_E1 | Commercial | Miscellaneous (ID) | New | Water Heating | Natural Gas | Water Heater | E1 | TE 0.80 | 1 | 0 | 0 | 0.21454 | 0 | 0 | 0 | 10 | 20 | 2019 | 2045 | 1 | 0 | 0 | 0 | Normal | 0 | 0.36606 | 0 | 0 | 1 kBtu/hr | 15000 | 0 | 0.0096733 | 34.8549 | 21.8 | 0 | 0 | 0 | 2017 | 1.0174 | DHW_WH-Water Heating-PG&E-R7-14 | DHW_WH-Water Heating-PG&E-R7-14 | DHW_WH-Water Heating-PG&E-R7-14 | 1 | kBtu/hr | 0.0096733 | Commercial_Miscellaneous (ID)_New_Water Heating_Water Heater_TE 0.80
Commercial_Miscellaneous (ID)_New_Water Heating_Natural Gas_Water Heater_E2 | Commercial | Miscellaneous (ID) | New | Water Heating | Natural Gas | Water Heater | E2 | TE 0.90 | 0.88889 | 0 | 0 | 0.25745 | 0 | 0 | 0 | 10 | 20 | 2019 | 2045 | 1 | 0 | 0 | 0 | Normal | 0 | 0.32538 | 0 | 0 | 1 kBtu/hr | 15000 | 0 | 0.0096733 | 30.9821 | 26.16 | 0 | 0 | 0 | 2017 | 1.0174 | DHW_WH-Water Heating-PG&E-R7-14 | DHW_WH-Water Heating-PG&E-R7-14 | DHW_WH-Water Heating-PG&E-R7-14 | 1 | kBtu/hr | 0.0096733 | Commercial_Miscellaneous (ID)_New_Water Heating_Water Heater_TE 0.90
Commercial_Miscellaneous (ID)_New_Water Heating_Natural Gas_Water Heater_E3 | Commercial | Miscellaneous (ID) | New | Water Heating | Natural Gas | Water Heater | E3 | TE 0.94 | 0.85106 | 0 | 0 | 0.31647 | 0 | 0 | 0 | 10 | 20 | 2019 | 2045 | 1 | 0 | 0 | 0 | Normal | 0 | 0.31154 | 0 | 0 | 1 kBtu/hr | 15000 | 0 | 0.0096733 | 29.6637 | 30.3604 | 0 | 0 | 0 | 2012 | 1.0776 | DHW_WH-Water Heating-NMTRM-2016-7 | DHW_WH-Water Heating-NMTRM-2016-7 | DHW_WH-Water Heating-NMTRM-2016-7 | 1 | kBtu/hr | 0.0096733 | Commercial_Miscellaneous (ID)_New_Water Heating_Water Heater_TE 0.94
Commercial_Miscellaneous (ID)_New_Water Heating_Natural Gas_Water Heater_E4 | Commercial | Miscellaneous (ID) | New | Water Heating | Natural Gas | Water Heater | E4 | Instantaneous TE 0.94 | 0.85016 | 0 | 0 | 0.37151 | 0 | 0 | 0 | 15 | 25 | 2019 | 2045 | 1 | 0 | 0 | 0 | Normal | 0 | 0.31121 | 0 | 0 | 1 kBtu/hr | 15000 | 0 | 0.0096733 | 29.6322 | 35.6404 | 0 | 0 | 0 | 2012 | 1.0776 | DHW_WH-Water Heating-NMTRM-2016-9 | DHW_WH-Water Heating-NMTRM-2016-9 | DHW_WH-Water Heating-NMTRM-2016-9 | 1 | kBtu/hr | 0.0096733 | Commercial_Miscellaneous (ID)_New_Water Heating_Water Heater_Instantaneous TE 0.94
Commercial_Miscellaneous (ID)_New_Water Heating_Natural Gas_Water Heater_E5 | Commercial | Miscellaneous (ID) | New | Water Heating | Natural Gas | Water Heater | E5 | Gas-Fired Absorption HPWH | 0.53333 | 0 | 0 | 0.63145 | 0 | 0 | 0 | 10 | 16 | 2019 | 2045 | 1 | 0 | 0 | 0 | Normal | 0 | 0.19523 | 0 | 0 | 1 kBtu/hr | 15000 | 0 | 0.0096733 | 18.5893 | 62.6566 | 0 | 0 | 0 | 2014 | 1.0418 | DHW_WH-Water Heating-DOE-2014-1 | DHW_WH-Water Heating-DOE-2014-1 | DHW_WH-Water Heating-DOE-2014-1 | 1 | kBtu/hr | 0.0096733 | Commercial_Miscellaneous (ID)_New_Water Heating_Water Heater_Gas-Fired Absorption HPWH
Commercial_Miscellaneous (ID)_New_Water Heating_Natural Gas_Water Heater_E6 | Commercial | Miscellaneous (ID) | New | Water Heating | Natural Gas | Water Heater | E6 |  | 0 | 0 | 0 | 0 | 0 | 0 | 0 | 0 | 0 | 0 | 0 | 0 | 0 | 0 | 0 | Normal | 0 | 0 | 0 | 0 | [17 empty] | Commercial_Miscellaneous (ID)_New_Water Heating_Water Heater_
Commercial_Miscellaneous (ID)_New_Water Heating_Natural Gas_Water Heater_E7 | Commercial | Miscellaneous (ID) | New | Water Heating | Natural Gas | Water Heater | E7 |  | 0 | 0 | 0 | 0 | 0 | 0 | 0 | 0 | 0 | 0 | 0 | 0 | 0 | 0 | 0 | Normal | 0 | 0 | 0 | 0 | [17 empty] | Commercial_Miscellaneous (ID)_New_Water Heating_Water Heater_
Commercial_Miscellaneous (ID)_New_Water Heating_Natural Gas_Water Heater_E8 | Commercial | Miscellaneous (ID) | New | Water Heating | Natural Gas | Water Heater | E8 |  | 0 | 0 | 0 | 0 | 0 | 0 | 0 | 0 | 0 | 0 | 0 | 0 | 0 | 0 | 0 | Normal | 0 | 0 | 0 | 0 | [17 empty] | Commercial_Miscellaneous (ID)_New_Water Heating_Water Heater_
Commercial_Miscellaneous (ID)_New_Water Heating_Natural Gas_Water Heater_E9 | Commercial | Miscellaneous (ID) | New | Water Heating | Natural Gas | Water Heater | E9 |  | 0 | 0 | 0 | 0 | 0 | 0 | 0 | 0 | 0 | 0 | 0 | 0 | 0 | 0 | 0 | Normal | 0 | 0 | 0 | 0 | [17 empty] | Commercial_Miscellaneous (ID)_New_Water Heating_Water Heater_
Commercial_Miscellaneous (ID)_New_Water Heating_Natural Gas_Water Heater_E10 | Commercial | Miscellaneous (ID) | New | Water Heating | Natural Gas | Water Heater | E10 |  | 0 | 0 | 0 | 0 | 0 | 0 | 0 | 0 | 0 | 0 | 0 | 0 | 0 | 0 | 0 | Normal | 0 | 0 | 0 | 0 | [17 empty] | Commercial_Miscellaneous (ID)_New_Water Heating_Water Heater_
Commercial_Miscellaneous (ID)_New_Food Preparation_Natural Gas_Oven_E1 | Commercial | Miscellaneous (ID) | New | Food Preparation | Natural Gas | Oven | E1 | Standard | 1 | 0 | 0 | 0.0023232 | 0 | 0 | 0 | 8 | 12 | 2019 | 2045 | 1 | 0 | 0 | 0 | Normal | 0 | 0.014194 | 0 | 0 | 1 unit | 15000 | 0 | 4.4699e-06 | 1050.946 | 490.1 | 0 | 0 | 0 | 2013 | 1.0605 | COOK_OVN-Food Preparation-AEO17-3 | COOK_OVN-Food Preparation-AEO17-3 | COOK_OVN-Food Preparation-ILTRM-v5.0-23 | 1 | unit | 4.4699e-06 | Commercial_Miscellaneous (ID)_New_Food Preparation_Oven_Standard
Commercial_Miscellaneous (ID)_New_Food Preparation_Natural Gas_Oven_E2 | Commercial | Miscellaneous (ID) | New | Food Preparation | Natural Gas | Oven | E2 | ENERGY STAR (>42% Baking Efficiency) | 0.7101 | 0 | 0 | 0.0031655 | 0 | 0 | 0 | 8 | 12 | 2019 | 2045 | 1 | 0 | 0 | 0 | Normal | 0 | 0.010079 | 0 | 0 | 1 unit | 15000 | 0 | 4.4699e-06 | 746.2722 | 667.81 | 0 | 0 | 0 | 2013 | 1.0605 | COOK_OVN-Food Preparation-AEO17-3 | COOK_OVN-Food Preparation-AEO17-3 | COOK_OVN-Food Preparation-ILTRM-v5.0-23 | 1 | unit | 4.4699e-06 | Commercial_Miscellaneous (ID)_New_Food Preparation_Oven_ENERGY STAR (>42% Baking Efficiency)
Commercial_Miscellaneous (ID)_New_Food Preparation_Natural Gas_Oven_E3 | Commercial | Miscellaneous (ID) | New | Food Preparation | Natural Gas | Oven | E3 |  | 0 | 0 | 0 | 0 | 0 | 0 | 0 | 0 | 0 | 0 | 0 | 0 | 0 | 0 | 0 | Normal | 0 | 0 | 0 | 0 | [17 empty] | Commercial_Miscellaneous (ID)_New_Food Preparation_Oven_
Commercial_Miscellaneous (ID)_New_Food Preparation_Natural Gas_Oven_E4 | Commercial | Miscellaneous (ID) | New | Food Preparation | Natural Gas | Oven | E4 |  | 0 | 0 | 0 | 0 | 0 | 0 | 0 | 0 | 0 | 0 | 0 | 0 | 0 | 0 | 0 | Normal | 0 | 0 | 0 | 0 | [17 empty] | Commercial_Miscellaneous (ID)_New_Food Preparation_Oven_
Commercial_Miscellaneous (ID)_New_Food Preparation_Natural Gas_Oven_E5 | Commercial | Miscellaneous (ID) | New | Food Preparation | Natural Gas | Oven | E5 |  | 0 | 0 | 0 | 0 | 0 | 0 | 0 | 0 | 0 | 0 | 0 | 0 | 0 | 0 | 0 | Normal | 0 | 0 | 0 | 0 | [17 empty] | Commercial_Miscellaneous (ID)_New_Food Preparation_Oven_
Commercial_Miscellaneous (ID)_New_Food Preparation_Natural Gas_Oven_E6 | Commercial | Miscellaneous (ID) | New | Food Preparation | Natural Gas | Oven | E6 |  | 0 | 0 | 0 | 0 | 0 | 0 | 0 | 0 | 0 | 0 | 0 | 0 | 0 | 0 | 0 | Normal | 0 | 0 | 0 | 0 | [17 empty] | Commercial_Miscellaneous (ID)_New_Food Preparation_Oven_
Commercial_Miscellaneous (ID)_New_Food Preparation_Natural Gas_Oven_E7 | Commercial | Miscellaneous (ID) | New | Food Preparation | Natural Gas | Oven | E7 |  | 0 | 0 | 0 | 0 | 0 | 0 | 0 | 0 | 0 | 0 | 0 | 0 | 0 | 0 | 0 | Normal | 0 | 0 | 0 | 0 | [17 empty] | Commercial_Miscellaneous (ID)_New_Food Preparation_Oven_
Commercial_Miscellaneous (ID)_New_Food Preparation_Natural Gas_Oven_E8 | Commercial | Miscellaneous (ID) | New | Food Preparation | Natural Gas | Oven | E8 |  | 0 | 0 | 0 | 0 | 0 | 0 | 0 | 0 | 0 | 0 | 0 | 0 | 0 | 0 | 0 | Normal | 0 | 0 | 0 | 0 | [17 empty] | Commercial_Miscellaneous (ID)_New_Food Preparation_Oven_
Commercial_Miscellaneous (ID)_New_Food Preparation_Natural Gas_Oven_E9 | Commercial | Miscellaneous (ID) | New | Food Preparation | Natural Gas | Oven | E9 |  | 0 | 0 | 0 | 0 | 0 | 0 | 0 | 0 | 0 | 0 | 0 | 0 | 0 | 0 | 0 | Normal | 0 | 0 | 0 | 0 | [17 empty] | Commercial_Miscellaneous (ID)_New_Food Preparation_Oven_
Commercial_Miscellaneous (ID)_New_Food Preparation_Natural Gas_Oven_E10 | Commercial | Miscellaneous (ID) | New | Food Preparation | Natural Gas | Oven | E10 |  | 0 | 0 | 0 | 0 | 0 | 0 | 0 | 0 | 0 | 0 | 0 | 0 | 0 | 0 | 0 | Normal | 0 | 0 | 0 | 0 | [17 empty] | Commercial_Miscellaneous (ID)_New_Food Preparation_Oven_
Commercial_Miscellaneous (ID)_New_Food Preparation_Natural Gas_Conveyor Oven_E1 | Commercial | Miscellaneous (ID) | New | Food Preparation | Natural Gas | Conveyor Oven | E1 | Standard | 1 | 0 | 0 | 0.0018746 | 0 | 0 | 0 | 15 | 19 | 2019 | 2045 | 1 | 0 | 0 | 0 | Normal | 0 | 0.022906 | 0 | 0 | 1 unit | 15000 | 0 | 1.0615e-06 | 3571 | 1665.3064 | 0 | 0 | 0 | 2013 | 1.0605 | COOK_OVN-Food Preparation-ILTRM-v5.0-24 | COOK_OVN-Food Preparation-AEO17-3 | https://fishnick.com/saveenergy/tools/calculators/gconvovencalc.php | 1 | unit | 1.0615e-06 | Commercial_Miscellaneous (ID)_New_Food Preparation_Conveyor Oven_Standard
Commercial_Miscellaneous (ID)_New_Food Preparation_Natural Gas_Conveyor Oven_E2 | Commercial | Miscellaneous (ID) | New | Food Preparation | Natural Gas | Conveyor Oven | E2 | ENERGY STAR (>42% Baking Efficiency) | 0.79474 | 0 | 0 | 0.0039715 | 0 | 0 | 0 | 15 | 19 | 2019 | 2045 | 1 | 0 | 0 | 0 | Normal | 0 | 0.018204 | 0 | 0 | 1 unit | 15000 | 0 | 1.0615e-06 | 2838 | 3409.1835 | 0 | 0 | 0 | 2011 | 1.0975 | COOK_OVN-Food Preparation-ILTRM-v5.0-24 | COOK_OVN-Food Preparation-ILTRM-v5.0-24 | COOK_OVN-Food Preparation-ILTRM-v5.0-24 | 1 | unit | 1.0615e-06 | Commercial_Miscellaneous (ID)_New_Food Preparation_Conveyor Oven_ENERGY STAR (>42% Baking Efficiency)
Commercial_Miscellaneous (ID)_New_Food Preparation_Natural Gas_Conveyor Oven_E3 | Commercial | Miscellaneous (ID) | New | Food Preparation | Natural Gas | Conveyor Oven | E3 |  | 0 | 0 | 0 | 0 | 0 | 0 | 0 | 0 | 0 | 0 | 0 | 0 | 0 | 0 | 0 | Normal | 0 | 0 | 0 | 0 | [17 empty] | Commercial_Miscellaneous (ID)_New_Food Preparation_Conveyor Oven_
Commercial_Miscellaneous (ID)_New_Food Preparation_Natural Gas_Conveyor Oven_E4 | Commercial | Miscellaneous (ID) | New | Food Preparation | Natural Gas | Conveyor Oven | E4 |  | 0 | 0 | 0 | 0 | 0 | 0 | 0 | 0 | 0 | 0 | 0 | 0 | 0 | 0 | 0 | Normal | 0 | 0 | 0 | 0 | [17 empty] | Commercial_Miscellaneous (ID)_New_Food Preparation_Conveyor Oven_
Commercial_Miscellaneous (ID)_New_Food Preparation_Natural Gas_Conveyor Oven_E5 | Commercial | Miscellaneous (ID) | New | Food Preparation | Natural Gas | Conveyor Oven | E5 |  | 0 | 0 | 0 | 0 | 0 | 0 | 0 | 0 | 0 | 0 | 0 | 0 | 0 | 0 | 0 | Normal | 0 | 0 | 0 | 0 | [17 empty] | Commercial_Miscellaneous (ID)_New_Food Preparation_Conveyor Oven_
Commercial_Miscellaneous (ID)_New_Food Preparation_Natural Gas_Conveyor Oven_E6 | Commercial | Miscellaneous (ID) | New | Food Preparation | Natural Gas | Conveyor Oven | E6 |  | 0 | 0 | 0 | 0 | 0 | 0 | 0 | 0 | 0 | 0 | 0 | 0 | 0 | 0 | 0 | Normal | 0 | 0 | 0 | 0 | [17 empty] | Commercial_Miscellaneous (ID)_New_Food Preparation_Conveyor Oven_
Commercial_Miscellaneous (ID)_New_Food Preparation_Natural Gas_Conveyor Oven_E7 | Commercial | Miscellaneous (ID) | New | Food Preparation | Natural Gas | Conveyor Oven | E7 |  | 0 | 0 | 0 | 0 | 0 | 0 | 0 | 0 | 0 | 0 | 0 | 0 | 0 | 0 | 0 | Normal | 0 | 0 | 0 | 0 | [17 empty] | Commercial_Miscellaneous (ID)_New_Food Preparation_Conveyor Oven_
Commercial_Miscellaneous (ID)_New_Food Preparation_Natural Gas_Conveyor Oven_E8 | Commercial | Miscellaneous (ID) | New | Food Preparation | Natural Gas | Conveyor Oven | E8 |  | 0 | 0 | 0 | 0 | 0 | 0 | 0 | 0 | 0 | 0 | 0 | 0 | 0 | 0 | 0 | Normal | 0 | 0 | 0 | 0 | [17 empty] | Commercial_Miscellaneous (ID)_New_Food Preparation_Conveyor Oven_
Commercial_Miscellaneous (ID)_New_Food Preparation_Natural Gas_Conveyor Oven_E9 | Commercial | Miscellaneous (ID) | New | Food Preparation | Natural Gas | Conveyor Oven | E9 |  | 0 | 0 | 0 | 0 | 0 | 0 | 0 | 0 | 0 | 0 | 0 | 0 | 0 | 0 | 0 | Normal | 0 | 0 | 0 | 0 | [17 empty] | Commercial_Miscellaneous (ID)_New_Food Preparation_Conveyor Oven_
Commercial_Miscellaneous (ID)_New_Food Preparation_Natural Gas_Conveyor Oven_E10 | Commercial | Miscellaneous (ID) | New | Food Preparation | Natural Gas | Conveyor Oven | E10 |  | 0 | 0 | 0 | 0 | 0 | 0 | 0 | 0 | 0 | 0 | 0 | 0 | 0 | 0 | 0 | Normal | 0 | 0 | 0 | 0 | [17 empty] | Commercial_Miscellaneous (ID)_New_Food Preparation_Conveyor Oven_
Commercial_Miscellaneous (ID)_New_Food Preparation_Natural Gas_Double Rack Oven_E1 | Commercial | Miscellaneous (ID) | New | Food Preparation | Natural Gas | Double Rack Oven | E1 | Standard | 1 | 0 | 0 | 0.0032275 | 0 | 0 | 0 | 8 | 16 | 2019 | 2045 | 1 | 0 | 0 | 0 | Normal | 0 | 0.039437 | 0 | 0 | 1 unit | 15000 | 0 | 1.203e-06 | 5425 | 2529.904 | 0 | 0 | 0 | 2013 | 1.0605 | COOK_OVN-Food Preparation-ILTRM-v5.0-25 | COOK_OVN-Food Preparation-ILTRM-v5.0-25 | https://fishnick.com/saveenergy/tools/calculators/grackovencalc.php | 1 | unit | 1.203e-06 | Commercial_Miscellaneous (ID)_New_Food Preparation_Double Rack Oven_Standard
Commercial_Miscellaneous (ID)_New_Food Preparation_Natural Gas_Double Rack Oven_E2 | Commercial | Miscellaneous (ID) | New | Food Preparation | Natural Gas | Double Rack Oven | E2 | FTSC Qualified (>50% Cooking Efficiency) | 0.61954 | 0 | 0 | 0.014642 | 0 | 0 | 0 | 8 | 16 | 2019 | 2045 | 1 | 0 | 0 | 0 | Normal | 0 | 0.024433 | 0 | 0 | 1 unit | 15000 | 0 | 1.203e-06 | 3361 | 11090.6431 | 0 | 0 | 0 | 2011 | 1.0975 | COOK_OVN-Food Preparation-ILTRM-v5.0-25 | COOK_OVN-Food Preparation-ILTRM-v5.0-25 | COOK_OVN-Food Preparation-ILTRM-v5.0-25 | 1 | unit | 1.203e-06 | Commercial_Miscellaneous (ID)_New_Food Preparation_Double Rack Oven_FTSC Qualified (>50% Cooking Efficiency)
Commercial_Miscellaneous (ID)_New_Food Preparation_Natural Gas_Double Rack Oven_E3 | Commercial | Miscellaneous (ID) | New | Food Preparation | Natural Gas | Double Rack Oven | E3 |  | 0 | 0 | 0 | 0 | 0 | 0 | 0 | 0 | 0 | 0 | 0 | 0 | 0 | 0 | 0 | Normal | 0 | 0 | 0 | 0 | [17 empty] | Commercial_Miscellaneous (ID)_New_Food Preparation_Double Rack Oven_
Commercial_Miscellaneous (ID)_New_Food Preparation_Natural Gas_Double Rack Oven_E4 | Commercial | Miscellaneous (ID) | New | Food Preparation | Natural Gas | Double Rack Oven | E4 |  | 0 | 0 | 0 | 0 | 0 | 0 | 0 | 0 | 0 | 0 | 0 | 0 | 0 | 0 | 0 | Normal | 0 | 0 | 0 | 0 | [17 empty] | Commercial_Miscellaneous (ID)_New_Food Preparation_Double Rack Oven_
Commercial_Miscellaneous (ID)_New_Food Preparation_Natural Gas_Double Rack Oven_E5 | Commercial | Miscellaneous (ID) | New | Food Preparation | Natural Gas | Double Rack Oven | E5 |  | 0 | 0 | 0 | 0 | 0 | 0 | 0 | 0 | 0 | 0 | 0 | 0 | 0 | 0 | 0 | Normal | 0 | 0 | 0 | 0 | [17 empty] | Commercial_Miscellaneous (ID)_New_Food Preparation_Double Rack Oven_
Commercial_Miscellaneous (ID)_New_Food Preparation_Natural Gas_Double Rack Oven_E6 | Commercial | Miscellaneous (ID) | New | Food Preparation | Natural Gas | Double Rack Oven | E6 |  | 0 | 0 | 0 | 0 | 0 | 0 | 0 | 0 | 0 | 0 | 0 | 0 | 0 | 0 | 0 | Normal | 0 | 0 | 0 | 0 | [17 empty] | Commercial_Miscellaneous (ID)_New_Food Preparation_Double Rack Oven_
Commercial_Miscellaneous (ID)_New_Food Preparation_Natural Gas_Double Rack Oven_E7 | Commercial | Miscellaneous (ID) | New | Food Preparation | Natural Gas | Double Rack Oven | E7 |  | 0 | 0 | 0 | 0 | 0 | 0 | 0 | 0 | 0 | 0 | 0 | 0 | 0 | 0 | 0 | Normal | 0 | 0 | 0 | 0 | [17 empty] | Commercial_Miscellaneous (ID)_New_Food Preparation_Double Rack Oven_
Commercial_Miscellaneous (ID)_New_Food Preparation_Natural Gas_Double Rack Oven_E8 | Commercial | Miscellaneous (ID) | New | Food Preparation | Natural Gas | Double Rack Oven | E8 |  | 0 | 0 | 0 | 0 | 0 | 0 | 0 | 0 | 0 | 0 | 0 | 0 | 0 | 0 | 0 | Normal | 0 | 0 | 0 | 0 | [17 empty] | Commercial_Miscellaneous (ID)_New_Food Preparation_Double Rack Oven_
Commercial_Miscellaneous (ID)_New_Food Preparation_Natural Gas_Double Rack Oven_E9 | Commercial | Miscellaneous (ID) | New | Food Preparation | Natural Gas | Double Rack Oven | E9 |  | 0 | 0 | 0 | 0 | 0 | 0 | 0 | 0 | 0 | 0 | 0 | 0 | 0 | 0 | 0 | Normal | 0 | 0 | 0 | 0 | [17 empty] | Commercial_Miscellaneous (ID)_New_Food Preparation_Double Rack Oven_
Commercial_Miscellaneous (ID)_New_Food Preparation_Natural Gas_Double Rack Oven_E10 | Commercial | Miscellaneous (ID) | New | Food Preparation | Natural Gas | Double Rack Oven | E10 |  | 0 | 0 | 0 | 0 | 0 | 0 | 0 | 0 | 0 | 0 | 0 | 0 | 0 | 0 | 0 | Normal | 0 | 0 | 0 | 0 | [17 empty] | Commercial_Miscellaneous (ID)_New_Food Preparation_Double Rack Oven_
Commercial_Miscellaneous (ID)_New_Food Preparation_Natural Gas_Fryer_E1 | Commercial | Miscellaneous (ID) | New | Food Preparation | Natural Gas | Fryer | E1 | Standard | 1 | 0 | 0 | 0.00096918 | 0 | 0 | 0 | 10 | 20 | 2019 | 2045 | 1 | 0 | 0 | 0 | Normal | 0 | 0.019829 | 0 | 0 | 1 unit | 15000 | 0 | 3.461e-07 | 1628.2323 | 2500 | 0 | 0 | 0 | 2010 | 1.1201 | COOK_FRY-Food Preparation-ILTRM-v4.0-1 | Estimate | COOK_FRY-Food Preparation-ILTRM-v4.0-1 | 1 | unit | 3.461e-07 | Commercial_Miscellaneous (ID)_New_Food Preparation_Fryer_Standard
Commercial_Miscellaneous (ID)_New_Food Preparation_Natural Gas_Fryer_E2 | Commercial | Miscellaneous (ID) | New | Food Preparation | Natural Gas | Fryer | E2 | ENERGY STAR | 0.6897 | 0 | 0 | 0.0014344 | 0 | 0 | 0 | 10 | 20 | 2019 | 2045 | 1 | 0 | 0 | 0 | Normal | 0 | 0.013676 | 0 | 0 | 1 unit | 15000 | 0 | 3.461e-07 | 1122.9977 | 3700 | 0 | 0 | 0 | 2010 | 1.1201 | COOK_FRY-Food Preparation-ILTRM-v4.0-1 | COOK_FRY-Food Preparation-ILTRM-v4.0-1 | COOK_FRY-Food Preparation-ILTRM-v4.0-1 | 1 | unit | 3.461e-07 | Commercial_Miscellaneous (ID)_New_Food Preparation_Fryer_ENERGY STAR
Commercial_Miscellaneous (ID)_New_Food Preparation_Natural Gas_Fryer_E3 | Commercial | Miscellaneous (ID) | New | Food Preparation | Natural Gas | Fryer | E3 |  | 0 | 0 | 0 | 0 | 0 | 0 | 0 | 0 | 0 | 0 | 0 | 0 | 0 | 0 | 0 | Normal | 0 | 0 | 0 | 0 | [17 empty] | Commercial_Miscellaneous (ID)_New_Food Preparation_Fryer_
Commercial_Miscellaneous (ID)_New_Food Preparation_Natural Gas_Fryer_E4 | Commercial | Miscellaneous (ID) | New | Food Preparation | Natural Gas | Fryer | E4 |  | 0 | 0 | 0 | 0 | 0 | 0 | 0 | 0 | 0 | 0 | 0 | 0 | 0 | 0 | 0 | Normal | 0 | 0 | 0 | 0 | [17 empty] | Commercial_Miscellaneous (ID)_New_Food Preparation_Fryer_
Commercial_Miscellaneous (ID)_New_Food Preparation_Natural Gas_Fryer_E5 | Commercial | Miscellaneous (ID) | New | Food Preparation | Natural Gas | Fryer | E5 |  | 0 | 0 | 0 | 0 | 0 | 0 | 0 | 0 | 0 | 0 | 0 | 0 | 0 | 0 | 0 | Normal | 0 | 0 | 0 | 0 | [17 empty] | Commercial_Miscellaneous (ID)_New_Food Preparation_Fryer_
Commercial_Miscellaneous (ID)_New_Food Preparation_Natural Gas_Fryer_E6 | Commercial | Miscellaneous (ID) | New | Food Preparation | Natural Gas | Fryer | E6 |  | 0 | 0 | 0 | 0 | 0 | 0 | 0 | 0 | 0 | 0 | 0 | 0 | 0 | 0 | 0 | Normal | 0 | 0 | 0 | 0 | [17 empty] | Commercial_Miscellaneous (ID)_New_Food Preparation_Fryer_
Commercial_Miscellaneous (ID)_New_Food Preparation_Natural Gas_Fryer_E7 | Commercial | Miscellaneous (ID) | New | Food Preparation | Natural Gas | Fryer | E7 |  | 0 | 0 | 0 | 0 | 0 | 0 | 0 | 0 | 0 | 0 | 0 | 0 | 0 | 0 | 0 | Normal | 0 | 0 | 0 | 0 | [17 empty] | Commercial_Miscellaneous (ID)_New_Food Preparation_Fryer_
Commercial_Miscellaneous (ID)_New_Food Preparation_Natural Gas_Fryer_E8 | Commercial | Miscellaneous (ID) | New | Food Preparation | Natural Gas | Fryer | E8 |  | 0 | 0 | 0 | 0 | 0 | 0 | 0 | 0 | 0 | 0 | 0 | 0 | 0 | 0 | 0 | Normal | 0 | 0 | 0 | 0 | [17 empty] | Commercial_Miscellaneous (ID)_New_Food Preparation_Fryer_
Commercial_Miscellaneous (ID)_New_Food Preparation_Natural Gas_Fryer_E9 | Commercial | Miscellaneous (ID) | New | Food Preparation | Natural Gas | Fryer | E9 |  | 0 | 0 | 0 | 0 | 0 | 0 | 0 | 0 | 0 | 0 | 0 | 0 | 0 | 0 | 0 | Normal | 0 | 0 | 0 | 0 | [17 empty] | Commercial_Miscellaneous (ID)_New_Food Preparation_Fryer_
Commercial_Miscellaneous (ID)_New_Food Preparation_Natural Gas_Fryer_E10 | Commercial | Miscellaneous (ID) | New | Food Preparation | Natural Gas | Fryer | E10 |  | 0 | 0 | 0 | 0 | 0 | 0 | 0 | 0 | 0 | 0 | 0 | 0 | 0 | 0 | 0 | Normal | 0 | 0 | 0 | 0 | [17 empty] | Commercial_Miscellaneous (ID)_New_Food Preparation_Fryer_
Commercial_Miscellaneous (ID)_New_Food Preparation_Natural Gas_Broiler_E1 | Commercial | Miscellaneous (ID) | New | Food Preparation | Natural Gas | Broiler | E1 | Standard | 1 | 0 | 0 | 0.011078 | 0 | 0 | 0 | 8 | 16 | 2019 | 2045 | 1 | 0 | 0 | 0 | Normal | 0 | 0.020255 | 0 | 0 | 1 unit | 15000 | 0 | 4.0375e-06 | 1625 | 2500 | 0 | 0 | 0 | 2011 | 1.0975 | COOK_BRL-Food Preparation-ILTRM-v4.0-2 | Estimate | COOK_BRL-Food Preparation-ILTRM-v4.0-2 | 1 | unit | 4.0375e-06 | Commercial_Miscellaneous (ID)_New_Food Preparation_Broiler_Standard
Commercial_Miscellaneous (ID)_New_Food Preparation_Natural Gas_Broiler_E2 | Commercial | Miscellaneous (ID) | New | Food Preparation | Natural Gas | Broiler | E2 | Infrared Burners | 0.85292 | 0 | 0 | 0.015509 | 0 | 0 | 0 | 8 | 16 | 2019 | 2045 | 1 | 0 | 0 | 0 | Normal | 0 | 0.017276 | 0 | 0 | 1 unit | 15000 | 0 | 4.0375e-06 | 1386 | 3500 | 0 | 0 | 0 | 2011 | 1.0975 | COOK_BRL-Food Preparation-ILTRM-v4.0-2 | COOK_BRL-Food Preparation-ILTRM-v4.0-2 | COOK_BRL-Food Preparation-ILTRM-v4.0-2 | 1 | unit | 4.0375e-06 | Commercial_Miscellaneous (ID)_New_Food Preparation_Broiler_Infrared Burners
Commercial_Miscellaneous (ID)_New_Food Preparation_Natural Gas_Broiler_E3 | Commercial | Miscellaneous (ID) | New | Food Preparation | Natural Gas | Broiler | E3 |  | 0 | 0 | 0 | 0 | 0 | 0 | 0 | 0 | 0 | 0 | 0 | 0 | 0 | 0 | 0 | Normal | 0 | 0 | 0 | 0 | [17 empty] | Commercial_Miscellaneous (ID)_New_Food Preparation_Broiler_
Commercial_Miscellaneous (ID)_New_Food Preparation_Natural Gas_Broiler_E4 | Commercial | Miscellaneous (ID) | New | Food Preparation | Natural Gas | Broiler | E4 |  | 0 | 0 | 0 | 0 | 0 | 0 | 0 | 0 | 0 | 0 | 0 | 0 | 0 | 0 | 0 | Normal | 0 | 0 | 0 | 0 | [17 empty] | Commercial_Miscellaneous (ID)_New_Food Preparation_Broiler_
Commercial_Miscellaneous (ID)_New_Food Preparation_Natural Gas_Broiler_E5 | Commercial | Miscellaneous (ID) | New | Food Preparation | Natural Gas | Broiler | E5 |  | 0 | 0 | 0 | 0 | 0 | 0 | 0 | 0 | 0 | 0 | 0 | 0 | 0 | 0 | 0 | Normal | 0 | 0 | 0 | 0 | [17 empty] | Commercial_Miscellaneous (ID)_New_Food Preparation_Broiler_
Commercial_Miscellaneous (ID)_New_Food Preparation_Natural Gas_Broiler_E6 | Commercial | Miscellaneous (ID) | New | Food Preparation | Natural Gas | Broiler | E6 |  | 0 | 0 | 0 | 0 | 0 | 0 | 0 | 0 | 0 | 0 | 0 | 0 | 0 | 0 | 0 | Normal | 0 | 0 | 0 | 0 | [17 empty] | Commercial_Miscellaneous (ID)_New_Food Preparation_Broiler_
Commercial_Miscellaneous (ID)_New_Food Preparation_Natural Gas_Broiler_E7 | Commercial | Miscellaneous (ID) | New | Food Preparation | Natural Gas | Broiler | E7 |  | 0 | 0 | 0 | 0 | 0 | 0 | 0 | 0 | 0 | 0 | 0 | 0 | 0 | 0 | 0 | Normal | 0 | 0 | 0 | 0 | [17 empty] | Commercial_Miscellaneous (ID)_New_Food Preparation_Broiler_
Commercial_Miscellaneous (ID)_New_Food Preparation_Natural Gas_Broiler_E8 | Commercial | Miscellaneous (ID) | New | Food Preparation | Natural Gas | Broiler | E8 |  | 0 | 0 | 0 | 0 | 0 | 0 | 0 | 0 | 0 | 0 | 0 | 0 | 0 | 0 | 0 | Normal | 0 | 0 | 0 | 0 | [17 empty] | Commercial_Miscellaneous (ID)_New_Food Preparation_Broiler_
Commercial_Miscellaneous (ID)_New_Food Preparation_Natural Gas_Broiler_E9 | Commercial | Miscellaneous (ID) | New | Food Preparation | Natural Gas | Broiler | E9 |  | 0 | 0 | 0 | 0 | 0 | 0 | 0 | 0 | 0 | 0 | 0 | 0 | 0 | 0 | 0 | Normal | 0 | 0 | 0 | 0 | [17 empty] | Commercial_Miscellaneous (ID)_New_Food Preparation_Broiler_
Commercial_Miscellaneous (ID)_New_Food Preparation_Natural Gas_Broiler_E10 | Commercial | Miscellaneous (ID) | New | Food Preparation | Natural Gas | Broiler | E10 |  | 0 | 0 | 0 | 0 | 0 | 0 | 0 | 0 | 0 | 0 | 0 | 0 | 0 | 0 | 0 | Normal | 0 | 0 | 0 | 0 | [17 empty] | Commercial_Miscellaneous (ID)_New_Food Preparation_Broiler_
Commercial_Miscellaneous (ID)_New_Food Preparation_Natural Gas_Griddle_E1 | Commercial | Miscellaneous (ID) | New | Food Preparation | Natural Gas | Griddle | E1 | Standard | 1 | 0 | 0 | 0.02276 | 0 | 0 | 0 | 8 | 16 | 2019 | 2045 | 1 | 0 | 0 | 0 | Normal | 0 | 0.014076 | 0 | 0 | 1 unit | 15000 | 0 | 4.1675e-06 | 1213.5601 | 5150 | 0 | 0 | 0 | 2013 | 1.0605 | COOK_GRD-Food Preparation-ILTRM-v5.0-1 | COOK_GRD-Food Preparation-EIA14-2014 Ref. Case-5 | COOK_GRD-Food Preparation-ILTRM-v5.0-1 | 1 | unit | 4.1675e-06 | Commercial_Miscellaneous (ID)_New_Food Preparation_Griddle_Standard
Commercial_Miscellaneous (ID)_New_Food Preparation_Natural Gas_Griddle_E2 | Commercial | Miscellaneous (ID) | New | Food Preparation | Natural Gas | Griddle | E2 | ENERGY STAR | 0.87771 | 0 | 0 | 0.024351 | 0 | 0 | 0 | 8 | 16 | 2019 | 2045 | 1 | 0 | 0 | 0 | Normal | 0 | 0.012355 | 0 | 0 | 1 unit | 15000 | 0 | 4.1675e-06 | 1065.1506 | 5510 | 0 | 0 | 0 | 2013 | 1.0605 | COOK_GRD-Food Preparation-ILTRM-v5.0-1 | COOK_GRD-Food Preparation-EIA14-2014 Ref. Case-5 | COOK_GRD-Food Preparation-ILTRM-v5.0-1 | 1 | unit | 4.1675e-06 | Commercial_Miscellaneous (ID)_New_Food Preparation_Griddle_ENERGY STAR
Commercial_Miscellaneous (ID)_New_Food Preparation_Natural Gas_Griddle_E3 | Commercial | Miscellaneous (ID) | New | Food Preparation | Natural Gas | Griddle | E3 |  | 0 | 0 | 0 | 0 | 0 | 0 | 0 | 0 | 0 | 0 | 0 | 0 | 0 | 0 | 0 | Normal | 0 | 0 | 0 | 0 | [17 empty] | Commercial_Miscellaneous (ID)_New_Food Preparation_Griddle_
Commercial_Miscellaneous (ID)_New_Food Preparation_Natural Gas_Griddle_E4 | Commercial | Miscellaneous (ID) | New | Food Preparation | Natural Gas | Griddle | E4 |  | 0 | 0 | 0 | 0 | 0 | 0 | 0 | 0 | 0 | 0 | 0 | 0 | 0 | 0 | 0 | Normal | 0 | 0 | 0 | 0 | [17 empty] | Commercial_Miscellaneous (ID)_New_Food Preparation_Griddle_
Commercial_Miscellaneous (ID)_New_Food Preparation_Natural Gas_Griddle_E5 | Commercial | Miscellaneous (ID) | New | Food Preparation | Natural Gas | Griddle | E5 |  | 0 | 0 | 0 | 0 | 0 | 0 | 0 | 0 | 0 | 0 | 0 | 0 | 0 | 0 | 0 | Normal | 0 | 0 | 0 | 0 | [17 empty] | Commercial_Miscellaneous (ID)_New_Food Preparation_Griddle_
Commercial_Miscellaneous (ID)_New_Food Preparation_Natural Gas_Griddle_E6 | Commercial | Miscellaneous (ID) | New | Food Preparation | Natural Gas | Griddle | E6 |  | 0 | 0 | 0 | 0 | 0 | 0 | 0 | 0 | 0 | 0 | 0 | 0 | 0 | 0 | 0 | Normal | 0 | 0 | 0 | 0 | [17 empty] | Commercial_Miscellaneous (ID)_New_Food Preparation_Griddle_
Commercial_Miscellaneous (ID)_New_Food Preparation_Natural Gas_Griddle_E7 | Commercial | Miscellaneous (ID) | New | Food Preparation | Natural Gas | Griddle | E7 |  | 0 | 0 | 0 | 0 | 0 | 0 | 0 | 0 | 0 | 0 | 0 | 0 | 0 | 0 | 0 | Normal | 0 | 0 | 0 | 0 | [17 empty] | Commercial_Miscellaneous (ID)_New_Food Preparation_Griddle_
Commercial_Miscellaneous (ID)_New_Food Preparation_Natural Gas_Griddle_E8 | Commercial | Miscellaneous (ID) | New | Food Preparation | Natural Gas | Griddle | E8 |  | 0 | 0 | 0 | 0 | 0 | 0 | 0 | 0 | 0 | 0 | 0 | 0 | 0 | 0 | 0 | Normal | 0 | 0 | 0 | 0 | [17 empty] | Commercial_Miscellaneous (ID)_New_Food Preparation_Griddle_
Commercial_Miscellaneous (ID)_New_Food Preparation_Natural Gas_Griddle_E9 | Commercial | Miscellaneous (ID) | New | Food Preparation | Natural Gas | Griddle | E9 |  | 0 | 0 | 0 | 0 | 0 | 0 | 0 | 0 | 0 | 0 | 0 | 0 | 0 | 0 | 0 | Normal | 0 | 0 | 0 | 0 | [17 empty] | Commercial_Miscellaneous (ID)_New_Food Preparation_Griddle_
Commercial_Miscellaneous (ID)_New_Food Preparation_Natural Gas_Griddle_E10 | Commercial | Miscellaneous (ID) | New | Food Preparation | Natural Gas | Griddle | E10 |  | 0 | 0 | 0 | 0 | 0 | 0 | 0 | 0 | 0 | 0 | 0 | 0 | 0 | 0 | 0 | Normal | 0 | 0 | 0 | 0 | [17 empty] | Commercial_Miscellaneous (ID)_New_Food Preparation_Griddle_
Commercial_Miscellaneous (ID)_New_Food Preparation_Natural Gas_Range_E1 | Commercial | Miscellaneous (ID) | New | Food Preparation | Natural Gas | Range | E1 | Standard | 1 | 0 | 0 | 0.026057 | 0 | 0 | 0 | 8 | 12 | 2019 | 2045 | 1 | 0 | 0 | 0 | Normal | 0 | 0.019026 | 0 | 0 | 1 unit | 15000 | 0 | 5.1695e-06 | 1470 | 4500 | 0 | 0 | 0 | 2010 | 1.1201 | COOK_OVN-Food Preparation-AEO17-1 | Estimate | DOE Commercial R&D 2016 - Table 2-12 | 1 | unit | 5.1695e-06 | Commercial_Miscellaneous (ID)_New_Food Preparation_Range_Standard
Commercial_Miscellaneous (ID)_New_Food Preparation_Natural Gas_Range_E2 | Commercial | Miscellaneous (ID) | New | Food Preparation | Natural Gas | Range | E2 | High Efficiency | 0.5 | 0 | 0 | 0.028374 | 0 | 0 | 0 | 8 | 12 | 2019 | 2045 | 1 | 0 | 0 | 0 | Normal | 0 | 0.0095128 | 0 | 0 | 1 unit | 15000 | 0 | 5.1695e-06 | 735 | 4900 | 0 | 0 | 0 | 2010 | 1.1201 | COOK_OVN-Food Preparation-AEO17-1 | DOE Commercial R&D 2016 - Table 2-10 | DOE Commercial R&D 2016 - Table 2-18 | 1 | unit | 5.1695e-06 | Commercial_Miscellaneous (ID)_New_Food Preparation_Range_High Efficiency
Commercial_Miscellaneous (ID)_New_Food Preparation_Natural Gas_Range_E3 | Commercial | Miscellaneous (ID) | New | Food Preparation | Natural Gas | Range | E3 |  | 0 | 0 | 0 | 0 | 0 | 0 | 0 | 0 | 0 | 0 | 0 | 0 | 0 | 0 | 0 | Normal | 0 | 0 | 0 | 0 | [17 empty] | Commercial_Miscellaneous (ID)_New_Food Preparation_Range_
Commercial_Miscellaneous (ID)_New_Food Preparation_Natural Gas_Range_E4 | Commercial | Miscellaneous (ID) | New | Food Preparation | Natural Gas | Range | E4 |  | 0 | 0 | 0 | 0 | 0 | 0 | 0 | 0 | 0 | 0 | 0 | 0 | 0 | 0 | 0 | Normal | 0 | 0 | 0 | 0 | [17 empty] | Commercial_Miscellaneous (ID)_New_Food Preparation_Range_
Commercial_Miscellaneous (ID)_New_Food Preparation_Natural Gas_Range_E5 | Commercial | Miscellaneous (ID) | New | Food Preparation | Natural Gas | Range | E5 |  | 0 | 0 | 0 | 0 | 0 | 0 | 0 | 0 | 0 | 0 | 0 | 0 | 0 | 0 | 0 | Normal | 0 | 0 | 0 | 0 | [17 empty] | Commercial_Miscellaneous (ID)_New_Food Preparation_Range_
Commercial_Miscellaneous (ID)_New_Food Preparation_Natural Gas_Range_E6 | Commercial | Miscellaneous (ID) | New | Food Preparation | Natural Gas | Range | E6 |  | 0 | 0 | 0 | 0 | 0 | 0 | 0 | 0 | 0 | 0 | 0 | 0 | 0 | 0 | 0 | Normal | 0 | 0 | 0 | 0 | [17 empty] | Commercial_Miscellaneous (ID)_New_Food Preparation_Range_
Commercial_Miscellaneous (ID)_New_Food Preparation_Natural Gas_Range_E7 | Commercial | Miscellaneous (ID) | New | Food Preparation | Natural Gas | Range | E7 |  | 0 | 0 | 0 | 0 | 0 | 0 | 0 | 0 | 0 | 0 | 0 | 0 | 0 | 0 | 0 | Normal | 0 | 0 | 0 | 0 | [17 empty] | Commercial_Miscellaneous (ID)_New_Food Preparation_Range_
Commercial_Miscellaneous (ID)_New_Food Preparation_Natural Gas_Range_E8 | Commercial | Miscellaneous (ID) | New | Food Preparation | Natural Gas | Range | E8 |  | 0 | 0 | 0 | 0 | 0 | 0 | 0 | 0 | 0 | 0 | 0 | 0 | 0 | 0 | 0 | Normal | 0 | 0 | 0 | 0 | [17 empty] | Commercial_Miscellaneous (ID)_New_Food Preparation_Range_
Commercial_Miscellaneous (ID)_New_Food Preparation_Natural Gas_Range_E9 | Commercial | Miscellaneous (ID) | New | Food Preparation | Natural Gas | Range | E9 |  | 0 | 0 | 0 | 0 | 0 | 0 | 0 | 0 | 0 | 0 | 0 | 0 | 0 | 0 | 0 | Normal | 0 | 0 | 0 | 0 | [17 empty] | Commercial_Miscellaneous (ID)_New_Food Preparation_Range_
Commercial_Miscellaneous (ID)_New_Food Preparation_Natural Gas_Range_E10 | Commercial | Miscellaneous (ID) | New | Food Preparation | Natural Gas | Range | E10 |  | 0 | 0 | 0 | 0 | 0 | 0 | 0 | 0 | 0 | 0 | 0 | 0 | 0 | 0 | 0 | Normal | 0 | 0 | 0 | 0 | [17 empty] | Commercial_Miscellaneous (ID)_New_Food Preparation_Range_
Commercial_Miscellaneous (ID)_New_Food Preparation_Natural Gas_Steamer_E1 | Commercial | Miscellaneous (ID) | New | Food Preparation | Natural Gas | Steamer | E1 | Standard | 1 | 0 | 0 | 0.0041738 | 0 | 0 | 0 | 8 | 16 | 2019 | 2045 | 1 | 0 | 0 | 0 | Normal | 0 | 0.02608 | 0 | 0 | 1 unit | 15000 | 0 | 2.9567e-07 | 1241.5036 | 13100 | 0 | 0 | 0 | 2012 | 1.0776 | COOK_STM-Food Preparation-ILTRM-v4.0-32 | DOE Commercial R&D 2016 - Table 2-10 | COOK_STM-Food Preparation-ILTRM-v4.0-32 | 1 | unit | 2.9567e-07 | Commercial_Miscellaneous (ID)_New_Food Preparation_Steamer_Standard
Commercial_Miscellaneous (ID)_New_Food Preparation_Natural Gas_Steamer_E2 | Commercial | Miscellaneous (ID) | New | Food Preparation | Natural Gas | Steamer | E2 | ENERGY STAR | 0.18867 | 0 | 0 | 0.0044917 | 0 | -8.3787e-07 | 0 | 8 | 16 | 2019 | 2045 | 1 | 0 | 0 | 0 | Normal | 0 | 0.0049206 | 0 | 0 | 1 unit | 15000 | 0 | 2.9567e-07 | 234.2394 | 14098 | 0 | -2.6298 | 0 | 2012 | 1.0776 | COOK_STM-Food Preparation-ILTRM-v4.0-32 | COOK_STM-Food Preparation-ILTRM-v4.0-32 | COOK_STM-Food Preparation-ILTRM-v4.0-32 | 1 | unit | 2.9567e-07 | Commercial_Miscellaneous (ID)_New_Food Preparation_Steamer_ENERGY STAR
Commercial_Miscellaneous (ID)_New_Food Preparation_Natural Gas_Steamer_E3 | Commercial | Miscellaneous (ID) | New | Food Preparation | Natural Gas | Steamer | E3 |  | 0 | 0 | 0 | 0 | 0 | 0 | 0 | 0 | 0 | 0 | 0 | 0 | 0 | 0 | 0 | Normal | 0 | 0 | 0 | 0 | [17 empty] | Commercial_Miscellaneous (ID)_New_Food Preparation_Steamer_
Commercial_Miscellaneous (ID)_New_Food Preparation_Natural Gas_Steamer_E4 | Commercial | Miscellaneous (ID) | New | Food Preparation | Natural Gas | Steamer | E4 |  | 0 | 0 | 0 | 0 | 0 | 0 | 0 | 0 | 0 | 0 | 0 | 0 | 0 | 0 | 0 | Normal | 0 | 0 | 0 | 0 | [17 empty] | Commercial_Miscellaneous (ID)_New_Food Preparation_Steamer_
Commercial_Miscellaneous (ID)_New_Food Preparation_Natural Gas_Steamer_E5 | Commercial | Miscellaneous (ID) | New | Food Preparation | Natural Gas | Steamer | E5 |  | 0 | 0 | 0 | 0 | 0 | 0 | 0 | 0 | 0 | 0 | 0 | 0 | 0 | 0 | 0 | Normal | 0 | 0 | 0 | 0 | [17 empty] | Commercial_Miscellaneous (ID)_New_Food Preparation_Steamer_
Commercial_Miscellaneous (ID)_New_Food Preparation_Natural Gas_Steamer_E6 | Commercial | Miscellaneous (ID) | New | Food Preparation | Natural Gas | Steamer | E6 |  | 0 | 0 | 0 | 0 | 0 | 0 | 0 | 0 | 0 | 0 | 0 | 0 | 0 | 0 | 0 | Normal | 0 | 0 | 0 | 0 | [17 empty] | Commercial_Miscellaneous (ID)_New_Food Preparation_Steamer_
Commercial_Miscellaneous (ID)_New_Food Preparation_Natural Gas_Steamer_E7 | Commercial | Miscellaneous (ID) | New | Food Preparation | Natural Gas | Steamer | E7 |  | 0 | 0 | 0 | 0 | 0 | 0 | 0 | 0 | 0 | 0 | 0 | 0 | 0 | 0 | 0 | Normal | 0 | 0 | 0 | 0 | [17 empty] | Commercial_Miscellaneous (ID)_New_Food Preparation_Steamer_
Commercial_Miscellaneous (ID)_New_Food Preparation_Natural Gas_Steamer_E8 | Commercial | Miscellaneous (ID) | New | Food Preparation | Natural Gas | Steamer | E8 |  | 0 | 0 | 0 | 0 | 0 | 0 | 0 | 0 | 0 | 0 | 0 | 0 | 0 | 0 | 0 | Normal | 0 | 0 | 0 | 0 | [17 empty] | Commercial_Miscellaneous (ID)_New_Food Preparation_Steamer_
Commercial_Miscellaneous (ID)_New_Food Preparation_Natural Gas_Steamer_E9 | Commercial | Miscellaneous (ID) | New | Food Preparation | Natural Gas | Steamer | E9 |  | 0 | 0 | 0 | 0 | 0 | 0 | 0 | 0 | 0 | 0 | 0 | 0 | 0 | 0 | 0 | Normal | 0 | 0 | 0 | 0 | [17 empty] | Commercial_Miscellaneous (ID)_New_Food Preparation_Steamer_
Commercial_Miscellaneous (ID)_New_Food Preparation_Natural Gas_Steamer_E10 | Commercial | Miscellaneous (ID) | New | Food Preparation | Natural Gas | Steamer | E10 |  | 0 | 0 | 0 | 0 | 0 | 0 | 0 | 0 | 0 | 0 | 0 | 0 | 0 | 0 | 0 | Normal | 0 | 0 | 0 | 0 | [17 empty] | Commercial_Miscellaneous (ID)_New_Food Preparation_Steamer_
Commercial_Miscellaneous (ID)_New_Food Preparation_Natural Gas_Food Prep Other_E1 | Commercial | Miscellaneous (ID) | New | Food Preparation | Natural Gas | Food Prep Other | E1 | Standard | 1 | 0 | 0 | 0.0047508 | 0 | 0 | 0 | 8 | 12 | 2019 | 2045 | 1 | 0 | 0 | 0 | Normal | 0 | 0.0060361 | 0 | 0 | 1 unit | 15000 | 0 | 4.2413e-06 | 1423.18 | 1000 | 0 | 0 | 0 | 2010 | 1.1201 | Default | Default | Default | 1 | unit | 4.2413e-06 | Commercial_Miscellaneous (ID)_New_Food Preparation_Food Prep Other_Standard
Commercial_Miscellaneous (ID)_New_Food Preparation_Natural Gas_Food Prep Other_E2 | Commercial | Miscellaneous (ID) | New | Food Preparation | Natural Gas | Food Prep Other | E2 | ENERGY STAR | 0.72067 | 0 | 0 | 0.0087091 | 0 | 0 | 0 | 8 | 12 | 2019 | 2045 | 1 | 0 | 0 | 0 | Normal | 0 | 0.0043501 | 0 | 0 | 1 unit | 15000 | 0 | 4.2413e-06 | 1025.646 | 1833.1988 | 0 | 0 | 0 | 2010 | 1.1201 | N/A | N/A | N/A | 1 | unit | 4.2413e-06 | Commercial_Miscellaneous (ID)_New_Food Preparation_Food Prep Other_ENERGY STAR
Commercial_Miscellaneous (ID)_New_Food Preparation_Natural Gas_Food Prep Other_E3 | Commercial | Miscellaneous (ID) | New | Food Preparation | Natural Gas | Food Prep Other | E3 |  | 0 | 0 | 0 | 0 | 0 | 0 | 0 | 0 | 0 | 0 | 0 | 0 | 0 | 0 | 0 | Normal | 0 | 0 | 0 | 0 | [17 empty] | Commercial_Miscellaneous (ID)_New_Food Preparation_Food Prep Other_
Commercial_Miscellaneous (ID)_New_Food Preparation_Natural Gas_Food Prep Other_E4 | Commercial | Miscellaneous (ID) | New | Food Preparation | Natural Gas | Food Prep Other | E4 |  | 0 | 0 | 0 | 0 | 0 | 0 | 0 | 0 | 0 | 0 | 0 | 0 | 0 | 0 | 0 | Normal | 0 | 0 | 0 | 0 | [17 empty] | Commercial_Miscellaneous (ID)_New_Food Preparation_Food Prep Other_
Commercial_Miscellaneous (ID)_New_Food Preparation_Natural Gas_Food Prep Other_E5 | Commercial | Miscellaneous (ID) | New | Food Preparation | Natural Gas | Food Prep Other | E5 |  | 0 | 0 | 0 | 0 | 0 | 0 | 0 | 0 | 0 | 0 | 0 | 0 | 0 | 0 | 0 | Normal | 0 | 0 | 0 | 0 | [17 empty] | Commercial_Miscellaneous (ID)_New_Food Preparation_Food Prep Other_
Commercial_Miscellaneous (ID)_New_Food Preparation_Natural Gas_Food Prep Other_E6 | Commercial | Miscellaneous (ID) | New | Food Preparation | Natural Gas | Food Prep Other | E6 |  | 0 | 0 | 0 | 0 | 0 | 0 | 0 | 0 | 0 | 0 | 0 | 0 | 0 | 0 | 0 | Normal | 0 | 0 | 0 | 0 | [17 empty] | Commercial_Miscellaneous (ID)_New_Food Preparation_Food Prep Other_
Commercial_Miscellaneous (ID)_New_Food Preparation_Natural Gas_Food Prep Other_E7 | Commercial | Miscellaneous (ID) | New | Food Preparation | Natural Gas | Food Prep Other | E7 |  | 0 | 0 | 0 | 0 | 0 | 0 | 0 | 0 | 0 | 0 | 0 | 0 | 0 | 0 | 0 | Normal | 0 | 0 | 0 | 0 | [17 empty] | Commercial_Miscellaneous (ID)_New_Food Preparation_Food Prep Other_
Commercial_Miscellaneous (ID)_New_Food Preparation_Natural Gas_Food Prep Other_E8 | Commercial | Miscellaneous (ID) | New | Food Preparation | Natural Gas | Food Prep Other | E8 |  | 0 | 0 | 0 | 0 | 0 | 0 | 0 | 0 | 0 | 0 | 0 | 0 | 0 | 0 | 0 | Normal | 0 | 0 | 0 | 0 | [17 empty] | Commercial_Miscellaneous (ID)_New_Food Preparation_Food Prep Other_
Commercial_Miscellaneous (ID)_New_Food Preparation_Natural Gas_Food Prep Other_E9 | Commercial | Miscellaneous (ID) | New | Food Preparation | Natural Gas | Food Prep Other | E9 |  | 0 | 0 | 0 | 0 | 0 | 0 | 0 | 0 | 0 | 0 | 0 | 0 | 0 | 0 | 0 | Normal | 0 | 0 | 0 | 0 | [17 empty] | Commercial_Miscellaneous (ID)_New_Food Preparation_Food Prep Other_
Commercial_Miscellaneous (ID)_New_Food Preparation_Natural Gas_Food Prep Other_E10 | Commercial | Miscellaneous (ID) | New | Food Preparation | Natural Gas | Food Prep Other | E10 |  | 0 | 0 | 0 | 0 | 0 | 0 | 0 | 0 | 0 | 0 | 0 | 0 | 0 | 0 | 0 | Normal | 0 | 0 | 0 | 0 | [17 empty] | Commercial_Miscellaneous (ID)_New_Food Preparation_Food Prep Other_
Commercial_Miscellaneous (ID)_New_Miscellaneous_Natural Gas_Pool Heater_E1 | Commercial | Miscellaneous (ID) | New | Miscellaneous | Natural Gas | Pool Heater | E1 | Standard (EF .82) | 1 | 0 | 0 | 0.0004856 | 0 | 0 | 0 | 4 | 8 | 2019 | 2045 | 1 | 0 | 0 | 0 | Normal | 0 | 0.031645 | 0 | 0 | 1 unit | 15000 | 0 | 2.582e-08 | 14890 | 18052 | 0 | 0 | 0 | 2014 | 1.0418 | DOE Commercial R&D 2016 - Table 7-6 | DOE Commercial R&D 2016 - Table 7-7 | DOE Commercial R&D 2016 - Table 7-8 | 1 | unit | 2.582e-08 | Commercial_Miscellaneous (ID)_New_Miscellaneous_Pool Heater_Standard (EF .82)
Commercial_Miscellaneous (ID)_New_Miscellaneous_Natural Gas_Pool Heater_E2 | Commercial | Miscellaneous (ID) | New | Miscellaneous | Natural Gas | Pool Heater | E2 | Condensing (EF .90) | 0.85 | 0 | 0 | 0.00079511 | 0 | 0 | 0 | 4 | 8 | 2019 | 2045 | 1 | 0 | 0 | 0 | Normal | 0 | 0.026899 | 0 | 0 | 1 unit | 15000 | 0 | 2.582e-08 | 12656.5 | 29558 | 0 | 0 | 0 | 2014 | 1.0418 | DOE Commercial R&D 2016 - Table 7-6 | DOE Commercial R&D 2016 - Table 7-7 | DOE Commercial R&D 2016 - Table 7-9 | 1 | unit | 2.582e-08 | Commercial_Miscellaneous (ID)_New_Miscellaneous_Pool Heater_Condensing (EF .90)
Commercial_Miscellaneous (ID)_New_Miscellaneous_Natural Gas_Pool Heater_E3 | Commercial | Miscellaneous (ID) | New | Miscellaneous | Natural Gas | Pool Heater | E3 |  | 0 | 0 | 0 | 0 | 0 | 0 | 0 | 0 | 0 | 0 | 0 | 0 | 0 | 0 | 0 | Normal | 0 | 0 | 0 | 0 | [17 empty] | Commercial_Miscellaneous (ID)_New_Miscellaneous_Pool Heater_
Commercial_Miscellaneous (ID)_New_Miscellaneous_Natural Gas_Pool Heater_E4 | Commercial | Miscellaneous (ID) | New | Miscellaneous | Natural Gas | Pool Heater | E4 |  | 0 | 0 | 0 | 0 | 0 | 0 | 0 | 0 | 0 | 0 | 0 | 0 | 0 | 0 | 0 | Normal | 0 | 0 | 0 | 0 | [17 empty] | Commercial_Miscellaneous (ID)_New_Miscellaneous_Pool Heater_
Commercial_Miscellaneous (ID)_New_Miscellaneous_Natural Gas_Pool Heater_E5 | Commercial | Miscellaneous (ID) | New | Miscellaneous | Natural Gas | Pool Heater | E5 |  | 0 | 0 | 0 | 0 | 0 | 0 | 0 | 0 | 0 | 0 | 0 | 0 | 0 | 0 | 0 | Normal | 0 | 0 | 0 | 0 | [17 empty] | Commercial_Miscellaneous (ID)_New_Miscellaneous_Pool Heater_
Commercial_Miscellaneous (ID)_New_Miscellaneous_Natural Gas_Pool Heater_E6 | Commercial | Miscellaneous (ID) | New | Miscellaneous | Natural Gas | Pool Heater | E6 |  | 0 | 0 | 0 | 0 | 0 | 0 | 0 | 0 | 0 | 0 | 0 | 0 | 0 | 0 | 0 | Normal | 0 | 0 | 0 | 0 | [17 empty] | Commercial_Miscellaneous (ID)_New_Miscellaneous_Pool Heater_
Commercial_Miscellaneous (ID)_New_Miscellaneous_Natural Gas_Pool Heater_E7 | Commercial | Miscellaneous (ID) | New | Miscellaneous | Natural Gas | Pool Heater | E7 |  | 0 | 0 | 0 | 0 | 0 | 0 | 0 | 0 | 0 | 0 | 0 | 0 | 0 | 0 | 0 | Normal | 0 | 0 | 0 | 0 | [17 empty] | Commercial_Miscellaneous (ID)_New_Miscellaneous_Pool Heater_
Commercial_Miscellaneous (ID)_New_Miscellaneous_Natural Gas_Pool Heater_E8 | Commercial | Miscellaneous (ID) | New | Miscellaneous | Natural Gas | Pool Heater | E8 |  | 0 | 0 | 0 | 0 | 0 | 0 | 0 | 0 | 0 | 0 | 0 | 0 | 0 | 0 | 0 | Normal | 0 | 0 | 0 | 0 | [17 empty] | Commercial_Miscellaneous (ID)_New_Miscellaneous_Pool Heater_
Commercial_Miscellaneous (ID)_New_Miscellaneous_Natural Gas_Pool Heater_E9 | Commercial | Miscellaneous (ID) | New | Miscellaneous | Natural Gas | Pool Heater | E9 |  | 0 | 0 | 0 | 0 | 0 | 0 | 0 | 0 | 0 | 0 | 0 | 0 | 0 | 0 | 0 | Normal | 0 | 0 | 0 | 0 | [17 empty] | Commercial_Miscellaneous (ID)_New_Miscellaneous_Pool Heater_
Commercial_Miscellaneous (ID)_New_Miscellaneous_Natural Gas_Pool Heater_E10 | Commercial | Miscellaneous (ID) | New | Miscellaneous | Natural Gas | Pool Heater | E10 |  | 0 | 0 | 0 | 0 | 0 | 0 | 0 | 0 | 0 | 0 | 0 | 0 | 0 | 0 | 0 | Normal | 0 | 0 | 0 | 0 | [17 empty] | Commercial_Miscellaneous (ID)_New_Miscellaneous_Pool Heater_
Commercial_Miscellaneous (ID)_New_Miscellaneous_Natural Gas_Miscellaneous_E1 | Commercial | Miscellaneous (ID) | New | Miscellaneous | Natural Gas | Miscellaneous | E1 | Standard | 1 | 0 | 0 | 1.0174 | 0 | 0 | 0 | 2 | 8 | 2019 | 2045 | 1 | 0 | 0 | 0 | Normal | 0 | 0.12964 | 0 | 0 | 1 unit | 15000 | 0 | 1 | 1 | 1 | 0 | 0 | 0 | 2016 | 1.0174 | N/A | N/A | N/A | 1 | unit | 1 | Commercial_Miscellaneous (ID)_New_Miscellaneous_Miscellaneous_Standard
Commercial_Miscellaneous (ID)_New_Miscellaneous_Natural Gas_Miscellaneous_E2 | Commercial | Miscellaneous (ID) | New | Miscellaneous | Natural Gas | Miscellaneous | E2 |  | 0 | 0 | 0 | 0 | 0 | 0 | 0 | 0 | 0 | 0 | 0 | 0 | 0 | 0 | 0 | Normal | 0 | 0 | 0 | 0 | [17 empty] | Commercial_Miscellaneous (ID)_New_Miscellaneous_Miscellaneous_
Commercial_Miscellaneous (ID)_New_Miscellaneous_Natural Gas_Miscellaneous_E3 | Commercial | Miscellaneous (ID) | New | Miscellaneous | Natural Gas | Miscellaneous | E3 |  | 0 | 0 | 0 | 0 | 0 | 0 | 0 | 0 | 0 | 0 | 0 | 0 | 0 | 0 | 0 | Normal | 0 | 0 | 0 | 0 | [17 empty] | Commercial_Miscellaneous (ID)_New_Miscellaneous_Miscellaneous_
Commercial_Miscellaneous (ID)_New_Miscellaneous_Natural Gas_Miscellaneous_E4 | Commercial | Miscellaneous (ID) | New | Miscellaneous | Natural Gas | Miscellaneous | E4 |  | 0 | 0 | 0 | 0 | 0 | 0 | 0 | 0 | 0 | 0 | 0 | 0 | 0 | 0 | 0 | Normal | 0 | 0 | 0 | 0 | [17 empty] | Commercial_Miscellaneous (ID)_New_Miscellaneous_Miscellaneous_
Commercial_Miscellaneous (ID)_New_Miscellaneous_Natural Gas_Miscellaneous_E5 | Commercial | Miscellaneous (ID) | New | Miscellaneous | Natural Gas | Miscellaneous | E5 |  | 0 | 0 | 0 | 0 | 0 | 0 | 0 | 0 | 0 | 0 | 0 | 0 | 0 | 0 | 0 | Normal | 0 | 0 | 0 | 0 | [17 empty] | Commercial_Miscellaneous (ID)_New_Miscellaneous_Miscellaneous_
Commercial_Miscellaneous (ID)_New_Miscellaneous_Natural Gas_Miscellaneous_E6 | Commercial | Miscellaneous (ID) | New | Miscellaneous | Natural Gas | Miscellaneous | E6 |  | 0 | 0 | 0 | 0 | 0 | 0 | 0 | 0 | 0 | 0 | 0 | 0 | 0 | 0 | 0 | Normal | 0 | 0 | 0 | 0 | [17 empty] | Commercial_Miscellaneous (ID)_New_Miscellaneous_Miscellaneous_
Commercial_Miscellaneous (ID)_New_Miscellaneous_Natural Gas_Miscellaneous_E7 | Commercial | Miscellaneous (ID) | New | Miscellaneous | Natural Gas | Miscellaneous | E7 |  | 0 | 0 | 0 | 0 | 0 | 0 | 0 | 0 | 0 | 0 | 0 | 0 | 0 | 0 | 0 | Normal | 0 | 0 | 0 | 0 | [17 empty] | Commercial_Miscellaneous (ID)_New_Miscellaneous_Miscellaneous_
Commercial_Miscellaneous (ID)_New_Miscellaneous_Natural Gas_Miscellaneous_E8 | Commercial | Miscellaneous (ID) | New | Miscellaneous | Natural Gas | Miscellaneous | E8 |  | 0 | 0 | 0 | 0 | 0 | 0 | 0 | 0 | 0 | 0 | 0 | 0 | 0 | 0 | 0 | Normal | 0 | 0 | 0 | 0 | [17 empty] | Commercial_Miscellaneous (ID)_New_Miscellaneous_Miscellaneous_
Commercial_Miscellaneous (ID)_New_Miscellaneous_Natural Gas_Miscellaneous_E9 | Commercial | Miscellaneous (ID) | New | Miscellaneous | Natural Gas | Miscellaneous | E9 |  | 0 | 0 | 0 | 0 | 0 | 0 | 0 | 0 | 0 | 0 | 0 | 0 | 0 | 0 | 0 | Normal | 0 | 0 | 0 | 0 | [17 empty] | Commercial_Miscellaneous (ID)_New_Miscellaneous_Miscellaneous_
Commercial_Miscellaneous (ID)_New_Miscellaneous_Natural Gas_Miscellaneous_E10 | Commercial | Miscellaneous (ID) | New | Miscellaneous | Natural Gas | Miscellaneous | E10 |  | 0 | 0 | 0 | 0 | 0 | 0 | 0 | 0 | 0 | 0 | 0 | 0 | 0 | 0 | 0 | Normal | 0 | 0 | 0 | 0 | [17 empty] | Commercial_Miscellaneous (ID)_New_Miscellaneous_Miscellaneous_

## Purchase Shares
Key | Sector | Segment | Vintage | End Use | Fuel | Technology | Equipment | Label | Case | 2019 | 2020 | 2021 | 2022 | 2023 | 2024 | 2025 | 2026 | 2027 | 2028 | 2029 | 2030 | 2031 | 2032 | 2033 | 2034 | 2035 | 2036 | 2037 | 2038 | 2039 | 2040 | 2041 | 2042 | 2043 | 2044 | 2045
Commercial_Office (WA)_Existing_Space Heating_Natural Gas_Furnace_E1_Baseline Forecast | Commercial | Office (WA) | Existing | Space Heating | Natural Gas | Furnace | E1 | AFUE 80% (Standard) | Baseline Forecast | 100% | 100% | 100% | 100% | 100% | 100% | 100% | 100% | 100% | 100% | 100% | 100% | 100% | 100% | 100% | 100% | 100% | 100% | 100% | 100% | 100% | 100% | 100% | 100% | 100% | 100% | 100%
Commercial_Office (WA)_Existing_Space Heating_Natural Gas_Furnace_E2_Baseline Forecast | Commercial | Office (WA) | Existing | Space Heating | Natural Gas | Furnace | E2 | AFUE 90% | Baseline Forecast | bar: 2019 to 2045
Commercial_Office (WA)_Existing_Space Heating_Natural Gas_Furnace_E3_Baseline Forecast | Commercial | Office (WA) | Existing | Space Heating | Natural Gas | Furnace | E3 | AFUE 96% | Baseline Forecast | bar: 2019 to 2045
Commercial_Office (WA)_Existing_Space Heating_Natural Gas_Furnace_E4_Baseline Forecast | Commercial | Office (WA) | Existing | Space Heating | Natural Gas | Furnace | E4 |  | Baseline Forecast | bar: 2019 to 2045
Commercial_Office (WA)_Existing_Space Heating_Natural Gas_Furnace_E5_Baseline Forecast | Commercial | Office (WA) | Existing | Space Heating | Natural Gas | Furnace | E5 |  | Baseline Forecast | bar: 2019 to 2045
Commercial_Office (WA)_Existing_Space Heating_Natural Gas_Furnace_E6_Baseline Forecast | Commercial | Office (WA) | Existing | Space Heating | Natural Gas | Furnace | E6 |  | Baseline Forecast | bar: 2019 to 2045
Commercial_Office (WA)_Existing_Space Heating_Natural Gas_Furnace_E7_Baseline Forecast | Commercial | Office (WA) | Existing | Space Heating | Natural Gas | Furnace | E7 |  | Baseline Forecast | bar: 2019 to 2045
Commercial_Office (WA)_Existing_Space Heating_Natural Gas_Furnace_E8_Baseline Forecast | Commercial | Office (WA) | Existing | Space Heating | Natural Gas | Furnace | E8 |  | Baseline Forecast | bar: 2019 to 2045
Commercial_Office (WA)_Existing_Space Heating_Natural Gas_Furnace_E9_Baseline Forecast | Commercial | Office (WA) | Existing | Space Heating | Natural Gas | Furnace | E9 |  | Baseline Forecast | bar: 2019 to 2045
Commercial_Office (WA)_Existing_Space Heating_Natural Gas_Furnace_E10_Baseline Forecast | Commercial | Office (WA) | Existing | Space Heating | Natural Gas | Furnace | E10 |  | Baseline Forecast | bar: 2019 to 2045
Commercial_Office (WA)_Existing_Space Heating_Natural Gas_Boiler_E1_Baseline Forecast | Commercial | Office (WA) | Existing | Space Heating | Natural Gas | Boiler | E1 | AFUE 80% (Standard) | Baseline Forecast | 87.61% | 87.44% | 87.07% | 86.88% | 88.37% | 88.19% | 87.81% | 87.61% | 75.47% | 75.07% | 76.27% | 75.86% | 75.44% | 75% | 88.07% | 87.85% | 87.61% | 87.36% | 87.11% | 86.84% | 87.36% | 87.11% | 86.84% | 86.84% | 86.84% | 86.84% | 86.84%
Commercial_Office (WA)_Existing_Space Heating_Natural Gas_Boiler_E2_Baseline Forecast | Commercial | Office (WA) | Existing | Space Heating | Natural Gas | Boiler | E2 | AFUE 85% | Baseline Forecast | bar: 2019 to 2045
Commercial_Office (WA)_Existing_Space Heating_Natural Gas_Boiler_E3_Baseline Forecast | Commercial | Office (WA) | Existing | Space Heating | Natural Gas | Boiler | E3 | AFUE 97% | Baseline Forecast | 12.39% | 12.56% | 12.93% | 13.12% | 11.63% | 11.81% | 12.19% | 12.39% | 24.53% | 24.93% | 23.73% | 24.14% | 24.56% | 25% | 11.93% | 12.15% | 12.39% | 12.64% | 12.89% | 13.16% | 12.64% | 12.89% | 13.16% | 13.16% | 13.16% | 13.16% | 13.16%
Commercial_Office (WA)_Existing_Space Heating_Natural Gas_Boiler_E4_Baseline Forecast | Commercial | Office (WA) | Existing | Space Heating | Natural Gas | Boiler | E4 | Convert to NG Air Source Heat Pump | Baseline Forecast | bar: 2019 to 2045
Commercial_Office (WA)_Existing_Space Heating_Natural Gas_Boiler_E5_Baseline Forecast | Commercial | Office (WA) | Existing | Space Heating | Natural Gas | Boiler | E5 |  | Baseline Forecast | bar: 2019 to 2045
Commercial_Office (WA)_Existing_Space Heating_Natural Gas_Boiler_E6_Baseline Forecast | Commercial | Office (WA) | Existing | Space Heating | Natural Gas | Boiler | E6 |  | Baseline Forecast | bar: 2019 to 2045
Commercial_Office (WA)_Existing_Space Heating_Natural Gas_Boiler_E7_Baseline Forecast | Commercial | Office (WA) | Existing | Space Heating | Natural Gas | Boiler | E7 |  | Baseline Forecast | bar: 2019 to 2045
Commercial_Office (WA)_Existing_Space Heating_Natural Gas_Boiler_E8_Baseline Forecast | Commercial | Office (WA) | Existing | Space Heating | Natural Gas | Boiler | E8 |  | Baseline Forecast | bar: 2019 to 2045
Commercial_Office (WA)_Existing_Space Heating_Natural Gas_Boiler_E9_Baseline Forecast | Commercial | Office (WA) | Existing | Space Heating | Natural Gas | Boiler | E9 |  | Baseline Forecast | bar: 2019 to 2045
Commercial_Office (WA)_Existing_Space Heating_Natural Gas_Boiler_E10_Baseline Forecast | Commercial | Office (WA) | Existing | Space Heating | Natural Gas | Boiler | E10 |  | Baseline Forecast | bar: 2019 to 2045
Commercial_Office (WA)_Existing_Space Heating_Natural Gas_Unit Heater_E1_Baseline Forecast | Commercial | Office (WA) | Existing | Space Heating | Natural Gas | Unit Heater | E1 | Standard | Baseline Forecast | 100% | 100% | 100% | 100% | 100% | 100% | 100% | 100% | 100% | 100% | 100% | 100% | 100% | 100% | 100% | 100% | 100% | 100% | 100% | 100% | 100% | 100% | 100% | 100% | 100% | 100% | 100%
Commercial_Office (WA)_Existing_Space Heating_Natural Gas_Unit Heater_E2_Baseline Forecast | Commercial | Office (WA) | Existing | Space Heating | Natural Gas | Unit Heater | E2 | Condensing | Baseline Forecast | bar: 2019 to 2045
Commercial_Office (WA)_Existing_Space Heating_Natural Gas_Unit Heater_E3_Baseline Forecast | Commercial | Office (WA) | Existing | Space Heating | Natural Gas | Unit Heater | E3 | Infrared Radiant | Baseline Forecast | bar: 2019 to 2045
Commercial_Office (WA)_Existing_Space Heating_Natural Gas_Unit Heater_E4_Baseline Forecast | Commercial | Office (WA) | Existing | Space Heating | Natural Gas | Unit Heater | E4 |  | Baseline Forecast | bar: 2019 to 2045
Commercial_Office (WA)_Existing_Space Heating_Natural Gas_Unit Heater_E5_Baseline Forecast | Commercial | Office (WA) | Existing | Space Heating | Natural Gas | Unit Heater | E5 |  | Baseline Forecast | bar: 2019 to 2045
Commercial_Office (WA)_Existing_Space Heating_Natural Gas_Unit Heater_E6_Baseline Forecast | Commercial | Office (WA) | Existing | Space Heating | Natural Gas | Unit Heater | E6 |  | Baseline Forecast | bar: 2019 to 2045
Commercial_Office (WA)_Existing_Space Heating_Natural Gas_Unit Heater_E7_Baseline Forecast | Commercial | Office (WA) | Existing | Space Heating | Natural Gas | Unit Heater | E7 |  | Baseline Forecast | bar: 2019 to 2045
Commercial_Office (WA)_Existing_Space Heating_Natural Gas_Unit Heater_E8_Baseline Forecast | Commercial | Office (WA) | Existing | Space Heating | Natural Gas | Unit Heater | E8 |  | Baseline Forecast | bar: 2019 to 2045
Commercial_Office (WA)_Existing_Space Heating_Natural Gas_Unit Heater_E9_Baseline Forecast | Commercial | Office (WA) | Existing | Space Heating | Natural Gas | Unit Heater | E9 |  | Baseline Forecast | bar: 2019 to 2045
Commercial_Office (WA)_Existing_Space Heating_Natural Gas_Unit Heater_E10_Baseline Forecast | Commercial | Office (WA) | Existing | Space Heating | Natural Gas | Unit Heater | E10 |  | Baseline Forecast | bar: 2019 to 2045
Commercial_Office (WA)_Existing_Water Heating_Natural Gas_Water Heater_E1_Baseline Forecast | Commercial | Office (WA) | Existing | Water Heating | Natural Gas | Water Heater | E1 | TE 0.80 | Baseline Forecast | 47% | 47% | 47% | 47% | 47% | 47% | 47% | 47% | 47% | 47% | 47% | 47% | 47% | 47% | 47% | 47% | 47% | 47% | 47% | 47% | 47% | 47% | 47% | 47% | 47% | 47% | 47%
Commercial_Office (WA)_Existing_Water Heating_Natural Gas_Water Heater_E2_Baseline Forecast | Commercial | Office (WA) | Existing | Water Heating | Natural Gas | Water Heater | E2 | TE 0.90 | Baseline Forecast | bar: 2019 to 2045
Commercial_Office (WA)_Existing_Water Heating_Natural Gas_Water Heater_E3_Baseline Forecast | Commercial | Office (WA) | Existing | Water Heating | Natural Gas | Water Heater | E3 | TE 0.94 | Baseline Forecast | 53% | 53% | 53% | 53% | 53% | 53% | 53% | 53% | 53% | 53% | 53% | 53% | 53% | 53% | 53% | 53% | 53% | 53% | 53% | 53% | 53% | 53% | 53% | 53% | 53% | 53% | 53%
Commercial_Office (WA)_Existing_Water Heating_Natural Gas_Water Heater_E4_Baseline Forecast | Commercial | Office (WA) | Existing | Water Heating | Natural Gas | Water Heater | E4 | Instantaneous TE 0.94 | Baseline Forecast | bar: 2019 to 2045
Commercial_Office (WA)_Existing_Water Heating_Natural Gas_Water Heater_E5_Baseline Forecast | Commercial | Office (WA) | Existing | Water Heating | Natural Gas | Water Heater | E5 | Gas-Fired Absorption HPWH | Baseline Forecast | bar: 2019 to 2045
Commercial_Office (WA)_Existing_Water Heating_Natural Gas_Water Heater_E6_Baseline Forecast | Commercial | Office (WA) | Existing | Water Heating | Natural Gas | Water Heater | E6 |  | Baseline Forecast | bar: 2019 to 2045
Commercial_Office (WA)_Existing_Water Heating_Natural Gas_Water Heater_E7_Baseline Forecast | Commercial | Office (WA) | Existing | Water Heating | Natural Gas | Water Heater | E7 |  | Baseline Forecast | bar: 2019 to 2045
Commercial_Office (WA)_Existing_Water Heating_Natural Gas_Water Heater_E8_Baseline Forecast | Commercial | Office (WA) | Existing | Water Heating | Natural Gas | Water Heater | E8 |  | Baseline Forecast | bar: 2019 to 2045
Commercial_Office (WA)_Existing_Water Heating_Natural Gas_Water Heater_E9_Baseline Forecast | Commercial | Office (WA) | Existing | Water Heating | Natural Gas | Water Heater | E9 |  | Baseline Forecast | bar: 2019 to 2045
Commercial_Office (WA)_Existing_Water Heating_Natural Gas_Water Heater_E10_Baseline Forecast | Commercial | Office (WA) | Existing | Water Heating | Natural Gas | Water Heater | E10 |  | Baseline Forecast | bar: 2019 to 2045
Commercial_Office (WA)_Existing_Food Preparation_Natural Gas_Oven_E1_Baseline Forecast | Commercial | Office (WA) | Existing | Food Preparation | Natural Gas | Oven | E1 | Standard | Baseline Forecast | 41% | 41% | 41% | 41% | 41% | 41% | 41% | 41% | 41% | 41% | 41% | 41% | 41% | 41% | 41% | 41% | 41% | 41% | 41% | 41% | 41% | 41% | 41% | 41% | 41% | 41% | 41%
Commercial_Office (WA)_Existing_Food Preparation_Natural Gas_Oven_E2_Baseline Forecast | Commercial | Office (WA) | Existing | Food Preparation | Natural Gas | Oven | E2 | ENERGY STAR (>42% Baking Efficiency) | Baseline Forecast | 59% | 59% | 59% | 59% | 59% | 59% | 59% | 59% | 59% | 59% | 59% | 59% | 59% | 59% | 59% | 59% | 59% | 59% | 59% | 59% | 59% | 59% | 59% | 59% | 59% | 59% | 59%
Commercial_Office (WA)_Existing_Food Preparation_Natural Gas_Oven_E3_Baseline Forecast | Commercial | Office (WA) | Existing | Food Preparation | Natural Gas | Oven | E3 |  | Baseline Forecast | bar: 2019 to 2045
Commercial_Office (WA)_Existing_Food Preparation_Natural Gas_Oven_E4_Baseline Forecast | Commercial | Office (WA) | Existing | Food Preparation | Natural Gas | Oven | E4 |  | Baseline Forecast | bar: 2019 to 2045
Commercial_Office (WA)_Existing_Food Preparation_Natural Gas_Oven_E5_Baseline Forecast | Commercial | Office (WA) | Existing | Food Preparation | Natural Gas | Oven | E5 |  | Baseline Forecast | bar: 2019 to 2045
Commercial_Office (WA)_Existing_Food Preparation_Natural Gas_Oven_E6_Baseline Forecast | Commercial | Office (WA) | Existing | Food Preparation | Natural Gas | Oven | E6 |  | Baseline Forecast | bar: 2019 to 2045
Commercial_Office (WA)_Existing_Food Preparation_Natural Gas_Oven_E7_Baseline Forecast | Commercial | Office (WA) | Existing | Food Preparation | Natural Gas | Oven | E7 |  | Baseline Forecast | bar: 2019 to 2045
Commercial_Office (WA)_Existing_Food Preparation_Natural Gas_Oven_E8_Baseline Forecast | Commercial | Office (WA) | Existing | Food Preparation | Natural Gas | Oven | E8 |  | Baseline Forecast | bar: 2019 to 2045
Commercial_Office (WA)_Existing_Food Preparation_Natural Gas_Oven_E9_Baseline Forecast | Commercial | Office (WA) | Existing | Food Preparation | Natural Gas | Oven | E9 |  | Baseline Forecast | bar: 2019 to 2045
Commercial_Office (WA)_Existing_Food Preparation_Natural Gas_Oven_E10_Baseline Forecast | Commercial | Office (WA) | Existing | Food Preparation | Natural Gas | Oven | E10 |  | Baseline Forecast | bar: 2019 to 2045
Commercial_Office (WA)_Existing_Food Preparation_Natural Gas_Conveyor Oven_E1_Baseline Forecast | Commercial | Office (WA) | Existing | Food Preparation | Natural Gas | Conveyor Oven | E1 | Standard | Baseline Forecast | 41% | 41% | 41% | 41% | 41% | 41% | 41% | 41% | 41% | 41% | 41% | 41% | 41% | 41% | 41% | 41% | 41% | 41% | 41% | 41% | 41% | 41% | 41% | 41% | 41% | 41% | 41%
Commercial_Office (WA)_Existing_Food Preparation_Natural Gas_Conveyor Oven_E2_Baseline Forecast | Commercial | Office (WA) | Existing | Food Preparation | Natural Gas | Conveyor Oven | E2 | ENERGY STAR (>42% Baking Efficiency) | Baseline Forecast | 59% | 59% | 59% | 59% | 59% | 59% | 59% | 59% | 59% | 59% | 59% | 59% | 59% | 59% | 59% | 59% | 59% | 59% | 59% | 59% | 59% | 59% | 59% | 59% | 59% | 59% | 59%
Commercial_Office (WA)_Existing_Food Preparation_Natural Gas_Conveyor Oven_E3_Baseline Forecast | Commercial | Office (WA) | Existing | Food Preparation | Natural Gas | Conveyor Oven | E3 |  | Baseline Forecast | bar: 2019 to 2045
Commercial_Office (WA)_Existing_Food Preparation_Natural Gas_Conveyor Oven_E4_Baseline Forecast | Commercial | Office (WA) | Existing | Food Preparation | Natural Gas | Conveyor Oven | E4 |  | Baseline Forecast | bar: 2019 to 2045
Commercial_Office (WA)_Existing_Food Preparation_Natural Gas_Conveyor Oven_E5_Baseline Forecast | Commercial | Office (WA) | Existing | Food Preparation | Natural Gas | Conveyor Oven | E5 |  | Baseline Forecast | bar: 2019 to 2045
Commercial_Office (WA)_Existing_Food Preparation_Natural Gas_Conveyor Oven_E6_Baseline Forecast | Commercial | Office (WA) | Existing | Food Preparation | Natural Gas | Conveyor Oven | E6 |  | Baseline Forecast | bar: 2019 to 2045
Commercial_Office (WA)_Existing_Food Preparation_Natural Gas_Conveyor Oven_E7_Baseline Forecast | Commercial | Office (WA) | Existing | Food Preparation | Natural Gas | Conveyor Oven | E7 |  | Baseline Forecast | bar: 2019 to 2045
Commercial_Office (WA)_Existing_Food Preparation_Natural Gas_Conveyor Oven_E8_Baseline Forecast | Commercial | Office (WA) | Existing | Food Preparation | Natural Gas | Conveyor Oven | E8 |  | Baseline Forecast | bar: 2019 to 2045
Commercial_Office (WA)_Existing_Food Preparation_Natural Gas_Conveyor Oven_E9_Baseline Forecast | Commercial | Office (WA) | Existing | Food Preparation | Natural Gas | Conveyor Oven | E9 |  | Baseline Forecast | bar: 2019 to 2045
Commercial_Office (WA)_Existing_Food Preparation_Natural Gas_Conveyor Oven_E10_Baseline Forecast | Commercial | Office (WA) | Existing | Food Preparation | Natural Gas | Conveyor Oven | E10 |  | Baseline Forecast | bar: 2019 to 2045
Commercial_Office (WA)_Existing_Food Preparation_Natural Gas_Double Rack Oven_E1_Baseline Forecast | Commercial | Office (WA) | Existing | Food Preparation | Natural Gas | Double Rack Oven | E1 | Standard | Baseline Forecast | 41% | 41% | 41% | 41% | 41% | 41% | 41% | 41% | 41% | 41% | 41% | 41% | 41% | 41% | 41% | 41% | 41% | 41% | 41% | 41% | 41% | 41% | 41% | 41% | 41% | 41% | 41%
Commercial_Office (WA)_Existing_Food Preparation_Natural Gas_Double Rack Oven_E2_Baseline Forecast | Commercial | Office (WA) | Existing | Food Preparation | Natural Gas | Double Rack Oven | E2 | FTSC Qualified (>50% Cooking Efficiency) | Baseline Forecast | 59% | 59% | 59% | 59% | 59% | 59% | 59% | 59% | 59% | 59% | 59% | 59% | 59% | 59% | 59% | 59% | 59% | 59% | 59% | 59% | 59% | 59% | 59% | 59% | 59% | 59% | 59%
Commercial_Office (WA)_Existing_Food Preparation_Natural Gas_Double Rack Oven_E3_Baseline Forecast | Commercial | Office (WA) | Existing | Food Preparation | Natural Gas | Double Rack Oven | E3 |  | Baseline Forecast | bar: 2019 to 2045
Commercial_Office (WA)_Existing_Food Preparation_Natural Gas_Double Rack Oven_E4_Baseline Forecast | Commercial | Office (WA) | Existing | Food Preparation | Natural Gas | Double Rack Oven | E4 |  | Baseline Forecast | bar: 2019 to 2045
Commercial_Office (WA)_Existing_Food Preparation_Natural Gas_Double Rack Oven_E5_Baseline Forecast | Commercial | Office (WA) | Existing | Food Preparation | Natural Gas | Double Rack Oven | E5 |  | Baseline Forecast | bar: 2019 to 2045
Commercial_Office (WA)_Existing_Food Preparation_Natural Gas_Double Rack Oven_E6_Baseline Forecast | Commercial | Office (WA) | Existing | Food Preparation | Natural Gas | Double Rack Oven | E6 |  | Baseline Forecast | bar: 2019 to 2045
Commercial_Office (WA)_Existing_Food Preparation_Natural Gas_Double Rack Oven_E7_Baseline Forecast | Commercial | Office (WA) | Existing | Food Preparation | Natural Gas | Double Rack Oven | E7 |  | Baseline Forecast | bar: 2019 to 2045
Commercial_Office (WA)_Existing_Food Preparation_Natural Gas_Double Rack Oven_E8_Baseline Forecast | Commercial | Office (WA) | Existing | Food Preparation | Natural Gas | Double Rack Oven | E8 |  | Baseline Forecast | bar: 2019 to 2045
Commercial_Office (WA)_Existing_Food Preparation_Natural Gas_Double Rack Oven_E9_Baseline Forecast | Commercial | Office (WA) | Existing | Food Preparation | Natural Gas | Double Rack Oven | E9 |  | Baseline Forecast | bar: 2019 to 2045
Commercial_Office (WA)_Existing_Food Preparation_Natural Gas_Double Rack Oven_E10_Baseline Forecast | Commercial | Office (WA) | Existing | Food Preparation | Natural Gas | Double Rack Oven | E10 |  | Baseline Forecast | bar: 2019 to 2045
Commercial_Office (WA)_Existing_Food Preparation_Natural Gas_Fryer_E1_Baseline Forecast | Commercial | Office (WA) | Existing | Food Preparation | Natural Gas | Fryer | E1 | Standard | Baseline Forecast | 74% | 74% | 74% | 74% | 74% | 74% | 74% | 74% | 74% | 74% | 74% | 74% | 74% | 74% | 74% | 74% | 74% | 74% | 74% | 74% | 74% | 74% | 74% | 74% | 74% | 74% | 74%
Commercial_Office (WA)_Existing_Food Preparation_Natural Gas_Fryer_E2_Baseline Forecast | Commercial | Office (WA) | Existing | Food Preparation | Natural Gas | Fryer | E2 | ENERGY STAR | Baseline Forecast | 26% | 26% | 26% | 26% | 26% | 26% | 26% | 26% | 26% | 26% | 26% | 26% | 26% | 26% | 26% | 26% | 26% | 26% | 26% | 26% | 26% | 26% | 26% | 26% | 26% | 26% | 26%
Commercial_Office (WA)_Existing_Food Preparation_Natural Gas_Fryer_E3_Baseline Forecast | Commercial | Office (WA) | Existing | Food Preparation | Natural Gas | Fryer | E3 |  | Baseline Forecast | bar: 2019 to 2045
Commercial_Office (WA)_Existing_Food Preparation_Natural Gas_Fryer_E4_Baseline Forecast | Commercial | Office (WA) | Existing | Food Preparation | Natural Gas | Fryer | E4 |  | Baseline Forecast | bar: 2019 to 2045
Commercial_Office (WA)_Existing_Food Preparation_Natural Gas_Fryer_E5_Baseline Forecast | Commercial | Office (WA) | Existing | Food Preparation | Natural Gas | Fryer | E5 |  | Baseline Forecast | bar: 2019 to 2045
Commercial_Office (WA)_Existing_Food Preparation_Natural Gas_Fryer_E6_Baseline Forecast | Commercial | Office (WA) | Existing | Food Preparation | Natural Gas | Fryer | E6 |  | Baseline Forecast | bar: 2019 to 2045
Commercial_Office (WA)_Existing_Food Preparation_Natural Gas_Fryer_E7_Baseline Forecast | Commercial | Office (WA) | Existing | Food Preparation | Natural Gas | Fryer | E7 |  | Baseline Forecast | bar: 2019 to 2045
Commercial_Office (WA)_Existing_Food Preparation_Natural Gas_Fryer_E8_Baseline Forecast | Commercial | Office (WA) | Existing | Food Preparation | Natural Gas | Fryer | E8 |  | Baseline Forecast | bar: 2019 to 2045
Commercial_Office (WA)_Existing_Food Preparation_Natural Gas_Fryer_E9_Baseline Forecast | Commercial | Office (WA) | Existing | Food Preparation | Natural Gas | Fryer | E9 |  | Baseline Forecast | bar: 2019 to 2045
Commercial_Office (WA)_Existing_Food Preparation_Natural Gas_Fryer_E10_Baseline Forecast | Commercial | Office (WA) | Existing | Food Preparation | Natural Gas | Fryer | E10 |  | Baseline Forecast | bar: 2019 to 2045
Commercial_Office (WA)_Existing_Food Preparation_Natural Gas_Broiler_E1_Baseline Forecast | Commercial | Office (WA) | Existing | Food Preparation | Natural Gas | Broiler | E1 | Standard | Baseline Forecast | 74% | 74% | 74% | 74% | 74% | 74% | 74% | 74% | 74% | 74% | 74% | 74% | 74% | 74% | 74% | 74% | 74% | 74% | 74% | 74% | 74% | 74% | 74% | 74% | 74% | 74% | 74%
Commercial_Office (WA)_Existing_Food Preparation_Natural Gas_Broiler_E2_Baseline Forecast | Commercial | Office (WA) | Existing | Food Preparation | Natural Gas | Broiler | E2 | Infrared Burners | Baseline Forecast | 26% | 26% | 26% | 26% | 26% | 26% | 26% | 26% | 26% | 26% | 26% | 26% | 26% | 26% | 26% | 26% | 26% | 26% | 26% | 26% | 26% | 26% | 26% | 26% | 26% | 26% | 26%
Commercial_Office (WA)_Existing_Food Preparation_Natural Gas_Broiler_E3_Baseline Forecast | Commercial | Office (WA) | Existing | Food Preparation | Natural Gas | Broiler | E3 |  | Baseline Forecast | bar: 2019 to 2045
Commercial_Office (WA)_Existing_Food Preparation_Natural Gas_Broiler_E4_Baseline Forecast | Commercial | Office (WA) | Existing | Food Preparation | Natural Gas | Broiler | E4 |  | Baseline Forecast | bar: 2019 to 2045
Commercial_Office (WA)_Existing_Food Preparation_Natural Gas_Broiler_E5_Baseline Forecast | Commercial | Office (WA) | Existing | Food Preparation | Natural Gas | Broiler | E5 |  | Baseline Forecast | bar: 2019 to 2045
Commercial_Office (WA)_Existing_Food Preparation_Natural Gas_Broiler_E6_Baseline Forecast | Commercial | Office (WA) | Existing | Food Preparation | Natural Gas | Broiler | E6 |  | Baseline Forecast | bar: 2019 to 2045
Commercial_Office (WA)_Existing_Food Preparation_Natural Gas_Broiler_E7_Baseline Forecast | Commercial | Office (WA) | Existing | Food Preparation | Natural Gas | Broiler | E7 |  | Baseline Forecast | bar: 2019 to 2045
Commercial_Office (WA)_Existing_Food Preparation_Natural Gas_Broiler_E8_Baseline Forecast | Commercial | Office (WA) | Existing | Food Preparation | Natural Gas | Broiler | E8 |  | Baseline Forecast | bar: 2019 to 2045
Commercial_Office (WA)_Existing_Food Preparation_Natural Gas_Broiler_E9_Baseline Forecast | Commercial | Office (WA) | Existing | Food Preparation | Natural Gas | Broiler | E9 |  | Baseline Forecast | bar: 2019 to 2045
Commercial_Office (WA)_Existing_Food Preparation_Natural Gas_Broiler_E10_Baseline Forecast | Commercial | Office (WA) | Existing | Food Preparation | Natural Gas | Broiler | E10 |  | Baseline Forecast | bar: 2019 to 2045
Commercial_Office (WA)_Existing_Food Preparation_Natural Gas_Griddle_E1_Baseline Forecast | Commercial | Office (WA) | Existing | Food Preparation | Natural Gas | Griddle | E1 | Standard | Baseline Forecast | 71% | 71% | 71% | 71% | 71% | 71% | 71% | 71% | 71% | 71% | 71% | 71% | 71% | 71% | 71% | 71% | 71% | 71% | 71% | 71% | 71% | 71% | 71% | 71% | 71% | 71% | 71%
Commercial_Office (WA)_Existing_Food Preparation_Natural Gas_Griddle_E2_Baseline Forecast | Commercial | Office (WA) | Existing | Food Preparation | Natural Gas | Griddle | E2 | ENERGY STAR | Baseline Forecast | 29% | 29% | 29% | 29% | 29% | 29% | 29% | 29% | 29% | 29% | 29% | 29% | 29% | 29% | 29% | 29% | 29% | 29% | 29% | 29% | 29% | 29% | 29% | 29% | 29% | 29% | 29%
Commercial_Office (WA)_Existing_Food Preparation_Natural Gas_Griddle_E3_Baseline Forecast | Commercial | Office (WA) | Existing | Food Preparation | Natural Gas | Griddle | E3 |  | Baseline Forecast | bar: 2019 to 2045
Commercial_Office (WA)_Existing_Food Preparation_Natural Gas_Griddle_E4_Baseline Forecast | Commercial | Office (WA) | Existing | Food Preparation | Natural Gas | Griddle | E4 |  | Baseline Forecast | bar: 2019 to 2045
Commercial_Office (WA)_Existing_Food Preparation_Natural Gas_Griddle_E5_Baseline Forecast | Commercial | Office (WA) | Existing | Food Preparation | Natural Gas | Griddle | E5 |  | Baseline Forecast | bar: 2019 to 2045
Commercial_Office (WA)_Existing_Food Preparation_Natural Gas_Griddle_E6_Baseline Forecast | Commercial | Office (WA) | Existing | Food Preparation | Natural Gas | Griddle | E6 |  | Baseline Forecast | bar: 2019 to 2045
Commercial_Office (WA)_Existing_Food Preparation_Natural Gas_Griddle_E7_Baseline Forecast | Commercial | Office (WA) | Existing | Food Preparation | Natural Gas | Griddle | E7 |  | Baseline Forecast | bar: 2019 to 2045
Commercial_Office (WA)_Existing_Food Preparation_Natural Gas_Griddle_E8_Baseline Forecast | Commercial | Office (WA) | Existing | Food Preparation | Natural Gas | Griddle | E8 |  | Baseline Forecast | bar: 2019 to 2045
Commercial_Office (WA)_Existing_Food Preparation_Natural Gas_Griddle_E9_Baseline Forecast | Commercial | Office (WA) | Existing | Food Preparation | Natural Gas | Griddle | E9 |  | Baseline Forecast | bar: 2019 to 2045
Commercial_Office (WA)_Existing_Food Preparation_Natural Gas_Griddle_E10_Baseline Forecast | Commercial | Office (WA) | Existing | Food Preparation | Natural Gas | Griddle | E10 |  | Baseline Forecast | bar: 2019 to 2045
Commercial_Office (WA)_Existing_Food Preparation_Natural Gas_Range_E1_Baseline Forecast | Commercial | Office (WA) | Existing | Food Preparation | Natural Gas | Range | E1 | Standard | Baseline Forecast | 41% | 41% | 41% | 41% | 41% | 41% | 41% | 41% | 41% | 41% | 41% | 41% | 41% | 41% | 41% | 41% | 41% | 41% | 41% | 41% | 41% | 41% | 41% | 41% | 41% | 41% | 41%
Commercial_Office (WA)_Existing_Food Preparation_Natural Gas_Range_E2_Baseline Forecast | Commercial | Office (WA) | Existing | Food Preparation | Natural Gas | Range | E2 | High Efficiency | Baseline Forecast | 59% | 59% | 59% | 59% | 59% | 59% | 59% | 59% | 59% | 59% | 59% | 59% | 59% | 59% | 59% | 59% | 59% | 59% | 59% | 59% | 59% | 59% | 59% | 59% | 59% | 59% | 59%
Commercial_Office (WA)_Existing_Food Preparation_Natural Gas_Range_E3_Baseline Forecast | Commercial | Office (WA) | Existing | Food Preparation | Natural Gas | Range | E3 |  | Baseline Forecast | bar: 2019 to 2045
Commercial_Office (WA)_Existing_Food Preparation_Natural Gas_Range_E4_Baseline Forecast | Commercial | Office (WA) | Existing | Food Preparation | Natural Gas | Range | E4 |  | Baseline Forecast | bar: 2019 to 2045
Commercial_Office (WA)_Existing_Food Preparation_Natural Gas_Range_E5_Baseline Forecast | Commercial | Office (WA) | Existing | Food Preparation | Natural Gas | Range | E5 |  | Baseline Forecast | bar: 2019 to 2045
Commercial_Office (WA)_Existing_Food Preparation_Natural Gas_Range_E6_Baseline Forecast | Commercial | Office (WA) | Existing | Food Preparation | Natural Gas | Range | E6 |  | Baseline Forecast | bar: 2019 to 2045
Commercial_Office (WA)_Existing_Food Preparation_Natural Gas_Range_E7_Baseline Forecast | Commercial | Office (WA) | Existing | Food Preparation | Natural Gas | Range | E7 |  | Baseline Forecast | bar: 2019 to 2045
Commercial_Office (WA)_Existing_Food Preparation_Natural Gas_Range_E8_Baseline Forecast | Commercial | Office (WA) | Existing | Food Preparation | Natural Gas | Range | E8 |  | Baseline Forecast | bar: 2019 to 2045
Commercial_Office (WA)_Existing_Food Preparation_Natural Gas_Range_E9_Baseline Forecast | Commercial | Office (WA) | Existing | Food Preparation | Natural Gas | Range | E9 |  | Baseline Forecast | bar: 2019 to 2045
Commercial_Office (WA)_Existing_Food Preparation_Natural Gas_Range_E10_Baseline Forecast | Commercial | Office (WA) | Existing | Food Preparation | Natural Gas | Range | E10 |  | Baseline Forecast | bar: 2019 to 2045
Commercial_Office (WA)_Existing_Food Preparation_Natural Gas_Steamer_E1_Baseline Forecast | Commercial | Office (WA) | Existing | Food Preparation | Natural Gas | Steamer | E1 | Standard | Baseline Forecast | 50% | 50% | 50% | 50% | 50% | 50% | 50% | 50% | 50% | 50% | 50% | 50% | 50% | 50% | 50% | 50% | 50% | 50% | 50% | 50% | 50% | 50% | 50% | 50% | 50% | 50% | 50%
Commercial_Office (WA)_Existing_Food Preparation_Natural Gas_Steamer_E2_Baseline Forecast | Commercial | Office (WA) | Existing | Food Preparation | Natural Gas | Steamer | E2 | ENERGY STAR | Baseline Forecast | 50% | 50% | 50% | 50% | 50% | 50% | 50% | 50% | 50% | 50% | 50% | 50% | 50% | 50% | 50% | 50% | 50% | 50% | 50% | 50% | 50% | 50% | 50% | 50% | 50% | 50% | 50%
Commercial_Office (WA)_Existing_Food Preparation_Natural Gas_Steamer_E3_Baseline Forecast | Commercial | Office (WA) | Existing | Food Preparation | Natural Gas | Steamer | E3 |  | Baseline Forecast | bar: 2019 to 2045
Commercial_Office (WA)_Existing_Food Preparation_Natural Gas_Steamer_E4_Baseline Forecast | Commercial | Office (WA) | Existing | Food Preparation | Natural Gas | Steamer | E4 |  | Baseline Forecast | bar: 2019 to 2045
Commercial_Office (WA)_Existing_Food Preparation_Natural Gas_Steamer_E5_Baseline Forecast | Commercial | Office (WA) | Existing | Food Preparation | Natural Gas | Steamer | E5 |  | Baseline Forecast | bar: 2019 to 2045
Commercial_Office (WA)_Existing_Food Preparation_Natural Gas_Steamer_E6_Baseline Forecast | Commercial | Office (WA) | Existing | Food Preparation | Natural Gas | Steamer | E6 |  | Baseline Forecast | bar: 2019 to 2045
Commercial_Office (WA)_Existing_Food Preparation_Natural Gas_Steamer_E7_Baseline Forecast | Commercial | Office (WA) | Existing | Food Preparation | Natural Gas | Steamer | E7 |  | Baseline Forecast | bar: 2019 to 2045
Commercial_Office (WA)_Existing_Food Preparation_Natural Gas_Steamer_E8_Baseline Forecast | Commercial | Office (WA) | Existing | Food Preparation | Natural Gas | Steamer | E8 |  | Baseline Forecast | bar: 2019 to 2045
Commercial_Office (WA)_Existing_Food Preparation_Natural Gas_Steamer_E9_Baseline Forecast | Commercial | Office (WA) | Existing | Food Preparation | Natural Gas | Steamer | E9 |  | Baseline Forecast | bar: 2019 to 2045
Commercial_Office (WA)_Existing_Food Preparation_Natural Gas_Steamer_E10_Baseline Forecast | Commercial | Office (WA) | Existing | Food Preparation | Natural Gas | Steamer | E10 |  | Baseline Forecast | bar: 2019 to 2045
Commercial_Office (WA)_Existing_Food Preparation_Natural Gas_Food Prep Other_E1_Baseline Forecast | Commercial | Office (WA) | Existing | Food Preparation | Natural Gas | Food Prep Other | E1 | Standard | Baseline Forecast | 74% | 74% | 74% | 74% | 74% | 74% | 74% | 74% | 74% | 74% | 74% | 74% | 74% | 74% | 74% | 74% | 74% | 74% | 74% | 74% | 74% | 74% | 74% | 74% | 74% | 74% | 74%
Commercial_Office (WA)_Existing_Food Preparation_Natural Gas_Food Prep Other_E2_Baseline Forecast | Commercial | Office (WA) | Existing | Food Preparation | Natural Gas | Food Prep Other | E2 | ENERGY STAR | Baseline Forecast | 26% | 26% | 26% | 26% | 26% | 26% | 26% | 26% | 26% | 26% | 26% | 26% | 26% | 26% | 26% | 26% | 26% | 26% | 26% | 26% | 26% | 26% | 26% | 26% | 26% | 26% | 26%
Commercial_Office (WA)_Existing_Food Preparation_Natural Gas_Food Prep Other_E3_Baseline Forecast | Commercial | Office (WA) | Existing | Food Preparation | Natural Gas | Food Prep Other | E3 |  | Baseline Forecast | bar: 2019 to 2045
Commercial_Office (WA)_Existing_Food Preparation_Natural Gas_Food Prep Other_E4_Baseline Forecast | Commercial | Office (WA) | Existing | Food Preparation | Natural Gas | Food Prep Other | E4 |  | Baseline Forecast | bar: 2019 to 2045
Commercial_Office (WA)_Existing_Food Preparation_Natural Gas_Food Prep Other_E5_Baseline Forecast | Commercial | Office (WA) | Existing | Food Preparation | Natural Gas | Food Prep Other | E5 |  | Baseline Forecast | bar: 2019 to 2045
Commercial_Office (WA)_Existing_Food Preparation_Natural Gas_Food Prep Other_E6_Baseline Forecast | Commercial | Office (WA) | Existing | Food Preparation | Natural Gas | Food Prep Other | E6 |  | Baseline Forecast | bar: 2019 to 2045
Commercial_Office (WA)_Existing_Food Preparation_Natural Gas_Food Prep Other_E7_Baseline Forecast | Commercial | Office (WA) | Existing | Food Preparation | Natural Gas | Food Prep Other | E7 |  | Baseline Forecast | bar: 2019 to 2045
Commercial_Office (WA)_Existing_Food Preparation_Natural Gas_Food Prep Other_E8_Baseline Forecast | Commercial | Office (WA) | Existing | Food Preparation | Natural Gas | Food Prep Other | E8 |  | Baseline Forecast | bar: 2019 to 2045
Commercial_Office (WA)_Existing_Food Preparation_Natural Gas_Food Prep Other_E9_Baseline Forecast | Commercial | Office (WA) | Existing | Food Preparation | Natural Gas | Food Prep Other | E9 |  | Baseline Forecast | bar: 2019 to 2045
Commercial_Office (WA)_Existing_Food Preparation_Natural Gas_Food Prep Other_E10_Baseline Forecast | Commercial | Office (WA) | Existing | Food Preparation | Natural Gas | Food Prep Other | E10 |  | Baseline Forecast | bar: 2019 to 2045
Commercial_Office (WA)_Existing_Miscellaneous_Natural Gas_Pool Heater_E1_Baseline Forecast | Commercial | Office (WA) | Existing | Miscellaneous | Natural Gas | Pool Heater | E1 | Standard (EF .82) | Baseline Forecast | 90% | 90% | 90% | 90% | 90% | 90% | 90% | 90% | 90% | 90% | 90% | 90% | 90% | 90% | 90% | 90% | 90% | 90% | 90% | 90% | 90% | 90% | 90% | 90% | 90% | 90% | 90%
Commercial_Office (WA)_Existing_Miscellaneous_Natural Gas_Pool Heater_E2_Baseline Forecast | Commercial | Office (WA) | Existing | Miscellaneous | Natural Gas | Pool Heater | E2 | Condensing (EF .90) | Baseline Forecast | 10% | 10% | 10% | 10% | 10% | 10% | 10% | 10% | 10% | 10% | 10% | 10% | 10% | 10% | 10% | 10% | 10% | 10% | 10% | 10% | 10% | 10% | 10% | 10% | 10% | 10% | 10%
Commercial_Office (WA)_Existing_Miscellaneous_Natural Gas_Pool Heater_E3_Baseline Forecast | Commercial | Office (WA) | Existing | Miscellaneous | Natural Gas | Pool Heater | E3 |  | Baseline Forecast | bar: 2019 to 2045
Commercial_Office (WA)_Existing_Miscellaneous_Natural Gas_Pool Heater_E4_Baseline Forecast | Commercial | Office (WA) | Existing | Miscellaneous | Natural Gas | Pool Heater | E4 |  | Baseline Forecast | bar: 2019 to 2045
Commercial_Office (WA)_Existing_Miscellaneous_Natural Gas_Pool Heater_E5_Baseline Forecast | Commercial | Office (WA) | Existing | Miscellaneous | Natural Gas | Pool Heater | E5 |  | Baseline Forecast | bar: 2019 to 2045
Commercial_Office (WA)_Existing_Miscellaneous_Natural Gas_Pool Heater_E6_Baseline Forecast | Commercial | Office (WA) | Existing | Miscellaneous | Natural Gas | Pool Heater | E6 |  | Baseline Forecast | bar: 2019 to 2045
Commercial_Office (WA)_Existing_Miscellaneous_Natural Gas_Pool Heater_E7_Baseline Forecast | Commercial | Office (WA) | Existing | Miscellaneous | Natural Gas | Pool Heater | E7 |  | Baseline Forecast | bar: 2019 to 2045
Commercial_Office (WA)_Existing_Miscellaneous_Natural Gas_Pool Heater_E8_Baseline Forecast | Commercial | Office (WA) | Existing | Miscellaneous | Natural Gas | Pool Heater | E8 |  | Baseline Forecast | bar: 2019 to 2045
Commercial_Office (WA)_Existing_Miscellaneous_Natural Gas_Pool Heater_E9_Baseline Forecast | Commercial | Office (WA) | Existing | Miscellaneous | Natural Gas | Pool Heater | E9 |  | Baseline Forecast | bar: 2019 to 2045
Commercial_Office (WA)_Existing_Miscellaneous_Natural Gas_Pool Heater_E10_Baseline Forecast | Commercial | Office (WA) | Existing | Miscellaneous | Natural Gas | Pool Heater | E10 |  | Baseline Forecast | bar: 2019 to 2045
Commercial_Office (WA)_Existing_Miscellaneous_Natural Gas_Miscellaneous_E1_Baseline Forecast | Commercial | Office (WA) | Existing | Miscellaneous | Natural Gas | Miscellaneous | E1 | Standard | Baseline Forecast | 100% | 100% | 100% | 100% | 100% | 100% | 100% | 100% | 100% | 100% | 100% | 100% | 100% | 100% | 100% | 100% | 100% | 100% | 100% | 100% | 100% | 100% | 100% | 100% | 100% | 100% | 100%
Commercial_Office (WA)_Existing_Miscellaneous_Natural Gas_Miscellaneous_E2_Baseline Forecast | Commercial | Office (WA) | Existing | Miscellaneous | Natural Gas | Miscellaneous | E2 |  | Baseline Forecast | bar: 2019 to 2045
Commercial_Office (WA)_Existing_Miscellaneous_Natural Gas_Miscellaneous_E3_Baseline Forecast | Commercial | Office (WA) | Existing | Miscellaneous | Natural Gas | Miscellaneous | E3 |  | Baseline Forecast | bar: 2019 to 2045
Commercial_Office (WA)_Existing_Miscellaneous_Natural Gas_Miscellaneous_E4_Baseline Forecast | Commercial | Office (WA) | Existing | Miscellaneous | Natural Gas | Miscellaneous | E4 |  | Baseline Forecast | bar: 2019 to 2045
Commercial_Office (WA)_Existing_Miscellaneous_Natural Gas_Miscellaneous_E5_Baseline Forecast | Commercial | Office (WA) | Existing | Miscellaneous | Natural Gas | Miscellaneous | E5 |  | Baseline Forecast | bar: 2019 to 2045
Commercial_Office (WA)_Existing_Miscellaneous_Natural Gas_Miscellaneous_E6_Baseline Forecast | Commercial | Office (WA) | Existing | Miscellaneous | Natural Gas | Miscellaneous | E6 |  | Baseline Forecast | bar: 2019 to 2045
Commercial_Office (WA)_Existing_Miscellaneous_Natural Gas_Miscellaneous_E7_Baseline Forecast | Commercial | Office (WA) | Existing | Miscellaneous | Natural Gas | Miscellaneous | E7 |  | Baseline Forecast | bar: 2019 to 2045
Commercial_Office (WA)_Existing_Miscellaneous_Natural Gas_Miscellaneous_E8_Baseline Forecast | Commercial | Office (WA) | Existing | Miscellaneous | Natural Gas | Miscellaneous | E8 |  | Baseline Forecast | bar: 2019 to 2045
Commercial_Office (WA)_Existing_Miscellaneous_Natural Gas_Miscellaneous_E9_Baseline Forecast | Commercial | Office (WA) | Existing | Miscellaneous | Natural Gas | Miscellaneous | E9 |  | Baseline Forecast | bar: 2019 to 2045
Commercial_Office (WA)_Existing_Miscellaneous_Natural Gas_Miscellaneous_E10_Baseline Forecast | Commercial | Office (WA) | Existing | Miscellaneous | Natural Gas | Miscellaneous | E10 |  | Baseline Forecast | bar: 2019 to 2045
Commercial_Office (WA)_New_Space Heating_Natural Gas_Furnace_E1_Baseline Forecast | Commercial | Office (WA) | New | Space Heating | Natural Gas | Furnace | E1 | AFUE 80% (Standard) | Baseline Forecast | 100% | 100% | 100% | 100% | 100% | 100% | 100% | 100% | 100% | 100% | 100% | 100% | 100% | 100% | 100% | 100% | 100% | 100% | 100% | 100% | 100% | 100% | 100% | 100% | 100% | 100% | 100%
Commercial_Office (WA)_New_Space Heating_Natural Gas_Furnace_E2_Baseline Forecast | Commercial | Office (WA) | New | Space Heating | Natural Gas | Furnace | E2 | AFUE 90% | Baseline Forecast | bar: 2019 to 2045
Commercial_Office (WA)_New_Space Heating_Natural Gas_Furnace_E3_Baseline Forecast | Commercial | Office (WA) | New | Space Heating | Natural Gas | Furnace | E3 | AFUE 96% | Baseline Forecast | bar: 2019 to 2045
Commercial_Office (WA)_New_Space Heating_Natural Gas_Furnace_E4_Baseline Forecast | Commercial | Office (WA) | New | Space Heating | Natural Gas | Furnace | E4 |  | Baseline Forecast | bar: 2019 to 2045
Commercial_Office (WA)_New_Space Heating_Natural Gas_Furnace_E5_Baseline Forecast | Commercial | Office (WA) | New | Space Heating | Natural Gas | Furnace | E5 |  | Baseline Forecast | bar: 2019 to 2045
Commercial_Office (WA)_New_Space Heating_Natural Gas_Furnace_E6_Baseline Forecast | Commercial | Office (WA) | New | Space Heating | Natural Gas | Furnace | E6 |  | Baseline Forecast | bar: 2019 to 2045
Commercial_Office (WA)_New_Space Heating_Natural Gas_Furnace_E7_Baseline Forecast | Commercial | Office (WA) | New | Space Heating | Natural Gas | Furnace | E7 |  | Baseline Forecast | bar: 2019 to 2045
Commercial_Office (WA)_New_Space Heating_Natural Gas_Furnace_E8_Baseline Forecast | Commercial | Office (WA) | New | Space Heating | Natural Gas | Furnace | E8 |  | Baseline Forecast | bar: 2019 to 2045
Commercial_Office (WA)_New_Space Heating_Natural Gas_Furnace_E9_Baseline Forecast | Commercial | Office (WA) | New | Space Heating | Natural Gas | Furnace | E9 |  | Baseline Forecast | bar: 2019 to 2045
Commercial_Office (WA)_New_Space Heating_Natural Gas_Furnace_E10_Baseline Forecast | Commercial | Office (WA) | New | Space Heating | Natural Gas | Furnace | E10 |  | Baseline Forecast | bar: 2019 to 2045
Commercial_Office (WA)_New_Space Heating_Natural Gas_Boiler_E1_Baseline Forecast | Commercial | Office (WA) | New | Space Heating | Natural Gas | Boiler | E1 | AFUE 80% (Standard) | Baseline Forecast | 100% | 100% | 100% | 100% | 100% | 100% | 100% | 100% | 100% | 100% | 100% | 100% | 100% | 100% | 100% | 100% | 100% | 100% | 100% | 100% | 100% | 100% | 100% | 100% | 100% | 100% | 100%
Commercial_Office (WA)_New_Space Heating_Natural Gas_Boiler_E2_Baseline Forecast | Commercial | Office (WA) | New | Space Heating | Natural Gas | Boiler | E2 | AFUE 85% | Baseline Forecast | bar: 2019 to 2045
Commercial_Office (WA)_New_Space Heating_Natural Gas_Boiler_E3_Baseline Forecast | Commercial | Office (WA) | New | Space Heating | Natural Gas | Boiler | E3 | AFUE 97% | Baseline Forecast | bar: 2019 to 2045
Commercial_Office (WA)_New_Space Heating_Natural Gas_Boiler_E4_Baseline Forecast | Commercial | Office (WA) | New | Space Heating | Natural Gas | Boiler | E4 | Convert to NG Air Source Heat Pump | Baseline Forecast | bar: 2019 to 2045
Commercial_Office (WA)_New_Space Heating_Natural Gas_Boiler_E5_Baseline Forecast | Commercial | Office (WA) | New | Space Heating | Natural Gas | Boiler | E5 |  | Baseline Forecast | bar: 2019 to 2045
Commercial_Office (WA)_New_Space Heating_Natural Gas_Boiler_E6_Baseline Forecast | Commercial | Office (WA) | New | Space Heating | Natural Gas | Boiler | E6 |  | Baseline Forecast | bar: 2019 to 2045
Commercial_Office (WA)_New_Space Heating_Natural Gas_Boiler_E7_Baseline Forecast | Commercial | Office (WA) | New | Space Heating | Natural Gas | Boiler | E7 |  | Baseline Forecast | bar: 2019 to 2045
Commercial_Office (WA)_New_Space Heating_Natural Gas_Boiler_E8_Baseline Forecast | Commercial | Office (WA) | New | Space Heating | Natural Gas | Boiler | E8 |  | Baseline Forecast | bar: 2019 to 2045
Commercial_Office (WA)_New_Space Heating_Natural Gas_Boiler_E9_Baseline Forecast | Commercial | Office (WA) | New | Space Heating | Natural Gas | Boiler | E9 |  | Baseline Forecast | bar: 2019 to 2045
Commercial_Office (WA)_New_Space Heating_Natural Gas_Boiler_E10_Baseline Forecast | Commercial | Office (WA) | New | Space Heating | Natural Gas | Boiler | E10 |  | Baseline Forecast | bar: 2019 to 2045
Commercial_Office (WA)_New_Space Heating_Natural Gas_Unit Heater_E1_Baseline Forecast | Commercial | Office (WA) | New | Space Heating | Natural Gas | Unit Heater | E1 | Standard | Baseline Forecast | 100% | 100% | 100% | 100% | 100% | 100% | 100% | 100% | 100% | 100% | 100% | 100% | 100% | 100% | 100% | 100% | 100% | 100% | 100% | 100% | 100% | 100% | 100% | 100% | 100% | 100% | 100%
Commercial_Office (WA)_New_Space Heating_Natural Gas_Unit Heater_E2_Baseline Forecast | Commercial | Office (WA) | New | Space Heating | Natural Gas | Unit Heater | E2 | Condensing | Baseline Forecast | bar: 2019 to 2045
Commercial_Office (WA)_New_Space Heating_Natural Gas_Unit Heater_E3_Baseline Forecast | Commercial | Office (WA) | New | Space Heating | Natural Gas | Unit Heater | E3 | Infrared Radiant | Baseline Forecast | bar: 2019 to 2045
Commercial_Office (WA)_New_Space Heating_Natural Gas_Unit Heater_E4_Baseline Forecast | Commercial | Office (WA) | New | Space Heating | Natural Gas | Unit Heater | E4 |  | Baseline Forecast | bar: 2019 to 2045
Commercial_Office (WA)_New_Space Heating_Natural Gas_Unit Heater_E5_Baseline Forecast | Commercial | Office (WA) | New | Space Heating | Natural Gas | Unit Heater | E5 |  | Baseline Forecast | bar: 2019 to 2045
Commercial_Office (WA)_New_Space Heating_Natural Gas_Unit Heater_E6_Baseline Forecast | Commercial | Office (WA) | New | Space Heating | Natural Gas | Unit Heater | E6 |  | Baseline Forecast | bar: 2019 to 2045
Commercial_Office (WA)_New_Space Heating_Natural Gas_Unit Heater_E7_Baseline Forecast | Commercial | Office (WA) | New | Space Heating | Natural Gas | Unit Heater | E7 |  | Baseline Forecast | bar: 2019 to 2045
Commercial_Office (WA)_New_Space Heating_Natural Gas_Unit Heater_E8_Baseline Forecast | Commercial | Office (WA) | New | Space Heating | Natural Gas | Unit Heater | E8 |  | Baseline Forecast | bar: 2019 to 2045
Commercial_Office (WA)_New_Space Heating_Natural Gas_Unit Heater_E9_Baseline Forecast | Commercial | Office (WA) | New | Space Heating | Natural Gas | Unit Heater | E9 |  | Baseline Forecast | bar: 2019 to 2045
Commercial_Office (WA)_New_Space Heating_Natural Gas_Unit Heater_E10_Baseline Forecast | Commercial | Office (WA) | New | Space Heating | Natural Gas | Unit Heater | E10 |  | Baseline Forecast | bar: 2019 to 2045
Commercial_Office (WA)_New_Water Heating_Natural Gas_Water Heater_E1_Baseline Forecast | Commercial | Office (WA) | New | Water Heating | Natural Gas | Water Heater | E1 | TE 0.80 | Baseline Forecast | 47% | 47% | 47% | 47% | 47% | 47% | 47% | 47% | 47% | 47% | 47% | 47% | 47% | 47% | 47% | 47% | 47% | 47% | 47% | 47% | 47% | 47% | 47% | 47% | 47% | 47% | 47%
Commercial_Office (WA)_New_Water Heating_Natural Gas_Water Heater_E2_Baseline Forecast | Commercial | Office (WA) | New | Water Heating | Natural Gas | Water Heater | E2 | TE 0.90 | Baseline Forecast | bar: 2019 to 2045
Commercial_Office (WA)_New_Water Heating_Natural Gas_Water Heater_E3_Baseline Forecast | Commercial | Office (WA) | New | Water Heating | Natural Gas | Water Heater | E3 | TE 0.94 | Baseline Forecast | 53% | 53% | 53% | 53% | 53% | 53% | 53% | 53% | 53% | 53% | 53% | 53% | 53% | 53% | 53% | 53% | 53% | 53% | 53% | 53% | 53% | 53% | 53% | 53% | 53% | 53% | 53%
Commercial_Office (WA)_New_Water Heating_Natural Gas_Water Heater_E4_Baseline Forecast | Commercial | Office (WA) | New | Water Heating | Natural Gas | Water Heater | E4 | Instantaneous TE 0.94 | Baseline Forecast | bar: 2019 to 2045
Commercial_Office (WA)_New_Water Heating_Natural Gas_Water Heater_E5_Baseline Forecast | Commercial | Office (WA) | New | Water Heating | Natural Gas | Water Heater | E5 | Gas-Fired Absorption HPWH | Baseline Forecast | bar: 2019 to 2045
Commercial_Office (WA)_New_Water Heating_Natural Gas_Water Heater_E6_Baseline Forecast | Commercial | Office (WA) | New | Water Heating | Natural Gas | Water Heater | E6 |  | Baseline Forecast | bar: 2019 to 2045
Commercial_Office (WA)_New_Water Heating_Natural Gas_Water Heater_E7_Baseline Forecast | Commercial | Office (WA) | New | Water Heating | Natural Gas | Water Heater | E7 |  | Baseline Forecast | bar: 2019 to 2045
Commercial_Office (WA)_New_Water Heating_Natural Gas_Water Heater_E8_Baseline Forecast | Commercial | Office (WA) | New | Water Heating | Natural Gas | Water Heater | E8 |  | Baseline Forecast | bar: 2019 to 2045
Commercial_Office (WA)_New_Water Heating_Natural Gas_Water Heater_E9_Baseline Forecast | Commercial | Office (WA) | New | Water Heating | Natural Gas | Water Heater | E9 |  | Baseline Forecast | bar: 2019 to 2045
Commercial_Office (WA)_New_Water Heating_Natural Gas_Water Heater_E10_Baseline Forecast | Commercial | Office (WA) | New | Water Heating | Natural Gas | Water Heater | E10 |  | Baseline Forecast | bar: 2019 to 2045
Commercial_Office (WA)_New_Food Preparation_Natural Gas_Oven_E1_Baseline Forecast | Commercial | Office (WA) | New | Food Preparation | Natural Gas | Oven | E1 | Standard | Baseline Forecast | 41% | 41% | 41% | 41% | 41% | 41% | 41% | 41% | 41% | 41% | 41% | 41% | 41% | 41% | 41% | 41% | 41% | 41% | 41% | 41% | 41% | 41% | 41% | 41% | 41% | 41% | 41%
Commercial_Office (WA)_New_Food Preparation_Natural Gas_Oven_E2_Baseline Forecast | Commercial | Office (WA) | New | Food Preparation | Natural Gas | Oven | E2 | ENERGY STAR (>42% Baking Efficiency) | Baseline Forecast | 59% | 59% | 59% | 59% | 59% | 59% | 59% | 59% | 59% | 59% | 59% | 59% | 59% | 59% | 59% | 59% | 59% | 59% | 59% | 59% | 59% | 59% | 59% | 59% | 59% | 59% | 59%
Commercial_Office (WA)_New_Food Preparation_Natural Gas_Oven_E3_Baseline Forecast | Commercial | Office (WA) | New | Food Preparation | Natural Gas | Oven | E3 |  | Baseline Forecast | bar: 2019 to 2045
Commercial_Office (WA)_New_Food Preparation_Natural Gas_Oven_E4_Baseline Forecast | Commercial | Office (WA) | New | Food Preparation | Natural Gas | Oven | E4 |  | Baseline Forecast | bar: 2019 to 2045
Commercial_Office (WA)_New_Food Preparation_Natural Gas_Oven_E5_Baseline Forecast | Commercial | Office (WA) | New | Food Preparation | Natural Gas | Oven | E5 |  | Baseline Forecast | bar: 2019 to 2045
Commercial_Office (WA)_New_Food Preparation_Natural Gas_Oven_E6_Baseline Forecast | Commercial | Office (WA) | New | Food Preparation | Natural Gas | Oven | E6 |  | Baseline Forecast | bar: 2019 to 2045
Commercial_Office (WA)_New_Food Preparation_Natural Gas_Oven_E7_Baseline Forecast | Commercial | Office (WA) | New | Food Preparation | Natural Gas | Oven | E7 |  | Baseline Forecast | bar: 2019 to 2045
Commercial_Office (WA)_New_Food Preparation_Natural Gas_Oven_E8_Baseline Forecast | Commercial | Office (WA) | New | Food Preparation | Natural Gas | Oven | E8 |  | Baseline Forecast | bar: 2019 to 2045
Commercial_Office (WA)_New_Food Preparation_Natural Gas_Oven_E9_Baseline Forecast | Commercial | Office (WA) | New | Food Preparation | Natural Gas | Oven | E9 |  | Baseline Forecast | bar: 2019 to 2045
Commercial_Office (WA)_New_Food Preparation_Natural Gas_Oven_E10_Baseline Forecast | Commercial | Office (WA) | New | Food Preparation | Natural Gas | Oven | E10 |  | Baseline Forecast | bar: 2019 to 2045
Commercial_Office (WA)_New_Food Preparation_Natural Gas_Conveyor Oven_E1_Baseline Forecast | Commercial | Office (WA) | New | Food Preparation | Natural Gas | Conveyor Oven | E1 | Standard | Baseline Forecast | 41% | 41% | 41% | 41% | 41% | 41% | 41% | 41% | 41% | 41% | 41% | 41% | 41% | 41% | 41% | 41% | 41% | 41% | 41% | 41% | 41% | 41% | 41% | 41% | 41% | 41% | 41%
Commercial_Office (WA)_New_Food Preparation_Natural Gas_Conveyor Oven_E2_Baseline Forecast | Commercial | Office (WA) | New | Food Preparation | Natural Gas | Conveyor Oven | E2 | ENERGY STAR (>42% Baking Efficiency) | Baseline Forecast | 59% | 59% | 59% | 59% | 59% | 59% | 59% | 59% | 59% | 59% | 59% | 59% | 59% | 59% | 59% | 59% | 59% | 59% | 59% | 59% | 59% | 59% | 59% | 59% | 59% | 59% | 59%
Commercial_Office (WA)_New_Food Preparation_Natural Gas_Conveyor Oven_E3_Baseline Forecast | Commercial | Office (WA) | New | Food Preparation | Natural Gas | Conveyor Oven | E3 |  | Baseline Forecast | bar: 2019 to 2045
Commercial_Office (WA)_New_Food Preparation_Natural Gas_Conveyor Oven_E4_Baseline Forecast | Commercial | Office (WA) | New | Food Preparation | Natural Gas | Conveyor Oven | E4 |  | Baseline Forecast | bar: 2019 to 2045
Commercial_Office (WA)_New_Food Preparation_Natural Gas_Conveyor Oven_E5_Baseline Forecast | Commercial | Office (WA) | New | Food Preparation | Natural Gas | Conveyor Oven | E5 |  | Baseline Forecast | bar: 2019 to 2045
Commercial_Office (WA)_New_Food Preparation_Natural Gas_Conveyor Oven_E6_Baseline Forecast | Commercial | Office (WA) | New | Food Preparation | Natural Gas | Conveyor Oven | E6 |  | Baseline Forecast | bar: 2019 to 2045
Commercial_Office (WA)_New_Food Preparation_Natural Gas_Conveyor Oven_E7_Baseline Forecast | Commercial | Office (WA) | New | Food Preparation | Natural Gas | Conveyor Oven | E7 |  | Baseline Forecast | bar: 2019 to 2045
Commercial_Office (WA)_New_Food Preparation_Natural Gas_Conveyor Oven_E8_Baseline Forecast | Commercial | Office (WA) | New | Food Preparation | Natural Gas | Conveyor Oven | E8 |  | Baseline Forecast | bar: 2019 to 2045
Commercial_Office (WA)_New_Food Preparation_Natural Gas_Conveyor Oven_E9_Baseline Forecast | Commercial | Office (WA) | New | Food Preparation | Natural Gas | Conveyor Oven | E9 |  | Baseline Forecast | bar: 2019 to 2045
Commercial_Office (WA)_New_Food Preparation_Natural Gas_Conveyor Oven_E10_Baseline Forecast | Commercial | Office (WA) | New | Food Preparation | Natural Gas | Conveyor Oven | E10 |  | Baseline Forecast | bar: 2019 to 2045
Commercial_Office (WA)_New_Food Preparation_Natural Gas_Double Rack Oven_E1_Baseline Forecast | Commercial | Office (WA) | New | Food Preparation | Natural Gas | Double Rack Oven | E1 | Standard | Baseline Forecast | 41% | 41% | 41% | 41% | 41% | 41% | 41% | 41% | 41% | 41% | 41% | 41% | 41% | 41% | 41% | 41% | 41% | 41% | 41% | 41% | 41% | 41% | 41% | 41% | 41% | 41% | 41%
Commercial_Office (WA)_New_Food Preparation_Natural Gas_Double Rack Oven_E2_Baseline Forecast | Commercial | Office (WA) | New | Food Preparation | Natural Gas | Double Rack Oven | E2 | FTSC Qualified (>50% Cooking Efficiency) | Baseline Forecast | 59% | 59% | 59% | 59% | 59% | 59% | 59% | 59% | 59% | 59% | 59% | 59% | 59% | 59% | 59% | 59% | 59% | 59% | 59% | 59% | 59% | 59% | 59% | 59% | 59% | 59% | 59%
Commercial_Office (WA)_New_Food Preparation_Natural Gas_Double Rack Oven_E3_Baseline Forecast | Commercial | Office (WA) | New | Food Preparation | Natural Gas | Double Rack Oven | E3 |  | Baseline Forecast | bar: 2019 to 2045
Commercial_Office (WA)_New_Food Preparation_Natural Gas_Double Rack Oven_E4_Baseline Forecast | Commercial | Office (WA) | New | Food Preparation | Natural Gas | Double Rack Oven | E4 |  | Baseline Forecast | bar: 2019 to 2045
Commercial_Office (WA)_New_Food Preparation_Natural Gas_Double Rack Oven_E5_Baseline Forecast | Commercial | Office (WA) | New | Food Preparation | Natural Gas | Double Rack Oven | E5 |  | Baseline Forecast | bar: 2019 to 2045
Commercial_Office (WA)_New_Food Preparation_Natural Gas_Double Rack Oven_E6_Baseline Forecast | Commercial | Office (WA) | New | Food Preparation | Natural Gas | Double Rack Oven | E6 |  | Baseline Forecast | bar: 2019 to 2045
Commercial_Office (WA)_New_Food Preparation_Natural Gas_Double Rack Oven_E7_Baseline Forecast | Commercial | Office (WA) | New | Food Preparation | Natural Gas | Double Rack Oven | E7 |  | Baseline Forecast | bar: 2019 to 2045
Commercial_Office (WA)_New_Food Preparation_Natural Gas_Double Rack Oven_E8_Baseline Forecast | Commercial | Office (WA) | New | Food Preparation | Natural Gas | Double Rack Oven | E8 |  | Baseline Forecast | bar: 2019 to 2045
Commercial_Office (WA)_New_Food Preparation_Natural Gas_Double Rack Oven_E9_Baseline Forecast | Commercial | Office (WA) | New | Food Preparation | Natural Gas | Double Rack Oven | E9 |  | Baseline Forecast | bar: 2019 to 2045
Commercial_Office (WA)_New_Food Preparation_Natural Gas_Double Rack Oven_E10_Baseline Forecast | Commercial | Office (WA) | New | Food Preparation | Natural Gas | Double Rack Oven | E10 |  | Baseline Forecast | bar: 2019 to 2045
Commercial_Office (WA)_New_Food Preparation_Natural Gas_Fryer_E1_Baseline Forecast | Commercial | Office (WA) | New | Food Preparation | Natural Gas | Fryer | E1 | Standard | Baseline Forecast | 74% | 74% | 74% | 74% | 74% | 74% | 74% | 74% | 74% | 74% | 74% | 74% | 74% | 74% | 74% | 74% | 74% | 74% | 74% | 74% | 74% | 74% | 74% | 74% | 74% | 74% | 74%
Commercial_Office (WA)_New_Food Preparation_Natural Gas_Fryer_E2_Baseline Forecast | Commercial | Office (WA) | New | Food Preparation | Natural Gas | Fryer | E2 | ENERGY STAR | Baseline Forecast | 26% | 26% | 26% | 26% | 26% | 26% | 26% | 26% | 26% | 26% | 26% | 26% | 26% | 26% | 26% | 26% | 26% | 26% | 26% | 26% | 26% | 26% | 26% | 26% | 26% | 26% | 26%
Commercial_Office (WA)_New_Food Preparation_Natural Gas_Fryer_E3_Baseline Forecast | Commercial | Office (WA) | New | Food Preparation | Natural Gas | Fryer | E3 |  | Baseline Forecast | bar: 2019 to 2045
Commercial_Office (WA)_New_Food Preparation_Natural Gas_Fryer_E4_Baseline Forecast | Commercial | Office (WA) | New | Food Preparation | Natural Gas | Fryer | E4 |  | Baseline Forecast | bar: 2019 to 2045
Commercial_Office (WA)_New_Food Preparation_Natural Gas_Fryer_E5_Baseline Forecast | Commercial | Office (WA) | New | Food Preparation | Natural Gas | Fryer | E5 |  | Baseline Forecast | bar: 2019 to 2045
Commercial_Office (WA)_New_Food Preparation_Natural Gas_Fryer_E6_Baseline Forecast | Commercial | Office (WA) | New | Food Preparation | Natural Gas | Fryer | E6 |  | Baseline Forecast | bar: 2019 to 2045
Commercial_Office (WA)_New_Food Preparation_Natural Gas_Fryer_E7_Baseline Forecast | Commercial | Office (WA) | New | Food Preparation | Natural Gas | Fryer | E7 |  | Baseline Forecast | bar: 2019 to 2045
Commercial_Office (WA)_New_Food Preparation_Natural Gas_Fryer_E8_Baseline Forecast | Commercial | Office (WA) | New | Food Preparation | Natural Gas | Fryer | E8 |  | Baseline Forecast | bar: 2019 to 2045
Commercial_Office (WA)_New_Food Preparation_Natural Gas_Fryer_E9_Baseline Forecast | Commercial | Office (WA) | New | Food Preparation | Natural Gas | Fryer | E9 |  | Baseline Forecast | bar: 2019 to 2045
Commercial_Office (WA)_New_Food Preparation_Natural Gas_Fryer_E10_Baseline Forecast | Commercial | Office (WA) | New | Food Preparation | Natural Gas | Fryer | E10 |  | Baseline Forecast | bar: 2019 to 2045
Commercial_Office (WA)_New_Food Preparation_Natural Gas_Broiler_E1_Baseline Forecast | Commercial | Office (WA) | New | Food Preparation | Natural Gas | Broiler | E1 | Standard | Baseline Forecast | 74% | 74% | 74% | 74% | 74% | 74% | 74% | 74% | 74% | 74% | 74% | 74% | 74% | 74% | 74% | 74% | 74% | 74% | 74% | 74% | 74% | 74% | 74% | 74% | 74% | 74% | 74%
Commercial_Office (WA)_New_Food Preparation_Natural Gas_Broiler_E2_Baseline Forecast | Commercial | Office (WA) | New | Food Preparation | Natural Gas | Broiler | E2 | Infrared Burners | Baseline Forecast | 26% | 26% | 26% | 26% | 26% | 26% | 26% | 26% | 26% | 26% | 26% | 26% | 26% | 26% | 26% | 26% | 26% | 26% | 26% | 26% | 26% | 26% | 26% | 26% | 26% | 26% | 26%
Commercial_Office (WA)_New_Food Preparation_Natural Gas_Broiler_E3_Baseline Forecast | Commercial | Office (WA) | New | Food Preparation | Natural Gas | Broiler | E3 |  | Baseline Forecast | bar: 2019 to 2045
Commercial_Office (WA)_New_Food Preparation_Natural Gas_Broiler_E4_Baseline Forecast | Commercial | Office (WA) | New | Food Preparation | Natural Gas | Broiler | E4 |  | Baseline Forecast | bar: 2019 to 2045
Commercial_Office (WA)_New_Food Preparation_Natural Gas_Broiler_E5_Baseline Forecast | Commercial | Office (WA) | New | Food Preparation | Natural Gas | Broiler | E5 |  | Baseline Forecast | bar: 2019 to 2045
Commercial_Office (WA)_New_Food Preparation_Natural Gas_Broiler_E6_Baseline Forecast | Commercial | Office (WA) | New | Food Preparation | Natural Gas | Broiler | E6 |  | Baseline Forecast | bar: 2019 to 2045
Commercial_Office (WA)_New_Food Preparation_Natural Gas_Broiler_E7_Baseline Forecast | Commercial | Office (WA) | New | Food Preparation | Natural Gas | Broiler | E7 |  | Baseline Forecast | bar: 2019 to 2045
Commercial_Office (WA)_New_Food Preparation_Natural Gas_Broiler_E8_Baseline Forecast | Commercial | Office (WA) | New | Food Preparation | Natural Gas | Broiler | E8 |  | Baseline Forecast | bar: 2019 to 2045
Commercial_Office (WA)_New_Food Preparation_Natural Gas_Broiler_E9_Baseline Forecast | Commercial | Office (WA) | New | Food Preparation | Natural Gas | Broiler | E9 |  | Baseline Forecast | bar: 2019 to 2045
Commercial_Office (WA)_New_Food Preparation_Natural Gas_Broiler_E10_Baseline Forecast | Commercial | Office (WA) | New | Food Preparation | Natural Gas | Broiler | E10 |  | Baseline Forecast | bar: 2019 to 2045
Commercial_Office (WA)_New_Food Preparation_Natural Gas_Griddle_E1_Baseline Forecast | Commercial | Office (WA) | New | Food Preparation | Natural Gas | Griddle | E1 | Standard | Baseline Forecast | 71% | 71% | 71% | 71% | 71% | 71% | 71% | 71% | 71% | 71% | 71% | 71% | 71% | 71% | 71% | 71% | 71% | 71% | 71% | 71% | 71% | 71% | 71% | 71% | 71% | 71% | 71%
Commercial_Office (WA)_New_Food Preparation_Natural Gas_Griddle_E2_Baseline Forecast | Commercial | Office (WA) | New | Food Preparation | Natural Gas | Griddle | E2 | ENERGY STAR | Baseline Forecast | 29% | 29% | 29% | 29% | 29% | 29% | 29% | 29% | 29% | 29% | 29% | 29% | 29% | 29% | 29% | 29% | 29% | 29% | 29% | 29% | 29% | 29% | 29% | 29% | 29% | 29% | 29%
Commercial_Office (WA)_New_Food Preparation_Natural Gas_Griddle_E3_Baseline Forecast | Commercial | Office (WA) | New | Food Preparation | Natural Gas | Griddle | E3 |  | Baseline Forecast | bar: 2019 to 2045
Commercial_Office (WA)_New_Food Preparation_Natural Gas_Griddle_E4_Baseline Forecast | Commercial | Office (WA) | New | Food Preparation | Natural Gas | Griddle | E4 |  | Baseline Forecast | bar: 2019 to 2045
Commercial_Office (WA)_New_Food Preparation_Natural Gas_Griddle_E5_Baseline Forecast | Commercial | Office (WA) | New | Food Preparation | Natural Gas | Griddle | E5 |  | Baseline Forecast | bar: 2019 to 2045
Commercial_Office (WA)_New_Food Preparation_Natural Gas_Griddle_E6_Baseline Forecast | Commercial | Office (WA) | New | Food Preparation | Natural Gas | Griddle | E6 |  | Baseline Forecast | bar: 2019 to 2045
Commercial_Office (WA)_New_Food Preparation_Natural Gas_Griddle_E7_Baseline Forecast | Commercial | Office (WA) | New | Food Preparation | Natural Gas | Griddle | E7 |  | Baseline Forecast | bar: 2019 to 2045
Commercial_Office (WA)_New_Food Preparation_Natural Gas_Griddle_E8_Baseline Forecast | Commercial | Office (WA) | New | Food Preparation | Natural Gas | Griddle | E8 |  | Baseline Forecast | bar: 2019 to 2045
Commercial_Office (WA)_New_Food Preparation_Natural Gas_Griddle_E9_Baseline Forecast | Commercial | Office (WA) | New | Food Preparation | Natural Gas | Griddle | E9 |  | Baseline Forecast | bar: 2019 to 2045
Commercial_Office (WA)_New_Food Preparation_Natural Gas_Griddle_E10_Baseline Forecast | Commercial | Office (WA) | New | Food Preparation | Natural Gas | Griddle | E10 |  | Baseline Forecast | bar: 2019 to 2045
Commercial_Office (WA)_New_Food Preparation_Natural Gas_Range_E1_Baseline Forecast | Commercial | Office (WA) | New | Food Preparation | Natural Gas | Range | E1 | Standard | Baseline Forecast | 41% | 41% | 41% | 41% | 41% | 41% | 41% | 41% | 41% | 41% | 41% | 41% | 41% | 41% | 41% | 41% | 41% | 41% | 41% | 41% | 41% | 41% | 41% | 41% | 41% | 41% | 41%
Commercial_Office (WA)_New_Food Preparation_Natural Gas_Range_E2_Baseline Forecast | Commercial | Office (WA) | New | Food Preparation | Natural Gas | Range | E2 | High Efficiency | Baseline Forecast | 59% | 59% | 59% | 59% | 59% | 59% | 59% | 59% | 59% | 59% | 59% | 59% | 59% | 59% | 59% | 59% | 59% | 59% | 59% | 59% | 59% | 59% | 59% | 59% | 59% | 59% | 59%
Commercial_Office (WA)_New_Food Preparation_Natural Gas_Range_E3_Baseline Forecast | Commercial | Office (WA) | New | Food Preparation | Natural Gas | Range | E3 |  | Baseline Forecast | bar: 2019 to 2045
Commercial_Office (WA)_New_Food Preparation_Natural Gas_Range_E4_Baseline Forecast | Commercial | Office (WA) | New | Food Preparation | Natural Gas | Range | E4 |  | Baseline Forecast | bar: 2019 to 2045
Commercial_Office (WA)_New_Food Preparation_Natural Gas_Range_E5_Baseline Forecast | Commercial | Office (WA) | New | Food Preparation | Natural Gas | Range | E5 |  | Baseline Forecast | bar: 2019 to 2045
Commercial_Office (WA)_New_Food Preparation_Natural Gas_Range_E6_Baseline Forecast | Commercial | Office (WA) | New | Food Preparation | Natural Gas | Range | E6 |  | Baseline Forecast | bar: 2019 to 2045
Commercial_Office (WA)_New_Food Preparation_Natural Gas_Range_E7_Baseline Forecast | Commercial | Office (WA) | New | Food Preparation | Natural Gas | Range | E7 |  | Baseline Forecast | bar: 2019 to 2045
Commercial_Office (WA)_New_Food Preparation_Natural Gas_Range_E8_Baseline Forecast | Commercial | Office (WA) | New | Food Preparation | Natural Gas | Range | E8 |  | Baseline Forecast | bar: 2019 to 2045
Commercial_Office (WA)_New_Food Preparation_Natural Gas_Range_E9_Baseline Forecast | Commercial | Office (WA) | New | Food Preparation | Natural Gas | Range | E9 |  | Baseline Forecast | bar: 2019 to 2045
Commercial_Office (WA)_New_Food Preparation_Natural Gas_Range_E10_Baseline Forecast | Commercial | Office (WA) | New | Food Preparation | Natural Gas | Range | E10 |  | Baseline Forecast | bar: 2019 to 2045
Commercial_Office (WA)_New_Food Preparation_Natural Gas_Steamer_E1_Baseline Forecast | Commercial | Office (WA) | New | Food Preparation | Natural Gas | Steamer | E1 | Standard | Baseline Forecast | 50% | 50% | 50% | 50% | 50% | 50% | 50% | 50% | 50% | 50% | 50% | 50% | 50% | 50% | 50% | 50% | 50% | 50% | 50% | 50% | 50% | 50% | 50% | 50% | 50% | 50% | 50%
Commercial_Office (WA)_New_Food Preparation_Natural Gas_Steamer_E2_Baseline Forecast | Commercial | Office (WA) | New | Food Preparation | Natural Gas | Steamer | E2 | ENERGY STAR | Baseline Forecast | 50% | 50% | 50% | 50% | 50% | 50% | 50% | 50% | 50% | 50% | 50% | 50% | 50% | 50% | 50% | 50% | 50% | 50% | 50% | 50% | 50% | 50% | 50% | 50% | 50% | 50% | 50%
Commercial_Office (WA)_New_Food Preparation_Natural Gas_Steamer_E3_Baseline Forecast | Commercial | Office (WA) | New | Food Preparation | Natural Gas | Steamer | E3 |  | Baseline Forecast | bar: 2019 to 2045
Commercial_Office (WA)_New_Food Preparation_Natural Gas_Steamer_E4_Baseline Forecast | Commercial | Office (WA) | New | Food Preparation | Natural Gas | Steamer | E4 |  | Baseline Forecast | bar: 2019 to 2045
Commercial_Office (WA)_New_Food Preparation_Natural Gas_Steamer_E5_Baseline Forecast | Commercial | Office (WA) | New | Food Preparation | Natural Gas | Steamer | E5 |  | Baseline Forecast | bar: 2019 to 2045
Commercial_Office (WA)_New_Food Preparation_Natural Gas_Steamer_E6_Baseline Forecast | Commercial | Office (WA) | New | Food Preparation | Natural Gas | Steamer | E6 |  | Baseline Forecast | bar: 2019 to 2045
Commercial_Office (WA)_New_Food Preparation_Natural Gas_Steamer_E7_Baseline Forecast | Commercial | Office (WA) | New | Food Preparation | Natural Gas | Steamer | E7 |  | Baseline Forecast | bar: 2019 to 2045
Commercial_Office (WA)_New_Food Preparation_Natural Gas_Steamer_E8_Baseline Forecast | Commercial | Office (WA) | New | Food Preparation | Natural Gas | Steamer | E8 |  | Baseline Forecast | bar: 2019 to 2045
Commercial_Office (WA)_New_Food Preparation_Natural Gas_Steamer_E9_Baseline Forecast | Commercial | Office (WA) | New | Food Preparation | Natural Gas | Steamer | E9 |  | Baseline Forecast | bar: 2019 to 2045
Commercial_Office (WA)_New_Food Preparation_Natural Gas_Steamer_E10_Baseline Forecast | Commercial | Office (WA) | New | Food Preparation | Natural Gas | Steamer | E10 |  | Baseline Forecast | bar: 2019 to 2045
Commercial_Office (WA)_New_Food Preparation_Natural Gas_Food Prep Other_E1_Baseline Forecast | Commercial | Office (WA) | New | Food Preparation | Natural Gas | Food Prep Other | E1 | Standard | Baseline Forecast | 74% | 74% | 74% | 74% | 74% | 74% | 74% | 74% | 74% | 74% | 74% | 74% | 74% | 74% | 74% | 74% | 74% | 74% | 74% | 74% | 74% | 74% | 74% | 74% | 74% | 74% | 74%
Commercial_Office (WA)_New_Food Preparation_Natural Gas_Food Prep Other_E2_Baseline Forecast | Commercial | Office (WA) | New | Food Preparation | Natural Gas | Food Prep Other | E2 | ENERGY STAR | Baseline Forecast | 26% | 26% | 26% | 26% | 26% | 26% | 26% | 26% | 26% | 26% | 26% | 26% | 26% | 26% | 26% | 26% | 26% | 26% | 26% | 26% | 26% | 26% | 26% | 26% | 26% | 26% | 26%
Commercial_Office (WA)_New_Food Preparation_Natural Gas_Food Prep Other_E3_Baseline Forecast | Commercial | Office (WA) | New | Food Preparation | Natural Gas | Food Prep Other | E3 |  | Baseline Forecast | bar: 2019 to 2045
Commercial_Office (WA)_New_Food Preparation_Natural Gas_Food Prep Other_E4_Baseline Forecast | Commercial | Office (WA) | New | Food Preparation | Natural Gas | Food Prep Other | E4 |  | Baseline Forecast | bar: 2019 to 2045
Commercial_Office (WA)_New_Food Preparation_Natural Gas_Food Prep Other_E5_Baseline Forecast | Commercial | Office (WA) | New | Food Preparation | Natural Gas | Food Prep Other | E5 |  | Baseline Forecast | bar: 2019 to 2045
Commercial_Office (WA)_New_Food Preparation_Natural Gas_Food Prep Other_E6_Baseline Forecast | Commercial | Office (WA) | New | Food Preparation | Natural Gas | Food Prep Other | E6 |  | Baseline Forecast | bar: 2019 to 2045
Commercial_Office (WA)_New_Food Preparation_Natural Gas_Food Prep Other_E7_Baseline Forecast | Commercial | Office (WA) | New | Food Preparation | Natural Gas | Food Prep Other | E7 |  | Baseline Forecast | bar: 2019 to 2045
Commercial_Office (WA)_New_Food Preparation_Natural Gas_Food Prep Other_E8_Baseline Forecast | Commercial | Office (WA) | New | Food Preparation | Natural Gas | Food Prep Other | E8 |  | Baseline Forecast | bar: 2019 to 2045
Commercial_Office (WA)_New_Food Preparation_Natural Gas_Food Prep Other_E9_Baseline Forecast | Commercial | Office (WA) | New | Food Preparation | Natural Gas | Food Prep Other | E9 |  | Baseline Forecast | bar: 2019 to 2045
Commercial_Office (WA)_New_Food Preparation_Natural Gas_Food Prep Other_E10_Baseline Forecast | Commercial | Office (WA) | New | Food Preparation | Natural Gas | Food Prep Other | E10 |  | Baseline Forecast | bar: 2019 to 2045
Commercial_Office (WA)_New_Miscellaneous_Natural Gas_Pool Heater_E1_Baseline Forecast | Commercial | Office (WA) | New | Miscellaneous | Natural Gas | Pool Heater | E1 | Standard (EF .82) | Baseline Forecast | 90% | 90% | 90% | 90% | 90% | 90% | 90% | 90% | 90% | 90% | 90% | 90% | 90% | 90% | 90% | 90% | 90% | 90% | 90% | 90% | 90% | 90% | 90% | 90% | 90% | 90% | 90%
Commercial_Office (WA)_New_Miscellaneous_Natural Gas_Pool Heater_E2_Baseline Forecast | Commercial | Office (WA) | New | Miscellaneous | Natural Gas | Pool Heater | E2 | Condensing (EF .90) | Baseline Forecast | 10% | 10% | 10% | 10% | 10% | 10% | 10% | 10% | 10% | 10% | 10% | 10% | 10% | 10% | 10% | 10% | 10% | 10% | 10% | 10% | 10% | 10% | 10% | 10% | 10% | 10% | 10%
Commercial_Office (WA)_New_Miscellaneous_Natural Gas_Pool Heater_E3_Baseline Forecast | Commercial | Office (WA) | New | Miscellaneous | Natural Gas | Pool Heater | E3 |  | Baseline Forecast | bar: 2019 to 2045
Commercial_Office (WA)_New_Miscellaneous_Natural Gas_Pool Heater_E4_Baseline Forecast | Commercial | Office (WA) | New | Miscellaneous | Natural Gas | Pool Heater | E4 |  | Baseline Forecast | bar: 2019 to 2045
Commercial_Office (WA)_New_Miscellaneous_Natural Gas_Pool Heater_E5_Baseline Forecast | Commercial | Office (WA) | New | Miscellaneous | Natural Gas | Pool Heater | E5 |  | Baseline Forecast | bar: 2019 to 2045
Commercial_Office (WA)_New_Miscellaneous_Natural Gas_Pool Heater_E6_Baseline Forecast | Commercial | Office (WA) | New | Miscellaneous | Natural Gas | Pool Heater | E6 |  | Baseline Forecast | bar: 2019 to 2045
Commercial_Office (WA)_New_Miscellaneous_Natural Gas_Pool Heater_E7_Baseline Forecast | Commercial | Office (WA) | New | Miscellaneous | Natural Gas | Pool Heater | E7 |  | Baseline Forecast | bar: 2019 to 2045
Commercial_Office (WA)_New_Miscellaneous_Natural Gas_Pool Heater_E8_Baseline Forecast | Commercial | Office (WA) | New | Miscellaneous | Natural Gas | Pool Heater | E8 |  | Baseline Forecast | bar: 2019 to 2045
Commercial_Office (WA)_New_Miscellaneous_Natural Gas_Pool Heater_E9_Baseline Forecast | Commercial | Office (WA) | New | Miscellaneous | Natural Gas | Pool Heater | E9 |  | Baseline Forecast | bar: 2019 to 2045
Commercial_Office (WA)_New_Miscellaneous_Natural Gas_Pool Heater_E10_Baseline Forecast | Commercial | Office (WA) | New | Miscellaneous | Natural Gas | Pool Heater | E10 |  | Baseline Forecast | bar: 2019 to 2045
Commercial_Office (WA)_New_Miscellaneous_Natural Gas_Miscellaneous_E1_Baseline Forecast | Commercial | Office (WA) | New | Miscellaneous | Natural Gas | Miscellaneous | E1 | Standard | Baseline Forecast | 100% | 100% | 100% | 100% | 100% | 100% | 100% | 100% | 100% | 100% | 100% | 100% | 100% | 100% | 100% | 100% | 100% | 100% | 100% | 100% | 100% | 100% | 100% | 100% | 100% | 100% | 100%
Commercial_Office (WA)_New_Miscellaneous_Natural Gas_Miscellaneous_E2_Baseline Forecast | Commercial | Office (WA) | New | Miscellaneous | Natural Gas | Miscellaneous | E2 |  | Baseline Forecast | bar: 2019 to 2045
Commercial_Office (WA)_New_Miscellaneous_Natural Gas_Miscellaneous_E3_Baseline Forecast | Commercial | Office (WA) | New | Miscellaneous | Natural Gas | Miscellaneous | E3 |  | Baseline Forecast | bar: 2019 to 2045
Commercial_Office (WA)_New_Miscellaneous_Natural Gas_Miscellaneous_E4_Baseline Forecast | Commercial | Office (WA) | New | Miscellaneous | Natural Gas | Miscellaneous | E4 |  | Baseline Forecast | bar: 2019 to 2045
Commercial_Office (WA)_New_Miscellaneous_Natural Gas_Miscellaneous_E5_Baseline Forecast | Commercial | Office (WA) | New | Miscellaneous | Natural Gas | Miscellaneous | E5 |  | Baseline Forecast | bar: 2019 to 2045
Commercial_Office (WA)_New_Miscellaneous_Natural Gas_Miscellaneous_E6_Baseline Forecast | Commercial | Office (WA) | New | Miscellaneous | Natural Gas | Miscellaneous | E6 |  | Baseline Forecast | bar: 2019 to 2045
Commercial_Office (WA)_New_Miscellaneous_Natural Gas_Miscellaneous_E7_Baseline Forecast | Commercial | Office (WA) | New | Miscellaneous | Natural Gas | Miscellaneous | E7 |  | Baseline Forecast | bar: 2019 to 2045
Commercial_Office (WA)_New_Miscellaneous_Natural Gas_Miscellaneous_E8_Baseline Forecast | Commercial | Office (WA) | New | Miscellaneous | Natural Gas | Miscellaneous | E8 |  | Baseline Forecast | bar: 2019 to 2045
Commercial_Office (WA)_New_Miscellaneous_Natural Gas_Miscellaneous_E9_Baseline Forecast | Commercial | Office (WA) | New | Miscellaneous | Natural Gas | Miscellaneous | E9 |  | Baseline Forecast | bar: 2019 to 2045
Commercial_Office (WA)_New_Miscellaneous_Natural Gas_Miscellaneous_E10_Baseline Forecast | Commercial | Office (WA) | New | Miscellaneous | Natural Gas | Miscellaneous | E10 |  | Baseline Forecast | bar: 2019 to 2045
Commercial_Restaurant (WA)_Existing_Space Heating_Natural Gas_Furnace_E1_Baseline Forecast | Commercial | Restaurant (WA) | Existing | Space Heating | Natural Gas | Furnace | E1 | AFUE 80% (Standard) | Baseline Forecast | 100% | 100% | 100% | 100% | 100% | 100% | 100% | 100% | 100% | 100% | 100% | 100% | 100% | 100% | 100% | 100% | 100% | 100% | 100% | 100% | 100% | 100% | 100% | 100% | 100% | 100% | 100%
Commercial_Restaurant (WA)_Existing_Space Heating_Natural Gas_Furnace_E2_Baseline Forecast | Commercial | Restaurant (WA) | Existing | Space Heating | Natural Gas | Furnace | E2 | AFUE 90% | Baseline Forecast | bar: 2019 to 2045
Commercial_Restaurant (WA)_Existing_Space Heating_Natural Gas_Furnace_E3_Baseline Forecast | Commercial | Restaurant (WA) | Existing | Space Heating | Natural Gas | Furnace | E3 | AFUE 96% | Baseline Forecast | bar: 2019 to 2045
Commercial_Restaurant (WA)_Existing_Space Heating_Natural Gas_Furnace_E4_Baseline Forecast | Commercial | Restaurant (WA) | Existing | Space Heating | Natural Gas | Furnace | E4 |  | Baseline Forecast | bar: 2019 to 2045
Commercial_Restaurant (WA)_Existing_Space Heating_Natural Gas_Furnace_E5_Baseline Forecast | Commercial | Restaurant (WA) | Existing | Space Heating | Natural Gas | Furnace | E5 |  | Baseline Forecast | bar: 2019 to 2045
Commercial_Restaurant (WA)_Existing_Space Heating_Natural Gas_Furnace_E6_Baseline Forecast | Commercial | Restaurant (WA) | Existing | Space Heating | Natural Gas | Furnace | E6 |  | Baseline Forecast | bar: 2019 to 2045
Commercial_Restaurant (WA)_Existing_Space Heating_Natural Gas_Furnace_E7_Baseline Forecast | Commercial | Restaurant (WA) | Existing | Space Heating | Natural Gas | Furnace | E7 |  | Baseline Forecast | bar: 2019 to 2045
Commercial_Restaurant (WA)_Existing_Space Heating_Natural Gas_Furnace_E8_Baseline Forecast | Commercial | Restaurant (WA) | Existing | Space Heating | Natural Gas | Furnace | E8 |  | Baseline Forecast | bar: 2019 to 2045
Commercial_Restaurant (WA)_Existing_Space Heating_Natural Gas_Furnace_E9_Baseline Forecast | Commercial | Restaurant (WA) | Existing | Space Heating | Natural Gas | Furnace | E9 |  | Baseline Forecast | bar: 2019 to 2045
Commercial_Restaurant (WA)_Existing_Space Heating_Natural Gas_Furnace_E10_Baseline Forecast | Commercial | Restaurant (WA) | Existing | Space Heating | Natural Gas | Furnace | E10 |  | Baseline Forecast | bar: 2019 to 2045
Commercial_Restaurant (WA)_Existing_Space Heating_Natural Gas_Boiler_E1_Baseline Forecast | Commercial | Restaurant (WA) | Existing | Space Heating | Natural Gas | Boiler | E1 | AFUE 80% (Standard) | Baseline Forecast | 77.3% | 77.3% | 77.3% | 75.86% | 75.86% | 75.86% | 74.23% | 66.27% | 66.27% | 63.87% | 63.87% | 63.87% | 63.87% | 61.11% | 61.11% | 67.69% | 67.69% | 67.69% | 64.71% | 64.71% | 67.69% | 64.71% | 64.71% | 64.71% | 64.71% | 64.71% | 64.71%
Commercial_Restaurant (WA)_Existing_Space Heating_Natural Gas_Boiler_E2_Baseline Forecast | Commercial | Restaurant (WA) | Existing | Space Heating | Natural Gas | Boiler | E2 | AFUE 85% | Baseline Forecast | bar: 2019 to 2045
Commercial_Restaurant (WA)_Existing_Space Heating_Natural Gas_Boiler_E3_Baseline Forecast | Commercial | Restaurant (WA) | Existing | Space Heating | Natural Gas | Boiler | E3 | AFUE 97% | Baseline Forecast | 22.7% | 22.7% | 22.7% | 24.14% | 24.14% | 24.14% | 25.77% | 33.73% | 33.73% | 36.13% | 36.13% | 36.13% | 36.13% | 38.89% | 38.89% | 32.31% | 32.31% | 32.31% | 35.29% | 35.29% | 32.31% | 35.29% | 35.29% | 35.29% | 35.29% | 35.29% | 35.29%
Commercial_Restaurant (WA)_Existing_Space Heating_Natural Gas_Boiler_E4_Baseline Forecast | Commercial | Restaurant (WA) | Existing | Space Heating | Natural Gas | Boiler | E4 | Convert to NG Air Source Heat Pump | Baseline Forecast | bar: 2019 to 2045
Commercial_Restaurant (WA)_Existing_Space Heating_Natural Gas_Boiler_E5_Baseline Forecast | Commercial | Restaurant (WA) | Existing | Space Heating | Natural Gas | Boiler | E5 |  | Baseline Forecast | bar: 2019 to 2045
Commercial_Restaurant (WA)_Existing_Space Heating_Natural Gas_Boiler_E6_Baseline Forecast | Commercial | Restaurant (WA) | Existing | Space Heating | Natural Gas | Boiler | E6 |  | Baseline Forecast | bar: 2019 to 2045
Commercial_Restaurant (WA)_Existing_Space Heating_Natural Gas_Boiler_E7_Baseline Forecast | Commercial | Restaurant (WA) | Existing | Space Heating | Natural Gas | Boiler | E7 |  | Baseline Forecast | bar: 2019 to 2045
Commercial_Restaurant (WA)_Existing_Space Heating_Natural Gas_Boiler_E8_Baseline Forecast | Commercial | Restaurant (WA) | Existing | Space Heating | Natural Gas | Boiler | E8 |  | Baseline Forecast | bar: 2019 to 2045
Commercial_Restaurant (WA)_Existing_Space Heating_Natural Gas_Boiler_E9_Baseline Forecast | Commercial | Restaurant (WA) | Existing | Space Heating | Natural Gas | Boiler | E9 |  | Baseline Forecast | bar: 2019 to 2045
Commercial_Restaurant (WA)_Existing_Space Heating_Natural Gas_Boiler_E10_Baseline Forecast | Commercial | Restaurant (WA) | Existing | Space Heating | Natural Gas | Boiler | E10 |  | Baseline Forecast | bar: 2019 to 2045
Commercial_Restaurant (WA)_Existing_Space Heating_Natural Gas_Unit Heater_E1_Baseline Forecast | Commercial | Restaurant (WA) | Existing | Space Heating | Natural Gas | Unit Heater | E1 | Standard | Baseline Forecast | 100% | 100% | 100% | 100% | 100% | 100% | 100% | 100% | 100% | 100% | 100% | 100% | 100% | 100% | 100% | 100% | 100% | 100% | 100% | 100% | 100% | 100% | 100% | 100% | 100% | 100% | 100%
Commercial_Restaurant (WA)_Existing_Space Heating_Natural Gas_Unit Heater_E2_Baseline Forecast | Commercial | Restaurant (WA) | Existing | Space Heating | Natural Gas | Unit Heater | E2 | Condensing | Baseline Forecast | bar: 2019 to 2045
Commercial_Restaurant (WA)_Existing_Space Heating_Natural Gas_Unit Heater_E3_Baseline Forecast | Commercial | Restaurant (WA) | Existing | Space Heating | Natural Gas | Unit Heater | E3 | Infrared Radiant | Baseline Forecast | bar: 2019 to 2045
Commercial_Restaurant (WA)_Existing_Space Heating_Natural Gas_Unit Heater_E4_Baseline Forecast | Commercial | Restaurant (WA) | Existing | Space Heating | Natural Gas | Unit Heater | E4 |  | Baseline Forecast | bar: 2019 to 2045
Commercial_Restaurant (WA)_Existing_Space Heating_Natural Gas_Unit Heater_E5_Baseline Forecast | Commercial | Restaurant (WA) | Existing | Space Heating | Natural Gas | Unit Heater | E5 |  | Baseline Forecast | bar: 2019 to 2045
Commercial_Restaurant (WA)_Existing_Space Heating_Natural Gas_Unit Heater_E6_Baseline Forecast | Commercial | Restaurant (WA) | Existing | Space Heating | Natural Gas | Unit Heater | E6 |  | Baseline Forecast | bar: 2019 to 2045
Commercial_Restaurant (WA)_Existing_Space Heating_Natural Gas_Unit Heater_E7_Baseline Forecast | Commercial | Restaurant (WA) | Existing | Space Heating | Natural Gas | Unit Heater | E7 |  | Baseline Forecast | bar: 2019 to 2045
Commercial_Restaurant (WA)_Existing_Space Heating_Natural Gas_Unit Heater_E8_Baseline Forecast | Commercial | Restaurant (WA) | Existing | Space Heating | Natural Gas | Unit Heater | E8 |  | Baseline Forecast | bar: 2019 to 2045
Commercial_Restaurant (WA)_Existing_Space Heating_Natural Gas_Unit Heater_E9_Baseline Forecast | Commercial | Restaurant (WA) | Existing | Space Heating | Natural Gas | Unit Heater | E9 |  | Baseline Forecast | bar: 2019 to 2045
Commercial_Restaurant (WA)_Existing_Space Heating_Natural Gas_Unit Heater_E10_Baseline Forecast | Commercial | Restaurant (WA) | Existing | Space Heating | Natural Gas | Unit Heater | E10 |  | Baseline Forecast | bar: 2019 to 2045
Commercial_Restaurant (WA)_Existing_Water Heating_Natural Gas_Water Heater_E1_Baseline Forecast | Commercial | Restaurant (WA) | Existing | Water Heating | Natural Gas | Water Heater | E1 | TE 0.80 | Baseline Forecast | 47% | 47% | 47% | 47% | 47% | 47% | 47% | 47% | 47% | 47% | 47% | 47% | 47% | 47% | 47% | 47% | 47% | 47% | 47% | 47% | 47% | 47% | 47% | 47% | 47% | 47% | 47%
Commercial_Restaurant (WA)_Existing_Water Heating_Natural Gas_Water Heater_E2_Baseline Forecast | Commercial | Restaurant (WA) | Existing | Water Heating | Natural Gas | Water Heater | E2 | TE 0.90 | Baseline Forecast | bar: 2019 to 2045
Commercial_Restaurant (WA)_Existing_Water Heating_Natural Gas_Water Heater_E3_Baseline Forecast | Commercial | Restaurant (WA) | Existing | Water Heating | Natural Gas | Water Heater | E3 | TE 0.94 | Baseline Forecast | 53% | 53% | 53% | 53% | 53% | 53% | 53% | 53% | 53% | 53% | 53% | 53% | 53% | 53% | 53% | 53% | 53% | 53% | 53% | 53% | 53% | 53% | 53% | 53% | 53% | 53% | 53%
Commercial_Restaurant (WA)_Existing_Water Heating_Natural Gas_Water Heater_E4_Baseline Forecast | Commercial | Restaurant (WA) | Existing | Water Heating | Natural Gas | Water Heater | E4 | Instantaneous TE 0.94 | Baseline Forecast | bar: 2019 to 2045
Commercial_Restaurant (WA)_Existing_Water Heating_Natural Gas_Water Heater_E5_Baseline Forecast | Commercial | Restaurant (WA) | Existing | Water Heating | Natural Gas | Water Heater | E5 | Gas-Fired Absorption HPWH | Baseline Forecast | bar: 2019 to 2045
Commercial_Restaurant (WA)_Existing_Water Heating_Natural Gas_Water Heater_E6_Baseline Forecast | Commercial | Restaurant (WA) | Existing | Water Heating | Natural Gas | Water Heater | E6 |  | Baseline Forecast | bar: 2019 to 2045
Commercial_Restaurant (WA)_Existing_Water Heating_Natural Gas_Water Heater_E7_Baseline Forecast | Commercial | Restaurant (WA) | Existing | Water Heating | Natural Gas | Water Heater | E7 |  | Baseline Forecast | bar: 2019 to 2045
Commercial_Restaurant (WA)_Existing_Water Heating_Natural Gas_Water Heater_E8_Baseline Forecast | Commercial | Restaurant (WA) | Existing | Water Heating | Natural Gas | Water Heater | E8 |  | Baseline Forecast | bar: 2019 to 2045
Commercial_Restaurant (WA)_Existing_Water Heating_Natural Gas_Water Heater_E9_Baseline Forecast | Commercial | Restaurant (WA) | Existing | Water Heating | Natural Gas | Water Heater | E9 |  | Baseline Forecast | bar: 2019 to 2045
Commercial_Restaurant (WA)_Existing_Water Heating_Natural Gas_Water Heater_E10_Baseline Forecast | Commercial | Restaurant (WA) | Existing | Water Heating | Natural Gas | Water Heater | E10 |  | Baseline Forecast | bar: 2019 to 2045
Commercial_Restaurant (WA)_Existing_Food Preparation_Natural Gas_Oven_E1_Baseline Forecast | Commercial | Restaurant (WA) | Existing | Food Preparation | Natural Gas | Oven | E1 | Standard | Baseline Forecast | 41% | 41% | 41% | 41% | 41% | 41% | 41% | 41% | 41% | 41% | 41% | 41% | 41% | 41% | 41% | 41% | 41% | 41% | 41% | 41% | 41% | 41% | 41% | 41% | 41% | 41% | 41%
Commercial_Restaurant (WA)_Existing_Food Preparation_Natural Gas_Oven_E2_Baseline Forecast | Commercial | Restaurant (WA) | Existing | Food Preparation | Natural Gas | Oven | E2 | ENERGY STAR (>42% Baking Efficiency) | Baseline Forecast | 59% | 59% | 59% | 59% | 59% | 59% | 59% | 59% | 59% | 59% | 59% | 59% | 59% | 59% | 59% | 59% | 59% | 59% | 59% | 59% | 59% | 59% | 59% | 59% | 59% | 59% | 59%
Commercial_Restaurant (WA)_Existing_Food Preparation_Natural Gas_Oven_E3_Baseline Forecast | Commercial | Restaurant (WA) | Existing | Food Preparation | Natural Gas | Oven | E3 |  | Baseline Forecast | bar: 2019 to 2045
Commercial_Restaurant (WA)_Existing_Food Preparation_Natural Gas_Oven_E4_Baseline Forecast | Commercial | Restaurant (WA) | Existing | Food Preparation | Natural Gas | Oven | E4 |  | Baseline Forecast | bar: 2019 to 2045
Commercial_Restaurant (WA)_Existing_Food Preparation_Natural Gas_Oven_E5_Baseline Forecast | Commercial | Restaurant (WA) | Existing | Food Preparation | Natural Gas | Oven | E5 |  | Baseline Forecast | bar: 2019 to 2045
Commercial_Restaurant (WA)_Existing_Food Preparation_Natural Gas_Oven_E6_Baseline Forecast | Commercial | Restaurant (WA) | Existing | Food Preparation | Natural Gas | Oven | E6 |  | Baseline Forecast | bar: 2019 to 2045
Commercial_Restaurant (WA)_Existing_Food Preparation_Natural Gas_Oven_E7_Baseline Forecast | Commercial | Restaurant (WA) | Existing | Food Preparation | Natural Gas | Oven | E7 |  | Baseline Forecast | bar: 2019 to 2045
Commercial_Restaurant (WA)_Existing_Food Preparation_Natural Gas_Oven_E8_Baseline Forecast | Commercial | Restaurant (WA) | Existing | Food Preparation | Natural Gas | Oven | E8 |  | Baseline Forecast | bar: 2019 to 2045
Commercial_Restaurant (WA)_Existing_Food Preparation_Natural Gas_Oven_E9_Baseline Forecast | Commercial | Restaurant (WA) | Existing | Food Preparation | Natural Gas | Oven | E9 |  | Baseline Forecast | bar: 2019 to 2045
Commercial_Restaurant (WA)_Existing_Food Preparation_Natural Gas_Oven_E10_Baseline Forecast | Commercial | Restaurant (WA) | Existing | Food Preparation | Natural Gas | Oven | E10 |  | Baseline Forecast | bar: 2019 to 2045
Commercial_Restaurant (WA)_Existing_Food Preparation_Natural Gas_Conveyor Oven_E1_Baseline Forecast | Commercial | Restaurant (WA) | Existing | Food Preparation | Natural Gas | Conveyor Oven | E1 | Standard | Baseline Forecast | 41% | 41% | 41% | 41% | 41% | 41% | 41% | 41% | 41% | 41% | 41% | 41% | 41% | 41% | 41% | 41% | 41% | 41% | 41% | 41% | 41% | 41% | 41% | 41% | 41% | 41% | 41%
Commercial_Restaurant (WA)_Existing_Food Preparation_Natural Gas_Conveyor Oven_E2_Baseline Forecast | Commercial | Restaurant (WA) | Existing | Food Preparation | Natural Gas | Conveyor Oven | E2 | ENERGY STAR (>42% Baking Efficiency) | Baseline Forecast | 59% | 59% | 59% | 59% | 59% | 59% | 59% | 59% | 59% | 59% | 59% | 59% | 59% | 59% | 59% | 59% | 59% | 59% | 59% | 59% | 59% | 59% | 59% | 59% | 59% | 59% | 59%
Commercial_Restaurant (WA)_Existing_Food Preparation_Natural Gas_Conveyor Oven_E3_Baseline Forecast | Commercial | Restaurant (WA) | Existing | Food Preparation | Natural Gas | Conveyor Oven | E3 |  | Baseline Forecast | bar: 2019 to 2045
Commercial_Restaurant (WA)_Existing_Food Preparation_Natural Gas_Conveyor Oven_E4_Baseline Forecast | Commercial | Restaurant (WA) | Existing | Food Preparation | Natural Gas | Conveyor Oven | E4 |  | Baseline Forecast | bar: 2019 to 2045
Commercial_Restaurant (WA)_Existing_Food Preparation_Natural Gas_Conveyor Oven_E5_Baseline Forecast | Commercial | Restaurant (WA) | Existing | Food Preparation | Natural Gas | Conveyor Oven | E5 |  | Baseline Forecast | bar: 2019 to 2045
Commercial_Restaurant (WA)_Existing_Food Preparation_Natural Gas_Conveyor Oven_E6_Baseline Forecast | Commercial | Restaurant (WA) | Existing | Food Preparation | Natural Gas | Conveyor Oven | E6 |  | Baseline Forecast | bar: 2019 to 2045
Commercial_Restaurant (WA)_Existing_Food Preparation_Natural Gas_Conveyor Oven_E7_Baseline Forecast | Commercial | Restaurant (WA) | Existing | Food Preparation | Natural Gas | Conveyor Oven | E7 |  | Baseline Forecast | bar: 2019 to 2045
Commercial_Restaurant (WA)_Existing_Food Preparation_Natural Gas_Conveyor Oven_E8_Baseline Forecast | Commercial | Restaurant (WA) | Existing | Food Preparation | Natural Gas | Conveyor Oven | E8 |  | Baseline Forecast | bar: 2019 to 2045
Commercial_Restaurant (WA)_Existing_Food Preparation_Natural Gas_Conveyor Oven_E9_Baseline Forecast | Commercial | Restaurant (WA) | Existing | Food Preparation | Natural Gas | Conveyor Oven | E9 |  | Baseline Forecast | bar: 2019 to 2045
Commercial_Restaurant (WA)_Existing_Food Preparation_Natural Gas_Conveyor Oven_E10_Baseline Forecast | Commercial | Restaurant (WA) | Existing | Food Preparation | Natural Gas | Conveyor Oven | E10 |  | Baseline Forecast | bar: 2019 to 2045
Commercial_Restaurant (WA)_Existing_Food Preparation_Natural Gas_Double Rack Oven_E1_Baseline Forecast | Commercial | Restaurant (WA) | Existing | Food Preparation | Natural Gas | Double Rack Oven | E1 | Standard | Baseline Forecast | 41% | 41% | 41% | 41% | 41% | 41% | 41% | 41% | 41% | 41% | 41% | 41% | 41% | 41% | 41% | 41% | 41% | 41% | 41% | 41% | 41% | 41% | 41% | 41% | 41% | 41% | 41%
Commercial_Restaurant (WA)_Existing_Food Preparation_Natural Gas_Double Rack Oven_E2_Baseline Forecast | Commercial | Restaurant (WA) | Existing | Food Preparation | Natural Gas | Double Rack Oven | E2 | FTSC Qualified (>50% Cooking Efficiency) | Baseline Forecast | 59% | 59% | 59% | 59% | 59% | 59% | 59% | 59% | 59% | 59% | 59% | 59% | 59% | 59% | 59% | 59% | 59% | 59% | 59% | 59% | 59% | 59% | 59% | 59% | 59% | 59% | 59%
Commercial_Restaurant (WA)_Existing_Food Preparation_Natural Gas_Double Rack Oven_E3_Baseline Forecast | Commercial | Restaurant (WA) | Existing | Food Preparation | Natural Gas | Double Rack Oven | E3 |  | Baseline Forecast | bar: 2019 to 2045
Commercial_Restaurant (WA)_Existing_Food Preparation_Natural Gas_Double Rack Oven_E4_Baseline Forecast | Commercial | Restaurant (WA) | Existing | Food Preparation | Natural Gas | Double Rack Oven | E4 |  | Baseline Forecast | bar: 2019 to 2045
Commercial_Restaurant (WA)_Existing_Food Preparation_Natural Gas_Double Rack Oven_E5_Baseline Forecast | Commercial | Restaurant (WA) | Existing | Food Preparation | Natural Gas | Double Rack Oven | E5 |  | Baseline Forecast | bar: 2019 to 2045
Commercial_Restaurant (WA)_Existing_Food Preparation_Natural Gas_Double Rack Oven_E6_Baseline Forecast | Commercial | Restaurant (WA) | Existing | Food Preparation | Natural Gas | Double Rack Oven | E6 |  | Baseline Forecast | bar: 2019 to 2045
Commercial_Restaurant (WA)_Existing_Food Preparation_Natural Gas_Double Rack Oven_E7_Baseline Forecast | Commercial | Restaurant (WA) | Existing | Food Preparation | Natural Gas | Double Rack Oven | E7 |  | Baseline Forecast | bar: 2019 to 2045
Commercial_Restaurant (WA)_Existing_Food Preparation_Natural Gas_Double Rack Oven_E8_Baseline Forecast | Commercial | Restaurant (WA) | Existing | Food Preparation | Natural Gas | Double Rack Oven | E8 |  | Baseline Forecast | bar: 2019 to 2045
Commercial_Restaurant (WA)_Existing_Food Preparation_Natural Gas_Double Rack Oven_E9_Baseline Forecast | Commercial | Restaurant (WA) | Existing | Food Preparation | Natural Gas | Double Rack Oven | E9 |  | Baseline Forecast | bar: 2019 to 2045
Commercial_Restaurant (WA)_Existing_Food Preparation_Natural Gas_Double Rack Oven_E10_Baseline Forecast | Commercial | Restaurant (WA) | Existing | Food Preparation | Natural Gas | Double Rack Oven | E10 |  | Baseline Forecast | bar: 2019 to 2045
Commercial_Restaurant (WA)_Existing_Food Preparation_Natural Gas_Fryer_E1_Baseline Forecast | Commercial | Restaurant (WA) | Existing | Food Preparation | Natural Gas | Fryer | E1 | Standard | Baseline Forecast | 74% | 74% | 74% | 74% | 74% | 74% | 74% | 74% | 74% | 74% | 74% | 74% | 74% | 74% | 74% | 74% | 74% | 74% | 74% | 74% | 74% | 74% | 74% | 74% | 74% | 74% | 74%
Commercial_Restaurant (WA)_Existing_Food Preparation_Natural Gas_Fryer_E2_Baseline Forecast | Commercial | Restaurant (WA) | Existing | Food Preparation | Natural Gas | Fryer | E2 | ENERGY STAR | Baseline Forecast | 26% | 26% | 26% | 26% | 26% | 26% | 26% | 26% | 26% | 26% | 26% | 26% | 26% | 26% | 26% | 26% | 26% | 26% | 26% | 26% | 26% | 26% | 26% | 26% | 26% | 26% | 26%
Commercial_Restaurant (WA)_Existing_Food Preparation_Natural Gas_Fryer_E3_Baseline Forecast | Commercial | Restaurant (WA) | Existing | Food Preparation | Natural Gas | Fryer | E3 |  | Baseline Forecast | bar: 2019 to 2045
Commercial_Restaurant (WA)_Existing_Food Preparation_Natural Gas_Fryer_E4_Baseline Forecast | Commercial | Restaurant (WA) | Existing | Food Preparation | Natural Gas | Fryer | E4 |  | Baseline Forecast | bar: 2019 to 2045
Commercial_Restaurant (WA)_Existing_Food Preparation_Natural Gas_Fryer_E5_Baseline Forecast | Commercial | Restaurant (WA) | Existing | Food Preparation | Natural Gas | Fryer | E5 |  | Baseline Forecast | bar: 2019 to 2045
Commercial_Restaurant (WA)_Existing_Food Preparation_Natural Gas_Fryer_E6_Baseline Forecast | Commercial | Restaurant (WA) | Existing | Food Preparation | Natural Gas | Fryer | E6 |  | Baseline Forecast | bar: 2019 to 2045
Commercial_Restaurant (WA)_Existing_Food Preparation_Natural Gas_Fryer_E7_Baseline Forecast | Commercial | Restaurant (WA) | Existing | Food Preparation | Natural Gas | Fryer | E7 |  | Baseline Forecast | bar: 2019 to 2045
Commercial_Restaurant (WA)_Existing_Food Preparation_Natural Gas_Fryer_E8_Baseline Forecast | Commercial | Restaurant (WA) | Existing | Food Preparation | Natural Gas | Fryer | E8 |  | Baseline Forecast | bar: 2019 to 2045
Commercial_Restaurant (WA)_Existing_Food Preparation_Natural Gas_Fryer_E9_Baseline Forecast | Commercial | Restaurant (WA) | Existing | Food Preparation | Natural Gas | Fryer | E9 |  | Baseline Forecast | bar: 2019 to 2045
Commercial_Restaurant (WA)_Existing_Food Preparation_Natural Gas_Fryer_E10_Baseline Forecast | Commercial | Restaurant (WA) | Existing | Food Preparation | Natural Gas | Fryer | E10 |  | Baseline Forecast | bar: 2019 to 2045
Commercial_Restaurant (WA)_Existing_Food Preparation_Natural Gas_Broiler_E1_Baseline Forecast | Commercial | Restaurant (WA) | Existing | Food Preparation | Natural Gas | Broiler | E1 | Standard | Baseline Forecast | 74% | 74% | 74% | 74% | 74% | 74% | 74% | 74% | 74% | 74% | 74% | 74% | 74% | 74% | 74% | 74% | 74% | 74% | 74% | 74% | 74% | 74% | 74% | 74% | 74% | 74% | 74%
Commercial_Restaurant (WA)_Existing_Food Preparation_Natural Gas_Broiler_E2_Baseline Forecast | Commercial | Restaurant (WA) | Existing | Food Preparation | Natural Gas | Broiler | E2 | Infrared Burners | Baseline Forecast | 26% | 26% | 26% | 26% | 26% | 26% | 26% | 26% | 26% | 26% | 26% | 26% | 26% | 26% | 26% | 26% | 26% | 26% | 26% | 26% | 26% | 26% | 26% | 26% | 26% | 26% | 26%
Commercial_Restaurant (WA)_Existing_Food Preparation_Natural Gas_Broiler_E3_Baseline Forecast | Commercial | Restaurant (WA) | Existing | Food Preparation | Natural Gas | Broiler | E3 |  | Baseline Forecast | bar: 2019 to 2045
Commercial_Restaurant (WA)_Existing_Food Preparation_Natural Gas_Broiler_E4_Baseline Forecast | Commercial | Restaurant (WA) | Existing | Food Preparation | Natural Gas | Broiler | E4 |  | Baseline Forecast | bar: 2019 to 2045
Commercial_Restaurant (WA)_Existing_Food Preparation_Natural Gas_Broiler_E5_Baseline Forecast | Commercial | Restaurant (WA) | Existing | Food Preparation | Natural Gas | Broiler | E5 |  | Baseline Forecast | bar: 2019 to 2045
Commercial_Restaurant (WA)_Existing_Food Preparation_Natural Gas_Broiler_E6_Baseline Forecast | Commercial | Restaurant (WA) | Existing | Food Preparation | Natural Gas | Broiler | E6 |  | Baseline Forecast | bar: 2019 to 2045
Commercial_Restaurant (WA)_Existing_Food Preparation_Natural Gas_Broiler_E7_Baseline Forecast | Commercial | Restaurant (WA) | Existing | Food Preparation | Natural Gas | Broiler | E7 |  | Baseline Forecast | bar: 2019 to 2045
Commercial_Restaurant (WA)_Existing_Food Preparation_Natural Gas_Broiler_E8_Baseline Forecast | Commercial | Restaurant (WA) | Existing | Food Preparation | Natural Gas | Broiler | E8 |  | Baseline Forecast | bar: 2019 to 2045
Commercial_Restaurant (WA)_Existing_Food Preparation_Natural Gas_Broiler_E9_Baseline Forecast | Commercial | Restaurant (WA) | Existing | Food Preparation | Natural Gas | Broiler | E9 |  | Baseline Forecast | bar: 2019 to 2045
Commercial_Restaurant (WA)_Existing_Food Preparation_Natural Gas_Broiler_E10_Baseline Forecast | Commercial | Restaurant (WA) | Existing | Food Preparation | Natural Gas | Broiler | E10 |  | Baseline Forecast | bar: 2019 to 2045
Commercial_Restaurant (WA)_Existing_Food Preparation_Natural Gas_Griddle_E1_Baseline Forecast | Commercial | Restaurant (WA) | Existing | Food Preparation | Natural Gas | Griddle | E1 | Standard | Baseline Forecast | 71% | 71% | 71% | 71% | 71% | 71% | 71% | 71% | 71% | 71% | 71% | 71% | 71% | 71% | 71% | 71% | 71% | 71% | 71% | 71% | 71% | 71% | 71% | 71% | 71% | 71% | 71%
Commercial_Restaurant (WA)_Existing_Food Preparation_Natural Gas_Griddle_E2_Baseline Forecast | Commercial | Restaurant (WA) | Existing | Food Preparation | Natural Gas | Griddle | E2 | ENERGY STAR | Baseline Forecast | 29% | 29% | 29% | 29% | 29% | 29% | 29% | 29% | 29% | 29% | 29% | 29% | 29% | 29% | 29% | 29% | 29% | 29% | 29% | 29% | 29% | 29% | 29% | 29% | 29% | 29% | 29%
Commercial_Restaurant (WA)_Existing_Food Preparation_Natural Gas_Griddle_E3_Baseline Forecast | Commercial | Restaurant (WA) | Existing | Food Preparation | Natural Gas | Griddle | E3 |  | Baseline Forecast | bar: 2019 to 2045
Commercial_Restaurant (WA)_Existing_Food Preparation_Natural Gas_Griddle_E4_Baseline Forecast | Commercial | Restaurant (WA) | Existing | Food Preparation | Natural Gas | Griddle | E4 |  | Baseline Forecast | bar: 2019 to 2045
Commercial_Restaurant (WA)_Existing_Food Preparation_Natural Gas_Griddle_E5_Baseline Forecast | Commercial | Restaurant (WA) | Existing | Food Preparation | Natural Gas | Griddle | E5 |  | Baseline Forecast | bar: 2019 to 2045
Commercial_Restaurant (WA)_Existing_Food Preparation_Natural Gas_Griddle_E6_Baseline Forecast | Commercial | Restaurant (WA) | Existing | Food Preparation | Natural Gas | Griddle | E6 |  | Baseline Forecast | bar: 2019 to 2045
Commercial_Restaurant (WA)_Existing_Food Preparation_Natural Gas_Griddle_E7_Baseline Forecast | Commercial | Restaurant (WA) | Existing | Food Preparation | Natural Gas | Griddle | E7 |  | Baseline Forecast | bar: 2019 to 2045
Commercial_Restaurant (WA)_Existing_Food Preparation_Natural Gas_Griddle_E8_Baseline Forecast | Commercial | Restaurant (WA) | Existing | Food Preparation | Natural Gas | Griddle | E8 |  | Baseline Forecast | bar: 2019 to 2045
Commercial_Restaurant (WA)_Existing_Food Preparation_Natural Gas_Griddle_E9_Baseline Forecast | Commercial | Restaurant (WA) | Existing | Food Preparation | Natural Gas | Griddle | E9 |  | Baseline Forecast | bar: 2019 to 2045
Commercial_Restaurant (WA)_Existing_Food Preparation_Natural Gas_Griddle_E10_Baseline Forecast | Commercial | Restaurant (WA) | Existing | Food Preparation | Natural Gas | Griddle | E10 |  | Baseline Forecast | bar: 2019 to 2045
Commercial_Restaurant (WA)_Existing_Food Preparation_Natural Gas_Range_E1_Baseline Forecast | Commercial | Restaurant (WA) | Existing | Food Preparation | Natural Gas | Range | E1 | Standard | Baseline Forecast | 41% | 41% | 41% | 41% | 41% | 41% | 41% | 41% | 41% | 41% | 41% | 41% | 41% | 41% | 41% | 41% | 41% | 41% | 41% | 41% | 41% | 41% | 41% | 41% | 41% | 41% | 41%
Commercial_Restaurant (WA)_Existing_Food Preparation_Natural Gas_Range_E2_Baseline Forecast | Commercial | Restaurant (WA) | Existing | Food Preparation | Natural Gas | Range | E2 | High Efficiency | Baseline Forecast | 59% | 59% | 59% | 59% | 59% | 59% | 59% | 59% | 59% | 59% | 59% | 59% | 59% | 59% | 59% | 59% | 59% | 59% | 59% | 59% | 59% | 59% | 59% | 59% | 59% | 59% | 59%
Commercial_Restaurant (WA)_Existing_Food Preparation_Natural Gas_Range_E3_Baseline Forecast | Commercial | Restaurant (WA) | Existing | Food Preparation | Natural Gas | Range | E3 |  | Baseline Forecast | bar: 2019 to 2045
Commercial_Restaurant (WA)_Existing_Food Preparation_Natural Gas_Range_E4_Baseline Forecast | Commercial | Restaurant (WA) | Existing | Food Preparation | Natural Gas | Range | E4 |  | Baseline Forecast | bar: 2019 to 2045
Commercial_Restaurant (WA)_Existing_Food Preparation_Natural Gas_Range_E5_Baseline Forecast | Commercial | Restaurant (WA) | Existing | Food Preparation | Natural Gas | Range | E5 |  | Baseline Forecast | bar: 2019 to 2045
Commercial_Restaurant (WA)_Existing_Food Preparation_Natural Gas_Range_E6_Baseline Forecast | Commercial | Restaurant (WA) | Existing | Food Preparation | Natural Gas | Range | E6 |  | Baseline Forecast | bar: 2019 to 2045
Commercial_Restaurant (WA)_Existing_Food Preparation_Natural Gas_Range_E7_Baseline Forecast | Commercial | Restaurant (WA) | Existing | Food Preparation | Natural Gas | Range | E7 |  | Baseline Forecast | bar: 2019 to 2045
Commercial_Restaurant (WA)_Existing_Food Preparation_Natural Gas_Range_E8_Baseline Forecast | Commercial | Restaurant (WA) | Existing | Food Preparation | Natural Gas | Range | E8 |  | Baseline Forecast | bar: 2019 to 2045
Commercial_Restaurant (WA)_Existing_Food Preparation_Natural Gas_Range_E9_Baseline Forecast | Commercial | Restaurant (WA) | Existing | Food Preparation | Natural Gas | Range | E9 |  | Baseline Forecast | bar: 2019 to 2045
Commercial_Restaurant (WA)_Existing_Food Preparation_Natural Gas_Range_E10_Baseline Forecast | Commercial | Restaurant (WA) | Existing | Food Preparation | Natural Gas | Range | E10 |  | Baseline Forecast | bar: 2019 to 2045
Commercial_Restaurant (WA)_Existing_Food Preparation_Natural Gas_Steamer_E1_Baseline Forecast | Commercial | Restaurant (WA) | Existing | Food Preparation | Natural Gas | Steamer | E1 | Standard | Baseline Forecast | 50% | 50% | 50% | 50% | 50% | 50% | 50% | 50% | 50% | 50% | 50% | 50% | 50% | 50% | 50% | 50% | 50% | 50% | 50% | 50% | 50% | 50% | 50% | 50% | 50% | 50% | 50%
Commercial_Restaurant (WA)_Existing_Food Preparation_Natural Gas_Steamer_E2_Baseline Forecast | Commercial | Restaurant (WA) | Existing | Food Preparation | Natural Gas | Steamer | E2 | ENERGY STAR | Baseline Forecast | 50% | 50% | 50% | 50% | 50% | 50% | 50% | 50% | 50% | 50% | 50% | 50% | 50% | 50% | 50% | 50% | 50% | 50% | 50% | 50% | 50% | 50% | 50% | 50% | 50% | 50% | 50%
Commercial_Restaurant (WA)_Existing_Food Preparation_Natural Gas_Steamer_E3_Baseline Forecast | Commercial | Restaurant (WA) | Existing | Food Preparation | Natural Gas | Steamer | E3 |  | Baseline Forecast | bar: 2019 to 2045
Commercial_Restaurant (WA)_Existing_Food Preparation_Natural Gas_Steamer_E4_Baseline Forecast | Commercial | Restaurant (WA) | Existing | Food Preparation | Natural Gas | Steamer | E4 |  | Baseline Forecast | bar: 2019 to 2045
Commercial_Restaurant (WA)_Existing_Food Preparation_Natural Gas_Steamer_E5_Baseline Forecast | Commercial | Restaurant (WA) | Existing | Food Preparation | Natural Gas | Steamer | E5 |  | Baseline Forecast | bar: 2019 to 2045
Commercial_Restaurant (WA)_Existing_Food Preparation_Natural Gas_Steamer_E6_Baseline Forecast | Commercial | Restaurant (WA) | Existing | Food Preparation | Natural Gas | Steamer | E6 |  | Baseline Forecast | bar: 2019 to 2045
Commercial_Restaurant (WA)_Existing_Food Preparation_Natural Gas_Steamer_E7_Baseline Forecast | Commercial | Restaurant (WA) | Existing | Food Preparation | Natural Gas | Steamer | E7 |  | Baseline Forecast | bar: 2019 to 2045
Commercial_Restaurant (WA)_Existing_Food Preparation_Natural Gas_Steamer_E8_Baseline Forecast | Commercial | Restaurant (WA) | Existing | Food Preparation | Natural Gas | Steamer | E8 |  | Baseline Forecast | bar: 2019 to 2045
Commercial_Restaurant (WA)_Existing_Food Preparation_Natural Gas_Steamer_E9_Baseline Forecast | Commercial | Restaurant (WA) | Existing | Food Preparation | Natural Gas | Steamer | E9 |  | Baseline Forecast | bar: 2019 to 2045
Commercial_Restaurant (WA)_Existing_Food Preparation_Natural Gas_Steamer_E10_Baseline Forecast | Commercial | Restaurant (WA) | Existing | Food Preparation | Natural Gas | Steamer | E10 |  | Baseline Forecast | bar: 2019 to 2045
Commercial_Restaurant (WA)_Existing_Food Preparation_Natural Gas_Food Prep Other_E1_Baseline Forecast | Commercial | Restaurant (WA) | Existing | Food Preparation | Natural Gas | Food Prep Other | E1 | Standard | Baseline Forecast | 74% | 74% | 74% | 74% | 74% | 74% | 74% | 74% | 74% | 74% | 74% | 74% | 74% | 74% | 74% | 74% | 74% | 74% | 74% | 74% | 74% | 74% | 74% | 74% | 74% | 74% | 74%
Commercial_Restaurant (WA)_Existing_Food Preparation_Natural Gas_Food Prep Other_E2_Baseline Forecast | Commercial | Restaurant (WA) | Existing | Food Preparation | Natural Gas | Food Prep Other | E2 | ENERGY STAR | Baseline Forecast | 26% | 26% | 26% | 26% | 26% | 26% | 26% | 26% | 26% | 26% | 26% | 26% | 26% | 26% | 26% | 26% | 26% | 26% | 26% | 26% | 26% | 26% | 26% | 26% | 26% | 26% | 26%
Commercial_Restaurant (WA)_Existing_Food Preparation_Natural Gas_Food Prep Other_E3_Baseline Forecast | Commercial | Restaurant (WA) | Existing | Food Preparation | Natural Gas | Food Prep Other | E3 |  | Baseline Forecast | bar: 2019 to 2045
Commercial_Restaurant (WA)_Existing_Food Preparation_Natural Gas_Food Prep Other_E4_Baseline Forecast | Commercial | Restaurant (WA) | Existing | Food Preparation | Natural Gas | Food Prep Other | E4 |  | Baseline Forecast | bar: 2019 to 2045
Commercial_Restaurant (WA)_Existing_Food Preparation_Natural Gas_Food Prep Other_E5_Baseline Forecast | Commercial | Restaurant (WA) | Existing | Food Preparation | Natural Gas | Food Prep Other | E5 |  | Baseline Forecast | bar: 2019 to 2045
Commercial_Restaurant (WA)_Existing_Food Preparation_Natural Gas_Food Prep Other_E6_Baseline Forecast | Commercial | Restaurant (WA) | Existing | Food Preparation | Natural Gas | Food Prep Other | E6 |  | Baseline Forecast | bar: 2019 to 2045
Commercial_Restaurant (WA)_Existing_Food Preparation_Natural Gas_Food Prep Other_E7_Baseline Forecast | Commercial | Restaurant (WA) | Existing | Food Preparation | Natural Gas | Food Prep Other | E7 |  | Baseline Forecast | bar: 2019 to 2045
Commercial_Restaurant (WA)_Existing_Food Preparation_Natural Gas_Food Prep Other_E8_Baseline Forecast | Commercial | Restaurant (WA) | Existing | Food Preparation | Natural Gas | Food Prep Other | E8 |  | Baseline Forecast | bar: 2019 to 2045
Commercial_Restaurant (WA)_Existing_Food Preparation_Natural Gas_Food Prep Other_E9_Baseline Forecast | Commercial | Restaurant (WA) | Existing | Food Preparation | Natural Gas | Food Prep Other | E9 |  | Baseline Forecast | bar: 2019 to 2045
Commercial_Restaurant (WA)_Existing_Food Preparation_Natural Gas_Food Prep Other_E10_Baseline Forecast | Commercial | Restaurant (WA) | Existing | Food Preparation | Natural Gas | Food Prep Other | E10 |  | Baseline Forecast | bar: 2019 to 2045
Commercial_Restaurant (WA)_Existing_Miscellaneous_Natural Gas_Pool Heater_E1_Baseline Forecast | Commercial | Restaurant (WA) | Existing | Miscellaneous | Natural Gas | Pool Heater | E1 | Standard (EF .82) | Baseline Forecast | 90% | 90% | 90% | 90% | 90% | 90% | 90% | 90% | 90% | 90% | 90% | 90% | 90% | 90% | 90% | 90% | 90% | 90% | 90% | 90% | 90% | 90% | 90% | 90% | 90% | 90% | 90%
Commercial_Restaurant (WA)_Existing_Miscellaneous_Natural Gas_Pool Heater_E2_Baseline Forecast | Commercial | Restaurant (WA) | Existing | Miscellaneous | Natural Gas | Pool Heater | E2 | Condensing (EF .90) | Baseline Forecast | 10% | 10% | 10% | 10% | 10% | 10% | 10% | 10% | 10% | 10% | 10% | 10% | 10% | 10% | 10% | 10% | 10% | 10% | 10% | 10% | 10% | 10% | 10% | 10% | 10% | 10% | 10%
Commercial_Restaurant (WA)_Existing_Miscellaneous_Natural Gas_Pool Heater_E3_Baseline Forecast | Commercial | Restaurant (WA) | Existing | Miscellaneous | Natural Gas | Pool Heater | E3 |  | Baseline Forecast | bar: 2019 to 2045
Commercial_Restaurant (WA)_Existing_Miscellaneous_Natural Gas_Pool Heater_E4_Baseline Forecast | Commercial | Restaurant (WA) | Existing | Miscellaneous | Natural Gas | Pool Heater | E4 |  | Baseline Forecast | bar: 2019 to 2045
Commercial_Restaurant (WA)_Existing_Miscellaneous_Natural Gas_Pool Heater_E5_Baseline Forecast | Commercial | Restaurant (WA) | Existing | Miscellaneous | Natural Gas | Pool Heater | E5 |  | Baseline Forecast | bar: 2019 to 2045
Commercial_Restaurant (WA)_Existing_Miscellaneous_Natural Gas_Pool Heater_E6_Baseline Forecast | Commercial | Restaurant (WA) | Existing | Miscellaneous | Natural Gas | Pool Heater | E6 |  | Baseline Forecast | bar: 2019 to 2045
Commercial_Restaurant (WA)_Existing_Miscellaneous_Natural Gas_Pool Heater_E7_Baseline Forecast | Commercial | Restaurant (WA) | Existing | Miscellaneous | Natural Gas | Pool Heater | E7 |  | Baseline Forecast | bar: 2019 to 2045
Commercial_Restaurant (WA)_Existing_Miscellaneous_Natural Gas_Pool Heater_E8_Baseline Forecast | Commercial | Restaurant (WA) | Existing | Miscellaneous | Natural Gas | Pool Heater | E8 |  | Baseline Forecast | bar: 2019 to 2045
Commercial_Restaurant (WA)_Existing_Miscellaneous_Natural Gas_Pool Heater_E9_Baseline Forecast | Commercial | Restaurant (WA) | Existing | Miscellaneous | Natural Gas | Pool Heater | E9 |  | Baseline Forecast | bar: 2019 to 2045
Commercial_Restaurant (WA)_Existing_Miscellaneous_Natural Gas_Pool Heater_E10_Baseline Forecast | Commercial | Restaurant (WA) | Existing | Miscellaneous | Natural Gas | Pool Heater | E10 |  | Baseline Forecast | bar: 2019 to 2045
Commercial_Restaurant (WA)_Existing_Miscellaneous_Natural Gas_Miscellaneous_E1_Baseline Forecast | Commercial | Restaurant (WA) | Existing | Miscellaneous | Natural Gas | Miscellaneous | E1 | Standard | Baseline Forecast | 100% | 100% | 100% | 100% | 100% | 100% | 100% | 100% | 100% | 100% | 100% | 100% | 100% | 100% | 100% | 100% | 100% | 100% | 100% | 100% | 100% | 100% | 100% | 100% | 100% | 100% | 100%
Commercial_Restaurant (WA)_Existing_Miscellaneous_Natural Gas_Miscellaneous_E2_Baseline Forecast | Commercial | Restaurant (WA) | Existing | Miscellaneous | Natural Gas | Miscellaneous | E2 |  | Baseline Forecast | bar: 2019 to 2045
Commercial_Restaurant (WA)_Existing_Miscellaneous_Natural Gas_Miscellaneous_E3_Baseline Forecast | Commercial | Restaurant (WA) | Existing | Miscellaneous | Natural Gas | Miscellaneous | E3 |  | Baseline Forecast | bar: 2019 to 2045
Commercial_Restaurant (WA)_Existing_Miscellaneous_Natural Gas_Miscellaneous_E4_Baseline Forecast | Commercial | Restaurant (WA) | Existing | Miscellaneous | Natural Gas | Miscellaneous | E4 |  | Baseline Forecast | bar: 2019 to 2045
Commercial_Restaurant (WA)_Existing_Miscellaneous_Natural Gas_Miscellaneous_E5_Baseline Forecast | Commercial | Restaurant (WA) | Existing | Miscellaneous | Natural Gas | Miscellaneous | E5 |  | Baseline Forecast | bar: 2019 to 2045
Commercial_Restaurant (WA)_Existing_Miscellaneous_Natural Gas_Miscellaneous_E6_Baseline Forecast | Commercial | Restaurant (WA) | Existing | Miscellaneous | Natural Gas | Miscellaneous | E6 |  | Baseline Forecast | bar: 2019 to 2045
Commercial_Restaurant (WA)_Existing_Miscellaneous_Natural Gas_Miscellaneous_E7_Baseline Forecast | Commercial | Restaurant (WA) | Existing | Miscellaneous | Natural Gas | Miscellaneous | E7 |  | Baseline Forecast | bar: 2019 to 2045
Commercial_Restaurant (WA)_Existing_Miscellaneous_Natural Gas_Miscellaneous_E8_Baseline Forecast | Commercial | Restaurant (WA) | Existing | Miscellaneous | Natural Gas | Miscellaneous | E8 |  | Baseline Forecast | bar: 2019 to 2045
Commercial_Restaurant (WA)_Existing_Miscellaneous_Natural Gas_Miscellaneous_E9_Baseline Forecast | Commercial | Restaurant (WA) | Existing | Miscellaneous | Natural Gas | Miscellaneous | E9 |  | Baseline Forecast | bar: 2019 to 2045
Commercial_Restaurant (WA)_Existing_Miscellaneous_Natural Gas_Miscellaneous_E10_Baseline Forecast | Commercial | Restaurant (WA) | Existing | Miscellaneous | Natural Gas | Miscellaneous | E10 |  | Baseline Forecast | bar: 2019 to 2045
Commercial_Restaurant (WA)_New_Space Heating_Natural Gas_Furnace_E1_Baseline Forecast | Commercial | Restaurant (WA) | New | Space Heating | Natural Gas | Furnace | E1 | AFUE 80% (Standard) | Baseline Forecast | 100% | 100% | 100% | 100% | 100% | 100% | 100% | 100% | 100% | 100% | 100% | 100% | 100% | 100% | 100% | 100% | 100% | 100% | 100% | 100% | 100% | 100% | 100% | 100% | 100% | 100% | 100%
Commercial_Restaurant (WA)_New_Space Heating_Natural Gas_Furnace_E2_Baseline Forecast | Commercial | Restaurant (WA) | New | Space Heating | Natural Gas | Furnace | E2 | AFUE 90% | Baseline Forecast | bar: 2019 to 2045
Commercial_Restaurant (WA)_New_Space Heating_Natural Gas_Furnace_E3_Baseline Forecast | Commercial | Restaurant (WA) | New | Space Heating | Natural Gas | Furnace | E3 | AFUE 96% | Baseline Forecast | bar: 2019 to 2045
Commercial_Restaurant (WA)_New_Space Heating_Natural Gas_Furnace_E4_Baseline Forecast | Commercial | Restaurant (WA) | New | Space Heating | Natural Gas | Furnace | E4 |  | Baseline Forecast | bar: 2019 to 2045
Commercial_Restaurant (WA)_New_Space Heating_Natural Gas_Furnace_E5_Baseline Forecast | Commercial | Restaurant (WA) | New | Space Heating | Natural Gas | Furnace | E5 |  | Baseline Forecast | bar: 2019 to 2045
Commercial_Restaurant (WA)_New_Space Heating_Natural Gas_Furnace_E6_Baseline Forecast | Commercial | Restaurant (WA) | New | Space Heating | Natural Gas | Furnace | E6 |  | Baseline Forecast | bar: 2019 to 2045
Commercial_Restaurant (WA)_New_Space Heating_Natural Gas_Furnace_E7_Baseline Forecast | Commercial | Restaurant (WA) | New | Space Heating | Natural Gas | Furnace | E7 |  | Baseline Forecast | bar: 2019 to 2045
Commercial_Restaurant (WA)_New_Space Heating_Natural Gas_Furnace_E8_Baseline Forecast | Commercial | Restaurant (WA) | New | Space Heating | Natural Gas | Furnace | E8 |  | Baseline Forecast | bar: 2019 to 2045
Commercial_Restaurant (WA)_New_Space Heating_Natural Gas_Furnace_E9_Baseline Forecast | Commercial | Restaurant (WA) | New | Space Heating | Natural Gas | Furnace | E9 |  | Baseline Forecast | bar: 2019 to 2045
Commercial_Restaurant (WA)_New_Space Heating_Natural Gas_Furnace_E10_Baseline Forecast | Commercial | Restaurant (WA) | New | Space Heating | Natural Gas | Furnace | E10 |  | Baseline Forecast | bar: 2019 to 2045
Commercial_Restaurant (WA)_New_Space Heating_Natural Gas_Boiler_E1_Baseline Forecast | Commercial | Restaurant (WA) | New | Space Heating | Natural Gas | Boiler | E1 | AFUE 80% (Standard) | Baseline Forecast | 79.71% | 82.5% | 82.5% | 82.5% | 79.71% | 79.71% | 79.71% | 79.71% | 61.11% | 61.11% | 61.11% | 61.11% | 61.11% | 61.11% | 61.11% | 61.11% | 70.21% | 70.21% | 70.21% | 70.21% | 70.21% | 70.21% | 70.21% | 70.21% | 70.21% | 70.21% | 70.21%
Commercial_Restaurant (WA)_New_Space Heating_Natural Gas_Boiler_E2_Baseline Forecast | Commercial | Restaurant (WA) | New | Space Heating | Natural Gas | Boiler | E2 | AFUE 85% | Baseline Forecast | bar: 2019 to 2045
Commercial_Restaurant (WA)_New_Space Heating_Natural Gas_Boiler_E3_Baseline Forecast | Commercial | Restaurant (WA) | New | Space Heating | Natural Gas | Boiler | E3 | AFUE 97% | Baseline Forecast | 20.29% | 17.5% | 17.5% | 17.5% | 20.29% | 20.29% | 20.29% | 20.29% | 38.89% | 38.89% | 38.89% | 38.89% | 38.89% | 38.89% | 38.89% | 38.89% | 29.79% | 29.79% | 29.79% | 29.79% | 29.79% | 29.79% | 29.79% | 29.79% | 29.79% | 29.79% | 29.79%
Commercial_Restaurant (WA)_New_Space Heating_Natural Gas_Boiler_E4_Baseline Forecast | Commercial | Restaurant (WA) | New | Space Heating | Natural Gas | Boiler | E4 | Convert to NG Air Source Heat Pump | Baseline Forecast | bar: 2019 to 2045
Commercial_Restaurant (WA)_New_Space Heating_Natural Gas_Boiler_E5_Baseline Forecast | Commercial | Restaurant (WA) | New | Space Heating | Natural Gas | Boiler | E5 |  | Baseline Forecast | bar: 2019 to 2045
Commercial_Restaurant (WA)_New_Space Heating_Natural Gas_Boiler_E6_Baseline Forecast | Commercial | Restaurant (WA) | New | Space Heating | Natural Gas | Boiler | E6 |  | Baseline Forecast | bar: 2019 to 2045
Commercial_Restaurant (WA)_New_Space Heating_Natural Gas_Boiler_E7_Baseline Forecast | Commercial | Restaurant (WA) | New | Space Heating | Natural Gas | Boiler | E7 |  | Baseline Forecast | bar: 2019 to 2045
Commercial_Restaurant (WA)_New_Space Heating_Natural Gas_Boiler_E8_Baseline Forecast | Commercial | Restaurant (WA) | New | Space Heating | Natural Gas | Boiler | E8 |  | Baseline Forecast | bar: 2019 to 2045
Commercial_Restaurant (WA)_New_Space Heating_Natural Gas_Boiler_E9_Baseline Forecast | Commercial | Restaurant (WA) | New | Space Heating | Natural Gas | Boiler | E9 |  | Baseline Forecast | bar: 2019 to 2045
Commercial_Restaurant (WA)_New_Space Heating_Natural Gas_Boiler_E10_Baseline Forecast | Commercial | Restaurant (WA) | New | Space Heating | Natural Gas | Boiler | E10 |  | Baseline Forecast | bar: 2019 to 2045
Commercial_Restaurant (WA)_New_Space Heating_Natural Gas_Unit Heater_E1_Baseline Forecast | Commercial | Restaurant (WA) | New | Space Heating | Natural Gas | Unit Heater | E1 | Standard | Baseline Forecast | 100% | 100% | 100% | 100% | 100% | 100% | 100% | 100% | 100% | 100% | 100% | 100% | 100% | 100% | 100% | 100% | 100% | 100% | 100% | 100% | 100% | 100% | 100% | 100% | 100% | 100% | 100%
Commercial_Restaurant (WA)_New_Space Heating_Natural Gas_Unit Heater_E2_Baseline Forecast | Commercial | Restaurant (WA) | New | Space Heating | Natural Gas | Unit Heater | E2 | Condensing | Baseline Forecast | bar: 2019 to 2045
Commercial_Restaurant (WA)_New_Space Heating_Natural Gas_Unit Heater_E3_Baseline Forecast | Commercial | Restaurant (WA) | New | Space Heating | Natural Gas | Unit Heater | E3 | Infrared Radiant | Baseline Forecast | bar: 2019 to 2045
Commercial_Restaurant (WA)_New_Space Heating_Natural Gas_Unit Heater_E4_Baseline Forecast | Commercial | Restaurant (WA) | New | Space Heating | Natural Gas | Unit Heater | E4 |  | Baseline Forecast | bar: 2019 to 2045
Commercial_Restaurant (WA)_New_Space Heating_Natural Gas_Unit Heater_E5_Baseline Forecast | Commercial | Restaurant (WA) | New | Space Heating | Natural Gas | Unit Heater | E5 |  | Baseline Forecast | bar: 2019 to 2045
Commercial_Restaurant (WA)_New_Space Heating_Natural Gas_Unit Heater_E6_Baseline Forecast | Commercial | Restaurant (WA) | New | Space Heating | Natural Gas | Unit Heater | E6 |  | Baseline Forecast | bar: 2019 to 2045
Commercial_Restaurant (WA)_New_Space Heating_Natural Gas_Unit Heater_E7_Baseline Forecast | Commercial | Restaurant (WA) | New | Space Heating | Natural Gas | Unit Heater | E7 |  | Baseline Forecast | bar: 2019 to 2045
Commercial_Restaurant (WA)_New_Space Heating_Natural Gas_Unit Heater_E8_Baseline Forecast | Commercial | Restaurant (WA) | New | Space Heating | Natural Gas | Unit Heater | E8 |  | Baseline Forecast | bar: 2019 to 2045
Commercial_Restaurant (WA)_New_Space Heating_Natural Gas_Unit Heater_E9_Baseline Forecast | Commercial | Restaurant (WA) | New | Space Heating | Natural Gas | Unit Heater | E9 |  | Baseline Forecast | bar: 2019 to 2045
Commercial_Restaurant (WA)_New_Space Heating_Natural Gas_Unit Heater_E10_Baseline Forecast | Commercial | Restaurant (WA) | New | Space Heating | Natural Gas | Unit Heater | E10 |  | Baseline Forecast | bar: 2019 to 2045
Commercial_Restaurant (WA)_New_Water Heating_Natural Gas_Water Heater_E1_Baseline Forecast | Commercial | Restaurant (WA) | New | Water Heating | Natural Gas | Water Heater | E1 | TE 0.80 | Baseline Forecast | 47% | 47% | 47% | 47% | 47% | 47% | 47% | 47% | 47% | 47% | 47% | 47% | 47% | 47% | 47% | 47% | 47% | 47% | 47% | 47% | 47% | 47% | 47% | 47% | 47% | 47% | 47%
Commercial_Restaurant (WA)_New_Water Heating_Natural Gas_Water Heater_E2_Baseline Forecast | Commercial | Restaurant (WA) | New | Water Heating | Natural Gas | Water Heater | E2 | TE 0.90 | Baseline Forecast | bar: 2019 to 2045
Commercial_Restaurant (WA)_New_Water Heating_Natural Gas_Water Heater_E3_Baseline Forecast | Commercial | Restaurant (WA) | New | Water Heating | Natural Gas | Water Heater | E3 | TE 0.94 | Baseline Forecast | 53% | 53% | 53% | 53% | 53% | 53% | 53% | 53% | 53% | 53% | 53% | 53% | 53% | 53% | 53% | 53% | 53% | 53% | 53% | 53% | 53% | 53% | 53% | 53% | 53% | 53% | 53%
Commercial_Restaurant (WA)_New_Water Heating_Natural Gas_Water Heater_E4_Baseline Forecast | Commercial | Restaurant (WA) | New | Water Heating | Natural Gas | Water Heater | E4 | Instantaneous TE 0.94 | Baseline Forecast | bar: 2019 to 2045
Commercial_Restaurant (WA)_New_Water Heating_Natural Gas_Water Heater_E5_Baseline Forecast | Commercial | Restaurant (WA) | New | Water Heating | Natural Gas | Water Heater | E5 | Gas-Fired Absorption HPWH | Baseline Forecast | bar: 2019 to 2045
Commercial_Restaurant (WA)_New_Water Heating_Natural Gas_Water Heater_E6_Baseline Forecast | Commercial | Restaurant (WA) | New | Water Heating | Natural Gas | Water Heater | E6 |  | Baseline Forecast | bar: 2019 to 2045
Commercial_Restaurant (WA)_New_Water Heating_Natural Gas_Water Heater_E7_Baseline Forecast | Commercial | Restaurant (WA) | New | Water Heating | Natural Gas | Water Heater | E7 |  | Baseline Forecast | bar: 2019 to 2045
Commercial_Restaurant (WA)_New_Water Heating_Natural Gas_Water Heater_E8_Baseline Forecast | Commercial | Restaurant (WA) | New | Water Heating | Natural Gas | Water Heater | E8 |  | Baseline Forecast | bar: 2019 to 2045
Commercial_Restaurant (WA)_New_Water Heating_Natural Gas_Water Heater_E9_Baseline Forecast | Commercial | Restaurant (WA) | New | Water Heating | Natural Gas | Water Heater | E9 |  | Baseline Forecast | bar: 2019 to 2045
Commercial_Restaurant (WA)_New_Water Heating_Natural Gas_Water Heater_E10_Baseline Forecast | Commercial | Restaurant (WA) | New | Water Heating | Natural Gas | Water Heater | E10 |  | Baseline Forecast | bar: 2019 to 2045
Commercial_Restaurant (WA)_New_Food Preparation_Natural Gas_Oven_E1_Baseline Forecast | Commercial | Restaurant (WA) | New | Food Preparation | Natural Gas | Oven | E1 | Standard | Baseline Forecast | 41% | 41% | 41% | 41% | 41% | 41% | 41% | 41% | 41% | 41% | 41% | 41% | 41% | 41% | 41% | 41% | 41% | 41% | 41% | 41% | 41% | 41% | 41% | 41% | 41% | 41% | 41%
Commercial_Restaurant (WA)_New_Food Preparation_Natural Gas_Oven_E2_Baseline Forecast | Commercial | Restaurant (WA) | New | Food Preparation | Natural Gas | Oven | E2 | ENERGY STAR (>42% Baking Efficiency) | Baseline Forecast | 59% | 59% | 59% | 59% | 59% | 59% | 59% | 59% | 59% | 59% | 59% | 59% | 59% | 59% | 59% | 59% | 59% | 59% | 59% | 59% | 59% | 59% | 59% | 59% | 59% | 59% | 59%
Commercial_Restaurant (WA)_New_Food Preparation_Natural Gas_Oven_E3_Baseline Forecast | Commercial | Restaurant (WA) | New | Food Preparation | Natural Gas | Oven | E3 |  | Baseline Forecast | bar: 2019 to 2045
Commercial_Restaurant (WA)_New_Food Preparation_Natural Gas_Oven_E4_Baseline Forecast | Commercial | Restaurant (WA) | New | Food Preparation | Natural Gas | Oven | E4 |  | Baseline Forecast | bar: 2019 to 2045
Commercial_Restaurant (WA)_New_Food Preparation_Natural Gas_Oven_E5_Baseline Forecast | Commercial | Restaurant (WA) | New | Food Preparation | Natural Gas | Oven | E5 |  | Baseline Forecast | bar: 2019 to 2045
Commercial_Restaurant (WA)_New_Food Preparation_Natural Gas_Oven_E6_Baseline Forecast | Commercial | Restaurant (WA) | New | Food Preparation | Natural Gas | Oven | E6 |  | Baseline Forecast | bar: 2019 to 2045
Commercial_Restaurant (WA)_New_Food Preparation_Natural Gas_Oven_E7_Baseline Forecast | Commercial | Restaurant (WA) | New | Food Preparation | Natural Gas | Oven | E7 |  | Baseline Forecast | bar: 2019 to 2045
Commercial_Restaurant (WA)_New_Food Preparation_Natural Gas_Oven_E8_Baseline Forecast | Commercial | Restaurant (WA) | New | Food Preparation | Natural Gas | Oven | E8 |  | Baseline Forecast | bar: 2019 to 2045
Commercial_Restaurant (WA)_New_Food Preparation_Natural Gas_Oven_E9_Baseline Forecast | Commercial | Restaurant (WA) | New | Food Preparation | Natural Gas | Oven | E9 |  | Baseline Forecast | bar: 2019 to 2045
Commercial_Restaurant (WA)_New_Food Preparation_Natural Gas_Oven_E10_Baseline Forecast | Commercial | Restaurant (WA) | New | Food Preparation | Natural Gas | Oven | E10 |  | Baseline Forecast | bar: 2019 to 2045
Commercial_Restaurant (WA)_New_Food Preparation_Natural Gas_Conveyor Oven_E1_Baseline Forecast | Commercial | Restaurant (WA) | New | Food Preparation | Natural Gas | Conveyor Oven | E1 | Standard | Baseline Forecast | 41% | 41% | 41% | 41% | 41% | 41% | 41% | 41% | 41% | 41% | 41% | 41% | 41% | 41% | 41% | 41% | 41% | 41% | 41% | 41% | 41% | 41% | 41% | 41% | 41% | 41% | 41%
Commercial_Restaurant (WA)_New_Food Preparation_Natural Gas_Conveyor Oven_E2_Baseline Forecast | Commercial | Restaurant (WA) | New | Food Preparation | Natural Gas | Conveyor Oven | E2 | ENERGY STAR (>42% Baking Efficiency) | Baseline Forecast | 59% | 59% | 59% | 59% | 59% | 59% | 59% | 59% | 59% | 59% | 59% | 59% | 59% | 59% | 59% | 59% | 59% | 59% | 59% | 59% | 59% | 59% | 59% | 59% | 59% | 59% | 59%
Commercial_Restaurant (WA)_New_Food Preparation_Natural Gas_Conveyor Oven_E3_Baseline Forecast | Commercial | Restaurant (WA) | New | Food Preparation | Natural Gas | Conveyor Oven | E3 |  | Baseline Forecast | bar: 2019 to 2045
Commercial_Restaurant (WA)_New_Food Preparation_Natural Gas_Conveyor Oven_E4_Baseline Forecast | Commercial | Restaurant (WA) | New | Food Preparation | Natural Gas | Conveyor Oven | E4 |  | Baseline Forecast | bar: 2019 to 2045
Commercial_Restaurant (WA)_New_Food Preparation_Natural Gas_Conveyor Oven_E5_Baseline Forecast | Commercial | Restaurant (WA) | New | Food Preparation | Natural Gas | Conveyor Oven | E5 |  | Baseline Forecast | bar: 2019 to 2045
Commercial_Restaurant (WA)_New_Food Preparation_Natural Gas_Conveyor Oven_E6_Baseline Forecast | Commercial | Restaurant (WA) | New | Food Preparation | Natural Gas | Conveyor Oven | E6 |  | Baseline Forecast | bar: 2019 to 2045
Commercial_Restaurant (WA)_New_Food Preparation_Natural Gas_Conveyor Oven_E7_Baseline Forecast | Commercial | Restaurant (WA) | New | Food Preparation | Natural Gas | Conveyor Oven | E7 |  | Baseline Forecast | bar: 2019 to 2045
Commercial_Restaurant (WA)_New_Food Preparation_Natural Gas_Conveyor Oven_E8_Baseline Forecast | Commercial | Restaurant (WA) | New | Food Preparation | Natural Gas | Conveyor Oven | E8 |  | Baseline Forecast | bar: 2019 to 2045
Commercial_Restaurant (WA)_New_Food Preparation_Natural Gas_Conveyor Oven_E9_Baseline Forecast | Commercial | Restaurant (WA) | New | Food Preparation | Natural Gas | Conveyor Oven | E9 |  | Baseline Forecast | bar: 2019 to 2045
Commercial_Restaurant (WA)_New_Food Preparation_Natural Gas_Conveyor Oven_E10_Baseline Forecast | Commercial | Restaurant (WA) | New | Food Preparation | Natural Gas | Conveyor Oven | E10 |  | Baseline Forecast | bar: 2019 to 2045
Commercial_Restaurant (WA)_New_Food Preparation_Natural Gas_Double Rack Oven_E1_Baseline Forecast | Commercial | Restaurant (WA) | New | Food Preparation | Natural Gas | Double Rack Oven | E1 | Standard | Baseline Forecast | 41% | 41% | 41% | 41% | 41% | 41% | 41% | 41% | 41% | 41% | 41% | 41% | 41% | 41% | 41% | 41% | 41% | 41% | 41% | 41% | 41% | 41% | 41% | 41% | 41% | 41% | 41%
Commercial_Restaurant (WA)_New_Food Preparation_Natural Gas_Double Rack Oven_E2_Baseline Forecast | Commercial | Restaurant (WA) | New | Food Preparation | Natural Gas | Double Rack Oven | E2 | FTSC Qualified (>50% Cooking Efficiency) | Baseline Forecast | 59% | 59% | 59% | 59% | 59% | 59% | 59% | 59% | 59% | 59% | 59% | 59% | 59% | 59% | 59% | 59% | 59% | 59% | 59% | 59% | 59% | 59% | 59% | 59% | 59% | 59% | 59%
Commercial_Restaurant (WA)_New_Food Preparation_Natural Gas_Double Rack Oven_E3_Baseline Forecast | Commercial | Restaurant (WA) | New | Food Preparation | Natural Gas | Double Rack Oven | E3 |  | Baseline Forecast | bar: 2019 to 2045
Commercial_Restaurant (WA)_New_Food Preparation_Natural Gas_Double Rack Oven_E4_Baseline Forecast | Commercial | Restaurant (WA) | New | Food Preparation | Natural Gas | Double Rack Oven | E4 |  | Baseline Forecast | bar: 2019 to 2045
Commercial_Restaurant (WA)_New_Food Preparation_Natural Gas_Double Rack Oven_E5_Baseline Forecast | Commercial | Restaurant (WA) | New | Food Preparation | Natural Gas | Double Rack Oven | E5 |  | Baseline Forecast | bar: 2019 to 2045
Commercial_Restaurant (WA)_New_Food Preparation_Natural Gas_Double Rack Oven_E6_Baseline Forecast | Commercial | Restaurant (WA) | New | Food Preparation | Natural Gas | Double Rack Oven | E6 |  | Baseline Forecast | bar: 2019 to 2045
Commercial_Restaurant (WA)_New_Food Preparation_Natural Gas_Double Rack Oven_E7_Baseline Forecast | Commercial | Restaurant (WA) | New | Food Preparation | Natural Gas | Double Rack Oven | E7 |  | Baseline Forecast | bar: 2019 to 2045
Commercial_Restaurant (WA)_New_Food Preparation_Natural Gas_Double Rack Oven_E8_Baseline Forecast | Commercial | Restaurant (WA) | New | Food Preparation | Natural Gas | Double Rack Oven | E8 |  | Baseline Forecast | bar: 2019 to 2045
Commercial_Restaurant (WA)_New_Food Preparation_Natural Gas_Double Rack Oven_E9_Baseline Forecast | Commercial | Restaurant (WA) | New | Food Preparation | Natural Gas | Double Rack Oven | E9 |  | Baseline Forecast | bar: 2019 to 2045
Commercial_Restaurant (WA)_New_Food Preparation_Natural Gas_Double Rack Oven_E10_Baseline Forecast | Commercial | Restaurant (WA) | New | Food Preparation | Natural Gas | Double Rack Oven | E10 |  | Baseline Forecast | bar: 2019 to 2045
Commercial_Restaurant (WA)_New_Food Preparation_Natural Gas_Fryer_E1_Baseline Forecast | Commercial | Restaurant (WA) | New | Food Preparation | Natural Gas | Fryer | E1 | Standard | Baseline Forecast | 74% | 74% | 74% | 74% | 74% | 74% | 74% | 74% | 74% | 74% | 74% | 74% | 74% | 74% | 74% | 74% | 74% | 74% | 74% | 74% | 74% | 74% | 74% | 74% | 74% | 74% | 74%
Commercial_Restaurant (WA)_New_Food Preparation_Natural Gas_Fryer_E2_Baseline Forecast | Commercial | Restaurant (WA) | New | Food Preparation | Natural Gas | Fryer | E2 | ENERGY STAR | Baseline Forecast | 26% | 26% | 26% | 26% | 26% | 26% | 26% | 26% | 26% | 26% | 26% | 26% | 26% | 26% | 26% | 26% | 26% | 26% | 26% | 26% | 26% | 26% | 26% | 26% | 26% | 26% | 26%
Commercial_Restaurant (WA)_New_Food Preparation_Natural Gas_Fryer_E3_Baseline Forecast | Commercial | Restaurant (WA) | New | Food Preparation | Natural Gas | Fryer | E3 |  | Baseline Forecast | bar: 2019 to 2045
Commercial_Restaurant (WA)_New_Food Preparation_Natural Gas_Fryer_E4_Baseline Forecast | Commercial | Restaurant (WA) | New | Food Preparation | Natural Gas | Fryer | E4 |  | Baseline Forecast | bar: 2019 to 2045
Commercial_Restaurant (WA)_New_Food Preparation_Natural Gas_Fryer_E5_Baseline Forecast | Commercial | Restaurant (WA) | New | Food Preparation | Natural Gas | Fryer | E5 |  | Baseline Forecast | bar: 2019 to 2045
Commercial_Restaurant (WA)_New_Food Preparation_Natural Gas_Fryer_E6_Baseline Forecast | Commercial | Restaurant (WA) | New | Food Preparation | Natural Gas | Fryer | E6 |  | Baseline Forecast | bar: 2019 to 2045
Commercial_Restaurant (WA)_New_Food Preparation_Natural Gas_Fryer_E7_Baseline Forecast | Commercial | Restaurant (WA) | New | Food Preparation | Natural Gas | Fryer | E7 |  | Baseline Forecast | bar: 2019 to 2045
Commercial_Restaurant (WA)_New_Food Preparation_Natural Gas_Fryer_E8_Baseline Forecast | Commercial | Restaurant (WA) | New | Food Preparation | Natural Gas | Fryer | E8 |  | Baseline Forecast | bar: 2019 to 2045
Commercial_Restaurant (WA)_New_Food Preparation_Natural Gas_Fryer_E9_Baseline Forecast | Commercial | Restaurant (WA) | New | Food Preparation | Natural Gas | Fryer | E9 |  | Baseline Forecast | bar: 2019 to 2045
Commercial_Restaurant (WA)_New_Food Preparation_Natural Gas_Fryer_E10_Baseline Forecast | Commercial | Restaurant (WA) | New | Food Preparation | Natural Gas | Fryer | E10 |  | Baseline Forecast | bar: 2019 to 2045
Commercial_Restaurant (WA)_New_Food Preparation_Natural Gas_Broiler_E1_Baseline Forecast | Commercial | Restaurant (WA) | New | Food Preparation | Natural Gas | Broiler | E1 | Standard | Baseline Forecast | 74% | 74% | 74% | 74% | 74% | 74% | 74% | 74% | 74% | 74% | 74% | 74% | 74% | 74% | 74% | 74% | 74% | 74% | 74% | 74% | 74% | 74% | 74% | 74% | 74% | 74% | 74%
Commercial_Restaurant (WA)_New_Food Preparation_Natural Gas_Broiler_E2_Baseline Forecast | Commercial | Restaurant (WA) | New | Food Preparation | Natural Gas | Broiler | E2 | Infrared Burners | Baseline Forecast | 26% | 26% | 26% | 26% | 26% | 26% | 26% | 26% | 26% | 26% | 26% | 26% | 26% | 26% | 26% | 26% | 26% | 26% | 26% | 26% | 26% | 26% | 26% | 26% | 26% | 26% | 26%
Commercial_Restaurant (WA)_New_Food Preparation_Natural Gas_Broiler_E3_Baseline Forecast | Commercial | Restaurant (WA) | New | Food Preparation | Natural Gas | Broiler | E3 |  | Baseline Forecast | bar: 2019 to 2045
Commercial_Restaurant (WA)_New_Food Preparation_Natural Gas_Broiler_E4_Baseline Forecast | Commercial | Restaurant (WA) | New | Food Preparation | Natural Gas | Broiler | E4 |  | Baseline Forecast | bar: 2019 to 2045
Commercial_Restaurant (WA)_New_Food Preparation_Natural Gas_Broiler_E5_Baseline Forecast | Commercial | Restaurant (WA) | New | Food Preparation | Natural Gas | Broiler | E5 |  | Baseline Forecast | bar: 2019 to 2045
Commercial_Restaurant (WA)_New_Food Preparation_Natural Gas_Broiler_E6_Baseline Forecast | Commercial | Restaurant (WA) | New | Food Preparation | Natural Gas | Broiler | E6 |  | Baseline Forecast | bar: 2019 to 2045
Commercial_Restaurant (WA)_New_Food Preparation_Natural Gas_Broiler_E7_Baseline Forecast | Commercial | Restaurant (WA) | New | Food Preparation | Natural Gas | Broiler | E7 |  | Baseline Forecast | bar: 2019 to 2045
Commercial_Restaurant (WA)_New_Food Preparation_Natural Gas_Broiler_E8_Baseline Forecast | Commercial | Restaurant (WA) | New | Food Preparation | Natural Gas | Broiler | E8 |  | Baseline Forecast | bar: 2019 to 2045
Commercial_Restaurant (WA)_New_Food Preparation_Natural Gas_Broiler_E9_Baseline Forecast | Commercial | Restaurant (WA) | New | Food Preparation | Natural Gas | Broiler | E9 |  | Baseline Forecast | bar: 2019 to 2045
Commercial_Restaurant (WA)_New_Food Preparation_Natural Gas_Broiler_E10_Baseline Forecast | Commercial | Restaurant (WA) | New | Food Preparation | Natural Gas | Broiler | E10 |  | Baseline Forecast | bar: 2019 to 2045
Commercial_Restaurant (WA)_New_Food Preparation_Natural Gas_Griddle_E1_Baseline Forecast | Commercial | Restaurant (WA) | New | Food Preparation | Natural Gas | Griddle | E1 | Standard | Baseline Forecast | 71% | 71% | 71% | 71% | 71% | 71% | 71% | 71% | 71% | 71% | 71% | 71% | 71% | 71% | 71% | 71% | 71% | 71% | 71% | 71% | 71% | 71% | 71% | 71% | 71% | 71% | 71%
Commercial_Restaurant (WA)_New_Food Preparation_Natural Gas_Griddle_E2_Baseline Forecast | Commercial | Restaurant (WA) | New | Food Preparation | Natural Gas | Griddle | E2 | ENERGY STAR | Baseline Forecast | 29% | 29% | 29% | 29% | 29% | 29% | 29% | 29% | 29% | 29% | 29% | 29% | 29% | 29% | 29% | 29% | 29% | 29% | 29% | 29% | 29% | 29% | 29% | 29% | 29% | 29% | 29%
Commercial_Restaurant (WA)_New_Food Preparation_Natural Gas_Griddle_E3_Baseline Forecast | Commercial | Restaurant (WA) | New | Food Preparation | Natural Gas | Griddle | E3 |  | Baseline Forecast | bar: 2019 to 2045
Commercial_Restaurant (WA)_New_Food Preparation_Natural Gas_Griddle_E4_Baseline Forecast | Commercial | Restaurant (WA) | New | Food Preparation | Natural Gas | Griddle | E4 |  | Baseline Forecast | bar: 2019 to 2045
Commercial_Restaurant (WA)_New_Food Preparation_Natural Gas_Griddle_E5_Baseline Forecast | Commercial | Restaurant (WA) | New | Food Preparation | Natural Gas | Griddle | E5 |  | Baseline Forecast | bar: 2019 to 2045
Commercial_Restaurant (WA)_New_Food Preparation_Natural Gas_Griddle_E6_Baseline Forecast | Commercial | Restaurant (WA) | New | Food Preparation | Natural Gas | Griddle | E6 |  | Baseline Forecast | bar: 2019 to 2045
Commercial_Restaurant (WA)_New_Food Preparation_Natural Gas_Griddle_E7_Baseline Forecast | Commercial | Restaurant (WA) | New | Food Preparation | Natural Gas | Griddle | E7 |  | Baseline Forecast | bar: 2019 to 2045
Commercial_Restaurant (WA)_New_Food Preparation_Natural Gas_Griddle_E8_Baseline Forecast | Commercial | Restaurant (WA) | New | Food Preparation | Natural Gas | Griddle | E8 |  | Baseline Forecast | bar: 2019 to 2045
Commercial_Restaurant (WA)_New_Food Preparation_Natural Gas_Griddle_E9_Baseline Forecast | Commercial | Restaurant (WA) | New | Food Preparation | Natural Gas | Griddle | E9 |  | Baseline Forecast | bar: 2019 to 2045
Commercial_Restaurant (WA)_New_Food Preparation_Natural Gas_Griddle_E10_Baseline Forecast | Commercial | Restaurant (WA) | New | Food Preparation | Natural Gas | Griddle | E10 |  | Baseline Forecast | bar: 2019 to 2045
Commercial_Restaurant (WA)_New_Food Preparation_Natural Gas_Range_E1_Baseline Forecast | Commercial | Restaurant (WA) | New | Food Preparation | Natural Gas | Range | E1 | Standard | Baseline Forecast | 41% | 41% | 41% | 41% | 41% | 41% | 41% | 41% | 41% | 41% | 41% | 41% | 41% | 41% | 41% | 41% | 41% | 41% | 41% | 41% | 41% | 41% | 41% | 41% | 41% | 41% | 41%
Commercial_Restaurant (WA)_New_Food Preparation_Natural Gas_Range_E2_Baseline Forecast | Commercial | Restaurant (WA) | New | Food Preparation | Natural Gas | Range | E2 | High Efficiency | Baseline Forecast | 59% | 59% | 59% | 59% | 59% | 59% | 59% | 59% | 59% | 59% | 59% | 59% | 59% | 59% | 59% | 59% | 59% | 59% | 59% | 59% | 59% | 59% | 59% | 59% | 59% | 59% | 59%
Commercial_Restaurant (WA)_New_Food Preparation_Natural Gas_Range_E3_Baseline Forecast | Commercial | Restaurant (WA) | New | Food Preparation | Natural Gas | Range | E3 |  | Baseline Forecast | bar: 2019 to 2045
Commercial_Restaurant (WA)_New_Food Preparation_Natural Gas_Range_E4_Baseline Forecast | Commercial | Restaurant (WA) | New | Food Preparation | Natural Gas | Range | E4 |  | Baseline Forecast | bar: 2019 to 2045
Commercial_Restaurant (WA)_New_Food Preparation_Natural Gas_Range_E5_Baseline Forecast | Commercial | Restaurant (WA) | New | Food Preparation | Natural Gas | Range | E5 |  | Baseline Forecast | bar: 2019 to 2045
Commercial_Restaurant (WA)_New_Food Preparation_Natural Gas_Range_E6_Baseline Forecast | Commercial | Restaurant (WA) | New | Food Preparation | Natural Gas | Range | E6 |  | Baseline Forecast | bar: 2019 to 2045
Commercial_Restaurant (WA)_New_Food Preparation_Natural Gas_Range_E7_Baseline Forecast | Commercial | Restaurant (WA) | New | Food Preparation | Natural Gas | Range | E7 |  | Baseline Forecast | bar: 2019 to 2045
Commercial_Restaurant (WA)_New_Food Preparation_Natural Gas_Range_E8_Baseline Forecast | Commercial | Restaurant (WA) | New | Food Preparation | Natural Gas | Range | E8 |  | Baseline Forecast | bar: 2019 to 2045
Commercial_Restaurant (WA)_New_Food Preparation_Natural Gas_Range_E9_Baseline Forecast | Commercial | Restaurant (WA) | New | Food Preparation | Natural Gas | Range | E9 |  | Baseline Forecast | bar: 2019 to 2045
Commercial_Restaurant (WA)_New_Food Preparation_Natural Gas_Range_E10_Baseline Forecast | Commercial | Restaurant (WA) | New | Food Preparation | Natural Gas | Range | E10 |  | Baseline Forecast | bar: 2019 to 2045
Commercial_Restaurant (WA)_New_Food Preparation_Natural Gas_Steamer_E1_Baseline Forecast | Commercial | Restaurant (WA) | New | Food Preparation | Natural Gas | Steamer | E1 | Standard | Baseline Forecast | 50% | 50% | 50% | 50% | 50% | 50% | 50% | 50% | 50% | 50% | 50% | 50% | 50% | 50% | 50% | 50% | 50% | 50% | 50% | 50% | 50% | 50% | 50% | 50% | 50% | 50% | 50%
Commercial_Restaurant (WA)_New_Food Preparation_Natural Gas_Steamer_E2_Baseline Forecast | Commercial | Restaurant (WA) | New | Food Preparation | Natural Gas | Steamer | E2 | ENERGY STAR | Baseline Forecast | 50% | 50% | 50% | 50% | 50% | 50% | 50% | 50% | 50% | 50% | 50% | 50% | 50% | 50% | 50% | 50% | 50% | 50% | 50% | 50% | 50% | 50% | 50% | 50% | 50% | 50% | 50%
Commercial_Restaurant (WA)_New_Food Preparation_Natural Gas_Steamer_E3_Baseline Forecast | Commercial | Restaurant (WA) | New | Food Preparation | Natural Gas | Steamer | E3 |  | Baseline Forecast | bar: 2019 to 2045
Commercial_Restaurant (WA)_New_Food Preparation_Natural Gas_Steamer_E4_Baseline Forecast | Commercial | Restaurant (WA) | New | Food Preparation | Natural Gas | Steamer | E4 |  | Baseline Forecast | bar: 2019 to 2045
Commercial_Restaurant (WA)_New_Food Preparation_Natural Gas_Steamer_E5_Baseline Forecast | Commercial | Restaurant (WA) | New | Food Preparation | Natural Gas | Steamer | E5 |  | Baseline Forecast | bar: 2019 to 2045
Commercial_Restaurant (WA)_New_Food Preparation_Natural Gas_Steamer_E6_Baseline Forecast | Commercial | Restaurant (WA) | New | Food Preparation | Natural Gas | Steamer | E6 |  | Baseline Forecast | bar: 2019 to 2045
Commercial_Restaurant (WA)_New_Food Preparation_Natural Gas_Steamer_E7_Baseline Forecast | Commercial | Restaurant (WA) | New | Food Preparation | Natural Gas | Steamer | E7 |  | Baseline Forecast | bar: 2019 to 2045
Commercial_Restaurant (WA)_New_Food Preparation_Natural Gas_Steamer_E8_Baseline Forecast | Commercial | Restaurant (WA) | New | Food Preparation | Natural Gas | Steamer | E8 |  | Baseline Forecast | bar: 2019 to 2045
Commercial_Restaurant (WA)_New_Food Preparation_Natural Gas_Steamer_E9_Baseline Forecast | Commercial | Restaurant (WA) | New | Food Preparation | Natural Gas | Steamer | E9 |  | Baseline Forecast | bar: 2019 to 2045
Commercial_Restaurant (WA)_New_Food Preparation_Natural Gas_Steamer_E10_Baseline Forecast | Commercial | Restaurant (WA) | New | Food Preparation | Natural Gas | Steamer | E10 |  | Baseline Forecast | bar: 2019 to 2045
Commercial_Restaurant (WA)_New_Food Preparation_Natural Gas_Food Prep Other_E1_Baseline Forecast | Commercial | Restaurant (WA) | New | Food Preparation | Natural Gas | Food Prep Other | E1 | Standard | Baseline Forecast | 74% | 74% | 74% | 74% | 74% | 74% | 74% | 74% | 74% | 74% | 74% | 74% | 74% | 74% | 74% | 74% | 74% | 74% | 74% | 74% | 74% | 74% | 74% | 74% | 74% | 74% | 74%
Commercial_Restaurant (WA)_New_Food Preparation_Natural Gas_Food Prep Other_E2_Baseline Forecast | Commercial | Restaurant (WA) | New | Food Preparation | Natural Gas | Food Prep Other | E2 | ENERGY STAR | Baseline Forecast | 26% | 26% | 26% | 26% | 26% | 26% | 26% | 26% | 26% | 26% | 26% | 26% | 26% | 26% | 26% | 26% | 26% | 26% | 26% | 26% | 26% | 26% | 26% | 26% | 26% | 26% | 26%
Commercial_Restaurant (WA)_New_Food Preparation_Natural Gas_Food Prep Other_E3_Baseline Forecast | Commercial | Restaurant (WA) | New | Food Preparation | Natural Gas | Food Prep Other | E3 |  | Baseline Forecast | bar: 2019 to 2045
Commercial_Restaurant (WA)_New_Food Preparation_Natural Gas_Food Prep Other_E4_Baseline Forecast | Commercial | Restaurant (WA) | New | Food Preparation | Natural Gas | Food Prep Other | E4 |  | Baseline Forecast | bar: 2019 to 2045
Commercial_Restaurant (WA)_New_Food Preparation_Natural Gas_Food Prep Other_E5_Baseline Forecast | Commercial | Restaurant (WA) | New | Food Preparation | Natural Gas | Food Prep Other | E5 |  | Baseline Forecast | bar: 2019 to 2045
Commercial_Restaurant (WA)_New_Food Preparation_Natural Gas_Food Prep Other_E6_Baseline Forecast | Commercial | Restaurant (WA) | New | Food Preparation | Natural Gas | Food Prep Other | E6 |  | Baseline Forecast | bar: 2019 to 2045
Commercial_Restaurant (WA)_New_Food Preparation_Natural Gas_Food Prep Other_E7_Baseline Forecast | Commercial | Restaurant (WA) | New | Food Preparation | Natural Gas | Food Prep Other | E7 |  | Baseline Forecast | bar: 2019 to 2045
Commercial_Restaurant (WA)_New_Food Preparation_Natural Gas_Food Prep Other_E8_Baseline Forecast | Commercial | Restaurant (WA) | New | Food Preparation | Natural Gas | Food Prep Other | E8 |  | Baseline Forecast | bar: 2019 to 2045
Commercial_Restaurant (WA)_New_Food Preparation_Natural Gas_Food Prep Other_E9_Baseline Forecast | Commercial | Restaurant (WA) | New | Food Preparation | Natural Gas | Food Prep Other | E9 |  | Baseline Forecast | bar: 2019 to 2045
Commercial_Restaurant (WA)_New_Food Preparation_Natural Gas_Food Prep Other_E10_Baseline Forecast | Commercial | Restaurant (WA) | New | Food Preparation | Natural Gas | Food Prep Other | E10 |  | Baseline Forecast | bar: 2019 to 2045
Commercial_Restaurant (WA)_New_Miscellaneous_Natural Gas_Pool Heater_E1_Baseline Forecast | Commercial | Restaurant (WA) | New | Miscellaneous | Natural Gas | Pool Heater | E1 | Standard (EF .82) | Baseline Forecast | 90% | 90% | 90% | 90% | 90% | 90% | 90% | 90% | 90% | 90% | 90% | 90% | 90% | 90% | 90% | 90% | 90% | 90% | 90% | 90% | 90% | 90% | 90% | 90% | 90% | 90% | 90%
Commercial_Restaurant (WA)_New_Miscellaneous_Natural Gas_Pool Heater_E2_Baseline Forecast | Commercial | Restaurant (WA) | New | Miscellaneous | Natural Gas | Pool Heater | E2 | Condensing (EF .90) | Baseline Forecast | 10% | 10% | 10% | 10% | 10% | 10% | 10% | 10% | 10% | 10% | 10% | 10% | 10% | 10% | 10% | 10% | 10% | 10% | 10% | 10% | 10% | 10% | 10% | 10% | 10% | 10% | 10%
Commercial_Restaurant (WA)_New_Miscellaneous_Natural Gas_Pool Heater_E3_Baseline Forecast | Commercial | Restaurant (WA) | New | Miscellaneous | Natural Gas | Pool Heater | E3 |  | Baseline Forecast | bar: 2019 to 2045
Commercial_Restaurant (WA)_New_Miscellaneous_Natural Gas_Pool Heater_E4_Baseline Forecast | Commercial | Restaurant (WA) | New | Miscellaneous | Natural Gas | Pool Heater | E4 |  | Baseline Forecast | bar: 2019 to 2045
Commercial_Restaurant (WA)_New_Miscellaneous_Natural Gas_Pool Heater_E5_Baseline Forecast | Commercial | Restaurant (WA) | New | Miscellaneous | Natural Gas | Pool Heater | E5 |  | Baseline Forecast | bar: 2019 to 2045
Commercial_Restaurant (WA)_New_Miscellaneous_Natural Gas_Pool Heater_E6_Baseline Forecast | Commercial | Restaurant (WA) | New | Miscellaneous | Natural Gas | Pool Heater | E6 |  | Baseline Forecast | bar: 2019 to 2045
Commercial_Restaurant (WA)_New_Miscellaneous_Natural Gas_Pool Heater_E7_Baseline Forecast | Commercial | Restaurant (WA) | New | Miscellaneous | Natural Gas | Pool Heater | E7 |  | Baseline Forecast | bar: 2019 to 2045
Commercial_Restaurant (WA)_New_Miscellaneous_Natural Gas_Pool Heater_E8_Baseline Forecast | Commercial | Restaurant (WA) | New | Miscellaneous | Natural Gas | Pool Heater | E8 |  | Baseline Forecast | bar: 2019 to 2045
Commercial_Restaurant (WA)_New_Miscellaneous_Natural Gas_Pool Heater_E9_Baseline Forecast | Commercial | Restaurant (WA) | New | Miscellaneous | Natural Gas | Pool Heater | E9 |  | Baseline Forecast | bar: 2019 to 2045
Commercial_Restaurant (WA)_New_Miscellaneous_Natural Gas_Pool Heater_E10_Baseline Forecast | Commercial | Restaurant (WA) | New | Miscellaneous | Natural Gas | Pool Heater | E10 |  | Baseline Forecast | bar: 2019 to 2045
Commercial_Restaurant (WA)_New_Miscellaneous_Natural Gas_Miscellaneous_E1_Baseline Forecast | Commercial | Restaurant (WA) | New | Miscellaneous | Natural Gas | Miscellaneous | E1 | Standard | Baseline Forecast | 100% | 100% | 100% | 100% | 100% | 100% | 100% | 100% | 100% | 100% | 100% | 100% | 100% | 100% | 100% | 100% | 100% | 100% | 100% | 100% | 100% | 100% | 100% | 100% | 100% | 100% | 100%
Commercial_Restaurant (WA)_New_Miscellaneous_Natural Gas_Miscellaneous_E2_Baseline Forecast | Commercial | Restaurant (WA) | New | Miscellaneous | Natural Gas | Miscellaneous | E2 |  | Baseline Forecast | bar: 2019 to 2045
Commercial_Restaurant (WA)_New_Miscellaneous_Natural Gas_Miscellaneous_E3_Baseline Forecast | Commercial | Restaurant (WA) | New | Miscellaneous | Natural Gas | Miscellaneous | E3 |  | Baseline Forecast | bar: 2019 to 2045
Commercial_Restaurant (WA)_New_Miscellaneous_Natural Gas_Miscellaneous_E4_Baseline Forecast | Commercial | Restaurant (WA) | New | Miscellaneous | Natural Gas | Miscellaneous | E4 |  | Baseline Forecast | bar: 2019 to 2045
Commercial_Restaurant (WA)_New_Miscellaneous_Natural Gas_Miscellaneous_E5_Baseline Forecast | Commercial | Restaurant (WA) | New | Miscellaneous | Natural Gas | Miscellaneous | E5 |  | Baseline Forecast | bar: 2019 to 2045
Commercial_Restaurant (WA)_New_Miscellaneous_Natural Gas_Miscellaneous_E6_Baseline Forecast | Commercial | Restaurant (WA) | New | Miscellaneous | Natural Gas | Miscellaneous | E6 |  | Baseline Forecast | bar: 2019 to 2045
Commercial_Restaurant (WA)_New_Miscellaneous_Natural Gas_Miscellaneous_E7_Baseline Forecast | Commercial | Restaurant (WA) | New | Miscellaneous | Natural Gas | Miscellaneous | E7 |  | Baseline Forecast | bar: 2019 to 2045
Commercial_Restaurant (WA)_New_Miscellaneous_Natural Gas_Miscellaneous_E8_Baseline Forecast | Commercial | Restaurant (WA) | New | Miscellaneous | Natural Gas | Miscellaneous | E8 |  | Baseline Forecast | bar: 2019 to 2045
Commercial_Restaurant (WA)_New_Miscellaneous_Natural Gas_Miscellaneous_E9_Baseline Forecast | Commercial | Restaurant (WA) | New | Miscellaneous | Natural Gas | Miscellaneous | E9 |  | Baseline Forecast | bar: 2019 to 2045
Commercial_Restaurant (WA)_New_Miscellaneous_Natural Gas_Miscellaneous_E10_Baseline Forecast | Commercial | Restaurant (WA) | New | Miscellaneous | Natural Gas | Miscellaneous | E10 |  | Baseline Forecast | bar: 2019 to 2045
Commercial_Retail (WA)_Existing_Space Heating_Natural Gas_Furnace_E1_Baseline Forecast | Commercial | Retail (WA) | Existing | Space Heating | Natural Gas | Furnace | E1 | AFUE 80% (Standard) | Baseline Forecast | 100% | 100% | 100% | 100% | 100% | 100% | 100% | 100% | 100% | 100% | 100% | 100% | 100% | 100% | 100% | 100% | 100% | 100% | 100% | 100% | 100% | 100% | 100% | 100% | 100% | 100% | 100%
Commercial_Retail (WA)_Existing_Space Heating_Natural Gas_Furnace_E2_Baseline Forecast | Commercial | Retail (WA) | Existing | Space Heating | Natural Gas | Furnace | E2 | AFUE 90% | Baseline Forecast | bar: 2019 to 2045
Commercial_Retail (WA)_Existing_Space Heating_Natural Gas_Furnace_E3_Baseline Forecast | Commercial | Retail (WA) | Existing | Space Heating | Natural Gas | Furnace | E3 | AFUE 96% | Baseline Forecast | bar: 2019 to 2045
Commercial_Retail (WA)_Existing_Space Heating_Natural Gas_Furnace_E4_Baseline Forecast | Commercial | Retail (WA) | Existing | Space Heating | Natural Gas | Furnace | E4 |  | Baseline Forecast | bar: 2019 to 2045
Commercial_Retail (WA)_Existing_Space Heating_Natural Gas_Furnace_E5_Baseline Forecast | Commercial | Retail (WA) | Existing | Space Heating | Natural Gas | Furnace | E5 |  | Baseline Forecast | bar: 2019 to 2045
Commercial_Retail (WA)_Existing_Space Heating_Natural Gas_Furnace_E6_Baseline Forecast | Commercial | Retail (WA) | Existing | Space Heating | Natural Gas | Furnace | E6 |  | Baseline Forecast | bar: 2019 to 2045
Commercial_Retail (WA)_Existing_Space Heating_Natural Gas_Furnace_E7_Baseline Forecast | Commercial | Retail (WA) | Existing | Space Heating | Natural Gas | Furnace | E7 |  | Baseline Forecast | bar: 2019 to 2045
Commercial_Retail (WA)_Existing_Space Heating_Natural Gas_Furnace_E8_Baseline Forecast | Commercial | Retail (WA) | Existing | Space Heating | Natural Gas | Furnace | E8 |  | Baseline Forecast | bar: 2019 to 2045
Commercial_Retail (WA)_Existing_Space Heating_Natural Gas_Furnace_E9_Baseline Forecast | Commercial | Retail (WA) | Existing | Space Heating | Natural Gas | Furnace | E9 |  | Baseline Forecast | bar: 2019 to 2045
Commercial_Retail (WA)_Existing_Space Heating_Natural Gas_Furnace_E10_Baseline Forecast | Commercial | Retail (WA) | Existing | Space Heating | Natural Gas | Furnace | E10 |  | Baseline Forecast | bar: 2019 to 2045
Commercial_Retail (WA)_Existing_Space Heating_Natural Gas_Boiler_E1_Baseline Forecast | Commercial | Retail (WA) | Existing | Space Heating | Natural Gas | Boiler | E1 | AFUE 80% (Standard) | Baseline Forecast | 75.52% | 75.86% | 76.22% | 75.68% | 76.05% | 75.67% | 76.06% | 75.66% | 76.07% | 75.65% | 76.08% | 75.64% | 76.09% | 75.63% | 76.1% | 75.86% | 76.36% | 75.86% | 75.34% | 76.13% | 75.86% | 75.34% | 76.13% | 76.13% | 76.13% | 76.13% | 76.13%
Commercial_Retail (WA)_Existing_Space Heating_Natural Gas_Boiler_E2_Baseline Forecast | Commercial | Retail (WA) | Existing | Space Heating | Natural Gas | Boiler | E2 | AFUE 85% | Baseline Forecast | bar: 2019 to 2045
Commercial_Retail (WA)_Existing_Space Heating_Natural Gas_Boiler_E3_Baseline Forecast | Commercial | Retail (WA) | Existing | Space Heating | Natural Gas | Boiler | E3 | AFUE 97% | Baseline Forecast | 24.48% | 24.14% | 23.78% | 24.32% | 23.95% | 24.33% | 23.94% | 24.34% | 23.93% | 24.35% | 23.92% | 24.36% | 23.91% | 24.37% | 23.9% | 24.14% | 23.64% | 24.14% | 24.66% | 23.87% | 24.14% | 24.66% | 23.87% | 23.87% | 23.87% | 23.87% | 23.87%
Commercial_Retail (WA)_Existing_Space Heating_Natural Gas_Boiler_E4_Baseline Forecast | Commercial | Retail (WA) | Existing | Space Heating | Natural Gas | Boiler | E4 | Convert to NG Air Source Heat Pump | Baseline Forecast | bar: 2019 to 2045
Commercial_Retail (WA)_Existing_Space Heating_Natural Gas_Boiler_E5_Baseline Forecast | Commercial | Retail (WA) | Existing | Space Heating | Natural Gas | Boiler | E5 |  | Baseline Forecast | bar: 2019 to 2045
Commercial_Retail (WA)_Existing_Space Heating_Natural Gas_Boiler_E6_Baseline Forecast | Commercial | Retail (WA) | Existing | Space Heating | Natural Gas | Boiler | E6 |  | Baseline Forecast | bar: 2019 to 2045
Commercial_Retail (WA)_Existing_Space Heating_Natural Gas_Boiler_E7_Baseline Forecast | Commercial | Retail (WA) | Existing | Space Heating | Natural Gas | Boiler | E7 |  | Baseline Forecast | bar: 2019 to 2045
Commercial_Retail (WA)_Existing_Space Heating_Natural Gas_Boiler_E8_Baseline Forecast | Commercial | Retail (WA) | Existing | Space Heating | Natural Gas | Boiler | E8 |  | Baseline Forecast | bar: 2019 to 2045
Commercial_Retail (WA)_Existing_Space Heating_Natural Gas_Boiler_E9_Baseline Forecast | Commercial | Retail (WA) | Existing | Space Heating | Natural Gas | Boiler | E9 |  | Baseline Forecast | bar: 2019 to 2045
Commercial_Retail (WA)_Existing_Space Heating_Natural Gas_Boiler_E10_Baseline Forecast | Commercial | Retail (WA) | Existing | Space Heating | Natural Gas | Boiler | E10 |  | Baseline Forecast | bar: 2019 to 2045
Commercial_Retail (WA)_Existing_Space Heating_Natural Gas_Unit Heater_E1_Baseline Forecast | Commercial | Retail (WA) | Existing | Space Heating | Natural Gas | Unit Heater | E1 | Standard | Baseline Forecast | 100% | 100% | 100% | 100% | 100% | 100% | 100% | 100% | 100% | 100% | 100% | 100% | 100% | 100% | 100% | 100% | 100% | 100% | 100% | 100% | 100% | 100% | 100% | 100% | 100% | 100% | 100%
Commercial_Retail (WA)_Existing_Space Heating_Natural Gas_Unit Heater_E2_Baseline Forecast | Commercial | Retail (WA) | Existing | Space Heating | Natural Gas | Unit Heater | E2 | Condensing | Baseline Forecast | bar: 2019 to 2045
Commercial_Retail (WA)_Existing_Space Heating_Natural Gas_Unit Heater_E3_Baseline Forecast | Commercial | Retail (WA) | Existing | Space Heating | Natural Gas | Unit Heater | E3 | Infrared Radiant | Baseline Forecast | bar: 2019 to 2045
Commercial_Retail (WA)_Existing_Space Heating_Natural Gas_Unit Heater_E4_Baseline Forecast | Commercial | Retail (WA) | Existing | Space Heating | Natural Gas | Unit Heater | E4 |  | Baseline Forecast | bar: 2019 to 2045
Commercial_Retail (WA)_Existing_Space Heating_Natural Gas_Unit Heater_E5_Baseline Forecast | Commercial | Retail (WA) | Existing | Space Heating | Natural Gas | Unit Heater | E5 |  | Baseline Forecast | bar: 2019 to 2045
Commercial_Retail (WA)_Existing_Space Heating_Natural Gas_Unit Heater_E6_Baseline Forecast | Commercial | Retail (WA) | Existing | Space Heating | Natural Gas | Unit Heater | E6 |  | Baseline Forecast | bar: 2019 to 2045
Commercial_Retail (WA)_Existing_Space Heating_Natural Gas_Unit Heater_E7_Baseline Forecast | Commercial | Retail (WA) | Existing | Space Heating | Natural Gas | Unit Heater | E7 |  | Baseline Forecast | bar: 2019 to 2045
Commercial_Retail (WA)_Existing_Space Heating_Natural Gas_Unit Heater_E8_Baseline Forecast | Commercial | Retail (WA) | Existing | Space Heating | Natural Gas | Unit Heater | E8 |  | Baseline Forecast | bar: 2019 to 2045
Commercial_Retail (WA)_Existing_Space Heating_Natural Gas_Unit Heater_E9_Baseline Forecast | Commercial | Retail (WA) | Existing | Space Heating | Natural Gas | Unit Heater | E9 |  | Baseline Forecast | bar: 2019 to 2045
Commercial_Retail (WA)_Existing_Space Heating_Natural Gas_Unit Heater_E10_Baseline Forecast | Commercial | Retail (WA) | Existing | Space Heating | Natural Gas | Unit Heater | E10 |  | Baseline Forecast | bar: 2019 to 2045
Commercial_Retail (WA)_Existing_Water Heating_Natural Gas_Water Heater_E1_Baseline Forecast | Commercial | Retail (WA) | Existing | Water Heating | Natural Gas | Water Heater | E1 | TE 0.80 | Baseline Forecast | 47% | 47% | 47% | 47% | 47% | 47% | 47% | 47% | 47% | 47% | 47% | 47% | 47% | 47% | 47% | 47% | 47% | 47% | 47% | 47% | 47% | 47% | 47% | 47% | 47% | 47% | 47%
Commercial_Retail (WA)_Existing_Water Heating_Natural Gas_Water Heater_E2_Baseline Forecast | Commercial | Retail (WA) | Existing | Water Heating | Natural Gas | Water Heater | E2 | TE 0.90 | Baseline Forecast | bar: 2019 to 2045
Commercial_Retail (WA)_Existing_Water Heating_Natural Gas_Water Heater_E3_Baseline Forecast | Commercial | Retail (WA) | Existing | Water Heating | Natural Gas | Water Heater | E3 | TE 0.94 | Baseline Forecast | 53% | 53% | 53% | 53% | 53% | 53% | 53% | 53% | 53% | 53% | 53% | 53% | 53% | 53% | 53% | 53% | 53% | 53% | 53% | 53% | 53% | 53% | 53% | 53% | 53% | 53% | 53%
Commercial_Retail (WA)_Existing_Water Heating_Natural Gas_Water Heater_E4_Baseline Forecast | Commercial | Retail (WA) | Existing | Water Heating | Natural Gas | Water Heater | E4 | Instantaneous TE 0.94 | Baseline Forecast | bar: 2019 to 2045
Commercial_Retail (WA)_Existing_Water Heating_Natural Gas_Water Heater_E5_Baseline Forecast | Commercial | Retail (WA) | Existing | Water Heating | Natural Gas | Water Heater | E5 | Gas-Fired Absorption HPWH | Baseline Forecast | bar: 2019 to 2045
Commercial_Retail (WA)_Existing_Water Heating_Natural Gas_Water Heater_E6_Baseline Forecast | Commercial | Retail (WA) | Existing | Water Heating | Natural Gas | Water Heater | E6 |  | Baseline Forecast | bar: 2019 to 2045
Commercial_Retail (WA)_Existing_Water Heating_Natural Gas_Water Heater_E7_Baseline Forecast | Commercial | Retail (WA) | Existing | Water Heating | Natural Gas | Water Heater | E7 |  | Baseline Forecast | bar: 2019 to 2045
Commercial_Retail (WA)_Existing_Water Heating_Natural Gas_Water Heater_E8_Baseline Forecast | Commercial | Retail (WA) | Existing | Water Heating | Natural Gas | Water Heater | E8 |  | Baseline Forecast | bar: 2019 to 2045
Commercial_Retail (WA)_Existing_Water Heating_Natural Gas_Water Heater_E9_Baseline Forecast | Commercial | Retail (WA) | Existing | Water Heating | Natural Gas | Water Heater | E9 |  | Baseline Forecast | bar: 2019 to 2045
Commercial_Retail (WA)_Existing_Water Heating_Natural Gas_Water Heater_E10_Baseline Forecast | Commercial | Retail (WA) | Existing | Water Heating | Natural Gas | Water Heater | E10 |  | Baseline Forecast | bar: 2019 to 2045
Commercial_Retail (WA)_Existing_Food Preparation_Natural Gas_Oven_E1_Baseline Forecast | Commercial | Retail (WA) | Existing | Food Preparation | Natural Gas | Oven | E1 | Standard | Baseline Forecast | 41% | 41% | 41% | 41% | 41% | 41% | 41% | 41% | 41% | 41% | 41% | 41% | 41% | 41% | 41% | 41% | 41% | 41% | 41% | 41% | 41% | 41% | 41% | 41% | 41% | 41% | 41%
Commercial_Retail (WA)_Existing_Food Preparation_Natural Gas_Oven_E2_Baseline Forecast | Commercial | Retail (WA) | Existing | Food Preparation | Natural Gas | Oven | E2 | ENERGY STAR (>42% Baking Efficiency) | Baseline Forecast | 59% | 59% | 59% | 59% | 59% | 59% | 59% | 59% | 59% | 59% | 59% | 59% | 59% | 59% | 59% | 59% | 59% | 59% | 59% | 59% | 59% | 59% | 59% | 59% | 59% | 59% | 59%
Commercial_Retail (WA)_Existing_Food Preparation_Natural Gas_Oven_E3_Baseline Forecast | Commercial | Retail (WA) | Existing | Food Preparation | Natural Gas | Oven | E3 |  | Baseline Forecast | bar: 2019 to 2045
Commercial_Retail (WA)_Existing_Food Preparation_Natural Gas_Oven_E4_Baseline Forecast | Commercial | Retail (WA) | Existing | Food Preparation | Natural Gas | Oven | E4 |  | Baseline Forecast | bar: 2019 to 2045
Commercial_Retail (WA)_Existing_Food Preparation_Natural Gas_Oven_E5_Baseline Forecast | Commercial | Retail (WA) | Existing | Food Preparation | Natural Gas | Oven | E5 |  | Baseline Forecast | bar: 2019 to 2045
Commercial_Retail (WA)_Existing_Food Preparation_Natural Gas_Oven_E6_Baseline Forecast | Commercial | Retail (WA) | Existing | Food Preparation | Natural Gas | Oven | E6 |  | Baseline Forecast | bar: 2019 to 2045
Commercial_Retail (WA)_Existing_Food Preparation_Natural Gas_Oven_E7_Baseline Forecast | Commercial | Retail (WA) | Existing | Food Preparation | Natural Gas | Oven | E7 |  | Baseline Forecast | bar: 2019 to 2045
Commercial_Retail (WA)_Existing_Food Preparation_Natural Gas_Oven_E8_Baseline Forecast | Commercial | Retail (WA) | Existing | Food Preparation | Natural Gas | Oven | E8 |  | Baseline Forecast | bar: 2019 to 2045
Commercial_Retail (WA)_Existing_Food Preparation_Natural Gas_Oven_E9_Baseline Forecast | Commercial | Retail (WA) | Existing | Food Preparation | Natural Gas | Oven | E9 |  | Baseline Forecast | bar: 2019 to 2045
Commercial_Retail (WA)_Existing_Food Preparation_Natural Gas_Oven_E10_Baseline Forecast | Commercial | Retail (WA) | Existing | Food Preparation | Natural Gas | Oven | E10 |  | Baseline Forecast | bar: 2019 to 2045
Commercial_Retail (WA)_Existing_Food Preparation_Natural Gas_Conveyor Oven_E1_Baseline Forecast | Commercial | Retail (WA) | Existing | Food Preparation | Natural Gas | Conveyor Oven | E1 | Standard | Baseline Forecast | 41% | 41% | 41% | 41% | 41% | 41% | 41% | 41% | 41% | 41% | 41% | 41% | 41% | 41% | 41% | 41% | 41% | 41% | 41% | 41% | 41% | 41% | 41% | 41% | 41% | 41% | 41%
Commercial_Retail (WA)_Existing_Food Preparation_Natural Gas_Conveyor Oven_E2_Baseline Forecast | Commercial | Retail (WA) | Existing | Food Preparation | Natural Gas | Conveyor Oven | E2 | ENERGY STAR (>42% Baking Efficiency) | Baseline Forecast | 59% | 59% | 59% | 59% | 59% | 59% | 59% | 59% | 59% | 59% | 59% | 59% | 59% | 59% | 59% | 59% | 59% | 59% | 59% | 59% | 59% | 59% | 59% | 59% | 59% | 59% | 59%
Commercial_Retail (WA)_Existing_Food Preparation_Natural Gas_Conveyor Oven_E3_Baseline Forecast | Commercial | Retail (WA) | Existing | Food Preparation | Natural Gas | Conveyor Oven | E3 |  | Baseline Forecast | bar: 2019 to 2045
Commercial_Retail (WA)_Existing_Food Preparation_Natural Gas_Conveyor Oven_E4_Baseline Forecast | Commercial | Retail (WA) | Existing | Food Preparation | Natural Gas | Conveyor Oven | E4 |  | Baseline Forecast | bar: 2019 to 2045
Commercial_Retail (WA)_Existing_Food Preparation_Natural Gas_Conveyor Oven_E5_Baseline Forecast | Commercial | Retail (WA) | Existing | Food Preparation | Natural Gas | Conveyor Oven | E5 |  | Baseline Forecast | bar: 2019 to 2045
Commercial_Retail (WA)_Existing_Food Preparation_Natural Gas_Conveyor Oven_E6_Baseline Forecast | Commercial | Retail (WA) | Existing | Food Preparation | Natural Gas | Conveyor Oven | E6 |  | Baseline Forecast | bar: 2019 to 2045
Commercial_Retail (WA)_Existing_Food Preparation_Natural Gas_Conveyor Oven_E7_Baseline Forecast | Commercial | Retail (WA) | Existing | Food Preparation | Natural Gas | Conveyor Oven | E7 |  | Baseline Forecast | bar: 2019 to 2045
Commercial_Retail (WA)_Existing_Food Preparation_Natural Gas_Conveyor Oven_E8_Baseline Forecast | Commercial | Retail (WA) | Existing | Food Preparation | Natural Gas | Conveyor Oven | E8 |  | Baseline Forecast | bar: 2019 to 2045
Commercial_Retail (WA)_Existing_Food Preparation_Natural Gas_Conveyor Oven_E9_Baseline Forecast | Commercial | Retail (WA) | Existing | Food Preparation | Natural Gas | Conveyor Oven | E9 |  | Baseline Forecast | bar: 2019 to 2045
Commercial_Retail (WA)_Existing_Food Preparation_Natural Gas_Conveyor Oven_E10_Baseline Forecast | Commercial | Retail (WA) | Existing | Food Preparation | Natural Gas | Conveyor Oven | E10 |  | Baseline Forecast | bar: 2019 to 2045
Commercial_Retail (WA)_Existing_Food Preparation_Natural Gas_Double Rack Oven_E1_Baseline Forecast | Commercial | Retail (WA) | Existing | Food Preparation | Natural Gas | Double Rack Oven | E1 | Standard | Baseline Forecast | 41% | 41% | 41% | 41% | 41% | 41% | 41% | 41% | 41% | 41% | 41% | 41% | 41% | 41% | 41% | 41% | 41% | 41% | 41% | 41% | 41% | 41% | 41% | 41% | 41% | 41% | 41%
Commercial_Retail (WA)_Existing_Food Preparation_Natural Gas_Double Rack Oven_E2_Baseline Forecast | Commercial | Retail (WA) | Existing | Food Preparation | Natural Gas | Double Rack Oven | E2 | FTSC Qualified (>50% Cooking Efficiency) | Baseline Forecast | 59% | 59% | 59% | 59% | 59% | 59% | 59% | 59% | 59% | 59% | 59% | 59% | 59% | 59% | 59% | 59% | 59% | 59% | 59% | 59% | 59% | 59% | 59% | 59% | 59% | 59% | 59%
Commercial_Retail (WA)_Existing_Food Preparation_Natural Gas_Double Rack Oven_E3_Baseline Forecast | Commercial | Retail (WA) | Existing | Food Preparation | Natural Gas | Double Rack Oven | E3 |  | Baseline Forecast | bar: 2019 to 2045
Commercial_Retail (WA)_Existing_Food Preparation_Natural Gas_Double Rack Oven_E4_Baseline Forecast | Commercial | Retail (WA) | Existing | Food Preparation | Natural Gas | Double Rack Oven | E4 |  | Baseline Forecast | bar: 2019 to 2045
Commercial_Retail (WA)_Existing_Food Preparation_Natural Gas_Double Rack Oven_E5_Baseline Forecast | Commercial | Retail (WA) | Existing | Food Preparation | Natural Gas | Double Rack Oven | E5 |  | Baseline Forecast | bar: 2019 to 2045
Commercial_Retail (WA)_Existing_Food Preparation_Natural Gas_Double Rack Oven_E6_Baseline Forecast | Commercial | Retail (WA) | Existing | Food Preparation | Natural Gas | Double Rack Oven | E6 |  | Baseline Forecast | bar: 2019 to 2045
Commercial_Retail (WA)_Existing_Food Preparation_Natural Gas_Double Rack Oven_E7_Baseline Forecast | Commercial | Retail (WA) | Existing | Food Preparation | Natural Gas | Double Rack Oven | E7 |  | Baseline Forecast | bar: 2019 to 2045
Commercial_Retail (WA)_Existing_Food Preparation_Natural Gas_Double Rack Oven_E8_Baseline Forecast | Commercial | Retail (WA) | Existing | Food Preparation | Natural Gas | Double Rack Oven | E8 |  | Baseline Forecast | bar: 2019 to 2045
Commercial_Retail (WA)_Existing_Food Preparation_Natural Gas_Double Rack Oven_E9_Baseline Forecast | Commercial | Retail (WA) | Existing | Food Preparation | Natural Gas | Double Rack Oven | E9 |  | Baseline Forecast | bar: 2019 to 2045
Commercial_Retail (WA)_Existing_Food Preparation_Natural Gas_Double Rack Oven_E10_Baseline Forecast | Commercial | Retail (WA) | Existing | Food Preparation | Natural Gas | Double Rack Oven | E10 |  | Baseline Forecast | bar: 2019 to 2045
Commercial_Retail (WA)_Existing_Food Preparation_Natural Gas_Fryer_E1_Baseline Forecast | Commercial | Retail (WA) | Existing | Food Preparation | Natural Gas | Fryer | E1 | Standard | Baseline Forecast | 74% | 74% | 74% | 74% | 74% | 74% | 74% | 74% | 74% | 74% | 74% | 74% | 74% | 74% | 74% | 74% | 74% | 74% | 74% | 74% | 74% | 74% | 74% | 74% | 74% | 74% | 74%
Commercial_Retail (WA)_Existing_Food Preparation_Natural Gas_Fryer_E2_Baseline Forecast | Commercial | Retail (WA) | Existing | Food Preparation | Natural Gas | Fryer | E2 | ENERGY STAR | Baseline Forecast | 26% | 26% | 26% | 26% | 26% | 26% | 26% | 26% | 26% | 26% | 26% | 26% | 26% | 26% | 26% | 26% | 26% | 26% | 26% | 26% | 26% | 26% | 26% | 26% | 26% | 26% | 26%
Commercial_Retail (WA)_Existing_Food Preparation_Natural Gas_Fryer_E3_Baseline Forecast | Commercial | Retail (WA) | Existing | Food Preparation | Natural Gas | Fryer | E3 |  | Baseline Forecast | bar: 2019 to 2045
Commercial_Retail (WA)_Existing_Food Preparation_Natural Gas_Fryer_E4_Baseline Forecast | Commercial | Retail (WA) | Existing | Food Preparation | Natural Gas | Fryer | E4 |  | Baseline Forecast | bar: 2019 to 2045
Commercial_Retail (WA)_Existing_Food Preparation_Natural Gas_Fryer_E5_Baseline Forecast | Commercial | Retail (WA) | Existing | Food Preparation | Natural Gas | Fryer | E5 |  | Baseline Forecast | bar: 2019 to 2045
Commercial_Retail (WA)_Existing_Food Preparation_Natural Gas_Fryer_E6_Baseline Forecast | Commercial | Retail (WA) | Existing | Food Preparation | Natural Gas | Fryer | E6 |  | Baseline Forecast | bar: 2019 to 2045
Commercial_Retail (WA)_Existing_Food Preparation_Natural Gas_Fryer_E7_Baseline Forecast | Commercial | Retail (WA) | Existing | Food Preparation | Natural Gas | Fryer | E7 |  | Baseline Forecast | bar: 2019 to 2045
Commercial_Retail (WA)_Existing_Food Preparation_Natural Gas_Fryer_E8_Baseline Forecast | Commercial | Retail (WA) | Existing | Food Preparation | Natural Gas | Fryer | E8 |  | Baseline Forecast | bar: 2019 to 2045
Commercial_Retail (WA)_Existing_Food Preparation_Natural Gas_Fryer_E9_Baseline Forecast | Commercial | Retail (WA) | Existing | Food Preparation | Natural Gas | Fryer | E9 |  | Baseline Forecast | bar: 2019 to 2045
Commercial_Retail (WA)_Existing_Food Preparation_Natural Gas_Fryer_E10_Baseline Forecast | Commercial | Retail (WA) | Existing | Food Preparation | Natural Gas | Fryer | E10 |  | Baseline Forecast | bar: 2019 to 2045
Commercial_Retail (WA)_Existing_Food Preparation_Natural Gas_Broiler_E1_Baseline Forecast | Commercial | Retail (WA) | Existing | Food Preparation | Natural Gas | Broiler | E1 | Standard | Baseline Forecast | 74% | 74% | 74% | 74% | 74% | 74% | 74% | 74% | 74% | 74% | 74% | 74% | 74% | 74% | 74% | 74% | 74% | 74% | 74% | 74% | 74% | 74% | 74% | 74% | 74% | 74% | 74%
Commercial_Retail (WA)_Existing_Food Preparation_Natural Gas_Broiler_E2_Baseline Forecast | Commercial | Retail (WA) | Existing | Food Preparation | Natural Gas | Broiler | E2 | Infrared Burners | Baseline Forecast | 26% | 26% | 26% | 26% | 26% | 26% | 26% | 26% | 26% | 26% | 26% | 26% | 26% | 26% | 26% | 26% | 26% | 26% | 26% | 26% | 26% | 26% | 26% | 26% | 26% | 26% | 26%
Commercial_Retail (WA)_Existing_Food Preparation_Natural Gas_Broiler_E3_Baseline Forecast | Commercial | Retail (WA) | Existing | Food Preparation | Natural Gas | Broiler | E3 |  | Baseline Forecast | bar: 2019 to 2045
Commercial_Retail (WA)_Existing_Food Preparation_Natural Gas_Broiler_E4_Baseline Forecast | Commercial | Retail (WA) | Existing | Food Preparation | Natural Gas | Broiler | E4 |  | Baseline Forecast | bar: 2019 to 2045
Commercial_Retail (WA)_Existing_Food Preparation_Natural Gas_Broiler_E5_Baseline Forecast | Commercial | Retail (WA) | Existing | Food Preparation | Natural Gas | Broiler | E5 |  | Baseline Forecast | bar: 2019 to 2045
Commercial_Retail (WA)_Existing_Food Preparation_Natural Gas_Broiler_E6_Baseline Forecast | Commercial | Retail (WA) | Existing | Food Preparation | Natural Gas | Broiler | E6 |  | Baseline Forecast | bar: 2019 to 2045
Commercial_Retail (WA)_Existing_Food Preparation_Natural Gas_Broiler_E7_Baseline Forecast | Commercial | Retail (WA) | Existing | Food Preparation | Natural Gas | Broiler | E7 |  | Baseline Forecast | bar: 2019 to 2045
Commercial_Retail (WA)_Existing_Food Preparation_Natural Gas_Broiler_E8_Baseline Forecast | Commercial | Retail (WA) | Existing | Food Preparation | Natural Gas | Broiler | E8 |  | Baseline Forecast | bar: 2019 to 2045
Commercial_Retail (WA)_Existing_Food Preparation_Natural Gas_Broiler_E9_Baseline Forecast | Commercial | Retail (WA) | Existing | Food Preparation | Natural Gas | Broiler | E9 |  | Baseline Forecast | bar: 2019 to 2045
Commercial_Retail (WA)_Existing_Food Preparation_Natural Gas_Broiler_E10_Baseline Forecast | Commercial | Retail (WA) | Existing | Food Preparation | Natural Gas | Broiler | E10 |  | Baseline Forecast | bar: 2019 to 2045
Commercial_Retail (WA)_Existing_Food Preparation_Natural Gas_Griddle_E1_Baseline Forecast | Commercial | Retail (WA) | Existing | Food Preparation | Natural Gas | Griddle | E1 | Standard | Baseline Forecast | 71% | 71% | 71% | 71% | 71% | 71% | 71% | 71% | 71% | 71% | 71% | 71% | 71% | 71% | 71% | 71% | 71% | 71% | 71% | 71% | 71% | 71% | 71% | 71% | 71% | 71% | 71%
Commercial_Retail (WA)_Existing_Food Preparation_Natural Gas_Griddle_E2_Baseline Forecast | Commercial | Retail (WA) | Existing | Food Preparation | Natural Gas | Griddle | E2 | ENERGY STAR | Baseline Forecast | 29% | 29% | 29% | 29% | 29% | 29% | 29% | 29% | 29% | 29% | 29% | 29% | 29% | 29% | 29% | 29% | 29% | 29% | 29% | 29% | 29% | 29% | 29% | 29% | 29% | 29% | 29%
Commercial_Retail (WA)_Existing_Food Preparation_Natural Gas_Griddle_E3_Baseline Forecast | Commercial | Retail (WA) | Existing | Food Preparation | Natural Gas | Griddle | E3 |  | Baseline Forecast | bar: 2019 to 2045
Commercial_Retail (WA)_Existing_Food Preparation_Natural Gas_Griddle_E4_Baseline Forecast | Commercial | Retail (WA) | Existing | Food Preparation | Natural Gas | Griddle | E4 |  | Baseline Forecast | bar: 2019 to 2045
Commercial_Retail (WA)_Existing_Food Preparation_Natural Gas_Griddle_E5_Baseline Forecast | Commercial | Retail (WA) | Existing | Food Preparation | Natural Gas | Griddle | E5 |  | Baseline Forecast | bar: 2019 to 2045
Commercial_Retail (WA)_Existing_Food Preparation_Natural Gas_Griddle_E6_Baseline Forecast | Commercial | Retail (WA) | Existing | Food Preparation | Natural Gas | Griddle | E6 |  | Baseline Forecast | bar: 2019 to 2045
Commercial_Retail (WA)_Existing_Food Preparation_Natural Gas_Griddle_E7_Baseline Forecast | Commercial | Retail (WA) | Existing | Food Preparation | Natural Gas | Griddle | E7 |  | Baseline Forecast | bar: 2019 to 2045
Commercial_Retail (WA)_Existing_Food Preparation_Natural Gas_Griddle_E8_Baseline Forecast | Commercial | Retail (WA) | Existing | Food Preparation | Natural Gas | Griddle | E8 |  | Baseline Forecast | bar: 2019 to 2045
Commercial_Retail (WA)_Existing_Food Preparation_Natural Gas_Griddle_E9_Baseline Forecast | Commercial | Retail (WA) | Existing | Food Preparation | Natural Gas | Griddle | E9 |  | Baseline Forecast | bar: 2019 to 2045
Commercial_Retail (WA)_Existing_Food Preparation_Natural Gas_Griddle_E10_Baseline Forecast | Commercial | Retail (WA) | Existing | Food Preparation | Natural Gas | Griddle | E10 |  | Baseline Forecast | bar: 2019 to 2045
Commercial_Retail (WA)_Existing_Food Preparation_Natural Gas_Range_E1_Baseline Forecast | Commercial | Retail (WA) | Existing | Food Preparation | Natural Gas | Range | E1 | Standard | Baseline Forecast | 41% | 41% | 41% | 41% | 41% | 41% | 41% | 41% | 41% | 41% | 41% | 41% | 41% | 41% | 41% | 41% | 41% | 41% | 41% | 41% | 41% | 41% | 41% | 41% | 41% | 41% | 41%
Commercial_Retail (WA)_Existing_Food Preparation_Natural Gas_Range_E2_Baseline Forecast | Commercial | Retail (WA) | Existing | Food Preparation | Natural Gas | Range | E2 | High Efficiency | Baseline Forecast | 59% | 59% | 59% | 59% | 59% | 59% | 59% | 59% | 59% | 59% | 59% | 59% | 59% | 59% | 59% | 59% | 59% | 59% | 59% | 59% | 59% | 59% | 59% | 59% | 59% | 59% | 59%
Commercial_Retail (WA)_Existing_Food Preparation_Natural Gas_Range_E3_Baseline Forecast | Commercial | Retail (WA) | Existing | Food Preparation | Natural Gas | Range | E3 |  | Baseline Forecast | bar: 2019 to 2045
Commercial_Retail (WA)_Existing_Food Preparation_Natural Gas_Range_E4_Baseline Forecast | Commercial | Retail (WA) | Existing | Food Preparation | Natural Gas | Range | E4 |  | Baseline Forecast | bar: 2019 to 2045
Commercial_Retail (WA)_Existing_Food Preparation_Natural Gas_Range_E5_Baseline Forecast | Commercial | Retail (WA) | Existing | Food Preparation | Natural Gas | Range | E5 |  | Baseline Forecast | bar: 2019 to 2045
Commercial_Retail (WA)_Existing_Food Preparation_Natural Gas_Range_E6_Baseline Forecast | Commercial | Retail (WA) | Existing | Food Preparation | Natural Gas | Range | E6 |  | Baseline Forecast | bar: 2019 to 2045
Commercial_Retail (WA)_Existing_Food Preparation_Natural Gas_Range_E7_Baseline Forecast | Commercial | Retail (WA) | Existing | Food Preparation | Natural Gas | Range | E7 |  | Baseline Forecast | bar: 2019 to 2045
Commercial_Retail (WA)_Existing_Food Preparation_Natural Gas_Range_E8_Baseline Forecast | Commercial | Retail (WA) | Existing | Food Preparation | Natural Gas | Range | E8 |  | Baseline Forecast | bar: 2019 to 2045
Commercial_Retail (WA)_Existing_Food Preparation_Natural Gas_Range_E9_Baseline Forecast | Commercial | Retail (WA) | Existing | Food Preparation | Natural Gas | Range | E9 |  | Baseline Forecast | bar: 2019 to 2045
Commercial_Retail (WA)_Existing_Food Preparation_Natural Gas_Range_E10_Baseline Forecast | Commercial | Retail (WA) | Existing | Food Preparation | Natural Gas | Range | E10 |  | Baseline Forecast | bar: 2019 to 2045
Commercial_Retail (WA)_Existing_Food Preparation_Natural Gas_Steamer_E1_Baseline Forecast | Commercial | Retail (WA) | Existing | Food Preparation | Natural Gas | Steamer | E1 | Standard | Baseline Forecast | 50% | 50% | 50% | 50% | 50% | 50% | 50% | 50% | 50% | 50% | 50% | 50% | 50% | 50% | 50% | 50% | 50% | 50% | 50% | 50% | 50% | 50% | 50% | 50% | 50% | 50% | 50%
Commercial_Retail (WA)_Existing_Food Preparation_Natural Gas_Steamer_E2_Baseline Forecast | Commercial | Retail (WA) | Existing | Food Preparation | Natural Gas | Steamer | E2 | ENERGY STAR | Baseline Forecast | 50% | 50% | 50% | 50% | 50% | 50% | 50% | 50% | 50% | 50% | 50% | 50% | 50% | 50% | 50% | 50% | 50% | 50% | 50% | 50% | 50% | 50% | 50% | 50% | 50% | 50% | 50%
Commercial_Retail (WA)_Existing_Food Preparation_Natural Gas_Steamer_E3_Baseline Forecast | Commercial | Retail (WA) | Existing | Food Preparation | Natural Gas | Steamer | E3 |  | Baseline Forecast | bar: 2019 to 2045
Commercial_Retail (WA)_Existing_Food Preparation_Natural Gas_Steamer_E4_Baseline Forecast | Commercial | Retail (WA) | Existing | Food Preparation | Natural Gas | Steamer | E4 |  | Baseline Forecast | bar: 2019 to 2045
Commercial_Retail (WA)_Existing_Food Preparation_Natural Gas_Steamer_E5_Baseline Forecast | Commercial | Retail (WA) | Existing | Food Preparation | Natural Gas | Steamer | E5 |  | Baseline Forecast | bar: 2019 to 2045
Commercial_Retail (WA)_Existing_Food Preparation_Natural Gas_Steamer_E6_Baseline Forecast | Commercial | Retail (WA) | Existing | Food Preparation | Natural Gas | Steamer | E6 |  | Baseline Forecast | bar: 2019 to 2045
Commercial_Retail (WA)_Existing_Food Preparation_Natural Gas_Steamer_E7_Baseline Forecast | Commercial | Retail (WA) | Existing | Food Preparation | Natural Gas | Steamer | E7 |  | Baseline Forecast | bar: 2019 to 2045
Commercial_Retail (WA)_Existing_Food Preparation_Natural Gas_Steamer_E8_Baseline Forecast | Commercial | Retail (WA) | Existing | Food Preparation | Natural Gas | Steamer | E8 |  | Baseline Forecast | bar: 2019 to 2045
Commercial_Retail (WA)_Existing_Food Preparation_Natural Gas_Steamer_E9_Baseline Forecast | Commercial | Retail (WA) | Existing | Food Preparation | Natural Gas | Steamer | E9 |  | Baseline Forecast | bar: 2019 to 2045
Commercial_Retail (WA)_Existing_Food Preparation_Natural Gas_Steamer_E10_Baseline Forecast | Commercial | Retail (WA) | Existing | Food Preparation | Natural Gas | Steamer | E10 |  | Baseline Forecast | bar: 2019 to 2045
Commercial_Retail (WA)_Existing_Food Preparation_Natural Gas_Food Prep Other_E1_Baseline Forecast | Commercial | Retail (WA) | Existing | Food Preparation | Natural Gas | Food Prep Other | E1 | Standard | Baseline Forecast | 74% | 74% | 74% | 74% | 74% | 74% | 74% | 74% | 74% | 74% | 74% | 74% | 74% | 74% | 74% | 74% | 74% | 74% | 74% | 74% | 74% | 74% | 74% | 74% | 74% | 74% | 74%
Commercial_Retail (WA)_Existing_Food Preparation_Natural Gas_Food Prep Other_E2_Baseline Forecast | Commercial | Retail (WA) | Existing | Food Preparation | Natural Gas | Food Prep Other | E2 | ENERGY STAR | Baseline Forecast | 26% | 26% | 26% | 26% | 26% | 26% | 26% | 26% | 26% | 26% | 26% | 26% | 26% | 26% | 26% | 26% | 26% | 26% | 26% | 26% | 26% | 26% | 26% | 26% | 26% | 26% | 26%
Commercial_Retail (WA)_Existing_Food Preparation_Natural Gas_Food Prep Other_E3_Baseline Forecast | Commercial | Retail (WA) | Existing | Food Preparation | Natural Gas | Food Prep Other | E3 |  | Baseline Forecast | bar: 2019 to 2045
Commercial_Retail (WA)_Existing_Food Preparation_Natural Gas_Food Prep Other_E4_Baseline Forecast | Commercial | Retail (WA) | Existing | Food Preparation | Natural Gas | Food Prep Other | E4 |  | Baseline Forecast | bar: 2019 to 2045
Commercial_Retail (WA)_Existing_Food Preparation_Natural Gas_Food Prep Other_E5_Baseline Forecast | Commercial | Retail (WA) | Existing | Food Preparation | Natural Gas | Food Prep Other | E5 |  | Baseline Forecast | bar: 2019 to 2045
Commercial_Retail (WA)_Existing_Food Preparation_Natural Gas_Food Prep Other_E6_Baseline Forecast | Commercial | Retail (WA) | Existing | Food Preparation | Natural Gas | Food Prep Other | E6 |  | Baseline Forecast | bar: 2019 to 2045
Commercial_Retail (WA)_Existing_Food Preparation_Natural Gas_Food Prep Other_E7_Baseline Forecast | Commercial | Retail (WA) | Existing | Food Preparation | Natural Gas | Food Prep Other | E7 |  | Baseline Forecast | bar: 2019 to 2045
Commercial_Retail (WA)_Existing_Food Preparation_Natural Gas_Food Prep Other_E8_Baseline Forecast | Commercial | Retail (WA) | Existing | Food Preparation | Natural Gas | Food Prep Other | E8 |  | Baseline Forecast | bar: 2019 to 2045
Commercial_Retail (WA)_Existing_Food Preparation_Natural Gas_Food Prep Other_E9_Baseline Forecast | Commercial | Retail (WA) | Existing | Food Preparation | Natural Gas | Food Prep Other | E9 |  | Baseline Forecast | bar: 2019 to 2045
Commercial_Retail (WA)_Existing_Food Preparation_Natural Gas_Food Prep Other_E10_Baseline Forecast | Commercial | Retail (WA) | Existing | Food Preparation | Natural Gas | Food Prep Other | E10 |  | Baseline Forecast | bar: 2019 to 2045
Commercial_Retail (WA)_Existing_Miscellaneous_Natural Gas_Pool Heater_E1_Baseline Forecast | Commercial | Retail (WA) | Existing | Miscellaneous | Natural Gas | Pool Heater | E1 | Standard (EF .82) | Baseline Forecast | 90% | 90% | 90% | 90% | 90% | 90% | 90% | 90% | 90% | 90% | 90% | 90% | 90% | 90% | 90% | 90% | 90% | 90% | 90% | 90% | 90% | 90% | 90% | 90% | 90% | 90% | 90%
Commercial_Retail (WA)_Existing_Miscellaneous_Natural Gas_Pool Heater_E2_Baseline Forecast | Commercial | Retail (WA) | Existing | Miscellaneous | Natural Gas | Pool Heater | E2 | Condensing (EF .90) | Baseline Forecast | 10% | 10% | 10% | 10% | 10% | 10% | 10% | 10% | 10% | 10% | 10% | 10% | 10% | 10% | 10% | 10% | 10% | 10% | 10% | 10% | 10% | 10% | 10% | 10% | 10% | 10% | 10%
Commercial_Retail (WA)_Existing_Miscellaneous_Natural Gas_Pool Heater_E3_Baseline Forecast | Commercial | Retail (WA) | Existing | Miscellaneous | Natural Gas | Pool Heater | E3 |  | Baseline Forecast | bar: 2019 to 2045
Commercial_Retail (WA)_Existing_Miscellaneous_Natural Gas_Pool Heater_E4_Baseline Forecast | Commercial | Retail (WA) | Existing | Miscellaneous | Natural Gas | Pool Heater | E4 |  | Baseline Forecast | bar: 2019 to 2045
Commercial_Retail (WA)_Existing_Miscellaneous_Natural Gas_Pool Heater_E5_Baseline Forecast | Commercial | Retail (WA) | Existing | Miscellaneous | Natural Gas | Pool Heater | E5 |  | Baseline Forecast | bar: 2019 to 2045
Commercial_Retail (WA)_Existing_Miscellaneous_Natural Gas_Pool Heater_E6_Baseline Forecast | Commercial | Retail (WA) | Existing | Miscellaneous | Natural Gas | Pool Heater | E6 |  | Baseline Forecast | bar: 2019 to 2045
Commercial_Retail (WA)_Existing_Miscellaneous_Natural Gas_Pool Heater_E7_Baseline Forecast | Commercial | Retail (WA) | Existing | Miscellaneous | Natural Gas | Pool Heater | E7 |  | Baseline Forecast | bar: 2019 to 2045
Commercial_Retail (WA)_Existing_Miscellaneous_Natural Gas_Pool Heater_E8_Baseline Forecast | Commercial | Retail (WA) | Existing | Miscellaneous | Natural Gas | Pool Heater | E8 |  | Baseline Forecast | bar: 2019 to 2045
Commercial_Retail (WA)_Existing_Miscellaneous_Natural Gas_Pool Heater_E9_Baseline Forecast | Commercial | Retail (WA) | Existing | Miscellaneous | Natural Gas | Pool Heater | E9 |  | Baseline Forecast | bar: 2019 to 2045
Commercial_Retail (WA)_Existing_Miscellaneous_Natural Gas_Pool Heater_E10_Baseline Forecast | Commercial | Retail (WA) | Existing | Miscellaneous | Natural Gas | Pool Heater | E10 |  | Baseline Forecast | bar: 2019 to 2045
Commercial_Retail (WA)_Existing_Miscellaneous_Natural Gas_Miscellaneous_E1_Baseline Forecast | Commercial | Retail (WA) | Existing | Miscellaneous | Natural Gas | Miscellaneous | E1 | Standard | Baseline Forecast | 100% | 100% | 100% | 100% | 100% | 100% | 100% | 100% | 100% | 100% | 100% | 100% | 100% | 100% | 100% | 100% | 100% | 100% | 100% | 100% | 100% | 100% | 100% | 100% | 100% | 100% | 100%
Commercial_Retail (WA)_Existing_Miscellaneous_Natural Gas_Miscellaneous_E2_Baseline Forecast | Commercial | Retail (WA) | Existing | Miscellaneous | Natural Gas | Miscellaneous | E2 |  | Baseline Forecast | bar: 2019 to 2045
Commercial_Retail (WA)_Existing_Miscellaneous_Natural Gas_Miscellaneous_E3_Baseline Forecast | Commercial | Retail (WA) | Existing | Miscellaneous | Natural Gas | Miscellaneous | E3 |  | Baseline Forecast | bar: 2019 to 2045
Commercial_Retail (WA)_Existing_Miscellaneous_Natural Gas_Miscellaneous_E4_Baseline Forecast | Commercial | Retail (WA) | Existing | Miscellaneous | Natural Gas | Miscellaneous | E4 |  | Baseline Forecast | bar: 2019 to 2045
Commercial_Retail (WA)_Existing_Miscellaneous_Natural Gas_Miscellaneous_E5_Baseline Forecast | Commercial | Retail (WA) | Existing | Miscellaneous | Natural Gas | Miscellaneous | E5 |  | Baseline Forecast | bar: 2019 to 2045
Commercial_Retail (WA)_Existing_Miscellaneous_Natural Gas_Miscellaneous_E6_Baseline Forecast | Commercial | Retail (WA) | Existing | Miscellaneous | Natural Gas | Miscellaneous | E6 |  | Baseline Forecast | bar: 2019 to 2045
Commercial_Retail (WA)_Existing_Miscellaneous_Natural Gas_Miscellaneous_E7_Baseline Forecast | Commercial | Retail (WA) | Existing | Miscellaneous | Natural Gas | Miscellaneous | E7 |  | Baseline Forecast | bar: 2019 to 2045
Commercial_Retail (WA)_Existing_Miscellaneous_Natural Gas_Miscellaneous_E8_Baseline Forecast | Commercial | Retail (WA) | Existing | Miscellaneous | Natural Gas | Miscellaneous | E8 |  | Baseline Forecast | bar: 2019 to 2045
Commercial_Retail (WA)_Existing_Miscellaneous_Natural Gas_Miscellaneous_E9_Baseline Forecast | Commercial | Retail (WA) | Existing | Miscellaneous | Natural Gas | Miscellaneous | E9 |  | Baseline Forecast | bar: 2019 to 2045
Commercial_Retail (WA)_Existing_Miscellaneous_Natural Gas_Miscellaneous_E10_Baseline Forecast | Commercial | Retail (WA) | Existing | Miscellaneous | Natural Gas | Miscellaneous | E10 |  | Baseline Forecast | bar: 2019 to 2045
Commercial_Retail (WA)_New_Space Heating_Natural Gas_Furnace_E1_Baseline Forecast | Commercial | Retail (WA) | New | Space Heating | Natural Gas | Furnace | E1 | AFUE 80% (Standard) | Baseline Forecast | 100% | 100% | 100% | 100% | 100% | 100% | 100% | 100% | 100% | 100% | 100% | 100% | 100% | 100% | 100% | 100% | 100% | 100% | 100% | 100% | 100% | 100% | 100% | 100% | 100% | 100% | 100%
Commercial_Retail (WA)_New_Space Heating_Natural Gas_Furnace_E2_Baseline Forecast | Commercial | Retail (WA) | New | Space Heating | Natural Gas | Furnace | E2 | AFUE 90% | Baseline Forecast | bar: 2019 to 2045
Commercial_Retail (WA)_New_Space Heating_Natural Gas_Furnace_E3_Baseline Forecast | Commercial | Retail (WA) | New | Space Heating | Natural Gas | Furnace | E3 | AFUE 96% | Baseline Forecast | bar: 2019 to 2045
Commercial_Retail (WA)_New_Space Heating_Natural Gas_Furnace_E4_Baseline Forecast | Commercial | Retail (WA) | New | Space Heating | Natural Gas | Furnace | E4 |  | Baseline Forecast | bar: 2019 to 2045
Commercial_Retail (WA)_New_Space Heating_Natural Gas_Furnace_E5_Baseline Forecast | Commercial | Retail (WA) | New | Space Heating | Natural Gas | Furnace | E5 |  | Baseline Forecast | bar: 2019 to 2045
Commercial_Retail (WA)_New_Space Heating_Natural Gas_Furnace_E6_Baseline Forecast | Commercial | Retail (WA) | New | Space Heating | Natural Gas | Furnace | E6 |  | Baseline Forecast | bar: 2019 to 2045
Commercial_Retail (WA)_New_Space Heating_Natural Gas_Furnace_E7_Baseline Forecast | Commercial | Retail (WA) | New | Space Heating | Natural Gas | Furnace | E7 |  | Baseline Forecast | bar: 2019 to 2045
Commercial_Retail (WA)_New_Space Heating_Natural Gas_Furnace_E8_Baseline Forecast | Commercial | Retail (WA) | New | Space Heating | Natural Gas | Furnace | E8 |  | Baseline Forecast | bar: 2019 to 2045
Commercial_Retail (WA)_New_Space Heating_Natural Gas_Furnace_E9_Baseline Forecast | Commercial | Retail (WA) | New | Space Heating | Natural Gas | Furnace | E9 |  | Baseline Forecast | bar: 2019 to 2045
Commercial_Retail (WA)_New_Space Heating_Natural Gas_Furnace_E10_Baseline Forecast | Commercial | Retail (WA) | New | Space Heating | Natural Gas | Furnace | E10 |  | Baseline Forecast | bar: 2019 to 2045
Commercial_Retail (WA)_New_Space Heating_Natural Gas_Boiler_E1_Baseline Forecast | Commercial | Retail (WA) | New | Space Heating | Natural Gas | Boiler | E1 | AFUE 80% (Standard) | Baseline Forecast | 87.9% | 88.45% | 88.45% | 88.19% | 88.19% | 87.9% | 87.61% | 87.3% | 87.3% | 86.98% | 86.98% | 86.63% | 86.63% | 86.27% | 86.27% | 86.27% | 89.03% | 88.71% | 88.71% | 88.37% | 88.71% | 88.71% | 88.37% | 88.37% | 88.37% | 88.37% | 88.37%
Commercial_Retail (WA)_New_Space Heating_Natural Gas_Boiler_E2_Baseline Forecast | Commercial | Retail (WA) | New | Space Heating | Natural Gas | Boiler | E2 | AFUE 85% | Baseline Forecast | bar: 2019 to 2045
Commercial_Retail (WA)_New_Space Heating_Natural Gas_Boiler_E3_Baseline Forecast | Commercial | Retail (WA) | New | Space Heating | Natural Gas | Boiler | E3 | AFUE 97% | Baseline Forecast | 12.1% | 11.55% | 11.55% | 11.81% | 11.81% | 12.1% | 12.39% | 12.7% | 12.7% | 13.02% | 13.02% | 13.37% | 13.37% | 13.73% | 13.73% | 13.73% | 10.97% | 11.29% | 11.29% | 11.63% | 11.29% | 11.29% | 11.63% | 11.63% | 11.63% | 11.63% | 11.63%
Commercial_Retail (WA)_New_Space Heating_Natural Gas_Boiler_E4_Baseline Forecast | Commercial | Retail (WA) | New | Space Heating | Natural Gas | Boiler | E4 | Convert to NG Air Source Heat Pump | Baseline Forecast | bar: 2019 to 2045
Commercial_Retail (WA)_New_Space Heating_Natural Gas_Boiler_E5_Baseline Forecast | Commercial | Retail (WA) | New | Space Heating | Natural Gas | Boiler | E5 |  | Baseline Forecast | bar: 2019 to 2045
Commercial_Retail (WA)_New_Space Heating_Natural Gas_Boiler_E6_Baseline Forecast | Commercial | Retail (WA) | New | Space Heating | Natural Gas | Boiler | E6 |  | Baseline Forecast | bar: 2019 to 2045
Commercial_Retail (WA)_New_Space Heating_Natural Gas_Boiler_E7_Baseline Forecast | Commercial | Retail (WA) | New | Space Heating | Natural Gas | Boiler | E7 |  | Baseline Forecast | bar: 2019 to 2045
Commercial_Retail (WA)_New_Space Heating_Natural Gas_Boiler_E8_Baseline Forecast | Commercial | Retail (WA) | New | Space Heating | Natural Gas | Boiler | E8 |  | Baseline Forecast | bar: 2019 to 2045
Commercial_Retail (WA)_New_Space Heating_Natural Gas_Boiler_E9_Baseline Forecast | Commercial | Retail (WA) | New | Space Heating | Natural Gas | Boiler | E9 |  | Baseline Forecast | bar: 2019 to 2045
Commercial_Retail (WA)_New_Space Heating_Natural Gas_Boiler_E10_Baseline Forecast | Commercial | Retail (WA) | New | Space Heating | Natural Gas | Boiler | E10 |  | Baseline Forecast | bar: 2019 to 2045
Commercial_Retail (WA)_New_Space Heating_Natural Gas_Unit Heater_E1_Baseline Forecast | Commercial | Retail (WA) | New | Space Heating | Natural Gas | Unit Heater | E1 | Standard | Baseline Forecast | 100% | 100% | 100% | 100% | 100% | 100% | 100% | 100% | 100% | 100% | 100% | 100% | 100% | 100% | 100% | 100% | 100% | 100% | 100% | 100% | 100% | 100% | 100% | 100% | 100% | 100% | 100%
Commercial_Retail (WA)_New_Space Heating_Natural Gas_Unit Heater_E2_Baseline Forecast | Commercial | Retail (WA) | New | Space Heating | Natural Gas | Unit Heater | E2 | Condensing | Baseline Forecast | bar: 2019 to 2045
Commercial_Retail (WA)_New_Space Heating_Natural Gas_Unit Heater_E3_Baseline Forecast | Commercial | Retail (WA) | New | Space Heating | Natural Gas | Unit Heater | E3 | Infrared Radiant | Baseline Forecast | bar: 2019 to 2045
Commercial_Retail (WA)_New_Space Heating_Natural Gas_Unit Heater_E4_Baseline Forecast | Commercial | Retail (WA) | New | Space Heating | Natural Gas | Unit Heater | E4 |  | Baseline Forecast | bar: 2019 to 2045
Commercial_Retail (WA)_New_Space Heating_Natural Gas_Unit Heater_E5_Baseline Forecast | Commercial | Retail (WA) | New | Space Heating | Natural Gas | Unit Heater | E5 |  | Baseline Forecast | bar: 2019 to 2045
Commercial_Retail (WA)_New_Space Heating_Natural Gas_Unit Heater_E6_Baseline Forecast | Commercial | Retail (WA) | New | Space Heating | Natural Gas | Unit Heater | E6 |  | Baseline Forecast | bar: 2019 to 2045
Commercial_Retail (WA)_New_Space Heating_Natural Gas_Unit Heater_E7_Baseline Forecast | Commercial | Retail (WA) | New | Space Heating | Natural Gas | Unit Heater | E7 |  | Baseline Forecast | bar: 2019 to 2045
Commercial_Retail (WA)_New_Space Heating_Natural Gas_Unit Heater_E8_Baseline Forecast | Commercial | Retail (WA) | New | Space Heating | Natural Gas | Unit Heater | E8 |  | Baseline Forecast | bar: 2019 to 2045
Commercial_Retail (WA)_New_Space Heating_Natural Gas_Unit Heater_E9_Baseline Forecast | Commercial | Retail (WA) | New | Space Heating | Natural Gas | Unit Heater | E9 |  | Baseline Forecast | bar: 2019 to 2045
Commercial_Retail (WA)_New_Space Heating_Natural Gas_Unit Heater_E10_Baseline Forecast | Commercial | Retail (WA) | New | Space Heating | Natural Gas | Unit Heater | E10 |  | Baseline Forecast | bar: 2019 to 2045
Commercial_Retail (WA)_New_Water Heating_Natural Gas_Water Heater_E1_Baseline Forecast | Commercial | Retail (WA) | New | Water Heating | Natural Gas | Water Heater | E1 | TE 0.80 | Baseline Forecast | 47% | 47% | 47% | 47% | 47% | 47% | 47% | 47% | 47% | 47% | 47% | 47% | 47% | 47% | 47% | 47% | 47% | 47% | 47% | 47% | 47% | 47% | 47% | 47% | 47% | 47% | 47%
Commercial_Retail (WA)_New_Water Heating_Natural Gas_Water Heater_E2_Baseline Forecast | Commercial | Retail (WA) | New | Water Heating | Natural Gas | Water Heater | E2 | TE 0.90 | Baseline Forecast | bar: 2019 to 2045
Commercial_Retail (WA)_New_Water Heating_Natural Gas_Water Heater_E3_Baseline Forecast | Commercial | Retail (WA) | New | Water Heating | Natural Gas | Water Heater | E3 | TE 0.94 | Baseline Forecast | 53% | 53% | 53% | 53% | 53% | 53% | 53% | 53% | 53% | 53% | 53% | 53% | 53% | 53% | 53% | 53% | 53% | 53% | 53% | 53% | 53% | 53% | 53% | 53% | 53% | 53% | 53%
Commercial_Retail (WA)_New_Water Heating_Natural Gas_Water Heater_E4_Baseline Forecast | Commercial | Retail (WA) | New | Water Heating | Natural Gas | Water Heater | E4 | Instantaneous TE 0.94 | Baseline Forecast | bar: 2019 to 2045
Commercial_Retail (WA)_New_Water Heating_Natural Gas_Water Heater_E5_Baseline Forecast | Commercial | Retail (WA) | New | Water Heating | Natural Gas | Water Heater | E5 | Gas-Fired Absorption HPWH | Baseline Forecast | bar: 2019 to 2045
Commercial_Retail (WA)_New_Water Heating_Natural Gas_Water Heater_E6_Baseline Forecast | Commercial | Retail (WA) | New | Water Heating | Natural Gas | Water Heater | E6 |  | Baseline Forecast | bar: 2019 to 2045
Commercial_Retail (WA)_New_Water Heating_Natural Gas_Water Heater_E7_Baseline Forecast | Commercial | Retail (WA) | New | Water Heating | Natural Gas | Water Heater | E7 |  | Baseline Forecast | bar: 2019 to 2045
Commercial_Retail (WA)_New_Water Heating_Natural Gas_Water Heater_E8_Baseline Forecast | Commercial | Retail (WA) | New | Water Heating | Natural Gas | Water Heater | E8 |  | Baseline Forecast | bar: 2019 to 2045
Commercial_Retail (WA)_New_Water Heating_Natural Gas_Water Heater_E9_Baseline Forecast | Commercial | Retail (WA) | New | Water Heating | Natural Gas | Water Heater | E9 |  | Baseline Forecast | bar: 2019 to 2045
Commercial_Retail (WA)_New_Water Heating_Natural Gas_Water Heater_E10_Baseline Forecast | Commercial | Retail (WA) | New | Water Heating | Natural Gas | Water Heater | E10 |  | Baseline Forecast | bar: 2019 to 2045
Commercial_Retail (WA)_New_Food Preparation_Natural Gas_Oven_E1_Baseline Forecast | Commercial | Retail (WA) | New | Food Preparation | Natural Gas | Oven | E1 | Standard | Baseline Forecast | 41% | 41% | 41% | 41% | 41% | 41% | 41% | 41% | 41% | 41% | 41% | 41% | 41% | 41% | 41% | 41% | 41% | 41% | 41% | 41% | 41% | 41% | 41% | 41% | 41% | 41% | 41%
Commercial_Retail (WA)_New_Food Preparation_Natural Gas_Oven_E2_Baseline Forecast | Commercial | Retail (WA) | New | Food Preparation | Natural Gas | Oven | E2 | ENERGY STAR (>42% Baking Efficiency) | Baseline Forecast | 59% | 59% | 59% | 59% | 59% | 59% | 59% | 59% | 59% | 59% | 59% | 59% | 59% | 59% | 59% | 59% | 59% | 59% | 59% | 59% | 59% | 59% | 59% | 59% | 59% | 59% | 59%
Commercial_Retail (WA)_New_Food Preparation_Natural Gas_Oven_E3_Baseline Forecast | Commercial | Retail (WA) | New | Food Preparation | Natural Gas | Oven | E3 |  | Baseline Forecast | bar: 2019 to 2045
Commercial_Retail (WA)_New_Food Preparation_Natural Gas_Oven_E4_Baseline Forecast | Commercial | Retail (WA) | New | Food Preparation | Natural Gas | Oven | E4 |  | Baseline Forecast | bar: 2019 to 2045
Commercial_Retail (WA)_New_Food Preparation_Natural Gas_Oven_E5_Baseline Forecast | Commercial | Retail (WA) | New | Food Preparation | Natural Gas | Oven | E5 |  | Baseline Forecast | bar: 2019 to 2045
Commercial_Retail (WA)_New_Food Preparation_Natural Gas_Oven_E6_Baseline Forecast | Commercial | Retail (WA) | New | Food Preparation | Natural Gas | Oven | E6 |  | Baseline Forecast | bar: 2019 to 2045
Commercial_Retail (WA)_New_Food Preparation_Natural Gas_Oven_E7_Baseline Forecast | Commercial | Retail (WA) | New | Food Preparation | Natural Gas | Oven | E7 |  | Baseline Forecast | bar: 2019 to 2045
Commercial_Retail (WA)_New_Food Preparation_Natural Gas_Oven_E8_Baseline Forecast | Commercial | Retail (WA) | New | Food Preparation | Natural Gas | Oven | E8 |  | Baseline Forecast | bar: 2019 to 2045
Commercial_Retail (WA)_New_Food Preparation_Natural Gas_Oven_E9_Baseline Forecast | Commercial | Retail (WA) | New | Food Preparation | Natural Gas | Oven | E9 |  | Baseline Forecast | bar: 2019 to 2045
Commercial_Retail (WA)_New_Food Preparation_Natural Gas_Oven_E10_Baseline Forecast | Commercial | Retail (WA) | New | Food Preparation | Natural Gas | Oven | E10 |  | Baseline Forecast | bar: 2019 to 2045
Commercial_Retail (WA)_New_Food Preparation_Natural Gas_Conveyor Oven_E1_Baseline Forecast | Commercial | Retail (WA) | New | Food Preparation | Natural Gas | Conveyor Oven | E1 | Standard | Baseline Forecast | 41% | 41% | 41% | 41% | 41% | 41% | 41% | 41% | 41% | 41% | 41% | 41% | 41% | 41% | 41% | 41% | 41% | 41% | 41% | 41% | 41% | 41% | 41% | 41% | 41% | 41% | 41%
Commercial_Retail (WA)_New_Food Preparation_Natural Gas_Conveyor Oven_E2_Baseline Forecast | Commercial | Retail (WA) | New | Food Preparation | Natural Gas | Conveyor Oven | E2 | ENERGY STAR (>42% Baking Efficiency) | Baseline Forecast | 59% | 59% | 59% | 59% | 59% | 59% | 59% | 59% | 59% | 59% | 59% | 59% | 59% | 59% | 59% | 59% | 59% | 59% | 59% | 59% | 59% | 59% | 59% | 59% | 59% | 59% | 59%
Commercial_Retail (WA)_New_Food Preparation_Natural Gas_Conveyor Oven_E3_Baseline Forecast | Commercial | Retail (WA) | New | Food Preparation | Natural Gas | Conveyor Oven | E3 |  | Baseline Forecast | bar: 2019 to 2045
Commercial_Retail (WA)_New_Food Preparation_Natural Gas_Conveyor Oven_E4_Baseline Forecast | Commercial | Retail (WA) | New | Food Preparation | Natural Gas | Conveyor Oven | E4 |  | Baseline Forecast | bar: 2019 to 2045
Commercial_Retail (WA)_New_Food Preparation_Natural Gas_Conveyor Oven_E5_Baseline Forecast | Commercial | Retail (WA) | New | Food Preparation | Natural Gas | Conveyor Oven | E5 |  | Baseline Forecast | bar: 2019 to 2045
Commercial_Retail (WA)_New_Food Preparation_Natural Gas_Conveyor Oven_E6_Baseline Forecast | Commercial | Retail (WA) | New | Food Preparation | Natural Gas | Conveyor Oven | E6 |  | Baseline Forecast | bar: 2019 to 2045
Commercial_Retail (WA)_New_Food Preparation_Natural Gas_Conveyor Oven_E7_Baseline Forecast | Commercial | Retail (WA) | New | Food Preparation | Natural Gas | Conveyor Oven | E7 |  | Baseline Forecast | bar: 2019 to 2045
Commercial_Retail (WA)_New_Food Preparation_Natural Gas_Conveyor Oven_E8_Baseline Forecast | Commercial | Retail (WA) | New | Food Preparation | Natural Gas | Conveyor Oven | E8 |  | Baseline Forecast | bar: 2019 to 2045
Commercial_Retail (WA)_New_Food Preparation_Natural Gas_Conveyor Oven_E9_Baseline Forecast | Commercial | Retail (WA) | New | Food Preparation | Natural Gas | Conveyor Oven | E9 |  | Baseline Forecast | bar: 2019 to 2045
Commercial_Retail (WA)_New_Food Preparation_Natural Gas_Conveyor Oven_E10_Baseline Forecast | Commercial | Retail (WA) | New | Food Preparation | Natural Gas | Conveyor Oven | E10 |  | Baseline Forecast | bar: 2019 to 2045
Commercial_Retail (WA)_New_Food Preparation_Natural Gas_Double Rack Oven_E1_Baseline Forecast | Commercial | Retail (WA) | New | Food Preparation | Natural Gas | Double Rack Oven | E1 | Standard | Baseline Forecast | 41% | 41% | 41% | 41% | 41% | 41% | 41% | 41% | 41% | 41% | 41% | 41% | 41% | 41% | 41% | 41% | 41% | 41% | 41% | 41% | 41% | 41% | 41% | 41% | 41% | 41% | 41%
Commercial_Retail (WA)_New_Food Preparation_Natural Gas_Double Rack Oven_E2_Baseline Forecast | Commercial | Retail (WA) | New | Food Preparation | Natural Gas | Double Rack Oven | E2 | FTSC Qualified (>50% Cooking Efficiency) | Baseline Forecast | 59% | 59% | 59% | 59% | 59% | 59% | 59% | 59% | 59% | 59% | 59% | 59% | 59% | 59% | 59% | 59% | 59% | 59% | 59% | 59% | 59% | 59% | 59% | 59% | 59% | 59% | 59%
Commercial_Retail (WA)_New_Food Preparation_Natural Gas_Double Rack Oven_E3_Baseline Forecast | Commercial | Retail (WA) | New | Food Preparation | Natural Gas | Double Rack Oven | E3 |  | Baseline Forecast | bar: 2019 to 2045
Commercial_Retail (WA)_New_Food Preparation_Natural Gas_Double Rack Oven_E4_Baseline Forecast | Commercial | Retail (WA) | New | Food Preparation | Natural Gas | Double Rack Oven | E4 |  | Baseline Forecast | bar: 2019 to 2045
Commercial_Retail (WA)_New_Food Preparation_Natural Gas_Double Rack Oven_E5_Baseline Forecast | Commercial | Retail (WA) | New | Food Preparation | Natural Gas | Double Rack Oven | E5 |  | Baseline Forecast | bar: 2019 to 2045
Commercial_Retail (WA)_New_Food Preparation_Natural Gas_Double Rack Oven_E6_Baseline Forecast | Commercial | Retail (WA) | New | Food Preparation | Natural Gas | Double Rack Oven | E6 |  | Baseline Forecast | bar: 2019 to 2045
Commercial_Retail (WA)_New_Food Preparation_Natural Gas_Double Rack Oven_E7_Baseline Forecast | Commercial | Retail (WA) | New | Food Preparation | Natural Gas | Double Rack Oven | E7 |  | Baseline Forecast | bar: 2019 to 2045
Commercial_Retail (WA)_New_Food Preparation_Natural Gas_Double Rack Oven_E8_Baseline Forecast | Commercial | Retail (WA) | New | Food Preparation | Natural Gas | Double Rack Oven | E8 |  | Baseline Forecast | bar: 2019 to 2045
Commercial_Retail (WA)_New_Food Preparation_Natural Gas_Double Rack Oven_E9_Baseline Forecast | Commercial | Retail (WA) | New | Food Preparation | Natural Gas | Double Rack Oven | E9 |  | Baseline Forecast | bar: 2019 to 2045
Commercial_Retail (WA)_New_Food Preparation_Natural Gas_Double Rack Oven_E10_Baseline Forecast | Commercial | Retail (WA) | New | Food Preparation | Natural Gas | Double Rack Oven | E10 |  | Baseline Forecast | bar: 2019 to 2045
Commercial_Retail (WA)_New_Food Preparation_Natural Gas_Fryer_E1_Baseline Forecast | Commercial | Retail (WA) | New | Food Preparation | Natural Gas | Fryer | E1 | Standard | Baseline Forecast | 74% | 74% | 74% | 74% | 74% | 74% | 74% | 74% | 74% | 74% | 74% | 74% | 74% | 74% | 74% | 74% | 74% | 74% | 74% | 74% | 74% | 74% | 74% | 74% | 74% | 74% | 74%
Commercial_Retail (WA)_New_Food Preparation_Natural Gas_Fryer_E2_Baseline Forecast | Commercial | Retail (WA) | New | Food Preparation | Natural Gas | Fryer | E2 | ENERGY STAR | Baseline Forecast | 26% | 26% | 26% | 26% | 26% | 26% | 26% | 26% | 26% | 26% | 26% | 26% | 26% | 26% | 26% | 26% | 26% | 26% | 26% | 26% | 26% | 26% | 26% | 26% | 26% | 26% | 26%
Commercial_Retail (WA)_New_Food Preparation_Natural Gas_Fryer_E3_Baseline Forecast | Commercial | Retail (WA) | New | Food Preparation | Natural Gas | Fryer | E3 |  | Baseline Forecast | bar: 2019 to 2045
Commercial_Retail (WA)_New_Food Preparation_Natural Gas_Fryer_E4_Baseline Forecast | Commercial | Retail (WA) | New | Food Preparation | Natural Gas | Fryer | E4 |  | Baseline Forecast | bar: 2019 to 2045
Commercial_Retail (WA)_New_Food Preparation_Natural Gas_Fryer_E5_Baseline Forecast | Commercial | Retail (WA) | New | Food Preparation | Natural Gas | Fryer | E5 |  | Baseline Forecast | bar: 2019 to 2045
Commercial_Retail (WA)_New_Food Preparation_Natural Gas_Fryer_E6_Baseline Forecast | Commercial | Retail (WA) | New | Food Preparation | Natural Gas | Fryer | E6 |  | Baseline Forecast | bar: 2019 to 2045
Commercial_Retail (WA)_New_Food Preparation_Natural Gas_Fryer_E7_Baseline Forecast | Commercial | Retail (WA) | New | Food Preparation | Natural Gas | Fryer | E7 |  | Baseline Forecast | bar: 2019 to 2045
Commercial_Retail (WA)_New_Food Preparation_Natural Gas_Fryer_E8_Baseline Forecast | Commercial | Retail (WA) | New | Food Preparation | Natural Gas | Fryer | E8 |  | Baseline Forecast | bar: 2019 to 2045
Commercial_Retail (WA)_New_Food Preparation_Natural Gas_Fryer_E9_Baseline Forecast | Commercial | Retail (WA) | New | Food Preparation | Natural Gas | Fryer | E9 |  | Baseline Forecast | bar: 2019 to 2045
Commercial_Retail (WA)_New_Food Preparation_Natural Gas_Fryer_E10_Baseline Forecast | Commercial | Retail (WA) | New | Food Preparation | Natural Gas | Fryer | E10 |  | Baseline Forecast | bar: 2019 to 2045
Commercial_Retail (WA)_New_Food Preparation_Natural Gas_Broiler_E1_Baseline Forecast | Commercial | Retail (WA) | New | Food Preparation | Natural Gas | Broiler | E1 | Standard | Baseline Forecast | 74% | 74% | 74% | 74% | 74% | 74% | 74% | 74% | 74% | 74% | 74% | 74% | 74% | 74% | 74% | 74% | 74% | 74% | 74% | 74% | 74% | 74% | 74% | 74% | 74% | 74% | 74%
Commercial_Retail (WA)_New_Food Preparation_Natural Gas_Broiler_E2_Baseline Forecast | Commercial | Retail (WA) | New | Food Preparation | Natural Gas | Broiler | E2 | Infrared Burners | Baseline Forecast | 26% | 26% | 26% | 26% | 26% | 26% | 26% | 26% | 26% | 26% | 26% | 26% | 26% | 26% | 26% | 26% | 26% | 26% | 26% | 26% | 26% | 26% | 26% | 26% | 26% | 26% | 26%
Commercial_Retail (WA)_New_Food Preparation_Natural Gas_Broiler_E3_Baseline Forecast | Commercial | Retail (WA) | New | Food Preparation | Natural Gas | Broiler | E3 |  | Baseline Forecast | bar: 2019 to 2045
Commercial_Retail (WA)_New_Food Preparation_Natural Gas_Broiler_E4_Baseline Forecast | Commercial | Retail (WA) | New | Food Preparation | Natural Gas | Broiler | E4 |  | Baseline Forecast | bar: 2019 to 2045
Commercial_Retail (WA)_New_Food Preparation_Natural Gas_Broiler_E5_Baseline Forecast | Commercial | Retail (WA) | New | Food Preparation | Natural Gas | Broiler | E5 |  | Baseline Forecast | bar: 2019 to 2045
Commercial_Retail (WA)_New_Food Preparation_Natural Gas_Broiler_E6_Baseline Forecast | Commercial | Retail (WA) | New | Food Preparation | Natural Gas | Broiler | E6 |  | Baseline Forecast | bar: 2019 to 2045
Commercial_Retail (WA)_New_Food Preparation_Natural Gas_Broiler_E7_Baseline Forecast | Commercial | Retail (WA) | New | Food Preparation | Natural Gas | Broiler | E7 |  | Baseline Forecast | bar: 2019 to 2045
Commercial_Retail (WA)_New_Food Preparation_Natural Gas_Broiler_E8_Baseline Forecast | Commercial | Retail (WA) | New | Food Preparation | Natural Gas | Broiler | E8 |  | Baseline Forecast | bar: 2019 to 2045
Commercial_Retail (WA)_New_Food Preparation_Natural Gas_Broiler_E9_Baseline Forecast | Commercial | Retail (WA) | New | Food Preparation | Natural Gas | Broiler | E9 |  | Baseline Forecast | bar: 2019 to 2045
Commercial_Retail (WA)_New_Food Preparation_Natural Gas_Broiler_E10_Baseline Forecast | Commercial | Retail (WA) | New | Food Preparation | Natural Gas | Broiler | E10 |  | Baseline Forecast | bar: 2019 to 2045
Commercial_Retail (WA)_New_Food Preparation_Natural Gas_Griddle_E1_Baseline Forecast | Commercial | Retail (WA) | New | Food Preparation | Natural Gas | Griddle | E1 | Standard | Baseline Forecast | 71% | 71% | 71% | 71% | 71% | 71% | 71% | 71% | 71% | 71% | 71% | 71% | 71% | 71% | 71% | 71% | 71% | 71% | 71% | 71% | 71% | 71% | 71% | 71% | 71% | 71% | 71%
Commercial_Retail (WA)_New_Food Preparation_Natural Gas_Griddle_E2_Baseline Forecast | Commercial | Retail (WA) | New | Food Preparation | Natural Gas | Griddle | E2 | ENERGY STAR | Baseline Forecast | 29% | 29% | 29% | 29% | 29% | 29% | 29% | 29% | 29% | 29% | 29% | 29% | 29% | 29% | 29% | 29% | 29% | 29% | 29% | 29% | 29% | 29% | 29% | 29% | 29% | 29% | 29%
Commercial_Retail (WA)_New_Food Preparation_Natural Gas_Griddle_E3_Baseline Forecast | Commercial | Retail (WA) | New | Food Preparation | Natural Gas | Griddle | E3 |  | Baseline Forecast | bar: 2019 to 2045
Commercial_Retail (WA)_New_Food Preparation_Natural Gas_Griddle_E4_Baseline Forecast | Commercial | Retail (WA) | New | Food Preparation | Natural Gas | Griddle | E4 |  | Baseline Forecast | bar: 2019 to 2045
Commercial_Retail (WA)_New_Food Preparation_Natural Gas_Griddle_E5_Baseline Forecast | Commercial | Retail (WA) | New | Food Preparation | Natural Gas | Griddle | E5 |  | Baseline Forecast | bar: 2019 to 2045
Commercial_Retail (WA)_New_Food Preparation_Natural Gas_Griddle_E6_Baseline Forecast | Commercial | Retail (WA) | New | Food Preparation | Natural Gas | Griddle | E6 |  | Baseline Forecast | bar: 2019 to 2045
Commercial_Retail (WA)_New_Food Preparation_Natural Gas_Griddle_E7_Baseline Forecast | Commercial | Retail (WA) | New | Food Preparation | Natural Gas | Griddle | E7 |  | Baseline Forecast | bar: 2019 to 2045
Commercial_Retail (WA)_New_Food Preparation_Natural Gas_Griddle_E8_Baseline Forecast | Commercial | Retail (WA) | New | Food Preparation | Natural Gas | Griddle | E8 |  | Baseline Forecast | bar: 2019 to 2045
Commercial_Retail (WA)_New_Food Preparation_Natural Gas_Griddle_E9_Baseline Forecast | Commercial | Retail (WA) | New | Food Preparation | Natural Gas | Griddle | E9 |  | Baseline Forecast | bar: 2019 to 2045
Commercial_Retail (WA)_New_Food Preparation_Natural Gas_Griddle_E10_Baseline Forecast | Commercial | Retail (WA) | New | Food Preparation | Natural Gas | Griddle | E10 |  | Baseline Forecast | bar: 2019 to 2045
Commercial_Retail (WA)_New_Food Preparation_Natural Gas_Range_E1_Baseline Forecast | Commercial | Retail (WA) | New | Food Preparation | Natural Gas | Range | E1 | Standard | Baseline Forecast | 41% | 41% | 41% | 41% | 41% | 41% | 41% | 41% | 41% | 41% | 41% | 41% | 41% | 41% | 41% | 41% | 41% | 41% | 41% | 41% | 41% | 41% | 41% | 41% | 41% | 41% | 41%
Commercial_Retail (WA)_New_Food Preparation_Natural Gas_Range_E2_Baseline Forecast | Commercial | Retail (WA) | New | Food Preparation | Natural Gas | Range | E2 | High Efficiency | Baseline Forecast | 59% | 59% | 59% | 59% | 59% | 59% | 59% | 59% | 59% | 59% | 59% | 59% | 59% | 59% | 59% | 59% | 59% | 59% | 59% | 59% | 59% | 59% | 59% | 59% | 59% | 59% | 59%
Commercial_Retail (WA)_New_Food Preparation_Natural Gas_Range_E3_Baseline Forecast | Commercial | Retail (WA) | New | Food Preparation | Natural Gas | Range | E3 |  | Baseline Forecast | bar: 2019 to 2045
Commercial_Retail (WA)_New_Food Preparation_Natural Gas_Range_E4_Baseline Forecast | Commercial | Retail (WA) | New | Food Preparation | Natural Gas | Range | E4 |  | Baseline Forecast | bar: 2019 to 2045
Commercial_Retail (WA)_New_Food Preparation_Natural Gas_Range_E5_Baseline Forecast | Commercial | Retail (WA) | New | Food Preparation | Natural Gas | Range | E5 |  | Baseline Forecast | bar: 2019 to 2045
Commercial_Retail (WA)_New_Food Preparation_Natural Gas_Range_E6_Baseline Forecast | Commercial | Retail (WA) | New | Food Preparation | Natural Gas | Range | E6 |  | Baseline Forecast | bar: 2019 to 2045
Commercial_Retail (WA)_New_Food Preparation_Natural Gas_Range_E7_Baseline Forecast | Commercial | Retail (WA) | New | Food Preparation | Natural Gas | Range | E7 |  | Baseline Forecast | bar: 2019 to 2045
Commercial_Retail (WA)_New_Food Preparation_Natural Gas_Range_E8_Baseline Forecast | Commercial | Retail (WA) | New | Food Preparation | Natural Gas | Range | E8 |  | Baseline Forecast | bar: 2019 to 2045
Commercial_Retail (WA)_New_Food Preparation_Natural Gas_Range_E9_Baseline Forecast | Commercial | Retail (WA) | New | Food Preparation | Natural Gas | Range | E9 |  | Baseline Forecast | bar: 2019 to 2045
Commercial_Retail (WA)_New_Food Preparation_Natural Gas_Range_E10_Baseline Forecast | Commercial | Retail (WA) | New | Food Preparation | Natural Gas | Range | E10 |  | Baseline Forecast | bar: 2019 to 2045
Commercial_Retail (WA)_New_Food Preparation_Natural Gas_Steamer_E1_Baseline Forecast | Commercial | Retail (WA) | New | Food Preparation | Natural Gas | Steamer | E1 | Standard | Baseline Forecast | 50% | 50% | 50% | 50% | 50% | 50% | 50% | 50% | 50% | 50% | 50% | 50% | 50% | 50% | 50% | 50% | 50% | 50% | 50% | 50% | 50% | 50% | 50% | 50% | 50% | 50% | 50%
Commercial_Retail (WA)_New_Food Preparation_Natural Gas_Steamer_E2_Baseline Forecast | Commercial | Retail (WA) | New | Food Preparation | Natural Gas | Steamer | E2 | ENERGY STAR | Baseline Forecast | 50% | 50% | 50% | 50% | 50% | 50% | 50% | 50% | 50% | 50% | 50% | 50% | 50% | 50% | 50% | 50% | 50% | 50% | 50% | 50% | 50% | 50% | 50% | 50% | 50% | 50% | 50%
Commercial_Retail (WA)_New_Food Preparation_Natural Gas_Steamer_E3_Baseline Forecast | Commercial | Retail (WA) | New | Food Preparation | Natural Gas | Steamer | E3 |  | Baseline Forecast | bar: 2019 to 2045
Commercial_Retail (WA)_New_Food Preparation_Natural Gas_Steamer_E4_Baseline Forecast | Commercial | Retail (WA) | New | Food Preparation | Natural Gas | Steamer | E4 |  | Baseline Forecast | bar: 2019 to 2045
Commercial_Retail (WA)_New_Food Preparation_Natural Gas_Steamer_E5_Baseline Forecast | Commercial | Retail (WA) | New | Food Preparation | Natural Gas | Steamer | E5 |  | Baseline Forecast | bar: 2019 to 2045
Commercial_Retail (WA)_New_Food Preparation_Natural Gas_Steamer_E6_Baseline Forecast | Commercial | Retail (WA) | New | Food Preparation | Natural Gas | Steamer | E6 |  | Baseline Forecast | bar: 2019 to 2045
Commercial_Retail (WA)_New_Food Preparation_Natural Gas_Steamer_E7_Baseline Forecast | Commercial | Retail (WA) | New | Food Preparation | Natural Gas | Steamer | E7 |  | Baseline Forecast | bar: 2019 to 2045
Commercial_Retail (WA)_New_Food Preparation_Natural Gas_Steamer_E8_Baseline Forecast | Commercial | Retail (WA) | New | Food Preparation | Natural Gas | Steamer | E8 |  | Baseline Forecast | bar: 2019 to 2045
Commercial_Retail (WA)_New_Food Preparation_Natural Gas_Steamer_E9_Baseline Forecast | Commercial | Retail (WA) | New | Food Preparation | Natural Gas | Steamer | E9 |  | Baseline Forecast | bar: 2019 to 2045
Commercial_Retail (WA)_New_Food Preparation_Natural Gas_Steamer_E10_Baseline Forecast | Commercial | Retail (WA) | New | Food Preparation | Natural Gas | Steamer | E10 |  | Baseline Forecast | bar: 2019 to 2045
Commercial_Retail (WA)_New_Food Preparation_Natural Gas_Food Prep Other_E1_Baseline Forecast | Commercial | Retail (WA) | New | Food Preparation | Natural Gas | Food Prep Other | E1 | Standard | Baseline Forecast | 74% | 74% | 74% | 74% | 74% | 74% | 74% | 74% | 74% | 74% | 74% | 74% | 74% | 74% | 74% | 74% | 74% | 74% | 74% | 74% | 74% | 74% | 74% | 74% | 74% | 74% | 74%
Commercial_Retail (WA)_New_Food Preparation_Natural Gas_Food Prep Other_E2_Baseline Forecast | Commercial | Retail (WA) | New | Food Preparation | Natural Gas | Food Prep Other | E2 | ENERGY STAR | Baseline Forecast | 26% | 26% | 26% | 26% | 26% | 26% | 26% | 26% | 26% | 26% | 26% | 26% | 26% | 26% | 26% | 26% | 26% | 26% | 26% | 26% | 26% | 26% | 26% | 26% | 26% | 26% | 26%
Commercial_Retail (WA)_New_Food Preparation_Natural Gas_Food Prep Other_E3_Baseline Forecast | Commercial | Retail (WA) | New | Food Preparation | Natural Gas | Food Prep Other | E3 |  | Baseline Forecast | bar: 2019 to 2045
Commercial_Retail (WA)_New_Food Preparation_Natural Gas_Food Prep Other_E4_Baseline Forecast | Commercial | Retail (WA) | New | Food Preparation | Natural Gas | Food Prep Other | E4 |  | Baseline Forecast | bar: 2019 to 2045
Commercial_Retail (WA)_New_Food Preparation_Natural Gas_Food Prep Other_E5_Baseline Forecast | Commercial | Retail (WA) | New | Food Preparation | Natural Gas | Food Prep Other | E5 |  | Baseline Forecast | bar: 2019 to 2045
Commercial_Retail (WA)_New_Food Preparation_Natural Gas_Food Prep Other_E6_Baseline Forecast | Commercial | Retail (WA) | New | Food Preparation | Natural Gas | Food Prep Other | E6 |  | Baseline Forecast | bar: 2019 to 2045
Commercial_Retail (WA)_New_Food Preparation_Natural Gas_Food Prep Other_E7_Baseline Forecast | Commercial | Retail (WA) | New | Food Preparation | Natural Gas | Food Prep Other | E7 |  | Baseline Forecast | bar: 2019 to 2045
Commercial_Retail (WA)_New_Food Preparation_Natural Gas_Food Prep Other_E8_Baseline Forecast | Commercial | Retail (WA) | New | Food Preparation | Natural Gas | Food Prep Other | E8 |  | Baseline Forecast | bar: 2019 to 2045
Commercial_Retail (WA)_New_Food Preparation_Natural Gas_Food Prep Other_E9_Baseline Forecast | Commercial | Retail (WA) | New | Food Preparation | Natural Gas | Food Prep Other | E9 |  | Baseline Forecast | bar: 2019 to 2045
Commercial_Retail (WA)_New_Food Preparation_Natural Gas_Food Prep Other_E10_Baseline Forecast | Commercial | Retail (WA) | New | Food Preparation | Natural Gas | Food Prep Other | E10 |  | Baseline Forecast | bar: 2019 to 2045
Commercial_Retail (WA)_New_Miscellaneous_Natural Gas_Pool Heater_E1_Baseline Forecast | Commercial | Retail (WA) | New | Miscellaneous | Natural Gas | Pool Heater | E1 | Standard (EF .82) | Baseline Forecast | 90% | 90% | 90% | 90% | 90% | 90% | 90% | 90% | 90% | 90% | 90% | 90% | 90% | 90% | 90% | 90% | 90% | 90% | 90% | 90% | 90% | 90% | 90% | 90% | 90% | 90% | 90%
Commercial_Retail (WA)_New_Miscellaneous_Natural Gas_Pool Heater_E2_Baseline Forecast | Commercial | Retail (WA) | New | Miscellaneous | Natural Gas | Pool Heater | E2 | Condensing (EF .90) | Baseline Forecast | 10% | 10% | 10% | 10% | 10% | 10% | 10% | 10% | 10% | 10% | 10% | 10% | 10% | 10% | 10% | 10% | 10% | 10% | 10% | 10% | 10% | 10% | 10% | 10% | 10% | 10% | 10%
Commercial_Retail (WA)_New_Miscellaneous_Natural Gas_Pool Heater_E3_Baseline Forecast | Commercial | Retail (WA) | New | Miscellaneous | Natural Gas | Pool Heater | E3 |  | Baseline Forecast | bar: 2019 to 2045
Commercial_Retail (WA)_New_Miscellaneous_Natural Gas_Pool Heater_E4_Baseline Forecast | Commercial | Retail (WA) | New | Miscellaneous | Natural Gas | Pool Heater | E4 |  | Baseline Forecast | bar: 2019 to 2045
Commercial_Retail (WA)_New_Miscellaneous_Natural Gas_Pool Heater_E5_Baseline Forecast | Commercial | Retail (WA) | New | Miscellaneous | Natural Gas | Pool Heater | E5 |  | Baseline Forecast | bar: 2019 to 2045
Commercial_Retail (WA)_New_Miscellaneous_Natural Gas_Pool Heater_E6_Baseline Forecast | Commercial | Retail (WA) | New | Miscellaneous | Natural Gas | Pool Heater | E6 |  | Baseline Forecast | bar: 2019 to 2045
Commercial_Retail (WA)_New_Miscellaneous_Natural Gas_Pool Heater_E7_Baseline Forecast | Commercial | Retail (WA) | New | Miscellaneous | Natural Gas | Pool Heater | E7 |  | Baseline Forecast | bar: 2019 to 2045
Commercial_Retail (WA)_New_Miscellaneous_Natural Gas_Pool Heater_E8_Baseline Forecast | Commercial | Retail (WA) | New | Miscellaneous | Natural Gas | Pool Heater | E8 |  | Baseline Forecast | bar: 2019 to 2045
Commercial_Retail (WA)_New_Miscellaneous_Natural Gas_Pool Heater_E9_Baseline Forecast | Commercial | Retail (WA) | New | Miscellaneous | Natural Gas | Pool Heater | E9 |  | Baseline Forecast | bar: 2019 to 2045
Commercial_Retail (WA)_New_Miscellaneous_Natural Gas_Pool Heater_E10_Baseline Forecast | Commercial | Retail (WA) | New | Miscellaneous | Natural Gas | Pool Heater | E10 |  | Baseline Forecast | bar: 2019 to 2045
Commercial_Retail (WA)_New_Miscellaneous_Natural Gas_Miscellaneous_E1_Baseline Forecast | Commercial | Retail (WA) | New | Miscellaneous | Natural Gas | Miscellaneous | E1 | Standard | Baseline Forecast | 100% | 100% | 100% | 100% | 100% | 100% | 100% | 100% | 100% | 100% | 100% | 100% | 100% | 100% | 100% | 100% | 100% | 100% | 100% | 100% | 100% | 100% | 100% | 100% | 100% | 100% | 100%
Commercial_Retail (WA)_New_Miscellaneous_Natural Gas_Miscellaneous_E2_Baseline Forecast | Commercial | Retail (WA) | New | Miscellaneous | Natural Gas | Miscellaneous | E2 |  | Baseline Forecast | bar: 2019 to 2045
Commercial_Retail (WA)_New_Miscellaneous_Natural Gas_Miscellaneous_E3_Baseline Forecast | Commercial | Retail (WA) | New | Miscellaneous | Natural Gas | Miscellaneous | E3 |  | Baseline Forecast | bar: 2019 to 2045
Commercial_Retail (WA)_New_Miscellaneous_Natural Gas_Miscellaneous_E4_Baseline Forecast | Commercial | Retail (WA) | New | Miscellaneous | Natural Gas | Miscellaneous | E4 |  | Baseline Forecast | bar: 2019 to 2045
Commercial_Retail (WA)_New_Miscellaneous_Natural Gas_Miscellaneous_E5_Baseline Forecast | Commercial | Retail (WA) | New | Miscellaneous | Natural Gas | Miscellaneous | E5 |  | Baseline Forecast | bar: 2019 to 2045
Commercial_Retail (WA)_New_Miscellaneous_Natural Gas_Miscellaneous_E6_Baseline Forecast | Commercial | Retail (WA) | New | Miscellaneous | Natural Gas | Miscellaneous | E6 |  | Baseline Forecast | bar: 2019 to 2045
Commercial_Retail (WA)_New_Miscellaneous_Natural Gas_Miscellaneous_E7_Baseline Forecast | Commercial | Retail (WA) | New | Miscellaneous | Natural Gas | Miscellaneous | E7 |  | Baseline Forecast | bar: 2019 to 2045
Commercial_Retail (WA)_New_Miscellaneous_Natural Gas_Miscellaneous_E8_Baseline Forecast | Commercial | Retail (WA) | New | Miscellaneous | Natural Gas | Miscellaneous | E8 |  | Baseline Forecast | bar: 2019 to 2045
Commercial_Retail (WA)_New_Miscellaneous_Natural Gas_Miscellaneous_E9_Baseline Forecast | Commercial | Retail (WA) | New | Miscellaneous | Natural Gas | Miscellaneous | E9 |  | Baseline Forecast | bar: 2019 to 2045
Commercial_Retail (WA)_New_Miscellaneous_Natural Gas_Miscellaneous_E10_Baseline Forecast | Commercial | Retail (WA) | New | Miscellaneous | Natural Gas | Miscellaneous | E10 |  | Baseline Forecast | bar: 2019 to 2045
Commercial_Grocery (WA)_Existing_Space Heating_Natural Gas_Furnace_E1_Baseline Forecast | Commercial | Grocery (WA) | Existing | Space Heating | Natural Gas | Furnace | E1 | AFUE 80% (Standard) | Baseline Forecast | 100% | 100% | 100% | 100% | 100% | 100% | 100% | 100% | 100% | 100% | 100% | 79.99% | 79.99% | 79.99% | 79.99% | 79.99% | 79.99% | 79.99% | 79.99% | 79.99% | 79.99% | 79.99% | 79.99% | 79.99% | 79.99% | 79.99% | 79.99%
Commercial_Grocery (WA)_Existing_Space Heating_Natural Gas_Furnace_E2_Baseline Forecast | Commercial | Grocery (WA) | Existing | Space Heating | Natural Gas | Furnace | E2 | AFUE 90% | Baseline Forecast | 0% | 0% | 0% | 0% | 0% | 0% | 0% | 0% | 0% | 0% | 0% | 20.01% | 20.01% | 20.01% | 20.01% | 20.01% | 20.01% | 20.01% | 20.01% | 20.01% | 20.01% | 20.01% | 20.01% | 20.01% | 20.01% | 20.01% | 20.01%
Commercial_Grocery (WA)_Existing_Space Heating_Natural Gas_Furnace_E3_Baseline Forecast | Commercial | Grocery (WA) | Existing | Space Heating | Natural Gas | Furnace | E3 | AFUE 96% | Baseline Forecast | bar: 2019 to 2045
Commercial_Grocery (WA)_Existing_Space Heating_Natural Gas_Furnace_E4_Baseline Forecast | Commercial | Grocery (WA) | Existing | Space Heating | Natural Gas | Furnace | E4 |  | Baseline Forecast | bar: 2019 to 2045
Commercial_Grocery (WA)_Existing_Space Heating_Natural Gas_Furnace_E5_Baseline Forecast | Commercial | Grocery (WA) | Existing | Space Heating | Natural Gas | Furnace | E5 |  | Baseline Forecast | bar: 2019 to 2045
Commercial_Grocery (WA)_Existing_Space Heating_Natural Gas_Furnace_E6_Baseline Forecast | Commercial | Grocery (WA) | Existing | Space Heating | Natural Gas | Furnace | E6 |  | Baseline Forecast | bar: 2019 to 2045
Commercial_Grocery (WA)_Existing_Space Heating_Natural Gas_Furnace_E7_Baseline Forecast | Commercial | Grocery (WA) | Existing | Space Heating | Natural Gas | Furnace | E7 |  | Baseline Forecast | bar: 2019 to 2045
Commercial_Grocery (WA)_Existing_Space Heating_Natural Gas_Furnace_E8_Baseline Forecast | Commercial | Grocery (WA) | Existing | Space Heating | Natural Gas | Furnace | E8 |  | Baseline Forecast | bar: 2019 to 2045
Commercial_Grocery (WA)_Existing_Space Heating_Natural Gas_Furnace_E9_Baseline Forecast | Commercial | Grocery (WA) | Existing | Space Heating | Natural Gas | Furnace | E9 |  | Baseline Forecast | bar: 2019 to 2045
Commercial_Grocery (WA)_Existing_Space Heating_Natural Gas_Furnace_E10_Baseline Forecast | Commercial | Grocery (WA) | Existing | Space Heating | Natural Gas | Furnace | E10 |  | Baseline Forecast | bar: 2019 to 2045
Commercial_Grocery (WA)_Existing_Space Heating_Natural Gas_Boiler_E1_Baseline Forecast | Commercial | Grocery (WA) | Existing | Space Heating | Natural Gas | Boiler | E1 | AFUE 80% (Standard) | Baseline Forecast | 54.1% | 54.1% | 44% | 44% | 44% | 44% | 44% | 44% | 44% | 44% | 44% | 44% | 44% | 44% | 44% | 44% | 44% | 44% | 44% | 44% | 44% | 44% | 44% | 44% | 44% | 44% | 44%
Commercial_Grocery (WA)_Existing_Space Heating_Natural Gas_Boiler_E2_Baseline Forecast | Commercial | Grocery (WA) | Existing | Space Heating | Natural Gas | Boiler | E2 | AFUE 85% | Baseline Forecast | bar: 2019 to 2045
Commercial_Grocery (WA)_Existing_Space Heating_Natural Gas_Boiler_E3_Baseline Forecast | Commercial | Grocery (WA) | Existing | Space Heating | Natural Gas | Boiler | E3 | AFUE 97% | Baseline Forecast | 45.9% | 45.9% | 56% | 56% | 56% | 56% | 56% | 56% | 56% | 56% | 56% | 56% | 56% | 56% | 56% | 56% | 56% | 56% | 56% | 56% | 56% | 56% | 56% | 56% | 56% | 56% | 56%
Commercial_Grocery (WA)_Existing_Space Heating_Natural Gas_Boiler_E4_Baseline Forecast | Commercial | Grocery (WA) | Existing | Space Heating | Natural Gas | Boiler | E4 | Convert to NG Air Source Heat Pump | Baseline Forecast | bar: 2019 to 2045
Commercial_Grocery (WA)_Existing_Space Heating_Natural Gas_Boiler_E5_Baseline Forecast | Commercial | Grocery (WA) | Existing | Space Heating | Natural Gas | Boiler | E5 |  | Baseline Forecast | bar: 2019 to 2045
Commercial_Grocery (WA)_Existing_Space Heating_Natural Gas_Boiler_E6_Baseline Forecast | Commercial | Grocery (WA) | Existing | Space Heating | Natural Gas | Boiler | E6 |  | Baseline Forecast | bar: 2019 to 2045
Commercial_Grocery (WA)_Existing_Space Heating_Natural Gas_Boiler_E7_Baseline Forecast | Commercial | Grocery (WA) | Existing | Space Heating | Natural Gas | Boiler | E7 |  | Baseline Forecast | bar: 2019 to 2045
Commercial_Grocery (WA)_Existing_Space Heating_Natural Gas_Boiler_E8_Baseline Forecast | Commercial | Grocery (WA) | Existing | Space Heating | Natural Gas | Boiler | E8 |  | Baseline Forecast | bar: 2019 to 2045
Commercial_Grocery (WA)_Existing_Space Heating_Natural Gas_Boiler_E9_Baseline Forecast | Commercial | Grocery (WA) | Existing | Space Heating | Natural Gas | Boiler | E9 |  | Baseline Forecast | bar: 2019 to 2045
Commercial_Grocery (WA)_Existing_Space Heating_Natural Gas_Boiler_E10_Baseline Forecast | Commercial | Grocery (WA) | Existing | Space Heating | Natural Gas | Boiler | E10 |  | Baseline Forecast | bar: 2019 to 2045
Commercial_Grocery (WA)_Existing_Space Heating_Natural Gas_Unit Heater_E1_Baseline Forecast | Commercial | Grocery (WA) | Existing | Space Heating | Natural Gas | Unit Heater | E1 | Standard | Baseline Forecast | 100% | 100% | 100% | 100% | 100% | 100% | 100% | 100% | 100% | 100% | 100% | 100% | 100% | 100% | 100% | 100% | 100% | 100% | 100% | 100% | 100% | 100% | 100% | 100% | 100% | 100% | 100%
Commercial_Grocery (WA)_Existing_Space Heating_Natural Gas_Unit Heater_E2_Baseline Forecast | Commercial | Grocery (WA) | Existing | Space Heating | Natural Gas | Unit Heater | E2 | Condensing | Baseline Forecast | bar: 2019 to 2045
Commercial_Grocery (WA)_Existing_Space Heating_Natural Gas_Unit Heater_E3_Baseline Forecast | Commercial | Grocery (WA) | Existing | Space Heating | Natural Gas | Unit Heater | E3 | Infrared Radiant | Baseline Forecast | bar: 2019 to 2045
Commercial_Grocery (WA)_Existing_Space Heating_Natural Gas_Unit Heater_E4_Baseline Forecast | Commercial | Grocery (WA) | Existing | Space Heating | Natural Gas | Unit Heater | E4 |  | Baseline Forecast | bar: 2019 to 2045
Commercial_Grocery (WA)_Existing_Space Heating_Natural Gas_Unit Heater_E5_Baseline Forecast | Commercial | Grocery (WA) | Existing | Space Heating | Natural Gas | Unit Heater | E5 |  | Baseline Forecast | bar: 2019 to 2045
Commercial_Grocery (WA)_Existing_Space Heating_Natural Gas_Unit Heater_E6_Baseline Forecast | Commercial | Grocery (WA) | Existing | Space Heating | Natural Gas | Unit Heater | E6 |  | Baseline Forecast | bar: 2019 to 2045
Commercial_Grocery (WA)_Existing_Space Heating_Natural Gas_Unit Heater_E7_Baseline Forecast | Commercial | Grocery (WA) | Existing | Space Heating | Natural Gas | Unit Heater | E7 |  | Baseline Forecast | bar: 2019 to 2045
Commercial_Grocery (WA)_Existing_Space Heating_Natural Gas_Unit Heater_E8_Baseline Forecast | Commercial | Grocery (WA) | Existing | Space Heating | Natural Gas | Unit Heater | E8 |  | Baseline Forecast | bar: 2019 to 2045
Commercial_Grocery (WA)_Existing_Space Heating_Natural Gas_Unit Heater_E9_Baseline Forecast | Commercial | Grocery (WA) | Existing | Space Heating | Natural Gas | Unit Heater | E9 |  | Baseline Forecast | bar: 2019 to 2045
Commercial_Grocery (WA)_Existing_Space Heating_Natural Gas_Unit Heater_E10_Baseline Forecast | Commercial | Grocery (WA) | Existing | Space Heating | Natural Gas | Unit Heater | E10 |  | Baseline Forecast | bar: 2019 to 2045
Commercial_Grocery (WA)_Existing_Water Heating_Natural Gas_Water Heater_E1_Baseline Forecast | Commercial | Grocery (WA) | Existing | Water Heating | Natural Gas | Water Heater | E1 | TE 0.80 | Baseline Forecast | 47% | 47% | 47% | 47% | 47% | 47% | 47% | 47% | 47% | 47% | 47% | 47% | 47% | 47% | 47% | 47% | 47% | 47% | 47% | 47% | 47% | 47% | 47% | 47% | 47% | 47% | 47%
Commercial_Grocery (WA)_Existing_Water Heating_Natural Gas_Water Heater_E2_Baseline Forecast | Commercial | Grocery (WA) | Existing | Water Heating | Natural Gas | Water Heater | E2 | TE 0.90 | Baseline Forecast | bar: 2019 to 2045
Commercial_Grocery (WA)_Existing_Water Heating_Natural Gas_Water Heater_E3_Baseline Forecast | Commercial | Grocery (WA) | Existing | Water Heating | Natural Gas | Water Heater | E3 | TE 0.94 | Baseline Forecast | 53% | 53% | 53% | 53% | 53% | 53% | 53% | 53% | 53% | 53% | 53% | 53% | 53% | 53% | 53% | 53% | 53% | 53% | 53% | 53% | 53% | 53% | 53% | 53% | 53% | 53% | 53%
Commercial_Grocery (WA)_Existing_Water Heating_Natural Gas_Water Heater_E4_Baseline Forecast | Commercial | Grocery (WA) | Existing | Water Heating | Natural Gas | Water Heater | E4 | Instantaneous TE 0.94 | Baseline Forecast | bar: 2019 to 2045
Commercial_Grocery (WA)_Existing_Water Heating_Natural Gas_Water Heater_E5_Baseline Forecast | Commercial | Grocery (WA) | Existing | Water Heating | Natural Gas | Water Heater | E5 | Gas-Fired Absorption HPWH | Baseline Forecast | bar: 2019 to 2045
Commercial_Grocery (WA)_Existing_Water Heating_Natural Gas_Water Heater_E6_Baseline Forecast | Commercial | Grocery (WA) | Existing | Water Heating | Natural Gas | Water Heater | E6 |  | Baseline Forecast | bar: 2019 to 2045
Commercial_Grocery (WA)_Existing_Water Heating_Natural Gas_Water Heater_E7_Baseline Forecast | Commercial | Grocery (WA) | Existing | Water Heating | Natural Gas | Water Heater | E7 |  | Baseline Forecast | bar: 2019 to 2045
Commercial_Grocery (WA)_Existing_Water Heating_Natural Gas_Water Heater_E8_Baseline Forecast | Commercial | Grocery (WA) | Existing | Water Heating | Natural Gas | Water Heater | E8 |  | Baseline Forecast | bar: 2019 to 2045
Commercial_Grocery (WA)_Existing_Water Heating_Natural Gas_Water Heater_E9_Baseline Forecast | Commercial | Grocery (WA) | Existing | Water Heating | Natural Gas | Water Heater | E9 |  | Baseline Forecast | bar: 2019 to 2045
Commercial_Grocery (WA)_Existing_Water Heating_Natural Gas_Water Heater_E10_Baseline Forecast | Commercial | Grocery (WA) | Existing | Water Heating | Natural Gas | Water Heater | E10 |  | Baseline Forecast | bar: 2019 to 2045
Commercial_Grocery (WA)_Existing_Food Preparation_Natural Gas_Oven_E1_Baseline Forecast | Commercial | Grocery (WA) | Existing | Food Preparation | Natural Gas | Oven | E1 | Standard | Baseline Forecast | 41% | 41% | 41% | 41% | 41% | 41% | 41% | 41% | 41% | 41% | 41% | 41% | 41% | 41% | 41% | 41% | 41% | 41% | 41% | 41% | 41% | 41% | 41% | 41% | 41% | 41% | 41%
Commercial_Grocery (WA)_Existing_Food Preparation_Natural Gas_Oven_E2_Baseline Forecast | Commercial | Grocery (WA) | Existing | Food Preparation | Natural Gas | Oven | E2 | ENERGY STAR (>42% Baking Efficiency) | Baseline Forecast | 59% | 59% | 59% | 59% | 59% | 59% | 59% | 59% | 59% | 59% | 59% | 59% | 59% | 59% | 59% | 59% | 59% | 59% | 59% | 59% | 59% | 59% | 59% | 59% | 59% | 59% | 59%
Commercial_Grocery (WA)_Existing_Food Preparation_Natural Gas_Oven_E3_Baseline Forecast | Commercial | Grocery (WA) | Existing | Food Preparation | Natural Gas | Oven | E3 |  | Baseline Forecast | bar: 2019 to 2045
Commercial_Grocery (WA)_Existing_Food Preparation_Natural Gas_Oven_E4_Baseline Forecast | Commercial | Grocery (WA) | Existing | Food Preparation | Natural Gas | Oven | E4 |  | Baseline Forecast | bar: 2019 to 2045
Commercial_Grocery (WA)_Existing_Food Preparation_Natural Gas_Oven_E5_Baseline Forecast | Commercial | Grocery (WA) | Existing | Food Preparation | Natural Gas | Oven | E5 |  | Baseline Forecast | bar: 2019 to 2045
Commercial_Grocery (WA)_Existing_Food Preparation_Natural Gas_Oven_E6_Baseline Forecast | Commercial | Grocery (WA) | Existing | Food Preparation | Natural Gas | Oven | E6 |  | Baseline Forecast | bar: 2019 to 2045
Commercial_Grocery (WA)_Existing_Food Preparation_Natural Gas_Oven_E7_Baseline Forecast | Commercial | Grocery (WA) | Existing | Food Preparation | Natural Gas | Oven | E7 |  | Baseline Forecast | bar: 2019 to 2045
Commercial_Grocery (WA)_Existing_Food Preparation_Natural Gas_Oven_E8_Baseline Forecast | Commercial | Grocery (WA) | Existing | Food Preparation | Natural Gas | Oven | E8 |  | Baseline Forecast | bar: 2019 to 2045
Commercial_Grocery (WA)_Existing_Food Preparation_Natural Gas_Oven_E9_Baseline Forecast | Commercial | Grocery (WA) | Existing | Food Preparation | Natural Gas | Oven | E9 |  | Baseline Forecast | bar: 2019 to 2045
Commercial_Grocery (WA)_Existing_Food Preparation_Natural Gas_Oven_E10_Baseline Forecast | Commercial | Grocery (WA) | Existing | Food Preparation | Natural Gas | Oven | E10 |  | Baseline Forecast | bar: 2019 to 2045
Commercial_Grocery (WA)_Existing_Food Preparation_Natural Gas_Conveyor Oven_E1_Baseline Forecast | Commercial | Grocery (WA) | Existing | Food Preparation | Natural Gas | Conveyor Oven | E1 | Standard | Baseline Forecast | 41% | 41% | 41% | 41% | 41% | 41% | 41% | 41% | 41% | 41% | 41% | 41% | 41% | 41% | 41% | 41% | 41% | 41% | 41% | 41% | 41% | 41% | 41% | 41% | 41% | 41% | 41%
Commercial_Grocery (WA)_Existing_Food Preparation_Natural Gas_Conveyor Oven_E2_Baseline Forecast | Commercial | Grocery (WA) | Existing | Food Preparation | Natural Gas | Conveyor Oven | E2 | ENERGY STAR (>42% Baking Efficiency) | Baseline Forecast | 59% | 59% | 59% | 59% | 59% | 59% | 59% | 59% | 59% | 59% | 59% | 59% | 59% | 59% | 59% | 59% | 59% | 59% | 59% | 59% | 59% | 59% | 59% | 59% | 59% | 59% | 59%
Commercial_Grocery (WA)_Existing_Food Preparation_Natural Gas_Conveyor Oven_E3_Baseline Forecast | Commercial | Grocery (WA) | Existing | Food Preparation | Natural Gas | Conveyor Oven | E3 |  | Baseline Forecast | bar: 2019 to 2045
Commercial_Grocery (WA)_Existing_Food Preparation_Natural Gas_Conveyor Oven_E4_Baseline Forecast | Commercial | Grocery (WA) | Existing | Food Preparation | Natural Gas | Conveyor Oven | E4 |  | Baseline Forecast | bar: 2019 to 2045
Commercial_Grocery (WA)_Existing_Food Preparation_Natural Gas_Conveyor Oven_E5_Baseline Forecast | Commercial | Grocery (WA) | Existing | Food Preparation | Natural Gas | Conveyor Oven | E5 |  | Baseline Forecast | bar: 2019 to 2045
Commercial_Grocery (WA)_Existing_Food Preparation_Natural Gas_Conveyor Oven_E6_Baseline Forecast | Commercial | Grocery (WA) | Existing | Food Preparation | Natural Gas | Conveyor Oven | E6 |  | Baseline Forecast | bar: 2019 to 2045
Commercial_Grocery (WA)_Existing_Food Preparation_Natural Gas_Conveyor Oven_E7_Baseline Forecast | Commercial | Grocery (WA) | Existing | Food Preparation | Natural Gas | Conveyor Oven | E7 |  | Baseline Forecast | bar: 2019 to 2045
Commercial_Grocery (WA)_Existing_Food Preparation_Natural Gas_Conveyor Oven_E8_Baseline Forecast | Commercial | Grocery (WA) | Existing | Food Preparation | Natural Gas | Conveyor Oven | E8 |  | Baseline Forecast | bar: 2019 to 2045
Commercial_Grocery (WA)_Existing_Food Preparation_Natural Gas_Conveyor Oven_E9_Baseline Forecast | Commercial | Grocery (WA) | Existing | Food Preparation | Natural Gas | Conveyor Oven | E9 |  | Baseline Forecast | bar: 2019 to 2045
Commercial_Grocery (WA)_Existing_Food Preparation_Natural Gas_Conveyor Oven_E10_Baseline Forecast | Commercial | Grocery (WA) | Existing | Food Preparation | Natural Gas | Conveyor Oven | E10 |  | Baseline Forecast | bar: 2019 to 2045
Commercial_Grocery (WA)_Existing_Food Preparation_Natural Gas_Double Rack Oven_E1_Baseline Forecast | Commercial | Grocery (WA) | Existing | Food Preparation | Natural Gas | Double Rack Oven | E1 | Standard | Baseline Forecast | 41% | 41% | 41% | 41% | 41% | 41% | 41% | 41% | 41% | 41% | 41% | 41% | 41% | 41% | 41% | 41% | 41% | 41% | 41% | 41% | 41% | 41% | 41% | 41% | 41% | 41% | 41%
Commercial_Grocery (WA)_Existing_Food Preparation_Natural Gas_Double Rack Oven_E2_Baseline Forecast | Commercial | Grocery (WA) | Existing | Food Preparation | Natural Gas | Double Rack Oven | E2 | FTSC Qualified (>50% Cooking Efficiency) | Baseline Forecast | 59% | 59% | 59% | 59% | 59% | 59% | 59% | 59% | 59% | 59% | 59% | 59% | 59% | 59% | 59% | 59% | 59% | 59% | 59% | 59% | 59% | 59% | 59% | 59% | 59% | 59% | 59%
Commercial_Grocery (WA)_Existing_Food Preparation_Natural Gas_Double Rack Oven_E3_Baseline Forecast | Commercial | Grocery (WA) | Existing | Food Preparation | Natural Gas | Double Rack Oven | E3 |  | Baseline Forecast | bar: 2019 to 2045
Commercial_Grocery (WA)_Existing_Food Preparation_Natural Gas_Double Rack Oven_E4_Baseline Forecast | Commercial | Grocery (WA) | Existing | Food Preparation | Natural Gas | Double Rack Oven | E4 |  | Baseline Forecast | bar: 2019 to 2045
Commercial_Grocery (WA)_Existing_Food Preparation_Natural Gas_Double Rack Oven_E5_Baseline Forecast | Commercial | Grocery (WA) | Existing | Food Preparation | Natural Gas | Double Rack Oven | E5 |  | Baseline Forecast | bar: 2019 to 2045
Commercial_Grocery (WA)_Existing_Food Preparation_Natural Gas_Double Rack Oven_E6_Baseline Forecast | Commercial | Grocery (WA) | Existing | Food Preparation | Natural Gas | Double Rack Oven | E6 |  | Baseline Forecast | bar: 2019 to 2045
Commercial_Grocery (WA)_Existing_Food Preparation_Natural Gas_Double Rack Oven_E7_Baseline Forecast | Commercial | Grocery (WA) | Existing | Food Preparation | Natural Gas | Double Rack Oven | E7 |  | Baseline Forecast | bar: 2019 to 2045
Commercial_Grocery (WA)_Existing_Food Preparation_Natural Gas_Double Rack Oven_E8_Baseline Forecast | Commercial | Grocery (WA) | Existing | Food Preparation | Natural Gas | Double Rack Oven | E8 |  | Baseline Forecast | bar: 2019 to 2045
Commercial_Grocery (WA)_Existing_Food Preparation_Natural Gas_Double Rack Oven_E9_Baseline Forecast | Commercial | Grocery (WA) | Existing | Food Preparation | Natural Gas | Double Rack Oven | E9 |  | Baseline Forecast | bar: 2019 to 2045
Commercial_Grocery (WA)_Existing_Food Preparation_Natural Gas_Double Rack Oven_E10_Baseline Forecast | Commercial | Grocery (WA) | Existing | Food Preparation | Natural Gas | Double Rack Oven | E10 |  | Baseline Forecast | bar: 2019 to 2045
Commercial_Grocery (WA)_Existing_Food Preparation_Natural Gas_Fryer_E1_Baseline Forecast | Commercial | Grocery (WA) | Existing | Food Preparation | Natural Gas | Fryer | E1 | Standard | Baseline Forecast | 74% | 74% | 74% | 74% | 74% | 74% | 74% | 74% | 74% | 74% | 74% | 74% | 74% | 74% | 74% | 74% | 74% | 74% | 74% | 74% | 74% | 74% | 74% | 74% | 74% | 74% | 74%
Commercial_Grocery (WA)_Existing_Food Preparation_Natural Gas_Fryer_E2_Baseline Forecast | Commercial | Grocery (WA) | Existing | Food Preparation | Natural Gas | Fryer | E2 | ENERGY STAR | Baseline Forecast | 26% | 26% | 26% | 26% | 26% | 26% | 26% | 26% | 26% | 26% | 26% | 26% | 26% | 26% | 26% | 26% | 26% | 26% | 26% | 26% | 26% | 26% | 26% | 26% | 26% | 26% | 26%
Commercial_Grocery (WA)_Existing_Food Preparation_Natural Gas_Fryer_E3_Baseline Forecast | Commercial | Grocery (WA) | Existing | Food Preparation | Natural Gas | Fryer | E3 |  | Baseline Forecast | bar: 2019 to 2045
Commercial_Grocery (WA)_Existing_Food Preparation_Natural Gas_Fryer_E4_Baseline Forecast | Commercial | Grocery (WA) | Existing | Food Preparation | Natural Gas | Fryer | E4 |  | Baseline Forecast | bar: 2019 to 2045
Commercial_Grocery (WA)_Existing_Food Preparation_Natural Gas_Fryer_E5_Baseline Forecast | Commercial | Grocery (WA) | Existing | Food Preparation | Natural Gas | Fryer | E5 |  | Baseline Forecast | bar: 2019 to 2045
Commercial_Grocery (WA)_Existing_Food Preparation_Natural Gas_Fryer_E6_Baseline Forecast | Commercial | Grocery (WA) | Existing | Food Preparation | Natural Gas | Fryer | E6 |  | Baseline Forecast | bar: 2019 to 2045
Commercial_Grocery (WA)_Existing_Food Preparation_Natural Gas_Fryer_E7_Baseline Forecast | Commercial | Grocery (WA) | Existing | Food Preparation | Natural Gas | Fryer | E7 |  | Baseline Forecast | bar: 2019 to 2045
Commercial_Grocery (WA)_Existing_Food Preparation_Natural Gas_Fryer_E8_Baseline Forecast | Commercial | Grocery (WA) | Existing | Food Preparation | Natural Gas | Fryer | E8 |  | Baseline Forecast | bar: 2019 to 2045
Commercial_Grocery (WA)_Existing_Food Preparation_Natural Gas_Fryer_E9_Baseline Forecast | Commercial | Grocery (WA) | Existing | Food Preparation | Natural Gas | Fryer | E9 |  | Baseline Forecast | bar: 2019 to 2045
Commercial_Grocery (WA)_Existing_Food Preparation_Natural Gas_Fryer_E10_Baseline Forecast | Commercial | Grocery (WA) | Existing | Food Preparation | Natural Gas | Fryer | E10 |  | Baseline Forecast | bar: 2019 to 2045
Commercial_Grocery (WA)_Existing_Food Preparation_Natural Gas_Broiler_E1_Baseline Forecast | Commercial | Grocery (WA) | Existing | Food Preparation | Natural Gas | Broiler | E1 | Standard | Baseline Forecast | 74% | 74% | 74% | 74% | 74% | 74% | 74% | 74% | 74% | 74% | 74% | 74% | 74% | 74% | 74% | 74% | 74% | 74% | 74% | 74% | 74% | 74% | 74% | 74% | 74% | 74% | 74%
Commercial_Grocery (WA)_Existing_Food Preparation_Natural Gas_Broiler_E2_Baseline Forecast | Commercial | Grocery (WA) | Existing | Food Preparation | Natural Gas | Broiler | E2 | Infrared Burners | Baseline Forecast | 26% | 26% | 26% | 26% | 26% | 26% | 26% | 26% | 26% | 26% | 26% | 26% | 26% | 26% | 26% | 26% | 26% | 26% | 26% | 26% | 26% | 26% | 26% | 26% | 26% | 26% | 26%
Commercial_Grocery (WA)_Existing_Food Preparation_Natural Gas_Broiler_E3_Baseline Forecast | Commercial | Grocery (WA) | Existing | Food Preparation | Natural Gas | Broiler | E3 |  | Baseline Forecast | bar: 2019 to 2045
Commercial_Grocery (WA)_Existing_Food Preparation_Natural Gas_Broiler_E4_Baseline Forecast | Commercial | Grocery (WA) | Existing | Food Preparation | Natural Gas | Broiler | E4 |  | Baseline Forecast | bar: 2019 to 2045
Commercial_Grocery (WA)_Existing_Food Preparation_Natural Gas_Broiler_E5_Baseline Forecast | Commercial | Grocery (WA) | Existing | Food Preparation | Natural Gas | Broiler | E5 |  | Baseline Forecast | bar: 2019 to 2045
Commercial_Grocery (WA)_Existing_Food Preparation_Natural Gas_Broiler_E6_Baseline Forecast | Commercial | Grocery (WA) | Existing | Food Preparation | Natural Gas | Broiler | E6 |  | Baseline Forecast | bar: 2019 to 2045
Commercial_Grocery (WA)_Existing_Food Preparation_Natural Gas_Broiler_E7_Baseline Forecast | Commercial | Grocery (WA) | Existing | Food Preparation | Natural Gas | Broiler | E7 |  | Baseline Forecast | bar: 2019 to 2045
Commercial_Grocery (WA)_Existing_Food Preparation_Natural Gas_Broiler_E8_Baseline Forecast | Commercial | Grocery (WA) | Existing | Food Preparation | Natural Gas | Broiler | E8 |  | Baseline Forecast | bar: 2019 to 2045
Commercial_Grocery (WA)_Existing_Food Preparation_Natural Gas_Broiler_E9_Baseline Forecast | Commercial | Grocery (WA) | Existing | Food Preparation | Natural Gas | Broiler | E9 |  | Baseline Forecast | bar: 2019 to 2045
Commercial_Grocery (WA)_Existing_Food Preparation_Natural Gas_Broiler_E10_Baseline Forecast | Commercial | Grocery (WA) | Existing | Food Preparation | Natural Gas | Broiler | E10 |  | Baseline Forecast | bar: 2019 to 2045
Commercial_Grocery (WA)_Existing_Food Preparation_Natural Gas_Griddle_E1_Baseline Forecast | Commercial | Grocery (WA) | Existing | Food Preparation | Natural Gas | Griddle | E1 | Standard | Baseline Forecast | 71% | 71% | 71% | 71% | 71% | 71% | 71% | 71% | 71% | 71% | 71% | 71% | 71% | 71% | 71% | 71% | 71% | 71% | 71% | 71% | 71% | 71% | 71% | 71% | 71% | 71% | 71%
Commercial_Grocery (WA)_Existing_Food Preparation_Natural Gas_Griddle_E2_Baseline Forecast | Commercial | Grocery (WA) | Existing | Food Preparation | Natural Gas | Griddle | E2 | ENERGY STAR | Baseline Forecast | 29% | 29% | 29% | 29% | 29% | 29% | 29% | 29% | 29% | 29% | 29% | 29% | 29% | 29% | 29% | 29% | 29% | 29% | 29% | 29% | 29% | 29% | 29% | 29% | 29% | 29% | 29%
Commercial_Grocery (WA)_Existing_Food Preparation_Natural Gas_Griddle_E3_Baseline Forecast | Commercial | Grocery (WA) | Existing | Food Preparation | Natural Gas | Griddle | E3 |  | Baseline Forecast | bar: 2019 to 2045
Commercial_Grocery (WA)_Existing_Food Preparation_Natural Gas_Griddle_E4_Baseline Forecast | Commercial | Grocery (WA) | Existing | Food Preparation | Natural Gas | Griddle | E4 |  | Baseline Forecast | bar: 2019 to 2045
Commercial_Grocery (WA)_Existing_Food Preparation_Natural Gas_Griddle_E5_Baseline Forecast | Commercial | Grocery (WA) | Existing | Food Preparation | Natural Gas | Griddle | E5 |  | Baseline Forecast | bar: 2019 to 2045
Commercial_Grocery (WA)_Existing_Food Preparation_Natural Gas_Griddle_E6_Baseline Forecast | Commercial | Grocery (WA) | Existing | Food Preparation | Natural Gas | Griddle | E6 |  | Baseline Forecast | bar: 2019 to 2045
Commercial_Grocery (WA)_Existing_Food Preparation_Natural Gas_Griddle_E7_Baseline Forecast | Commercial | Grocery (WA) | Existing | Food Preparation | Natural Gas | Griddle | E7 |  | Baseline Forecast | bar: 2019 to 2045
Commercial_Grocery (WA)_Existing_Food Preparation_Natural Gas_Griddle_E8_Baseline Forecast | Commercial | Grocery (WA) | Existing | Food Preparation | Natural Gas | Griddle | E8 |  | Baseline Forecast | bar: 2019 to 2045
Commercial_Grocery (WA)_Existing_Food Preparation_Natural Gas_Griddle_E9_Baseline Forecast | Commercial | Grocery (WA) | Existing | Food Preparation | Natural Gas | Griddle | E9 |  | Baseline Forecast | bar: 2019 to 2045
Commercial_Grocery (WA)_Existing_Food Preparation_Natural Gas_Griddle_E10_Baseline Forecast | Commercial | Grocery (WA) | Existing | Food Preparation | Natural Gas | Griddle | E10 |  | Baseline Forecast | bar: 2019 to 2045
Commercial_Grocery (WA)_Existing_Food Preparation_Natural Gas_Range_E1_Baseline Forecast | Commercial | Grocery (WA) | Existing | Food Preparation | Natural Gas | Range | E1 | Standard | Baseline Forecast | 41% | 41% | 41% | 41% | 41% | 41% | 41% | 41% | 41% | 41% | 41% | 41% | 41% | 41% | 41% | 41% | 41% | 41% | 41% | 41% | 41% | 41% | 41% | 41% | 41% | 41% | 41%
Commercial_Grocery (WA)_Existing_Food Preparation_Natural Gas_Range_E2_Baseline Forecast | Commercial | Grocery (WA) | Existing | Food Preparation | Natural Gas | Range | E2 | High Efficiency | Baseline Forecast | 59% | 59% | 59% | 59% | 59% | 59% | 59% | 59% | 59% | 59% | 59% | 59% | 59% | 59% | 59% | 59% | 59% | 59% | 59% | 59% | 59% | 59% | 59% | 59% | 59% | 59% | 59%
Commercial_Grocery (WA)_Existing_Food Preparation_Natural Gas_Range_E3_Baseline Forecast | Commercial | Grocery (WA) | Existing | Food Preparation | Natural Gas | Range | E3 |  | Baseline Forecast | bar: 2019 to 2045
Commercial_Grocery (WA)_Existing_Food Preparation_Natural Gas_Range_E4_Baseline Forecast | Commercial | Grocery (WA) | Existing | Food Preparation | Natural Gas | Range | E4 |  | Baseline Forecast | bar: 2019 to 2045
Commercial_Grocery (WA)_Existing_Food Preparation_Natural Gas_Range_E5_Baseline Forecast | Commercial | Grocery (WA) | Existing | Food Preparation | Natural Gas | Range | E5 |  | Baseline Forecast | bar: 2019 to 2045
Commercial_Grocery (WA)_Existing_Food Preparation_Natural Gas_Range_E6_Baseline Forecast | Commercial | Grocery (WA) | Existing | Food Preparation | Natural Gas | Range | E6 |  | Baseline Forecast | bar: 2019 to 2045
Commercial_Grocery (WA)_Existing_Food Preparation_Natural Gas_Range_E7_Baseline Forecast | Commercial | Grocery (WA) | Existing | Food Preparation | Natural Gas | Range | E7 |  | Baseline Forecast | bar: 2019 to 2045
Commercial_Grocery (WA)_Existing_Food Preparation_Natural Gas_Range_E8_Baseline Forecast | Commercial | Grocery (WA) | Existing | Food Preparation | Natural Gas | Range | E8 |  | Baseline Forecast | bar: 2019 to 2045
Commercial_Grocery (WA)_Existing_Food Preparation_Natural Gas_Range_E9_Baseline Forecast | Commercial | Grocery (WA) | Existing | Food Preparation | Natural Gas | Range | E9 |  | Baseline Forecast | bar: 2019 to 2045
Commercial_Grocery (WA)_Existing_Food Preparation_Natural Gas_Range_E10_Baseline Forecast | Commercial | Grocery (WA) | Existing | Food Preparation | Natural Gas | Range | E10 |  | Baseline Forecast | bar: 2019 to 2045
Commercial_Grocery (WA)_Existing_Food Preparation_Natural Gas_Steamer_E1_Baseline Forecast | Commercial | Grocery (WA) | Existing | Food Preparation | Natural Gas | Steamer | E1 | Standard | Baseline Forecast | 50% | 50% | 50% | 50% | 50% | 50% | 50% | 50% | 50% | 50% | 50% | 50% | 50% | 50% | 50% | 50% | 50% | 50% | 50% | 50% | 50% | 50% | 50% | 50% | 50% | 50% | 50%
Commercial_Grocery (WA)_Existing_Food Preparation_Natural Gas_Steamer_E2_Baseline Forecast | Commercial | Grocery (WA) | Existing | Food Preparation | Natural Gas | Steamer | E2 | ENERGY STAR | Baseline Forecast | 50% | 50% | 50% | 50% | 50% | 50% | 50% | 50% | 50% | 50% | 50% | 50% | 50% | 50% | 50% | 50% | 50% | 50% | 50% | 50% | 50% | 50% | 50% | 50% | 50% | 50% | 50%
Commercial_Grocery (WA)_Existing_Food Preparation_Natural Gas_Steamer_E3_Baseline Forecast | Commercial | Grocery (WA) | Existing | Food Preparation | Natural Gas | Steamer | E3 |  | Baseline Forecast | bar: 2019 to 2045
Commercial_Grocery (WA)_Existing_Food Preparation_Natural Gas_Steamer_E4_Baseline Forecast | Commercial | Grocery (WA) | Existing | Food Preparation | Natural Gas | Steamer | E4 |  | Baseline Forecast | bar: 2019 to 2045
Commercial_Grocery (WA)_Existing_Food Preparation_Natural Gas_Steamer_E5_Baseline Forecast | Commercial | Grocery (WA) | Existing | Food Preparation | Natural Gas | Steamer | E5 |  | Baseline Forecast | bar: 2019 to 2045
Commercial_Grocery (WA)_Existing_Food Preparation_Natural Gas_Steamer_E6_Baseline Forecast | Commercial | Grocery (WA) | Existing | Food Preparation | Natural Gas | Steamer | E6 |  | Baseline Forecast | bar: 2019 to 2045
Commercial_Grocery (WA)_Existing_Food Preparation_Natural Gas_Steamer_E7_Baseline Forecast | Commercial | Grocery (WA) | Existing | Food Preparation | Natural Gas | Steamer | E7 |  | Baseline Forecast | bar: 2019 to 2045
Commercial_Grocery (WA)_Existing_Food Preparation_Natural Gas_Steamer_E8_Baseline Forecast | Commercial | Grocery (WA) | Existing | Food Preparation | Natural Gas | Steamer | E8 |  | Baseline Forecast | bar: 2019 to 2045
Commercial_Grocery (WA)_Existing_Food Preparation_Natural Gas_Steamer_E9_Baseline Forecast | Commercial | Grocery (WA) | Existing | Food Preparation | Natural Gas | Steamer | E9 |  | Baseline Forecast | bar: 2019 to 2045
Commercial_Grocery (WA)_Existing_Food Preparation_Natural Gas_Steamer_E10_Baseline Forecast | Commercial | Grocery (WA) | Existing | Food Preparation | Natural Gas | Steamer | E10 |  | Baseline Forecast | bar: 2019 to 2045
Commercial_Grocery (WA)_Existing_Food Preparation_Natural Gas_Food Prep Other_E1_Baseline Forecast | Commercial | Grocery (WA) | Existing | Food Preparation | Natural Gas | Food Prep Other | E1 | Standard | Baseline Forecast | 74% | 74% | 74% | 74% | 74% | 74% | 74% | 74% | 74% | 74% | 74% | 74% | 74% | 74% | 74% | 74% | 74% | 74% | 74% | 74% | 74% | 74% | 74% | 74% | 74% | 74% | 74%
Commercial_Grocery (WA)_Existing_Food Preparation_Natural Gas_Food Prep Other_E2_Baseline Forecast | Commercial | Grocery (WA) | Existing | Food Preparation | Natural Gas | Food Prep Other | E2 | ENERGY STAR | Baseline Forecast | 26% | 26% | 26% | 26% | 26% | 26% | 26% | 26% | 26% | 26% | 26% | 26% | 26% | 26% | 26% | 26% | 26% | 26% | 26% | 26% | 26% | 26% | 26% | 26% | 26% | 26% | 26%
Commercial_Grocery (WA)_Existing_Food Preparation_Natural Gas_Food Prep Other_E3_Baseline Forecast | Commercial | Grocery (WA) | Existing | Food Preparation | Natural Gas | Food Prep Other | E3 |  | Baseline Forecast | bar: 2019 to 2045
Commercial_Grocery (WA)_Existing_Food Preparation_Natural Gas_Food Prep Other_E4_Baseline Forecast | Commercial | Grocery (WA) | Existing | Food Preparation | Natural Gas | Food Prep Other | E4 |  | Baseline Forecast | bar: 2019 to 2045
Commercial_Grocery (WA)_Existing_Food Preparation_Natural Gas_Food Prep Other_E5_Baseline Forecast | Commercial | Grocery (WA) | Existing | Food Preparation | Natural Gas | Food Prep Other | E5 |  | Baseline Forecast | bar: 2019 to 2045
Commercial_Grocery (WA)_Existing_Food Preparation_Natural Gas_Food Prep Other_E6_Baseline Forecast | Commercial | Grocery (WA) | Existing | Food Preparation | Natural Gas | Food Prep Other | E6 |  | Baseline Forecast | bar: 2019 to 2045
Commercial_Grocery (WA)_Existing_Food Preparation_Natural Gas_Food Prep Other_E7_Baseline Forecast | Commercial | Grocery (WA) | Existing | Food Preparation | Natural Gas | Food Prep Other | E7 |  | Baseline Forecast | bar: 2019 to 2045
Commercial_Grocery (WA)_Existing_Food Preparation_Natural Gas_Food Prep Other_E8_Baseline Forecast | Commercial | Grocery (WA) | Existing | Food Preparation | Natural Gas | Food Prep Other | E8 |  | Baseline Forecast | bar: 2019 to 2045
Commercial_Grocery (WA)_Existing_Food Preparation_Natural Gas_Food Prep Other_E9_Baseline Forecast | Commercial | Grocery (WA) | Existing | Food Preparation | Natural Gas | Food Prep Other | E9 |  | Baseline Forecast | bar: 2019 to 2045
Commercial_Grocery (WA)_Existing_Food Preparation_Natural Gas_Food Prep Other_E10_Baseline Forecast | Commercial | Grocery (WA) | Existing | Food Preparation | Natural Gas | Food Prep Other | E10 |  | Baseline Forecast | bar: 2019 to 2045
Commercial_Grocery (WA)_Existing_Miscellaneous_Natural Gas_Pool Heater_E1_Baseline Forecast | Commercial | Grocery (WA) | Existing | Miscellaneous | Natural Gas | Pool Heater | E1 | Standard (EF .82) | Baseline Forecast | 90% | 90% | 90% | 90% | 90% | 90% | 90% | 90% | 90% | 90% | 90% | 90% | 90% | 90% | 90% | 90% | 90% | 90% | 90% | 90% | 90% | 90% | 90% | 90% | 90% | 90% | 90%
Commercial_Grocery (WA)_Existing_Miscellaneous_Natural Gas_Pool Heater_E2_Baseline Forecast | Commercial | Grocery (WA) | Existing | Miscellaneous | Natural Gas | Pool Heater | E2 | Condensing (EF .90) | Baseline Forecast | 10% | 10% | 10% | 10% | 10% | 10% | 10% | 10% | 10% | 10% | 10% | 10% | 10% | 10% | 10% | 10% | 10% | 10% | 10% | 10% | 10% | 10% | 10% | 10% | 10% | 10% | 10%
Commercial_Grocery (WA)_Existing_Miscellaneous_Natural Gas_Pool Heater_E3_Baseline Forecast | Commercial | Grocery (WA) | Existing | Miscellaneous | Natural Gas | Pool Heater | E3 |  | Baseline Forecast | bar: 2019 to 2045
Commercial_Grocery (WA)_Existing_Miscellaneous_Natural Gas_Pool Heater_E4_Baseline Forecast | Commercial | Grocery (WA) | Existing | Miscellaneous | Natural Gas | Pool Heater | E4 |  | Baseline Forecast | bar: 2019 to 2045
Commercial_Grocery (WA)_Existing_Miscellaneous_Natural Gas_Pool Heater_E5_Baseline Forecast | Commercial | Grocery (WA) | Existing | Miscellaneous | Natural Gas | Pool Heater | E5 |  | Baseline Forecast | bar: 2019 to 2045
Commercial_Grocery (WA)_Existing_Miscellaneous_Natural Gas_Pool Heater_E6_Baseline Forecast | Commercial | Grocery (WA) | Existing | Miscellaneous | Natural Gas | Pool Heater | E6 |  | Baseline Forecast | bar: 2019 to 2045
Commercial_Grocery (WA)_Existing_Miscellaneous_Natural Gas_Pool Heater_E7_Baseline Forecast | Commercial | Grocery (WA) | Existing | Miscellaneous | Natural Gas | Pool Heater | E7 |  | Baseline Forecast | bar: 2019 to 2045
Commercial_Grocery (WA)_Existing_Miscellaneous_Natural Gas_Pool Heater_E8_Baseline Forecast | Commercial | Grocery (WA) | Existing | Miscellaneous | Natural Gas | Pool Heater | E8 |  | Baseline Forecast | bar: 2019 to 2045
Commercial_Grocery (WA)_Existing_Miscellaneous_Natural Gas_Pool Heater_E9_Baseline Forecast | Commercial | Grocery (WA) | Existing | Miscellaneous | Natural Gas | Pool Heater | E9 |  | Baseline Forecast | bar: 2019 to 2045
Commercial_Grocery (WA)_Existing_Miscellaneous_Natural Gas_Pool Heater_E10_Baseline Forecast | Commercial | Grocery (WA) | Existing | Miscellaneous | Natural Gas | Pool Heater | E10 |  | Baseline Forecast | bar: 2019 to 2045
Commercial_Grocery (WA)_Existing_Miscellaneous_Natural Gas_Miscellaneous_E1_Baseline Forecast | Commercial | Grocery (WA) | Existing | Miscellaneous | Natural Gas | Miscellaneous | E1 | Standard | Baseline Forecast | 100% | 100% | 100% | 100% | 100% | 100% | 100% | 100% | 100% | 100% | 100% | 100% | 100% | 100% | 100% | 100% | 100% | 100% | 100% | 100% | 100% | 100% | 100% | 100% | 100% | 100% | 100%
Commercial_Grocery (WA)_Existing_Miscellaneous_Natural Gas_Miscellaneous_E2_Baseline Forecast | Commercial | Grocery (WA) | Existing | Miscellaneous | Natural Gas | Miscellaneous | E2 |  | Baseline Forecast | bar: 2019 to 2045
Commercial_Grocery (WA)_Existing_Miscellaneous_Natural Gas_Miscellaneous_E3_Baseline Forecast | Commercial | Grocery (WA) | Existing | Miscellaneous | Natural Gas | Miscellaneous | E3 |  | Baseline Forecast | bar: 2019 to 2045
Commercial_Grocery (WA)_Existing_Miscellaneous_Natural Gas_Miscellaneous_E4_Baseline Forecast | Commercial | Grocery (WA) | Existing | Miscellaneous | Natural Gas | Miscellaneous | E4 |  | Baseline Forecast | bar: 2019 to 2045
Commercial_Grocery (WA)_Existing_Miscellaneous_Natural Gas_Miscellaneous_E5_Baseline Forecast | Commercial | Grocery (WA) | Existing | Miscellaneous | Natural Gas | Miscellaneous | E5 |  | Baseline Forecast | bar: 2019 to 2045
Commercial_Grocery (WA)_Existing_Miscellaneous_Natural Gas_Miscellaneous_E6_Baseline Forecast | Commercial | Grocery (WA) | Existing | Miscellaneous | Natural Gas | Miscellaneous | E6 |  | Baseline Forecast | bar: 2019 to 2045
Commercial_Grocery (WA)_Existing_Miscellaneous_Natural Gas_Miscellaneous_E7_Baseline Forecast | Commercial | Grocery (WA) | Existing | Miscellaneous | Natural Gas | Miscellaneous | E7 |  | Baseline Forecast | bar: 2019 to 2045
Commercial_Grocery (WA)_Existing_Miscellaneous_Natural Gas_Miscellaneous_E8_Baseline Forecast | Commercial | Grocery (WA) | Existing | Miscellaneous | Natural Gas | Miscellaneous | E8 |  | Baseline Forecast | bar: 2019 to 2045
Commercial_Grocery (WA)_Existing_Miscellaneous_Natural Gas_Miscellaneous_E9_Baseline Forecast | Commercial | Grocery (WA) | Existing | Miscellaneous | Natural Gas | Miscellaneous | E9 |  | Baseline Forecast | bar: 2019 to 2045
Commercial_Grocery (WA)_Existing_Miscellaneous_Natural Gas_Miscellaneous_E10_Baseline Forecast | Commercial | Grocery (WA) | Existing | Miscellaneous | Natural Gas | Miscellaneous | E10 |  | Baseline Forecast | bar: 2019 to 2045
Commercial_Grocery (WA)_New_Space Heating_Natural Gas_Furnace_E1_Baseline Forecast | Commercial | Grocery (WA) | New | Space Heating | Natural Gas | Furnace | E1 | AFUE 80% (Standard) | Baseline Forecast | 100% | 100% | 100% | 100% | 100% | 100% | 100% | 100% | 100% | 100% | 100% | 80.37% | 80.37% | 80.37% | 80.37% | 80.37% | 80.37% | 80.37% | 80.37% | 80.37% | 80.37% | 80.37% | 80.37% | 80.37% | 80.37% | 80.37% | 80.37%
Commercial_Grocery (WA)_New_Space Heating_Natural Gas_Furnace_E2_Baseline Forecast | Commercial | Grocery (WA) | New | Space Heating | Natural Gas | Furnace | E2 | AFUE 90% | Baseline Forecast | 0% | 0% | 0% | 0% | 0% | 0% | 0% | 0% | 0% | 0% | 0% | 19.63% | 19.63% | 19.63% | 19.63% | 19.63% | 19.63% | 19.63% | 19.63% | 19.63% | 19.63% | 19.63% | 19.63% | 19.63% | 19.63% | 19.63% | 19.63%
Commercial_Grocery (WA)_New_Space Heating_Natural Gas_Furnace_E3_Baseline Forecast | Commercial | Grocery (WA) | New | Space Heating | Natural Gas | Furnace | E3 | AFUE 96% | Baseline Forecast | bar: 2019 to 2045
Commercial_Grocery (WA)_New_Space Heating_Natural Gas_Furnace_E4_Baseline Forecast | Commercial | Grocery (WA) | New | Space Heating | Natural Gas | Furnace | E4 |  | Baseline Forecast | bar: 2019 to 2045
Commercial_Grocery (WA)_New_Space Heating_Natural Gas_Furnace_E5_Baseline Forecast | Commercial | Grocery (WA) | New | Space Heating | Natural Gas | Furnace | E5 |  | Baseline Forecast | bar: 2019 to 2045
Commercial_Grocery (WA)_New_Space Heating_Natural Gas_Furnace_E6_Baseline Forecast | Commercial | Grocery (WA) | New | Space Heating | Natural Gas | Furnace | E6 |  | Baseline Forecast | bar: 2019 to 2045
Commercial_Grocery (WA)_New_Space Heating_Natural Gas_Furnace_E7_Baseline Forecast | Commercial | Grocery (WA) | New | Space Heating | Natural Gas | Furnace | E7 |  | Baseline Forecast | bar: 2019 to 2045
Commercial_Grocery (WA)_New_Space Heating_Natural Gas_Furnace_E8_Baseline Forecast | Commercial | Grocery (WA) | New | Space Heating | Natural Gas | Furnace | E8 |  | Baseline Forecast | bar: 2019 to 2045
Commercial_Grocery (WA)_New_Space Heating_Natural Gas_Furnace_E9_Baseline Forecast | Commercial | Grocery (WA) | New | Space Heating | Natural Gas | Furnace | E9 |  | Baseline Forecast | bar: 2019 to 2045
Commercial_Grocery (WA)_New_Space Heating_Natural Gas_Furnace_E10_Baseline Forecast | Commercial | Grocery (WA) | New | Space Heating | Natural Gas | Furnace | E10 |  | Baseline Forecast | bar: 2019 to 2045
Commercial_Grocery (WA)_New_Space Heating_Natural Gas_Boiler_E1_Baseline Forecast | Commercial | Grocery (WA) | New | Space Heating | Natural Gas | Boiler | E1 | AFUE 80% (Standard) | Baseline Forecast | 44% | 44% | 44% | 44% | 44% | 44% | 44% | 44% | 44% | 44% | 44% | 44% | 44% | 44% | 44% | 44% | 44% | 44% | 44% | 100% | 44% | 44% | 100% | 100% | 100% | 100% | 100%
Commercial_Grocery (WA)_New_Space Heating_Natural Gas_Boiler_E2_Baseline Forecast | Commercial | Grocery (WA) | New | Space Heating | Natural Gas | Boiler | E2 | AFUE 85% | Baseline Forecast | bar: 2019 to 2045
Commercial_Grocery (WA)_New_Space Heating_Natural Gas_Boiler_E3_Baseline Forecast | Commercial | Grocery (WA) | New | Space Heating | Natural Gas | Boiler | E3 | AFUE 97% | Baseline Forecast | 56% | 56% | 56% | 56% | 56% | 56% | 56% | 56% | 56% | 56% | 56% | 56% | 56% | 56% | 56% | 56% | 56% | 56% | 56% | 0% | 56% | 56% | 0% | 0% | 0% | 0% | 0%
Commercial_Grocery (WA)_New_Space Heating_Natural Gas_Boiler_E4_Baseline Forecast | Commercial | Grocery (WA) | New | Space Heating | Natural Gas | Boiler | E4 | Convert to NG Air Source Heat Pump | Baseline Forecast | bar: 2019 to 2045
Commercial_Grocery (WA)_New_Space Heating_Natural Gas_Boiler_E5_Baseline Forecast | Commercial | Grocery (WA) | New | Space Heating | Natural Gas | Boiler | E5 |  | Baseline Forecast | bar: 2019 to 2045
Commercial_Grocery (WA)_New_Space Heating_Natural Gas_Boiler_E6_Baseline Forecast | Commercial | Grocery (WA) | New | Space Heating | Natural Gas | Boiler | E6 |  | Baseline Forecast | bar: 2019 to 2045
Commercial_Grocery (WA)_New_Space Heating_Natural Gas_Boiler_E7_Baseline Forecast | Commercial | Grocery (WA) | New | Space Heating | Natural Gas | Boiler | E7 |  | Baseline Forecast | bar: 2019 to 2045
Commercial_Grocery (WA)_New_Space Heating_Natural Gas_Boiler_E8_Baseline Forecast | Commercial | Grocery (WA) | New | Space Heating | Natural Gas | Boiler | E8 |  | Baseline Forecast | bar: 2019 to 2045
Commercial_Grocery (WA)_New_Space Heating_Natural Gas_Boiler_E9_Baseline Forecast | Commercial | Grocery (WA) | New | Space Heating | Natural Gas | Boiler | E9 |  | Baseline Forecast | bar: 2019 to 2045
Commercial_Grocery (WA)_New_Space Heating_Natural Gas_Boiler_E10_Baseline Forecast | Commercial | Grocery (WA) | New | Space Heating | Natural Gas | Boiler | E10 |  | Baseline Forecast | bar: 2019 to 2045
Commercial_Grocery (WA)_New_Space Heating_Natural Gas_Unit Heater_E1_Baseline Forecast | Commercial | Grocery (WA) | New | Space Heating | Natural Gas | Unit Heater | E1 | Standard | Baseline Forecast | 100% | 100% | 100% | 100% | 100% | 100% | 100% | 100% | 100% | 100% | 100% | 100% | 100% | 100% | 100% | 100% | 100% | 100% | 100% | 100% | 100% | 100% | 100% | 100% | 100% | 100% | 100%
Commercial_Grocery (WA)_New_Space Heating_Natural Gas_Unit Heater_E2_Baseline Forecast | Commercial | Grocery (WA) | New | Space Heating | Natural Gas | Unit Heater | E2 | Condensing | Baseline Forecast | bar: 2019 to 2045
Commercial_Grocery (WA)_New_Space Heating_Natural Gas_Unit Heater_E3_Baseline Forecast | Commercial | Grocery (WA) | New | Space Heating | Natural Gas | Unit Heater | E3 | Infrared Radiant | Baseline Forecast | bar: 2019 to 2045
Commercial_Grocery (WA)_New_Space Heating_Natural Gas_Unit Heater_E4_Baseline Forecast | Commercial | Grocery (WA) | New | Space Heating | Natural Gas | Unit Heater | E4 |  | Baseline Forecast | bar: 2019 to 2045
Commercial_Grocery (WA)_New_Space Heating_Natural Gas_Unit Heater_E5_Baseline Forecast | Commercial | Grocery (WA) | New | Space Heating | Natural Gas | Unit Heater | E5 |  | Baseline Forecast | bar: 2019 to 2045
Commercial_Grocery (WA)_New_Space Heating_Natural Gas_Unit Heater_E6_Baseline Forecast | Commercial | Grocery (WA) | New | Space Heating | Natural Gas | Unit Heater | E6 |  | Baseline Forecast | bar: 2019 to 2045
Commercial_Grocery (WA)_New_Space Heating_Natural Gas_Unit Heater_E7_Baseline Forecast | Commercial | Grocery (WA) | New | Space Heating | Natural Gas | Unit Heater | E7 |  | Baseline Forecast | bar: 2019 to 2045
Commercial_Grocery (WA)_New_Space Heating_Natural Gas_Unit Heater_E8_Baseline Forecast | Commercial | Grocery (WA) | New | Space Heating | Natural Gas | Unit Heater | E8 |  | Baseline Forecast | bar: 2019 to 2045
Commercial_Grocery (WA)_New_Space Heating_Natural Gas_Unit Heater_E9_Baseline Forecast | Commercial | Grocery (WA) | New | Space Heating | Natural Gas | Unit Heater | E9 |  | Baseline Forecast | bar: 2019 to 2045
Commercial_Grocery (WA)_New_Space Heating_Natural Gas_Unit Heater_E10_Baseline Forecast | Commercial | Grocery (WA) | New | Space Heating | Natural Gas | Unit Heater | E10 |  | Baseline Forecast | bar: 2019 to 2045
Commercial_Grocery (WA)_New_Water Heating_Natural Gas_Water Heater_E1_Baseline Forecast | Commercial | Grocery (WA) | New | Water Heating | Natural Gas | Water Heater | E1 | TE 0.80 | Baseline Forecast | 47% | 47% | 47% | 47% | 47% | 47% | 47% | 47% | 47% | 47% | 47% | 47% | 47% | 47% | 47% | 47% | 47% | 47% | 47% | 47% | 47% | 47% | 47% | 47% | 47% | 47% | 47%
Commercial_Grocery (WA)_New_Water Heating_Natural Gas_Water Heater_E2_Baseline Forecast | Commercial | Grocery (WA) | New | Water Heating | Natural Gas | Water Heater | E2 | TE 0.90 | Baseline Forecast | bar: 2019 to 2045
Commercial_Grocery (WA)_New_Water Heating_Natural Gas_Water Heater_E3_Baseline Forecast | Commercial | Grocery (WA) | New | Water Heating | Natural Gas | Water Heater | E3 | TE 0.94 | Baseline Forecast | 53% | 53% | 53% | 53% | 53% | 53% | 53% | 53% | 53% | 53% | 53% | 53% | 53% | 53% | 53% | 53% | 53% | 53% | 53% | 53% | 53% | 53% | 53% | 53% | 53% | 53% | 53%
Commercial_Grocery (WA)_New_Water Heating_Natural Gas_Water Heater_E4_Baseline Forecast | Commercial | Grocery (WA) | New | Water Heating | Natural Gas | Water Heater | E4 | Instantaneous TE 0.94 | Baseline Forecast | bar: 2019 to 2045
Commercial_Grocery (WA)_New_Water Heating_Natural Gas_Water Heater_E5_Baseline Forecast | Commercial | Grocery (WA) | New | Water Heating | Natural Gas | Water Heater | E5 | Gas-Fired Absorption HPWH | Baseline Forecast | bar: 2019 to 2045
Commercial_Grocery (WA)_New_Water Heating_Natural Gas_Water Heater_E6_Baseline Forecast | Commercial | Grocery (WA) | New | Water Heating | Natural Gas | Water Heater | E6 |  | Baseline Forecast | bar: 2019 to 2045
Commercial_Grocery (WA)_New_Water Heating_Natural Gas_Water Heater_E7_Baseline Forecast | Commercial | Grocery (WA) | New | Water Heating | Natural Gas | Water Heater | E7 |  | Baseline Forecast | bar: 2019 to 2045
Commercial_Grocery (WA)_New_Water Heating_Natural Gas_Water Heater_E8_Baseline Forecast | Commercial | Grocery (WA) | New | Water Heating | Natural Gas | Water Heater | E8 |  | Baseline Forecast | bar: 2019 to 2045
Commercial_Grocery (WA)_New_Water Heating_Natural Gas_Water Heater_E9_Baseline Forecast | Commercial | Grocery (WA) | New | Water Heating | Natural Gas | Water Heater | E9 |  | Baseline Forecast | bar: 2019 to 2045
Commercial_Grocery (WA)_New_Water Heating_Natural Gas_Water Heater_E10_Baseline Forecast | Commercial | Grocery (WA) | New | Water Heating | Natural Gas | Water Heater | E10 |  | Baseline Forecast | bar: 2019 to 2045
Commercial_Grocery (WA)_New_Food Preparation_Natural Gas_Oven_E1_Baseline Forecast | Commercial | Grocery (WA) | New | Food Preparation | Natural Gas | Oven | E1 | Standard | Baseline Forecast | 41% | 41% | 41% | 41% | 41% | 41% | 41% | 41% | 41% | 41% | 41% | 41% | 41% | 41% | 41% | 41% | 41% | 41% | 41% | 41% | 41% | 41% | 41% | 41% | 41% | 41% | 41%
Commercial_Grocery (WA)_New_Food Preparation_Natural Gas_Oven_E2_Baseline Forecast | Commercial | Grocery (WA) | New | Food Preparation | Natural Gas | Oven | E2 | ENERGY STAR (>42% Baking Efficiency) | Baseline Forecast | 59% | 59% | 59% | 59% | 59% | 59% | 59% | 59% | 59% | 59% | 59% | 59% | 59% | 59% | 59% | 59% | 59% | 59% | 59% | 59% | 59% | 59% | 59% | 59% | 59% | 59% | 59%
Commercial_Grocery (WA)_New_Food Preparation_Natural Gas_Oven_E3_Baseline Forecast | Commercial | Grocery (WA) | New | Food Preparation | Natural Gas | Oven | E3 |  | Baseline Forecast | bar: 2019 to 2045
Commercial_Grocery (WA)_New_Food Preparation_Natural Gas_Oven_E4_Baseline Forecast | Commercial | Grocery (WA) | New | Food Preparation | Natural Gas | Oven | E4 |  | Baseline Forecast | bar: 2019 to 2045
Commercial_Grocery (WA)_New_Food Preparation_Natural Gas_Oven_E5_Baseline Forecast | Commercial | Grocery (WA) | New | Food Preparation | Natural Gas | Oven | E5 |  | Baseline Forecast | bar: 2019 to 2045
Commercial_Grocery (WA)_New_Food Preparation_Natural Gas_Oven_E6_Baseline Forecast | Commercial | Grocery (WA) | New | Food Preparation | Natural Gas | Oven | E6 |  | Baseline Forecast | bar: 2019 to 2045
Commercial_Grocery (WA)_New_Food Preparation_Natural Gas_Oven_E7_Baseline Forecast | Commercial | Grocery (WA) | New | Food Preparation | Natural Gas | Oven | E7 |  | Baseline Forecast | bar: 2019 to 2045
Commercial_Grocery (WA)_New_Food Preparation_Natural Gas_Oven_E8_Baseline Forecast | Commercial | Grocery (WA) | New | Food Preparation | Natural Gas | Oven | E8 |  | Baseline Forecast | bar: 2019 to 2045
Commercial_Grocery (WA)_New_Food Preparation_Natural Gas_Oven_E9_Baseline Forecast | Commercial | Grocery (WA) | New | Food Preparation | Natural Gas | Oven | E9 |  | Baseline Forecast | bar: 2019 to 2045
Commercial_Grocery (WA)_New_Food Preparation_Natural Gas_Oven_E10_Baseline Forecast | Commercial | Grocery (WA) | New | Food Preparation | Natural Gas | Oven | E10 |  | Baseline Forecast | bar: 2019 to 2045
Commercial_Grocery (WA)_New_Food Preparation_Natural Gas_Conveyor Oven_E1_Baseline Forecast | Commercial | Grocery (WA) | New | Food Preparation | Natural Gas | Conveyor Oven | E1 | Standard | Baseline Forecast | 41% | 41% | 41% | 41% | 41% | 41% | 41% | 41% | 41% | 41% | 41% | 41% | 41% | 41% | 41% | 41% | 41% | 41% | 41% | 41% | 41% | 41% | 41% | 41% | 41% | 41% | 41%
Commercial_Grocery (WA)_New_Food Preparation_Natural Gas_Conveyor Oven_E2_Baseline Forecast | Commercial | Grocery (WA) | New | Food Preparation | Natural Gas | Conveyor Oven | E2 | ENERGY STAR (>42% Baking Efficiency) | Baseline Forecast | 59% | 59% | 59% | 59% | 59% | 59% | 59% | 59% | 59% | 59% | 59% | 59% | 59% | 59% | 59% | 59% | 59% | 59% | 59% | 59% | 59% | 59% | 59% | 59% | 59% | 59% | 59%
Commercial_Grocery (WA)_New_Food Preparation_Natural Gas_Conveyor Oven_E3_Baseline Forecast | Commercial | Grocery (WA) | New | Food Preparation | Natural Gas | Conveyor Oven | E3 |  | Baseline Forecast | bar: 2019 to 2045
Commercial_Grocery (WA)_New_Food Preparation_Natural Gas_Conveyor Oven_E4_Baseline Forecast | Commercial | Grocery (WA) | New | Food Preparation | Natural Gas | Conveyor Oven | E4 |  | Baseline Forecast | bar: 2019 to 2045
Commercial_Grocery (WA)_New_Food Preparation_Natural Gas_Conveyor Oven_E5_Baseline Forecast | Commercial | Grocery (WA) | New | Food Preparation | Natural Gas | Conveyor Oven | E5 |  | Baseline Forecast | bar: 2019 to 2045
Commercial_Grocery (WA)_New_Food Preparation_Natural Gas_Conveyor Oven_E6_Baseline Forecast | Commercial | Grocery (WA) | New | Food Preparation | Natural Gas | Conveyor Oven | E6 |  | Baseline Forecast | bar: 2019 to 2045
Commercial_Grocery (WA)_New_Food Preparation_Natural Gas_Conveyor Oven_E7_Baseline Forecast | Commercial | Grocery (WA) | New | Food Preparation | Natural Gas | Conveyor Oven | E7 |  | Baseline Forecast | bar: 2019 to 2045
Commercial_Grocery (WA)_New_Food Preparation_Natural Gas_Conveyor Oven_E8_Baseline Forecast | Commercial | Grocery (WA) | New | Food Preparation | Natural Gas | Conveyor Oven | E8 |  | Baseline Forecast | bar: 2019 to 2045
Commercial_Grocery (WA)_New_Food Preparation_Natural Gas_Conveyor Oven_E9_Baseline Forecast | Commercial | Grocery (WA) | New | Food Preparation | Natural Gas | Conveyor Oven | E9 |  | Baseline Forecast | bar: 2019 to 2045
Commercial_Grocery (WA)_New_Food Preparation_Natural Gas_Conveyor Oven_E10_Baseline Forecast | Commercial | Grocery (WA) | New | Food Preparation | Natural Gas | Conveyor Oven | E10 |  | Baseline Forecast | bar: 2019 to 2045
Commercial_Grocery (WA)_New_Food Preparation_Natural Gas_Double Rack Oven_E1_Baseline Forecast | Commercial | Grocery (WA) | New | Food Preparation | Natural Gas | Double Rack Oven | E1 | Standard | Baseline Forecast | 41% | 41% | 41% | 41% | 41% | 41% | 41% | 41% | 41% | 41% | 41% | 41% | 41% | 41% | 41% | 41% | 41% | 41% | 41% | 41% | 41% | 41% | 41% | 41% | 41% | 41% | 41%
Commercial_Grocery (WA)_New_Food Preparation_Natural Gas_Double Rack Oven_E2_Baseline Forecast | Commercial | Grocery (WA) | New | Food Preparation | Natural Gas | Double Rack Oven | E2 | FTSC Qualified (>50% Cooking Efficiency) | Baseline Forecast | 59% | 59% | 59% | 59% | 59% | 59% | 59% | 59% | 59% | 59% | 59% | 59% | 59% | 59% | 59% | 59% | 59% | 59% | 59% | 59% | 59% | 59% | 59% | 59% | 59% | 59% | 59%
Commercial_Grocery (WA)_New_Food Preparation_Natural Gas_Double Rack Oven_E3_Baseline Forecast | Commercial | Grocery (WA) | New | Food Preparation | Natural Gas | Double Rack Oven | E3 |  | Baseline Forecast | bar: 2019 to 2045
Commercial_Grocery (WA)_New_Food Preparation_Natural Gas_Double Rack Oven_E4_Baseline Forecast | Commercial | Grocery (WA) | New | Food Preparation | Natural Gas | Double Rack Oven | E4 |  | Baseline Forecast | bar: 2019 to 2045
Commercial_Grocery (WA)_New_Food Preparation_Natural Gas_Double Rack Oven_E5_Baseline Forecast | Commercial | Grocery (WA) | New | Food Preparation | Natural Gas | Double Rack Oven | E5 |  | Baseline Forecast | bar: 2019 to 2045
Commercial_Grocery (WA)_New_Food Preparation_Natural Gas_Double Rack Oven_E6_Baseline Forecast | Commercial | Grocery (WA) | New | Food Preparation | Natural Gas | Double Rack Oven | E6 |  | Baseline Forecast | bar: 2019 to 2045
Commercial_Grocery (WA)_New_Food Preparation_Natural Gas_Double Rack Oven_E7_Baseline Forecast | Commercial | Grocery (WA) | New | Food Preparation | Natural Gas | Double Rack Oven | E7 |  | Baseline Forecast | bar: 2019 to 2045
Commercial_Grocery (WA)_New_Food Preparation_Natural Gas_Double Rack Oven_E8_Baseline Forecast | Commercial | Grocery (WA) | New | Food Preparation | Natural Gas | Double Rack Oven | E8 |  | Baseline Forecast | bar: 2019 to 2045
Commercial_Grocery (WA)_New_Food Preparation_Natural Gas_Double Rack Oven_E9_Baseline Forecast | Commercial | Grocery (WA) | New | Food Preparation | Natural Gas | Double Rack Oven | E9 |  | Baseline Forecast | bar: 2019 to 2045
Commercial_Grocery (WA)_New_Food Preparation_Natural Gas_Double Rack Oven_E10_Baseline Forecast | Commercial | Grocery (WA) | New | Food Preparation | Natural Gas | Double Rack Oven | E10 |  | Baseline Forecast | bar: 2019 to 2045
Commercial_Grocery (WA)_New_Food Preparation_Natural Gas_Fryer_E1_Baseline Forecast | Commercial | Grocery (WA) | New | Food Preparation | Natural Gas | Fryer | E1 | Standard | Baseline Forecast | 74% | 74% | 74% | 74% | 74% | 74% | 74% | 74% | 74% | 74% | 74% | 74% | 74% | 74% | 74% | 74% | 74% | 74% | 74% | 74% | 74% | 74% | 74% | 74% | 74% | 74% | 74%
Commercial_Grocery (WA)_New_Food Preparation_Natural Gas_Fryer_E2_Baseline Forecast | Commercial | Grocery (WA) | New | Food Preparation | Natural Gas | Fryer | E2 | ENERGY STAR | Baseline Forecast | 26% | 26% | 26% | 26% | 26% | 26% | 26% | 26% | 26% | 26% | 26% | 26% | 26% | 26% | 26% | 26% | 26% | 26% | 26% | 26% | 26% | 26% | 26% | 26% | 26% | 26% | 26%
Commercial_Grocery (WA)_New_Food Preparation_Natural Gas_Fryer_E3_Baseline Forecast | Commercial | Grocery (WA) | New | Food Preparation | Natural Gas | Fryer | E3 |  | Baseline Forecast | bar: 2019 to 2045
Commercial_Grocery (WA)_New_Food Preparation_Natural Gas_Fryer_E4_Baseline Forecast | Commercial | Grocery (WA) | New | Food Preparation | Natural Gas | Fryer | E4 |  | Baseline Forecast | bar: 2019 to 2045
Commercial_Grocery (WA)_New_Food Preparation_Natural Gas_Fryer_E5_Baseline Forecast | Commercial | Grocery (WA) | New | Food Preparation | Natural Gas | Fryer | E5 |  | Baseline Forecast | bar: 2019 to 2045
Commercial_Grocery (WA)_New_Food Preparation_Natural Gas_Fryer_E6_Baseline Forecast | Commercial | Grocery (WA) | New | Food Preparation | Natural Gas | Fryer | E6 |  | Baseline Forecast | bar: 2019 to 2045
Commercial_Grocery (WA)_New_Food Preparation_Natural Gas_Fryer_E7_Baseline Forecast | Commercial | Grocery (WA) | New | Food Preparation | Natural Gas | Fryer | E7 |  | Baseline Forecast | bar: 2019 to 2045
Commercial_Grocery (WA)_New_Food Preparation_Natural Gas_Fryer_E8_Baseline Forecast | Commercial | Grocery (WA) | New | Food Preparation | Natural Gas | Fryer | E8 |  | Baseline Forecast | bar: 2019 to 2045
Commercial_Grocery (WA)_New_Food Preparation_Natural Gas_Fryer_E9_Baseline Forecast | Commercial | Grocery (WA) | New | Food Preparation | Natural Gas | Fryer | E9 |  | Baseline Forecast | bar: 2019 to 2045
Commercial_Grocery (WA)_New_Food Preparation_Natural Gas_Fryer_E10_Baseline Forecast | Commercial | Grocery (WA) | New | Food Preparation | Natural Gas | Fryer | E10 |  | Baseline Forecast | bar: 2019 to 2045
Commercial_Grocery (WA)_New_Food Preparation_Natural Gas_Broiler_E1_Baseline Forecast | Commercial | Grocery (WA) | New | Food Preparation | Natural Gas | Broiler | E1 | Standard | Baseline Forecast | 74% | 74% | 74% | 74% | 74% | 74% | 74% | 74% | 74% | 74% | 74% | 74% | 74% | 74% | 74% | 74% | 74% | 74% | 74% | 74% | 74% | 74% | 74% | 74% | 74% | 74% | 74%
Commercial_Grocery (WA)_New_Food Preparation_Natural Gas_Broiler_E2_Baseline Forecast | Commercial | Grocery (WA) | New | Food Preparation | Natural Gas | Broiler | E2 | Infrared Burners | Baseline Forecast | 26% | 26% | 26% | 26% | 26% | 26% | 26% | 26% | 26% | 26% | 26% | 26% | 26% | 26% | 26% | 26% | 26% | 26% | 26% | 26% | 26% | 26% | 26% | 26% | 26% | 26% | 26%
Commercial_Grocery (WA)_New_Food Preparation_Natural Gas_Broiler_E3_Baseline Forecast | Commercial | Grocery (WA) | New | Food Preparation | Natural Gas | Broiler | E3 |  | Baseline Forecast | bar: 2019 to 2045
Commercial_Grocery (WA)_New_Food Preparation_Natural Gas_Broiler_E4_Baseline Forecast | Commercial | Grocery (WA) | New | Food Preparation | Natural Gas | Broiler | E4 |  | Baseline Forecast | bar: 2019 to 2045
Commercial_Grocery (WA)_New_Food Preparation_Natural Gas_Broiler_E5_Baseline Forecast | Commercial | Grocery (WA) | New | Food Preparation | Natural Gas | Broiler | E5 |  | Baseline Forecast | bar: 2019 to 2045
Commercial_Grocery (WA)_New_Food Preparation_Natural Gas_Broiler_E6_Baseline Forecast | Commercial | Grocery (WA) | New | Food Preparation | Natural Gas | Broiler | E6 |  | Baseline Forecast | bar: 2019 to 2045
Commercial_Grocery (WA)_New_Food Preparation_Natural Gas_Broiler_E7_Baseline Forecast | Commercial | Grocery (WA) | New | Food Preparation | Natural Gas | Broiler | E7 |  | Baseline Forecast | bar: 2019 to 2045
Commercial_Grocery (WA)_New_Food Preparation_Natural Gas_Broiler_E8_Baseline Forecast | Commercial | Grocery (WA) | New | Food Preparation | Natural Gas | Broiler | E8 |  | Baseline Forecast | bar: 2019 to 2045
Commercial_Grocery (WA)_New_Food Preparation_Natural Gas_Broiler_E9_Baseline Forecast | Commercial | Grocery (WA) | New | Food Preparation | Natural Gas | Broiler | E9 |  | Baseline Forecast | bar: 2019 to 2045
Commercial_Grocery (WA)_New_Food Preparation_Natural Gas_Broiler_E10_Baseline Forecast | Commercial | Grocery (WA) | New | Food Preparation | Natural Gas | Broiler | E10 |  | Baseline Forecast | bar: 2019 to 2045
Commercial_Grocery (WA)_New_Food Preparation_Natural Gas_Griddle_E1_Baseline Forecast | Commercial | Grocery (WA) | New | Food Preparation | Natural Gas | Griddle | E1 | Standard | Baseline Forecast | 71% | 71% | 71% | 71% | 71% | 71% | 71% | 71% | 71% | 71% | 71% | 71% | 71% | 71% | 71% | 71% | 71% | 71% | 71% | 71% | 71% | 71% | 71% | 71% | 71% | 71% | 71%
Commercial_Grocery (WA)_New_Food Preparation_Natural Gas_Griddle_E2_Baseline Forecast | Commercial | Grocery (WA) | New | Food Preparation | Natural Gas | Griddle | E2 | ENERGY STAR | Baseline Forecast | 29% | 29% | 29% | 29% | 29% | 29% | 29% | 29% | 29% | 29% | 29% | 29% | 29% | 29% | 29% | 29% | 29% | 29% | 29% | 29% | 29% | 29% | 29% | 29% | 29% | 29% | 29%
Commercial_Grocery (WA)_New_Food Preparation_Natural Gas_Griddle_E3_Baseline Forecast | Commercial | Grocery (WA) | New | Food Preparation | Natural Gas | Griddle | E3 |  | Baseline Forecast | bar: 2019 to 2045
Commercial_Grocery (WA)_New_Food Preparation_Natural Gas_Griddle_E4_Baseline Forecast | Commercial | Grocery (WA) | New | Food Preparation | Natural Gas | Griddle | E4 |  | Baseline Forecast | bar: 2019 to 2045
Commercial_Grocery (WA)_New_Food Preparation_Natural Gas_Griddle_E5_Baseline Forecast | Commercial | Grocery (WA) | New | Food Preparation | Natural Gas | Griddle | E5 |  | Baseline Forecast | bar: 2019 to 2045
Commercial_Grocery (WA)_New_Food Preparation_Natural Gas_Griddle_E6_Baseline Forecast | Commercial | Grocery (WA) | New | Food Preparation | Natural Gas | Griddle | E6 |  | Baseline Forecast | bar: 2019 to 2045
Commercial_Grocery (WA)_New_Food Preparation_Natural Gas_Griddle_E7_Baseline Forecast | Commercial | Grocery (WA) | New | Food Preparation | Natural Gas | Griddle | E7 |  | Baseline Forecast | bar: 2019 to 2045
Commercial_Grocery (WA)_New_Food Preparation_Natural Gas_Griddle_E8_Baseline Forecast | Commercial | Grocery (WA) | New | Food Preparation | Natural Gas | Griddle | E8 |  | Baseline Forecast | bar: 2019 to 2045
Commercial_Grocery (WA)_New_Food Preparation_Natural Gas_Griddle_E9_Baseline Forecast | Commercial | Grocery (WA) | New | Food Preparation | Natural Gas | Griddle | E9 |  | Baseline Forecast | bar: 2019 to 2045
Commercial_Grocery (WA)_New_Food Preparation_Natural Gas_Griddle_E10_Baseline Forecast | Commercial | Grocery (WA) | New | Food Preparation | Natural Gas | Griddle | E10 |  | Baseline Forecast | bar: 2019 to 2045
Commercial_Grocery (WA)_New_Food Preparation_Natural Gas_Range_E1_Baseline Forecast | Commercial | Grocery (WA) | New | Food Preparation | Natural Gas | Range | E1 | Standard | Baseline Forecast | 41% | 41% | 41% | 41% | 41% | 41% | 41% | 41% | 41% | 41% | 41% | 41% | 41% | 41% | 41% | 41% | 41% | 41% | 41% | 41% | 41% | 41% | 41% | 41% | 41% | 41% | 41%
Commercial_Grocery (WA)_New_Food Preparation_Natural Gas_Range_E2_Baseline Forecast | Commercial | Grocery (WA) | New | Food Preparation | Natural Gas | Range | E2 | High Efficiency | Baseline Forecast | 59% | 59% | 59% | 59% | 59% | 59% | 59% | 59% | 59% | 59% | 59% | 59% | 59% | 59% | 59% | 59% | 59% | 59% | 59% | 59% | 59% | 59% | 59% | 59% | 59% | 59% | 59%
Commercial_Grocery (WA)_New_Food Preparation_Natural Gas_Range_E3_Baseline Forecast | Commercial | Grocery (WA) | New | Food Preparation | Natural Gas | Range | E3 |  | Baseline Forecast | bar: 2019 to 2045
Commercial_Grocery (WA)_New_Food Preparation_Natural Gas_Range_E4_Baseline Forecast | Commercial | Grocery (WA) | New | Food Preparation | Natural Gas | Range | E4 |  | Baseline Forecast | bar: 2019 to 2045
Commercial_Grocery (WA)_New_Food Preparation_Natural Gas_Range_E5_Baseline Forecast | Commercial | Grocery (WA) | New | Food Preparation | Natural Gas | Range | E5 |  | Baseline Forecast | bar: 2019 to 2045
Commercial_Grocery (WA)_New_Food Preparation_Natural Gas_Range_E6_Baseline Forecast | Commercial | Grocery (WA) | New | Food Preparation | Natural Gas | Range | E6 |  | Baseline Forecast | bar: 2019 to 2045
Commercial_Grocery (WA)_New_Food Preparation_Natural Gas_Range_E7_Baseline Forecast | Commercial | Grocery (WA) | New | Food Preparation | Natural Gas | Range | E7 |  | Baseline Forecast | bar: 2019 to 2045
Commercial_Grocery (WA)_New_Food Preparation_Natural Gas_Range_E8_Baseline Forecast | Commercial | Grocery (WA) | New | Food Preparation | Natural Gas | Range | E8 |  | Baseline Forecast | bar: 2019 to 2045
Commercial_Grocery (WA)_New_Food Preparation_Natural Gas_Range_E9_Baseline Forecast | Commercial | Grocery (WA) | New | Food Preparation | Natural Gas | Range | E9 |  | Baseline Forecast | bar: 2019 to 2045
Commercial_Grocery (WA)_New_Food Preparation_Natural Gas_Range_E10_Baseline Forecast | Commercial | Grocery (WA) | New | Food Preparation | Natural Gas | Range | E10 |  | Baseline Forecast | bar: 2019 to 2045
Commercial_Grocery (WA)_New_Food Preparation_Natural Gas_Steamer_E1_Baseline Forecast | Commercial | Grocery (WA) | New | Food Preparation | Natural Gas | Steamer | E1 | Standard | Baseline Forecast | 50% | 50% | 50% | 50% | 50% | 50% | 50% | 50% | 50% | 50% | 50% | 50% | 50% | 50% | 50% | 50% | 50% | 50% | 50% | 50% | 50% | 50% | 50% | 50% | 50% | 50% | 50%
Commercial_Grocery (WA)_New_Food Preparation_Natural Gas_Steamer_E2_Baseline Forecast | Commercial | Grocery (WA) | New | Food Preparation | Natural Gas | Steamer | E2 | ENERGY STAR | Baseline Forecast | 50% | 50% | 50% | 50% | 50% | 50% | 50% | 50% | 50% | 50% | 50% | 50% | 50% | 50% | 50% | 50% | 50% | 50% | 50% | 50% | 50% | 50% | 50% | 50% | 50% | 50% | 50%
Commercial_Grocery (WA)_New_Food Preparation_Natural Gas_Steamer_E3_Baseline Forecast | Commercial | Grocery (WA) | New | Food Preparation | Natural Gas | Steamer | E3 |  | Baseline Forecast | bar: 2019 to 2045
Commercial_Grocery (WA)_New_Food Preparation_Natural Gas_Steamer_E4_Baseline Forecast | Commercial | Grocery (WA) | New | Food Preparation | Natural Gas | Steamer | E4 |  | Baseline Forecast | bar: 2019 to 2045
Commercial_Grocery (WA)_New_Food Preparation_Natural Gas_Steamer_E5_Baseline Forecast | Commercial | Grocery (WA) | New | Food Preparation | Natural Gas | Steamer | E5 |  | Baseline Forecast | bar: 2019 to 2045
Commercial_Grocery (WA)_New_Food Preparation_Natural Gas_Steamer_E6_Baseline Forecast | Commercial | Grocery (WA) | New | Food Preparation | Natural Gas | Steamer | E6 |  | Baseline Forecast | bar: 2019 to 2045
Commercial_Grocery (WA)_New_Food Preparation_Natural Gas_Steamer_E7_Baseline Forecast | Commercial | Grocery (WA) | New | Food Preparation | Natural Gas | Steamer | E7 |  | Baseline Forecast | bar: 2019 to 2045
Commercial_Grocery (WA)_New_Food Preparation_Natural Gas_Steamer_E8_Baseline Forecast | Commercial | Grocery (WA) | New | Food Preparation | Natural Gas | Steamer | E8 |  | Baseline Forecast | bar: 2019 to 2045
Commercial_Grocery (WA)_New_Food Preparation_Natural Gas_Steamer_E9_Baseline Forecast | Commercial | Grocery (WA) | New | Food Preparation | Natural Gas | Steamer | E9 |  | Baseline Forecast | bar: 2019 to 2045
Commercial_Grocery (WA)_New_Food Preparation_Natural Gas_Steamer_E10_Baseline Forecast | Commercial | Grocery (WA) | New | Food Preparation | Natural Gas | Steamer | E10 |  | Baseline Forecast | bar: 2019 to 2045
Commercial_Grocery (WA)_New_Food Preparation_Natural Gas_Food Prep Other_E1_Baseline Forecast | Commercial | Grocery (WA) | New | Food Preparation | Natural Gas | Food Prep Other | E1 | Standard | Baseline Forecast | 74% | 74% | 74% | 74% | 74% | 74% | 74% | 74% | 74% | 74% | 74% | 74% | 74% | 74% | 74% | 74% | 74% | 74% | 74% | 74% | 74% | 74% | 74% | 74% | 74% | 74% | 74%
Commercial_Grocery (WA)_New_Food Preparation_Natural Gas_Food Prep Other_E2_Baseline Forecast | Commercial | Grocery (WA) | New | Food Preparation | Natural Gas | Food Prep Other | E2 | ENERGY STAR | Baseline Forecast | 26% | 26% | 26% | 26% | 26% | 26% | 26% | 26% | 26% | 26% | 26% | 26% | 26% | 26% | 26% | 26% | 26% | 26% | 26% | 26% | 26% | 26% | 26% | 26% | 26% | 26% | 26%
Commercial_Grocery (WA)_New_Food Preparation_Natural Gas_Food Prep Other_E3_Baseline Forecast | Commercial | Grocery (WA) | New | Food Preparation | Natural Gas | Food Prep Other | E3 |  | Baseline Forecast | bar: 2019 to 2045
Commercial_Grocery (WA)_New_Food Preparation_Natural Gas_Food Prep Other_E4_Baseline Forecast | Commercial | Grocery (WA) | New | Food Preparation | Natural Gas | Food Prep Other | E4 |  | Baseline Forecast | bar: 2019 to 2045
Commercial_Grocery (WA)_New_Food Preparation_Natural Gas_Food Prep Other_E5_Baseline Forecast | Commercial | Grocery (WA) | New | Food Preparation | Natural Gas | Food Prep Other | E5 |  | Baseline Forecast | bar: 2019 to 2045
Commercial_Grocery (WA)_New_Food Preparation_Natural Gas_Food Prep Other_E6_Baseline Forecast | Commercial | Grocery (WA) | New | Food Preparation | Natural Gas | Food Prep Other | E6 |  | Baseline Forecast | bar: 2019 to 2045
Commercial_Grocery (WA)_New_Food Preparation_Natural Gas_Food Prep Other_E7_Baseline Forecast | Commercial | Grocery (WA) | New | Food Preparation | Natural Gas | Food Prep Other | E7 |  | Baseline Forecast | bar: 2019 to 2045
Commercial_Grocery (WA)_New_Food Preparation_Natural Gas_Food Prep Other_E8_Baseline Forecast | Commercial | Grocery (WA) | New | Food Preparation | Natural Gas | Food Prep Other | E8 |  | Baseline Forecast | bar: 2019 to 2045
Commercial_Grocery (WA)_New_Food Preparation_Natural Gas_Food Prep Other_E9_Baseline Forecast | Commercial | Grocery (WA) | New | Food Preparation | Natural Gas | Food Prep Other | E9 |  | Baseline Forecast | bar: 2019 to 2045
Commercial_Grocery (WA)_New_Food Preparation_Natural Gas_Food Prep Other_E10_Baseline Forecast | Commercial | Grocery (WA) | New | Food Preparation | Natural Gas | Food Prep Other | E10 |  | Baseline Forecast | bar: 2019 to 2045
Commercial_Grocery (WA)_New_Miscellaneous_Natural Gas_Pool Heater_E1_Baseline Forecast | Commercial | Grocery (WA) | New | Miscellaneous | Natural Gas | Pool Heater | E1 | Standard (EF .82) | Baseline Forecast | 90% | 90% | 90% | 90% | 90% | 90% | 90% | 90% | 90% | 90% | 90% | 90% | 90% | 90% | 90% | 90% | 90% | 90% | 90% | 90% | 90% | 90% | 90% | 90% | 90% | 90% | 90%
Commercial_Grocery (WA)_New_Miscellaneous_Natural Gas_Pool Heater_E2_Baseline Forecast | Commercial | Grocery (WA) | New | Miscellaneous | Natural Gas | Pool Heater | E2 | Condensing (EF .90) | Baseline Forecast | 10% | 10% | 10% | 10% | 10% | 10% | 10% | 10% | 10% | 10% | 10% | 10% | 10% | 10% | 10% | 10% | 10% | 10% | 10% | 10% | 10% | 10% | 10% | 10% | 10% | 10% | 10%
Commercial_Grocery (WA)_New_Miscellaneous_Natural Gas_Pool Heater_E3_Baseline Forecast | Commercial | Grocery (WA) | New | Miscellaneous | Natural Gas | Pool Heater | E3 |  | Baseline Forecast | bar: 2019 to 2045
Commercial_Grocery (WA)_New_Miscellaneous_Natural Gas_Pool Heater_E4_Baseline Forecast | Commercial | Grocery (WA) | New | Miscellaneous | Natural Gas | Pool Heater | E4 |  | Baseline Forecast | bar: 2019 to 2045
Commercial_Grocery (WA)_New_Miscellaneous_Natural Gas_Pool Heater_E5_Baseline Forecast | Commercial | Grocery (WA) | New | Miscellaneous | Natural Gas | Pool Heater | E5 |  | Baseline Forecast | bar: 2019 to 2045
Commercial_Grocery (WA)_New_Miscellaneous_Natural Gas_Pool Heater_E6_Baseline Forecast | Commercial | Grocery (WA) | New | Miscellaneous | Natural Gas | Pool Heater | E6 |  | Baseline Forecast | bar: 2019 to 2045
Commercial_Grocery (WA)_New_Miscellaneous_Natural Gas_Pool Heater_E7_Baseline Forecast | Commercial | Grocery (WA) | New | Miscellaneous | Natural Gas | Pool Heater | E7 |  | Baseline Forecast | bar: 2019 to 2045
Commercial_Grocery (WA)_New_Miscellaneous_Natural Gas_Pool Heater_E8_Baseline Forecast | Commercial | Grocery (WA) | New | Miscellaneous | Natural Gas | Pool Heater | E8 |  | Baseline Forecast | bar: 2019 to 2045
Commercial_Grocery (WA)_New_Miscellaneous_Natural Gas_Pool Heater_E9_Baseline Forecast | Commercial | Grocery (WA) | New | Miscellaneous | Natural Gas | Pool Heater | E9 |  | Baseline Forecast | bar: 2019 to 2045
Commercial_Grocery (WA)_New_Miscellaneous_Natural Gas_Pool Heater_E10_Baseline Forecast | Commercial | Grocery (WA) | New | Miscellaneous | Natural Gas | Pool Heater | E10 |  | Baseline Forecast | bar: 2019 to 2045
Commercial_Grocery (WA)_New_Miscellaneous_Natural Gas_Miscellaneous_E1_Baseline Forecast | Commercial | Grocery (WA) | New | Miscellaneous | Natural Gas | Miscellaneous | E1 | Standard | Baseline Forecast | 100% | 100% | 100% | 100% | 100% | 100% | 100% | 100% | 100% | 100% | 100% | 100% | 100% | 100% | 100% | 100% | 100% | 100% | 100% | 100% | 100% | 100% | 100% | 100% | 100% | 100% | 100%
Commercial_Grocery (WA)_New_Miscellaneous_Natural Gas_Miscellaneous_E2_Baseline Forecast | Commercial | Grocery (WA) | New | Miscellaneous | Natural Gas | Miscellaneous | E2 |  | Baseline Forecast | bar: 2019 to 2045
Commercial_Grocery (WA)_New_Miscellaneous_Natural Gas_Miscellaneous_E3_Baseline Forecast | Commercial | Grocery (WA) | New | Miscellaneous | Natural Gas | Miscellaneous | E3 |  | Baseline Forecast | bar: 2019 to 2045
Commercial_Grocery (WA)_New_Miscellaneous_Natural Gas_Miscellaneous_E4_Baseline Forecast | Commercial | Grocery (WA) | New | Miscellaneous | Natural Gas | Miscellaneous | E4 |  | Baseline Forecast | bar: 2019 to 2045
Commercial_Grocery (WA)_New_Miscellaneous_Natural Gas_Miscellaneous_E5_Baseline Forecast | Commercial | Grocery (WA) | New | Miscellaneous | Natural Gas | Miscellaneous | E5 |  | Baseline Forecast | bar: 2019 to 2045
Commercial_Grocery (WA)_New_Miscellaneous_Natural Gas_Miscellaneous_E6_Baseline Forecast | Commercial | Grocery (WA) | New | Miscellaneous | Natural Gas | Miscellaneous | E6 |  | Baseline Forecast | bar: 2019 to 2045
Commercial_Grocery (WA)_New_Miscellaneous_Natural Gas_Miscellaneous_E7_Baseline Forecast | Commercial | Grocery (WA) | New | Miscellaneous | Natural Gas | Miscellaneous | E7 |  | Baseline Forecast | bar: 2019 to 2045
Commercial_Grocery (WA)_New_Miscellaneous_Natural Gas_Miscellaneous_E8_Baseline Forecast | Commercial | Grocery (WA) | New | Miscellaneous | Natural Gas | Miscellaneous | E8 |  | Baseline Forecast | bar: 2019 to 2045
Commercial_Grocery (WA)_New_Miscellaneous_Natural Gas_Miscellaneous_E9_Baseline Forecast | Commercial | Grocery (WA) | New | Miscellaneous | Natural Gas | Miscellaneous | E9 |  | Baseline Forecast | bar: 2019 to 2045
Commercial_Grocery (WA)_New_Miscellaneous_Natural Gas_Miscellaneous_E10_Baseline Forecast | Commercial | Grocery (WA) | New | Miscellaneous | Natural Gas | Miscellaneous | E10 |  | Baseline Forecast | bar: 2019 to 2045
Commercial_School (WA)_Existing_Space Heating_Natural Gas_Furnace_E1_Baseline Forecast | Commercial | School (WA) | Existing | Space Heating | Natural Gas | Furnace | E1 | AFUE 80% (Standard) | Baseline Forecast | 100% | 100% | 100% | 100% | 100% | 100% | 100% | 100% | 100% | 100% | 100% | 100% | 100% | 100% | 100% | 100% | 100% | 100% | 100% | 100% | 100% | 100% | 100% | 100% | 100% | 100% | 100%
Commercial_School (WA)_Existing_Space Heating_Natural Gas_Furnace_E2_Baseline Forecast | Commercial | School (WA) | Existing | Space Heating | Natural Gas | Furnace | E2 | AFUE 90% | Baseline Forecast | bar: 2019 to 2045
Commercial_School (WA)_Existing_Space Heating_Natural Gas_Furnace_E3_Baseline Forecast | Commercial | School (WA) | Existing | Space Heating | Natural Gas | Furnace | E3 | AFUE 96% | Baseline Forecast | bar: 2019 to 2045
Commercial_School (WA)_Existing_Space Heating_Natural Gas_Furnace_E4_Baseline Forecast | Commercial | School (WA) | Existing | Space Heating | Natural Gas | Furnace | E4 |  | Baseline Forecast | bar: 2019 to 2045
Commercial_School (WA)_Existing_Space Heating_Natural Gas_Furnace_E5_Baseline Forecast | Commercial | School (WA) | Existing | Space Heating | Natural Gas | Furnace | E5 |  | Baseline Forecast | bar: 2019 to 2045
Commercial_School (WA)_Existing_Space Heating_Natural Gas_Furnace_E6_Baseline Forecast | Commercial | School (WA) | Existing | Space Heating | Natural Gas | Furnace | E6 |  | Baseline Forecast | bar: 2019 to 2045
Commercial_School (WA)_Existing_Space Heating_Natural Gas_Furnace_E7_Baseline Forecast | Commercial | School (WA) | Existing | Space Heating | Natural Gas | Furnace | E7 |  | Baseline Forecast | bar: 2019 to 2045
Commercial_School (WA)_Existing_Space Heating_Natural Gas_Furnace_E8_Baseline Forecast | Commercial | School (WA) | Existing | Space Heating | Natural Gas | Furnace | E8 |  | Baseline Forecast | bar: 2019 to 2045
Commercial_School (WA)_Existing_Space Heating_Natural Gas_Furnace_E9_Baseline Forecast | Commercial | School (WA) | Existing | Space Heating | Natural Gas | Furnace | E9 |  | Baseline Forecast | bar: 2019 to 2045
Commercial_School (WA)_Existing_Space Heating_Natural Gas_Furnace_E10_Baseline Forecast | Commercial | School (WA) | Existing | Space Heating | Natural Gas | Furnace | E10 |  | Baseline Forecast | bar: 2019 to 2045
Commercial_School (WA)_Existing_Space Heating_Natural Gas_Boiler_E1_Baseline Forecast | Commercial | School (WA) | Existing | Space Heating | Natural Gas | Boiler | E1 | AFUE 80% (Standard) | Baseline Forecast | 65% | 65% | 64.1% | 65.35% | 64.38% | 64.38% | 65.76% | 64.71% | 64.71% | 63.58% | 65.11% | 65.11% | 63.87% | 65.61% | 65.61% | 64.23% | 64.23% | 62.74% | 66.27% | 64.71% | 62.74% | 66.27% | 64.71% | 64.71% | 64.71% | 64.71% | 64.71%
Commercial_School (WA)_Existing_Space Heating_Natural Gas_Boiler_E2_Baseline Forecast | Commercial | School (WA) | Existing | Space Heating | Natural Gas | Boiler | E2 | AFUE 85% | Baseline Forecast | bar: 2019 to 2045
Commercial_School (WA)_Existing_Space Heating_Natural Gas_Boiler_E3_Baseline Forecast | Commercial | School (WA) | Existing | Space Heating | Natural Gas | Boiler | E3 | AFUE 97% | Baseline Forecast | 35% | 35% | 35.9% | 34.65% | 35.62% | 35.62% | 34.24% | 35.29% | 35.29% | 36.42% | 34.89% | 34.89% | 36.13% | 34.39% | 34.39% | 35.77% | 35.77% | 37.26% | 33.73% | 35.29% | 37.26% | 33.73% | 35.29% | 35.29% | 35.29% | 35.29% | 35.29%
Commercial_School (WA)_Existing_Space Heating_Natural Gas_Boiler_E4_Baseline Forecast | Commercial | School (WA) | Existing | Space Heating | Natural Gas | Boiler | E4 | Convert to NG Air Source Heat Pump | Baseline Forecast | bar: 2019 to 2045
Commercial_School (WA)_Existing_Space Heating_Natural Gas_Boiler_E5_Baseline Forecast | Commercial | School (WA) | Existing | Space Heating | Natural Gas | Boiler | E5 |  | Baseline Forecast | bar: 2019 to 2045
Commercial_School (WA)_Existing_Space Heating_Natural Gas_Boiler_E6_Baseline Forecast | Commercial | School (WA) | Existing | Space Heating | Natural Gas | Boiler | E6 |  | Baseline Forecast | bar: 2019 to 2045
Commercial_School (WA)_Existing_Space Heating_Natural Gas_Boiler_E7_Baseline Forecast | Commercial | School (WA) | Existing | Space Heating | Natural Gas | Boiler | E7 |  | Baseline Forecast | bar: 2019 to 2045
Commercial_School (WA)_Existing_Space Heating_Natural Gas_Boiler_E8_Baseline Forecast | Commercial | School (WA) | Existing | Space Heating | Natural Gas | Boiler | E8 |  | Baseline Forecast | bar: 2019 to 2045
Commercial_School (WA)_Existing_Space Heating_Natural Gas_Boiler_E9_Baseline Forecast | Commercial | School (WA) | Existing | Space Heating | Natural Gas | Boiler | E9 |  | Baseline Forecast | bar: 2019 to 2045
Commercial_School (WA)_Existing_Space Heating_Natural Gas_Boiler_E10_Baseline Forecast | Commercial | School (WA) | Existing | Space Heating | Natural Gas | Boiler | E10 |  | Baseline Forecast | bar: 2019 to 2045
Commercial_School (WA)_Existing_Space Heating_Natural Gas_Unit Heater_E1_Baseline Forecast | Commercial | School (WA) | Existing | Space Heating | Natural Gas | Unit Heater | E1 | Standard | Baseline Forecast | 100% | 100% | 100% | 100% | 100% | 100% | 100% | 100% | 100% | 100% | 100% | 100% | 100% | 100% | 100% | 100% | 100% | 100% | 100% | 100% | 100% | 100% | 100% | 100% | 100% | 100% | 100%
Commercial_School (WA)_Existing_Space Heating_Natural Gas_Unit Heater_E2_Baseline Forecast | Commercial | School (WA) | Existing | Space Heating | Natural Gas | Unit Heater | E2 | Condensing | Baseline Forecast | bar: 2019 to 2045
Commercial_School (WA)_Existing_Space Heating_Natural Gas_Unit Heater_E3_Baseline Forecast | Commercial | School (WA) | Existing | Space Heating | Natural Gas | Unit Heater | E3 | Infrared Radiant | Baseline Forecast | bar: 2019 to 2045
Commercial_School (WA)_Existing_Space Heating_Natural Gas_Unit Heater_E4_Baseline Forecast | Commercial | School (WA) | Existing | Space Heating | Natural Gas | Unit Heater | E4 |  | Baseline Forecast | bar: 2019 to 2045
Commercial_School (WA)_Existing_Space Heating_Natural Gas_Unit Heater_E5_Baseline Forecast | Commercial | School (WA) | Existing | Space Heating | Natural Gas | Unit Heater | E5 |  | Baseline Forecast | bar: 2019 to 2045
Commercial_School (WA)_Existing_Space Heating_Natural Gas_Unit Heater_E6_Baseline Forecast | Commercial | School (WA) | Existing | Space Heating | Natural Gas | Unit Heater | E6 |  | Baseline Forecast | bar: 2019 to 2045
Commercial_School (WA)_Existing_Space Heating_Natural Gas_Unit Heater_E7_Baseline Forecast | Commercial | School (WA) | Existing | Space Heating | Natural Gas | Unit Heater | E7 |  | Baseline Forecast | bar: 2019 to 2045
Commercial_School (WA)_Existing_Space Heating_Natural Gas_Unit Heater_E8_Baseline Forecast | Commercial | School (WA) | Existing | Space Heating | Natural Gas | Unit Heater | E8 |  | Baseline Forecast | bar: 2019 to 2045
Commercial_School (WA)_Existing_Space Heating_Natural Gas_Unit Heater_E9_Baseline Forecast | Commercial | School (WA) | Existing | Space Heating | Natural Gas | Unit Heater | E9 |  | Baseline Forecast | bar: 2019 to 2045
Commercial_School (WA)_Existing_Space Heating_Natural Gas_Unit Heater_E10_Baseline Forecast | Commercial | School (WA) | Existing | Space Heating | Natural Gas | Unit Heater | E10 |  | Baseline Forecast | bar: 2019 to 2045
Commercial_School (WA)_Existing_Water Heating_Natural Gas_Water Heater_E1_Baseline Forecast | Commercial | School (WA) | Existing | Water Heating | Natural Gas | Water Heater | E1 | TE 0.80 | Baseline Forecast | 47% | 47% | 47% | 47% | 47% | 47% | 47% | 47% | 47% | 47% | 47% | 47% | 47% | 47% | 47% | 47% | 47% | 47% | 47% | 47% | 47% | 47% | 47% | 47% | 47% | 47% | 47%
Commercial_School (WA)_Existing_Water Heating_Natural Gas_Water Heater_E2_Baseline Forecast | Commercial | School (WA) | Existing | Water Heating | Natural Gas | Water Heater | E2 | TE 0.90 | Baseline Forecast | bar: 2019 to 2045
Commercial_School (WA)_Existing_Water Heating_Natural Gas_Water Heater_E3_Baseline Forecast | Commercial | School (WA) | Existing | Water Heating | Natural Gas | Water Heater | E3 | TE 0.94 | Baseline Forecast | 53% | 53% | 53% | 53% | 53% | 53% | 53% | 53% | 53% | 53% | 53% | 53% | 53% | 53% | 53% | 53% | 53% | 53% | 53% | 53% | 53% | 53% | 53% | 53% | 53% | 53% | 53%
Commercial_School (WA)_Existing_Water Heating_Natural Gas_Water Heater_E4_Baseline Forecast | Commercial | School (WA) | Existing | Water Heating | Natural Gas | Water Heater | E4 | Instantaneous TE 0.94 | Baseline Forecast | bar: 2019 to 2045
Commercial_School (WA)_Existing_Water Heating_Natural Gas_Water Heater_E5_Baseline Forecast | Commercial | School (WA) | Existing | Water Heating | Natural Gas | Water Heater | E5 | Gas-Fired Absorption HPWH | Baseline Forecast | bar: 2019 to 2045
Commercial_School (WA)_Existing_Water Heating_Natural Gas_Water Heater_E6_Baseline Forecast | Commercial | School (WA) | Existing | Water Heating | Natural Gas | Water Heater | E6 |  | Baseline Forecast | bar: 2019 to 2045
Commercial_School (WA)_Existing_Water Heating_Natural Gas_Water Heater_E7_Baseline Forecast | Commercial | School (WA) | Existing | Water Heating | Natural Gas | Water Heater | E7 |  | Baseline Forecast | bar: 2019 to 2045
Commercial_School (WA)_Existing_Water Heating_Natural Gas_Water Heater_E8_Baseline Forecast | Commercial | School (WA) | Existing | Water Heating | Natural Gas | Water Heater | E8 |  | Baseline Forecast | bar: 2019 to 2045
Commercial_School (WA)_Existing_Water Heating_Natural Gas_Water Heater_E9_Baseline Forecast | Commercial | School (WA) | Existing | Water Heating | Natural Gas | Water Heater | E9 |  | Baseline Forecast | bar: 2019 to 2045
Commercial_School (WA)_Existing_Water Heating_Natural Gas_Water Heater_E10_Baseline Forecast | Commercial | School (WA) | Existing | Water Heating | Natural Gas | Water Heater | E10 |  | Baseline Forecast | bar: 2019 to 2045
Commercial_School (WA)_Existing_Food Preparation_Natural Gas_Oven_E1_Baseline Forecast | Commercial | School (WA) | Existing | Food Preparation | Natural Gas | Oven | E1 | Standard | Baseline Forecast | 41% | 41% | 41% | 41% | 41% | 41% | 41% | 41% | 41% | 41% | 41% | 41% | 41% | 41% | 41% | 41% | 41% | 41% | 41% | 41% | 41% | 41% | 41% | 41% | 41% | 41% | 41%
Commercial_School (WA)_Existing_Food Preparation_Natural Gas_Oven_E2_Baseline Forecast | Commercial | School (WA) | Existing | Food Preparation | Natural Gas | Oven | E2 | ENERGY STAR (>42% Baking Efficiency) | Baseline Forecast | 59% | 59% | 59% | 59% | 59% | 59% | 59% | 59% | 59% | 59% | 59% | 59% | 59% | 59% | 59% | 59% | 59% | 59% | 59% | 59% | 59% | 59% | 59% | 59% | 59% | 59% | 59%
Commercial_School (WA)_Existing_Food Preparation_Natural Gas_Oven_E3_Baseline Forecast | Commercial | School (WA) | Existing | Food Preparation | Natural Gas | Oven | E3 |  | Baseline Forecast | bar: 2019 to 2045
Commercial_School (WA)_Existing_Food Preparation_Natural Gas_Oven_E4_Baseline Forecast | Commercial | School (WA) | Existing | Food Preparation | Natural Gas | Oven | E4 |  | Baseline Forecast | bar: 2019 to 2045
Commercial_School (WA)_Existing_Food Preparation_Natural Gas_Oven_E5_Baseline Forecast | Commercial | School (WA) | Existing | Food Preparation | Natural Gas | Oven | E5 |  | Baseline Forecast | bar: 2019 to 2045
Commercial_School (WA)_Existing_Food Preparation_Natural Gas_Oven_E6_Baseline Forecast | Commercial | School (WA) | Existing | Food Preparation | Natural Gas | Oven | E6 |  | Baseline Forecast | bar: 2019 to 2045
Commercial_School (WA)_Existing_Food Preparation_Natural Gas_Oven_E7_Baseline Forecast | Commercial | School (WA) | Existing | Food Preparation | Natural Gas | Oven | E7 |  | Baseline Forecast | bar: 2019 to 2045
Commercial_School (WA)_Existing_Food Preparation_Natural Gas_Oven_E8_Baseline Forecast | Commercial | School (WA) | Existing | Food Preparation | Natural Gas | Oven | E8 |  | Baseline Forecast | bar: 2019 to 2045
Commercial_School (WA)_Existing_Food Preparation_Natural Gas_Oven_E9_Baseline Forecast | Commercial | School (WA) | Existing | Food Preparation | Natural Gas | Oven | E9 |  | Baseline Forecast | bar: 2019 to 2045
Commercial_School (WA)_Existing_Food Preparation_Natural Gas_Oven_E10_Baseline Forecast | Commercial | School (WA) | Existing | Food Preparation | Natural Gas | Oven | E10 |  | Baseline Forecast | bar: 2019 to 2045
Commercial_School (WA)_Existing_Food Preparation_Natural Gas_Conveyor Oven_E1_Baseline Forecast | Commercial | School (WA) | Existing | Food Preparation | Natural Gas | Conveyor Oven | E1 | Standard | Baseline Forecast | 41% | 41% | 41% | 41% | 41% | 41% | 41% | 41% | 41% | 41% | 41% | 41% | 41% | 41% | 41% | 41% | 41% | 41% | 41% | 41% | 41% | 41% | 41% | 41% | 41% | 41% | 41%
Commercial_School (WA)_Existing_Food Preparation_Natural Gas_Conveyor Oven_E2_Baseline Forecast | Commercial | School (WA) | Existing | Food Preparation | Natural Gas | Conveyor Oven | E2 | ENERGY STAR (>42% Baking Efficiency) | Baseline Forecast | 59% | 59% | 59% | 59% | 59% | 59% | 59% | 59% | 59% | 59% | 59% | 59% | 59% | 59% | 59% | 59% | 59% | 59% | 59% | 59% | 59% | 59% | 59% | 59% | 59% | 59% | 59%
Commercial_School (WA)_Existing_Food Preparation_Natural Gas_Conveyor Oven_E3_Baseline Forecast | Commercial | School (WA) | Existing | Food Preparation | Natural Gas | Conveyor Oven | E3 |  | Baseline Forecast | bar: 2019 to 2045
Commercial_School (WA)_Existing_Food Preparation_Natural Gas_Conveyor Oven_E4_Baseline Forecast | Commercial | School (WA) | Existing | Food Preparation | Natural Gas | Conveyor Oven | E4 |  | Baseline Forecast | bar: 2019 to 2045
Commercial_School (WA)_Existing_Food Preparation_Natural Gas_Conveyor Oven_E5_Baseline Forecast | Commercial | School (WA) | Existing | Food Preparation | Natural Gas | Conveyor Oven | E5 |  | Baseline Forecast | bar: 2019 to 2045
Commercial_School (WA)_Existing_Food Preparation_Natural Gas_Conveyor Oven_E6_Baseline Forecast | Commercial | School (WA) | Existing | Food Preparation | Natural Gas | Conveyor Oven | E6 |  | Baseline Forecast | bar: 2019 to 2045
Commercial_School (WA)_Existing_Food Preparation_Natural Gas_Conveyor Oven_E7_Baseline Forecast | Commercial | School (WA) | Existing | Food Preparation | Natural Gas | Conveyor Oven | E7 |  | Baseline Forecast | bar: 2019 to 2045
Commercial_School (WA)_Existing_Food Preparation_Natural Gas_Conveyor Oven_E8_Baseline Forecast | Commercial | School (WA) | Existing | Food Preparation | Natural Gas | Conveyor Oven | E8 |  | Baseline Forecast | bar: 2019 to 2045
Commercial_School (WA)_Existing_Food Preparation_Natural Gas_Conveyor Oven_E9_Baseline Forecast | Commercial | School (WA) | Existing | Food Preparation | Natural Gas | Conveyor Oven | E9 |  | Baseline Forecast | bar: 2019 to 2045
Commercial_School (WA)_Existing_Food Preparation_Natural Gas_Conveyor Oven_E10_Baseline Forecast | Commercial | School (WA) | Existing | Food Preparation | Natural Gas | Conveyor Oven | E10 |  | Baseline Forecast | bar: 2019 to 2045
Commercial_School (WA)_Existing_Food Preparation_Natural Gas_Double Rack Oven_E1_Baseline Forecast | Commercial | School (WA) | Existing | Food Preparation | Natural Gas | Double Rack Oven | E1 | Standard | Baseline Forecast | 41% | 41% | 41% | 41% | 41% | 41% | 41% | 41% | 41% | 41% | 41% | 41% | 41% | 41% | 41% | 41% | 41% | 41% | 41% | 41% | 41% | 41% | 41% | 41% | 41% | 41% | 41%
Commercial_School (WA)_Existing_Food Preparation_Natural Gas_Double Rack Oven_E2_Baseline Forecast | Commercial | School (WA) | Existing | Food Preparation | Natural Gas | Double Rack Oven | E2 | FTSC Qualified (>50% Cooking Efficiency) | Baseline Forecast | 59% | 59% | 59% | 59% | 59% | 59% | 59% | 59% | 59% | 59% | 59% | 59% | 59% | 59% | 59% | 59% | 59% | 59% | 59% | 59% | 59% | 59% | 59% | 59% | 59% | 59% | 59%
Commercial_School (WA)_Existing_Food Preparation_Natural Gas_Double Rack Oven_E3_Baseline Forecast | Commercial | School (WA) | Existing | Food Preparation | Natural Gas | Double Rack Oven | E3 |  | Baseline Forecast | bar: 2019 to 2045
Commercial_School (WA)_Existing_Food Preparation_Natural Gas_Double Rack Oven_E4_Baseline Forecast | Commercial | School (WA) | Existing | Food Preparation | Natural Gas | Double Rack Oven | E4 |  | Baseline Forecast | bar: 2019 to 2045
Commercial_School (WA)_Existing_Food Preparation_Natural Gas_Double Rack Oven_E5_Baseline Forecast | Commercial | School (WA) | Existing | Food Preparation | Natural Gas | Double Rack Oven | E5 |  | Baseline Forecast | bar: 2019 to 2045
Commercial_School (WA)_Existing_Food Preparation_Natural Gas_Double Rack Oven_E6_Baseline Forecast | Commercial | School (WA) | Existing | Food Preparation | Natural Gas | Double Rack Oven | E6 |  | Baseline Forecast | bar: 2019 to 2045
Commercial_School (WA)_Existing_Food Preparation_Natural Gas_Double Rack Oven_E7_Baseline Forecast | Commercial | School (WA) | Existing | Food Preparation | Natural Gas | Double Rack Oven | E7 |  | Baseline Forecast | bar: 2019 to 2045
Commercial_School (WA)_Existing_Food Preparation_Natural Gas_Double Rack Oven_E8_Baseline Forecast | Commercial | School (WA) | Existing | Food Preparation | Natural Gas | Double Rack Oven | E8 |  | Baseline Forecast | bar: 2019 to 2045
Commercial_School (WA)_Existing_Food Preparation_Natural Gas_Double Rack Oven_E9_Baseline Forecast | Commercial | School (WA) | Existing | Food Preparation | Natural Gas | Double Rack Oven | E9 |  | Baseline Forecast | bar: 2019 to 2045
Commercial_School (WA)_Existing_Food Preparation_Natural Gas_Double Rack Oven_E10_Baseline Forecast | Commercial | School (WA) | Existing | Food Preparation | Natural Gas | Double Rack Oven | E10 |  | Baseline Forecast | bar: 2019 to 2045
Commercial_School (WA)_Existing_Food Preparation_Natural Gas_Fryer_E1_Baseline Forecast | Commercial | School (WA) | Existing | Food Preparation | Natural Gas | Fryer | E1 | Standard | Baseline Forecast | 74% | 74% | 74% | 74% | 74% | 74% | 74% | 74% | 74% | 74% | 74% | 74% | 74% | 74% | 74% | 74% | 74% | 74% | 74% | 74% | 74% | 74% | 74% | 74% | 74% | 74% | 74%
Commercial_School (WA)_Existing_Food Preparation_Natural Gas_Fryer_E2_Baseline Forecast | Commercial | School (WA) | Existing | Food Preparation | Natural Gas | Fryer | E2 | ENERGY STAR | Baseline Forecast | 26% | 26% | 26% | 26% | 26% | 26% | 26% | 26% | 26% | 26% | 26% | 26% | 26% | 26% | 26% | 26% | 26% | 26% | 26% | 26% | 26% | 26% | 26% | 26% | 26% | 26% | 26%
Commercial_School (WA)_Existing_Food Preparation_Natural Gas_Fryer_E3_Baseline Forecast | Commercial | School (WA) | Existing | Food Preparation | Natural Gas | Fryer | E3 |  | Baseline Forecast | bar: 2019 to 2045
Commercial_School (WA)_Existing_Food Preparation_Natural Gas_Fryer_E4_Baseline Forecast | Commercial | School (WA) | Existing | Food Preparation | Natural Gas | Fryer | E4 |  | Baseline Forecast | bar: 2019 to 2045
Commercial_School (WA)_Existing_Food Preparation_Natural Gas_Fryer_E5_Baseline Forecast | Commercial | School (WA) | Existing | Food Preparation | Natural Gas | Fryer | E5 |  | Baseline Forecast | bar: 2019 to 2045
Commercial_School (WA)_Existing_Food Preparation_Natural Gas_Fryer_E6_Baseline Forecast | Commercial | School (WA) | Existing | Food Preparation | Natural Gas | Fryer | E6 |  | Baseline Forecast | bar: 2019 to 2045
Commercial_School (WA)_Existing_Food Preparation_Natural Gas_Fryer_E7_Baseline Forecast | Commercial | School (WA) | Existing | Food Preparation | Natural Gas | Fryer | E7 |  | Baseline Forecast | bar: 2019 to 2045
Commercial_School (WA)_Existing_Food Preparation_Natural Gas_Fryer_E8_Baseline Forecast | Commercial | School (WA) | Existing | Food Preparation | Natural Gas | Fryer | E8 |  | Baseline Forecast | bar: 2019 to 2045
Commercial_School (WA)_Existing_Food Preparation_Natural Gas_Fryer_E9_Baseline Forecast | Commercial | School (WA) | Existing | Food Preparation | Natural Gas | Fryer | E9 |  | Baseline Forecast | bar: 2019 to 2045
Commercial_School (WA)_Existing_Food Preparation_Natural Gas_Fryer_E10_Baseline Forecast | Commercial | School (WA) | Existing | Food Preparation | Natural Gas | Fryer | E10 |  | Baseline Forecast | bar: 2019 to 2045
Commercial_School (WA)_Existing_Food Preparation_Natural Gas_Broiler_E1_Baseline Forecast | Commercial | School (WA) | Existing | Food Preparation | Natural Gas | Broiler | E1 | Standard | Baseline Forecast | 74% | 74% | 74% | 74% | 74% | 74% | 74% | 74% | 74% | 74% | 74% | 74% | 74% | 74% | 74% | 74% | 74% | 74% | 74% | 74% | 74% | 74% | 74% | 74% | 74% | 74% | 74%
Commercial_School (WA)_Existing_Food Preparation_Natural Gas_Broiler_E2_Baseline Forecast | Commercial | School (WA) | Existing | Food Preparation | Natural Gas | Broiler | E2 | Infrared Burners | Baseline Forecast | 26% | 26% | 26% | 26% | 26% | 26% | 26% | 26% | 26% | 26% | 26% | 26% | 26% | 26% | 26% | 26% | 26% | 26% | 26% | 26% | 26% | 26% | 26% | 26% | 26% | 26% | 26%
Commercial_School (WA)_Existing_Food Preparation_Natural Gas_Broiler_E3_Baseline Forecast | Commercial | School (WA) | Existing | Food Preparation | Natural Gas | Broiler | E3 |  | Baseline Forecast | bar: 2019 to 2045
Commercial_School (WA)_Existing_Food Preparation_Natural Gas_Broiler_E4_Baseline Forecast | Commercial | School (WA) | Existing | Food Preparation | Natural Gas | Broiler | E4 |  | Baseline Forecast | bar: 2019 to 2045
Commercial_School (WA)_Existing_Food Preparation_Natural Gas_Broiler_E5_Baseline Forecast | Commercial | School (WA) | Existing | Food Preparation | Natural Gas | Broiler | E5 |  | Baseline Forecast | bar: 2019 to 2045
Commercial_School (WA)_Existing_Food Preparation_Natural Gas_Broiler_E6_Baseline Forecast | Commercial | School (WA) | Existing | Food Preparation | Natural Gas | Broiler | E6 |  | Baseline Forecast | bar: 2019 to 2045
Commercial_School (WA)_Existing_Food Preparation_Natural Gas_Broiler_E7_Baseline Forecast | Commercial | School (WA) | Existing | Food Preparation | Natural Gas | Broiler | E7 |  | Baseline Forecast | bar: 2019 to 2045
Commercial_School (WA)_Existing_Food Preparation_Natural Gas_Broiler_E8_Baseline Forecast | Commercial | School (WA) | Existing | Food Preparation | Natural Gas | Broiler | E8 |  | Baseline Forecast | bar: 2019 to 2045
Commercial_School (WA)_Existing_Food Preparation_Natural Gas_Broiler_E9_Baseline Forecast | Commercial | School (WA) | Existing | Food Preparation | Natural Gas | Broiler | E9 |  | Baseline Forecast | bar: 2019 to 2045
Commercial_School (WA)_Existing_Food Preparation_Natural Gas_Broiler_E10_Baseline Forecast | Commercial | School (WA) | Existing | Food Preparation | Natural Gas | Broiler | E10 |  | Baseline Forecast | bar: 2019 to 2045
Commercial_School (WA)_Existing_Food Preparation_Natural Gas_Griddle_E1_Baseline Forecast | Commercial | School (WA) | Existing | Food Preparation | Natural Gas | Griddle | E1 | Standard | Baseline Forecast | 71% | 71% | 71% | 71% | 71% | 71% | 71% | 71% | 71% | 71% | 71% | 71% | 71% | 71% | 71% | 71% | 71% | 71% | 71% | 71% | 71% | 71% | 71% | 71% | 71% | 71% | 71%
Commercial_School (WA)_Existing_Food Preparation_Natural Gas_Griddle_E2_Baseline Forecast | Commercial | School (WA) | Existing | Food Preparation | Natural Gas | Griddle | E2 | ENERGY STAR | Baseline Forecast | 29% | 29% | 29% | 29% | 29% | 29% | 29% | 29% | 29% | 29% | 29% | 29% | 29% | 29% | 29% | 29% | 29% | 29% | 29% | 29% | 29% | 29% | 29% | 29% | 29% | 29% | 29%
Commercial_School (WA)_Existing_Food Preparation_Natural Gas_Griddle_E3_Baseline Forecast | Commercial | School (WA) | Existing | Food Preparation | Natural Gas | Griddle | E3 |  | Baseline Forecast | bar: 2019 to 2045
Commercial_School (WA)_Existing_Food Preparation_Natural Gas_Griddle_E4_Baseline Forecast | Commercial | School (WA) | Existing | Food Preparation | Natural Gas | Griddle | E4 |  | Baseline Forecast | bar: 2019 to 2045
Commercial_School (WA)_Existing_Food Preparation_Natural Gas_Griddle_E5_Baseline Forecast | Commercial | School (WA) | Existing | Food Preparation | Natural Gas | Griddle | E5 |  | Baseline Forecast | bar: 2019 to 2045
Commercial_School (WA)_Existing_Food Preparation_Natural Gas_Griddle_E6_Baseline Forecast | Commercial | School (WA) | Existing | Food Preparation | Natural Gas | Griddle | E6 |  | Baseline Forecast | bar: 2019 to 2045
Commercial_School (WA)_Existing_Food Preparation_Natural Gas_Griddle_E7_Baseline Forecast | Commercial | School (WA) | Existing | Food Preparation | Natural Gas | Griddle | E7 |  | Baseline Forecast | bar: 2019 to 2045
Commercial_School (WA)_Existing_Food Preparation_Natural Gas_Griddle_E8_Baseline Forecast | Commercial | School (WA) | Existing | Food Preparation | Natural Gas | Griddle | E8 |  | Baseline Forecast | bar: 2019 to 2045
Commercial_School (WA)_Existing_Food Preparation_Natural Gas_Griddle_E9_Baseline Forecast | Commercial | School (WA) | Existing | Food Preparation | Natural Gas | Griddle | E9 |  | Baseline Forecast | bar: 2019 to 2045
Commercial_School (WA)_Existing_Food Preparation_Natural Gas_Griddle_E10_Baseline Forecast | Commercial | School (WA) | Existing | Food Preparation | Natural Gas | Griddle | E10 |  | Baseline Forecast | bar: 2019 to 2045
Commercial_School (WA)_Existing_Food Preparation_Natural Gas_Range_E1_Baseline Forecast | Commercial | School (WA) | Existing | Food Preparation | Natural Gas | Range | E1 | Standard | Baseline Forecast | 41% | 41% | 41% | 41% | 41% | 41% | 41% | 41% | 41% | 41% | 41% | 41% | 41% | 41% | 41% | 41% | 41% | 41% | 41% | 41% | 41% | 41% | 41% | 41% | 41% | 41% | 41%
Commercial_School (WA)_Existing_Food Preparation_Natural Gas_Range_E2_Baseline Forecast | Commercial | School (WA) | Existing | Food Preparation | Natural Gas | Range | E2 | High Efficiency | Baseline Forecast | 59% | 59% | 59% | 59% | 59% | 59% | 59% | 59% | 59% | 59% | 59% | 59% | 59% | 59% | 59% | 59% | 59% | 59% | 59% | 59% | 59% | 59% | 59% | 59% | 59% | 59% | 59%
Commercial_School (WA)_Existing_Food Preparation_Natural Gas_Range_E3_Baseline Forecast | Commercial | School (WA) | Existing | Food Preparation | Natural Gas | Range | E3 |  | Baseline Forecast | bar: 2019 to 2045
Commercial_School (WA)_Existing_Food Preparation_Natural Gas_Range_E4_Baseline Forecast | Commercial | School (WA) | Existing | Food Preparation | Natural Gas | Range | E4 |  | Baseline Forecast | bar: 2019 to 2045
Commercial_School (WA)_Existing_Food Preparation_Natural Gas_Range_E5_Baseline Forecast | Commercial | School (WA) | Existing | Food Preparation | Natural Gas | Range | E5 |  | Baseline Forecast | bar: 2019 to 2045
Commercial_School (WA)_Existing_Food Preparation_Natural Gas_Range_E6_Baseline Forecast | Commercial | School (WA) | Existing | Food Preparation | Natural Gas | Range | E6 |  | Baseline Forecast | bar: 2019 to 2045
Commercial_School (WA)_Existing_Food Preparation_Natural Gas_Range_E7_Baseline Forecast | Commercial | School (WA) | Existing | Food Preparation | Natural Gas | Range | E7 |  | Baseline Forecast | bar: 2019 to 2045
Commercial_School (WA)_Existing_Food Preparation_Natural Gas_Range_E8_Baseline Forecast | Commercial | School (WA) | Existing | Food Preparation | Natural Gas | Range | E8 |  | Baseline Forecast | bar: 2019 to 2045
Commercial_School (WA)_Existing_Food Preparation_Natural Gas_Range_E9_Baseline Forecast | Commercial | School (WA) | Existing | Food Preparation | Natural Gas | Range | E9 |  | Baseline Forecast | bar: 2019 to 2045
Commercial_School (WA)_Existing_Food Preparation_Natural Gas_Range_E10_Baseline Forecast | Commercial | School (WA) | Existing | Food Preparation | Natural Gas | Range | E10 |  | Baseline Forecast | bar: 2019 to 2045
Commercial_School (WA)_Existing_Food Preparation_Natural Gas_Steamer_E1_Baseline Forecast | Commercial | School (WA) | Existing | Food Preparation | Natural Gas | Steamer | E1 | Standard | Baseline Forecast | 50% | 50% | 50% | 50% | 50% | 50% | 50% | 50% | 50% | 50% | 50% | 50% | 50% | 50% | 50% | 50% | 50% | 50% | 50% | 50% | 50% | 50% | 50% | 50% | 50% | 50% | 50%
Commercial_School (WA)_Existing_Food Preparation_Natural Gas_Steamer_E2_Baseline Forecast | Commercial | School (WA) | Existing | Food Preparation | Natural Gas | Steamer | E2 | ENERGY STAR | Baseline Forecast | 50% | 50% | 50% | 50% | 50% | 50% | 50% | 50% | 50% | 50% | 50% | 50% | 50% | 50% | 50% | 50% | 50% | 50% | 50% | 50% | 50% | 50% | 50% | 50% | 50% | 50% | 50%
Commercial_School (WA)_Existing_Food Preparation_Natural Gas_Steamer_E3_Baseline Forecast | Commercial | School (WA) | Existing | Food Preparation | Natural Gas | Steamer | E3 |  | Baseline Forecast | bar: 2019 to 2045
Commercial_School (WA)_Existing_Food Preparation_Natural Gas_Steamer_E4_Baseline Forecast | Commercial | School (WA) | Existing | Food Preparation | Natural Gas | Steamer | E4 |  | Baseline Forecast | bar: 2019 to 2045
Commercial_School (WA)_Existing_Food Preparation_Natural Gas_Steamer_E5_Baseline Forecast | Commercial | School (WA) | Existing | Food Preparation | Natural Gas | Steamer | E5 |  | Baseline Forecast | bar: 2019 to 2045
Commercial_School (WA)_Existing_Food Preparation_Natural Gas_Steamer_E6_Baseline Forecast | Commercial | School (WA) | Existing | Food Preparation | Natural Gas | Steamer | E6 |  | Baseline Forecast | bar: 2019 to 2045
Commercial_School (WA)_Existing_Food Preparation_Natural Gas_Steamer_E7_Baseline Forecast | Commercial | School (WA) | Existing | Food Preparation | Natural Gas | Steamer | E7 |  | Baseline Forecast | bar: 2019 to 2045
Commercial_School (WA)_Existing_Food Preparation_Natural Gas_Steamer_E8_Baseline Forecast | Commercial | School (WA) | Existing | Food Preparation | Natural Gas | Steamer | E8 |  | Baseline Forecast | bar: 2019 to 2045
Commercial_School (WA)_Existing_Food Preparation_Natural Gas_Steamer_E9_Baseline Forecast | Commercial | School (WA) | Existing | Food Preparation | Natural Gas | Steamer | E9 |  | Baseline Forecast | bar: 2019 to 2045
Commercial_School (WA)_Existing_Food Preparation_Natural Gas_Steamer_E10_Baseline Forecast | Commercial | School (WA) | Existing | Food Preparation | Natural Gas | Steamer | E10 |  | Baseline Forecast | bar: 2019 to 2045
Commercial_School (WA)_Existing_Food Preparation_Natural Gas_Food Prep Other_E1_Baseline Forecast | Commercial | School (WA) | Existing | Food Preparation | Natural Gas | Food Prep Other | E1 | Standard | Baseline Forecast | 74% | 74% | 74% | 74% | 74% | 74% | 74% | 74% | 74% | 74% | 74% | 74% | 74% | 74% | 74% | 74% | 74% | 74% | 74% | 74% | 74% | 74% | 74% | 74% | 74% | 74% | 74%
Commercial_School (WA)_Existing_Food Preparation_Natural Gas_Food Prep Other_E2_Baseline Forecast | Commercial | School (WA) | Existing | Food Preparation | Natural Gas | Food Prep Other | E2 | ENERGY STAR | Baseline Forecast | 26% | 26% | 26% | 26% | 26% | 26% | 26% | 26% | 26% | 26% | 26% | 26% | 26% | 26% | 26% | 26% | 26% | 26% | 26% | 26% | 26% | 26% | 26% | 26% | 26% | 26% | 26%
Commercial_School (WA)_Existing_Food Preparation_Natural Gas_Food Prep Other_E3_Baseline Forecast | Commercial | School (WA) | Existing | Food Preparation | Natural Gas | Food Prep Other | E3 |  | Baseline Forecast | bar: 2019 to 2045
Commercial_School (WA)_Existing_Food Preparation_Natural Gas_Food Prep Other_E4_Baseline Forecast | Commercial | School (WA) | Existing | Food Preparation | Natural Gas | Food Prep Other | E4 |  | Baseline Forecast | bar: 2019 to 2045
Commercial_School (WA)_Existing_Food Preparation_Natural Gas_Food Prep Other_E5_Baseline Forecast | Commercial | School (WA) | Existing | Food Preparation | Natural Gas | Food Prep Other | E5 |  | Baseline Forecast | bar: 2019 to 2045
Commercial_School (WA)_Existing_Food Preparation_Natural Gas_Food Prep Other_E6_Baseline Forecast | Commercial | School (WA) | Existing | Food Preparation | Natural Gas | Food Prep Other | E6 |  | Baseline Forecast | bar: 2019 to 2045
Commercial_School (WA)_Existing_Food Preparation_Natural Gas_Food Prep Other_E7_Baseline Forecast | Commercial | School (WA) | Existing | Food Preparation | Natural Gas | Food Prep Other | E7 |  | Baseline Forecast | bar: 2019 to 2045
Commercial_School (WA)_Existing_Food Preparation_Natural Gas_Food Prep Other_E8_Baseline Forecast | Commercial | School (WA) | Existing | Food Preparation | Natural Gas | Food Prep Other | E8 |  | Baseline Forecast | bar: 2019 to 2045
Commercial_School (WA)_Existing_Food Preparation_Natural Gas_Food Prep Other_E9_Baseline Forecast | Commercial | School (WA) | Existing | Food Preparation | Natural Gas | Food Prep Other | E9 |  | Baseline Forecast | bar: 2019 to 2045
Commercial_School (WA)_Existing_Food Preparation_Natural Gas_Food Prep Other_E10_Baseline Forecast | Commercial | School (WA) | Existing | Food Preparation | Natural Gas | Food Prep Other | E10 |  | Baseline Forecast | bar: 2019 to 2045
Commercial_School (WA)_Existing_Miscellaneous_Natural Gas_Pool Heater_E1_Baseline Forecast | Commercial | School (WA) | Existing | Miscellaneous | Natural Gas | Pool Heater | E1 | Standard (EF .82) | Baseline Forecast | 90% | 90% | 90% | 90% | 90% | 90% | 90% | 90% | 90% | 90% | 90% | 90% | 90% | 90% | 90% | 90% | 90% | 90% | 90% | 90% | 90% | 90% | 90% | 90% | 90% | 90% | 90%
Commercial_School (WA)_Existing_Miscellaneous_Natural Gas_Pool Heater_E2_Baseline Forecast | Commercial | School (WA) | Existing | Miscellaneous | Natural Gas | Pool Heater | E2 | Condensing (EF .90) | Baseline Forecast | 10% | 10% | 10% | 10% | 10% | 10% | 10% | 10% | 10% | 10% | 10% | 10% | 10% | 10% | 10% | 10% | 10% | 10% | 10% | 10% | 10% | 10% | 10% | 10% | 10% | 10% | 10%
Commercial_School (WA)_Existing_Miscellaneous_Natural Gas_Pool Heater_E3_Baseline Forecast | Commercial | School (WA) | Existing | Miscellaneous | Natural Gas | Pool Heater | E3 |  | Baseline Forecast | bar: 2019 to 2045
Commercial_School (WA)_Existing_Miscellaneous_Natural Gas_Pool Heater_E4_Baseline Forecast | Commercial | School (WA) | Existing | Miscellaneous | Natural Gas | Pool Heater | E4 |  | Baseline Forecast | bar: 2019 to 2045
Commercial_School (WA)_Existing_Miscellaneous_Natural Gas_Pool Heater_E5_Baseline Forecast | Commercial | School (WA) | Existing | Miscellaneous | Natural Gas | Pool Heater | E5 |  | Baseline Forecast | bar: 2019 to 2045
Commercial_School (WA)_Existing_Miscellaneous_Natural Gas_Pool Heater_E6_Baseline Forecast | Commercial | School (WA) | Existing | Miscellaneous | Natural Gas | Pool Heater | E6 |  | Baseline Forecast | bar: 2019 to 2045
Commercial_School (WA)_Existing_Miscellaneous_Natural Gas_Pool Heater_E7_Baseline Forecast | Commercial | School (WA) | Existing | Miscellaneous | Natural Gas | Pool Heater | E7 |  | Baseline Forecast | bar: 2019 to 2045
Commercial_School (WA)_Existing_Miscellaneous_Natural Gas_Pool Heater_E8_Baseline Forecast | Commercial | School (WA) | Existing | Miscellaneous | Natural Gas | Pool Heater | E8 |  | Baseline Forecast | bar: 2019 to 2045
Commercial_School (WA)_Existing_Miscellaneous_Natural Gas_Pool Heater_E9_Baseline Forecast | Commercial | School (WA) | Existing | Miscellaneous | Natural Gas | Pool Heater | E9 |  | Baseline Forecast | bar: 2019 to 2045
Commercial_School (WA)_Existing_Miscellaneous_Natural Gas_Pool Heater_E10_Baseline Forecast | Commercial | School (WA) | Existing | Miscellaneous | Natural Gas | Pool Heater | E10 |  | Baseline Forecast | bar: 2019 to 2045
Commercial_School (WA)_Existing_Miscellaneous_Natural Gas_Miscellaneous_E1_Baseline Forecast | Commercial | School (WA) | Existing | Miscellaneous | Natural Gas | Miscellaneous | E1 | Standard | Baseline Forecast | 100% | 100% | 100% | 100% | 100% | 100% | 100% | 100% | 100% | 100% | 100% | 100% | 100% | 100% | 100% | 100% | 100% | 100% | 100% | 100% | 100% | 100% | 100% | 100% | 100% | 100% | 100%
Commercial_School (WA)_Existing_Miscellaneous_Natural Gas_Miscellaneous_E2_Baseline Forecast | Commercial | School (WA) | Existing | Miscellaneous | Natural Gas | Miscellaneous | E2 |  | Baseline Forecast | bar: 2019 to 2045
Commercial_School (WA)_Existing_Miscellaneous_Natural Gas_Miscellaneous_E3_Baseline Forecast | Commercial | School (WA) | Existing | Miscellaneous | Natural Gas | Miscellaneous | E3 |  | Baseline Forecast | bar: 2019 to 2045
Commercial_School (WA)_Existing_Miscellaneous_Natural Gas_Miscellaneous_E4_Baseline Forecast | Commercial | School (WA) | Existing | Miscellaneous | Natural Gas | Miscellaneous | E4 |  | Baseline Forecast | bar: 2019 to 2045
Commercial_School (WA)_Existing_Miscellaneous_Natural Gas_Miscellaneous_E5_Baseline Forecast | Commercial | School (WA) | Existing | Miscellaneous | Natural Gas | Miscellaneous | E5 |  | Baseline Forecast | bar: 2019 to 2045
Commercial_School (WA)_Existing_Miscellaneous_Natural Gas_Miscellaneous_E6_Baseline Forecast | Commercial | School (WA) | Existing | Miscellaneous | Natural Gas | Miscellaneous | E6 |  | Baseline Forecast | bar: 2019 to 2045
Commercial_School (WA)_Existing_Miscellaneous_Natural Gas_Miscellaneous_E7_Baseline Forecast | Commercial | School (WA) | Existing | Miscellaneous | Natural Gas | Miscellaneous | E7 |  | Baseline Forecast | bar: 2019 to 2045
Commercial_School (WA)_Existing_Miscellaneous_Natural Gas_Miscellaneous_E8_Baseline Forecast | Commercial | School (WA) | Existing | Miscellaneous | Natural Gas | Miscellaneous | E8 |  | Baseline Forecast | bar: 2019 to 2045
Commercial_School (WA)_Existing_Miscellaneous_Natural Gas_Miscellaneous_E9_Baseline Forecast | Commercial | School (WA) | Existing | Miscellaneous | Natural Gas | Miscellaneous | E9 |  | Baseline Forecast | bar: 2019 to 2045
Commercial_School (WA)_Existing_Miscellaneous_Natural Gas_Miscellaneous_E10_Baseline Forecast | Commercial | School (WA) | Existing | Miscellaneous | Natural Gas | Miscellaneous | E10 |  | Baseline Forecast | bar: 2019 to 2045
Commercial_School (WA)_New_Space Heating_Natural Gas_Furnace_E1_Baseline Forecast | Commercial | School (WA) | New | Space Heating | Natural Gas | Furnace | E1 | AFUE 80% (Standard) | Baseline Forecast | 100% | 100% | 100% | 100% | 100% | 100% | 100% | 100% | 100% | 100% | 100% | 100% | 100% | 100% | 100% | 100% | 100% | 100% | 100% | 100% | 100% | 100% | 100% | 100% | 100% | 100% | 100%
Commercial_School (WA)_New_Space Heating_Natural Gas_Furnace_E2_Baseline Forecast | Commercial | School (WA) | New | Space Heating | Natural Gas | Furnace | E2 | AFUE 90% | Baseline Forecast | bar: 2019 to 2045
Commercial_School (WA)_New_Space Heating_Natural Gas_Furnace_E3_Baseline Forecast | Commercial | School (WA) | New | Space Heating | Natural Gas | Furnace | E3 | AFUE 96% | Baseline Forecast | bar: 2019 to 2045
Commercial_School (WA)_New_Space Heating_Natural Gas_Furnace_E4_Baseline Forecast | Commercial | School (WA) | New | Space Heating | Natural Gas | Furnace | E4 |  | Baseline Forecast | bar: 2019 to 2045
Commercial_School (WA)_New_Space Heating_Natural Gas_Furnace_E5_Baseline Forecast | Commercial | School (WA) | New | Space Heating | Natural Gas | Furnace | E5 |  | Baseline Forecast | bar: 2019 to 2045
Commercial_School (WA)_New_Space Heating_Natural Gas_Furnace_E6_Baseline Forecast | Commercial | School (WA) | New | Space Heating | Natural Gas | Furnace | E6 |  | Baseline Forecast | bar: 2019 to 2045
Commercial_School (WA)_New_Space Heating_Natural Gas_Furnace_E7_Baseline Forecast | Commercial | School (WA) | New | Space Heating | Natural Gas | Furnace | E7 |  | Baseline Forecast | bar: 2019 to 2045
Commercial_School (WA)_New_Space Heating_Natural Gas_Furnace_E8_Baseline Forecast | Commercial | School (WA) | New | Space Heating | Natural Gas | Furnace | E8 |  | Baseline Forecast | bar: 2019 to 2045
Commercial_School (WA)_New_Space Heating_Natural Gas_Furnace_E9_Baseline Forecast | Commercial | School (WA) | New | Space Heating | Natural Gas | Furnace | E9 |  | Baseline Forecast | bar: 2019 to 2045
Commercial_School (WA)_New_Space Heating_Natural Gas_Furnace_E10_Baseline Forecast | Commercial | School (WA) | New | Space Heating | Natural Gas | Furnace | E10 |  | Baseline Forecast | bar: 2019 to 2045
Commercial_School (WA)_New_Space Heating_Natural Gas_Boiler_E1_Baseline Forecast | Commercial | School (WA) | New | Space Heating | Natural Gas | Boiler | E1 | AFUE 80% (Standard) | Baseline Forecast | 100% | 100% | 100% | 100% | 100% | 100% | 70.21% | 70.21% | 70.21% | 70.21% | 70.21% | 61.11% | 61.11% | 61.11% | 61.11% | 61.11% | 61.11% | 61.11% | 61.11% | 61.11% | 61.11% | 61.11% | 61.11% | 61.11% | 61.11% | 61.11% | 61.11%
Commercial_School (WA)_New_Space Heating_Natural Gas_Boiler_E2_Baseline Forecast | Commercial | School (WA) | New | Space Heating | Natural Gas | Boiler | E2 | AFUE 85% | Baseline Forecast | bar: 2019 to 2045
Commercial_School (WA)_New_Space Heating_Natural Gas_Boiler_E3_Baseline Forecast | Commercial | School (WA) | New | Space Heating | Natural Gas | Boiler | E3 | AFUE 97% | Baseline Forecast | 0% | 0% | 0% | 0% | 0% | 0% | 29.79% | 29.79% | 29.79% | 29.79% | 29.79% | 38.89% | 38.89% | 38.89% | 38.89% | 38.89% | 38.89% | 38.89% | 38.89% | 38.89% | 38.89% | 38.89% | 38.89% | 38.89% | 38.89% | 38.89% | 38.89%
Commercial_School (WA)_New_Space Heating_Natural Gas_Boiler_E4_Baseline Forecast | Commercial | School (WA) | New | Space Heating | Natural Gas | Boiler | E4 | Convert to NG Air Source Heat Pump | Baseline Forecast | bar: 2019 to 2045
Commercial_School (WA)_New_Space Heating_Natural Gas_Boiler_E5_Baseline Forecast | Commercial | School (WA) | New | Space Heating | Natural Gas | Boiler | E5 |  | Baseline Forecast | bar: 2019 to 2045
Commercial_School (WA)_New_Space Heating_Natural Gas_Boiler_E6_Baseline Forecast | Commercial | School (WA) | New | Space Heating | Natural Gas | Boiler | E6 |  | Baseline Forecast | bar: 2019 to 2045
Commercial_School (WA)_New_Space Heating_Natural Gas_Boiler_E7_Baseline Forecast | Commercial | School (WA) | New | Space Heating | Natural Gas | Boiler | E7 |  | Baseline Forecast | bar: 2019 to 2045
Commercial_School (WA)_New_Space Heating_Natural Gas_Boiler_E8_Baseline Forecast | Commercial | School (WA) | New | Space Heating | Natural Gas | Boiler | E8 |  | Baseline Forecast | bar: 2019 to 2045
Commercial_School (WA)_New_Space Heating_Natural Gas_Boiler_E9_Baseline Forecast | Commercial | School (WA) | New | Space Heating | Natural Gas | Boiler | E9 |  | Baseline Forecast | bar: 2019 to 2045
Commercial_School (WA)_New_Space Heating_Natural Gas_Boiler_E10_Baseline Forecast | Commercial | School (WA) | New | Space Heating | Natural Gas | Boiler | E10 |  | Baseline Forecast | bar: 2019 to 2045
Commercial_School (WA)_New_Space Heating_Natural Gas_Unit Heater_E1_Baseline Forecast | Commercial | School (WA) | New | Space Heating | Natural Gas | Unit Heater | E1 | Standard | Baseline Forecast | 100% | 100% | 100% | 100% | 100% | 100% | 100% | 100% | 100% | 100% | 100% | 100% | 100% | 100% | 100% | 100% | 100% | 100% | 100% | 100% | 100% | 100% | 100% | 100% | 100% | 100% | 100%
Commercial_School (WA)_New_Space Heating_Natural Gas_Unit Heater_E2_Baseline Forecast | Commercial | School (WA) | New | Space Heating | Natural Gas | Unit Heater | E2 | Condensing | Baseline Forecast | bar: 2019 to 2045
Commercial_School (WA)_New_Space Heating_Natural Gas_Unit Heater_E3_Baseline Forecast | Commercial | School (WA) | New | Space Heating | Natural Gas | Unit Heater | E3 | Infrared Radiant | Baseline Forecast | bar: 2019 to 2045
Commercial_School (WA)_New_Space Heating_Natural Gas_Unit Heater_E4_Baseline Forecast | Commercial | School (WA) | New | Space Heating | Natural Gas | Unit Heater | E4 |  | Baseline Forecast | bar: 2019 to 2045
Commercial_School (WA)_New_Space Heating_Natural Gas_Unit Heater_E5_Baseline Forecast | Commercial | School (WA) | New | Space Heating | Natural Gas | Unit Heater | E5 |  | Baseline Forecast | bar: 2019 to 2045
Commercial_School (WA)_New_Space Heating_Natural Gas_Unit Heater_E6_Baseline Forecast | Commercial | School (WA) | New | Space Heating | Natural Gas | Unit Heater | E6 |  | Baseline Forecast | bar: 2019 to 2045
Commercial_School (WA)_New_Space Heating_Natural Gas_Unit Heater_E7_Baseline Forecast | Commercial | School (WA) | New | Space Heating | Natural Gas | Unit Heater | E7 |  | Baseline Forecast | bar: 2019 to 2045
Commercial_School (WA)_New_Space Heating_Natural Gas_Unit Heater_E8_Baseline Forecast | Commercial | School (WA) | New | Space Heating | Natural Gas | Unit Heater | E8 |  | Baseline Forecast | bar: 2019 to 2045
Commercial_School (WA)_New_Space Heating_Natural Gas_Unit Heater_E9_Baseline Forecast | Commercial | School (WA) | New | Space Heating | Natural Gas | Unit Heater | E9 |  | Baseline Forecast | bar: 2019 to 2045
Commercial_School (WA)_New_Space Heating_Natural Gas_Unit Heater_E10_Baseline Forecast | Commercial | School (WA) | New | Space Heating | Natural Gas | Unit Heater | E10 |  | Baseline Forecast | bar: 2019 to 2045
Commercial_School (WA)_New_Water Heating_Natural Gas_Water Heater_E1_Baseline Forecast | Commercial | School (WA) | New | Water Heating | Natural Gas | Water Heater | E1 | TE 0.80 | Baseline Forecast | 47% | 47% | 47% | 47% | 47% | 47% | 47% | 47% | 47% | 47% | 47% | 47% | 47% | 47% | 47% | 47% | 47% | 47% | 47% | 47% | 47% | 47% | 47% | 47% | 47% | 47% | 47%
Commercial_School (WA)_New_Water Heating_Natural Gas_Water Heater_E2_Baseline Forecast | Commercial | School (WA) | New | Water Heating | Natural Gas | Water Heater | E2 | TE 0.90 | Baseline Forecast | bar: 2019 to 2045
Commercial_School (WA)_New_Water Heating_Natural Gas_Water Heater_E3_Baseline Forecast | Commercial | School (WA) | New | Water Heating | Natural Gas | Water Heater | E3 | TE 0.94 | Baseline Forecast | 53% | 53% | 53% | 53% | 53% | 53% | 53% | 53% | 53% | 53% | 53% | 53% | 53% | 53% | 53% | 53% | 53% | 53% | 53% | 53% | 53% | 53% | 53% | 53% | 53% | 53% | 53%
Commercial_School (WA)_New_Water Heating_Natural Gas_Water Heater_E4_Baseline Forecast | Commercial | School (WA) | New | Water Heating | Natural Gas | Water Heater | E4 | Instantaneous TE 0.94 | Baseline Forecast | bar: 2019 to 2045
Commercial_School (WA)_New_Water Heating_Natural Gas_Water Heater_E5_Baseline Forecast | Commercial | School (WA) | New | Water Heating | Natural Gas | Water Heater | E5 | Gas-Fired Absorption HPWH | Baseline Forecast | bar: 2019 to 2045
Commercial_School (WA)_New_Water Heating_Natural Gas_Water Heater_E6_Baseline Forecast | Commercial | School (WA) | New | Water Heating | Natural Gas | Water Heater | E6 |  | Baseline Forecast | bar: 2019 to 2045
Commercial_School (WA)_New_Water Heating_Natural Gas_Water Heater_E7_Baseline Forecast | Commercial | School (WA) | New | Water Heating | Natural Gas | Water Heater | E7 |  | Baseline Forecast | bar: 2019 to 2045
Commercial_School (WA)_New_Water Heating_Natural Gas_Water Heater_E8_Baseline Forecast | Commercial | School (WA) | New | Water Heating | Natural Gas | Water Heater | E8 |  | Baseline Forecast | bar: 2019 to 2045
Commercial_School (WA)_New_Water Heating_Natural Gas_Water Heater_E9_Baseline Forecast | Commercial | School (WA) | New | Water Heating | Natural Gas | Water Heater | E9 |  | Baseline Forecast | bar: 2019 to 2045
Commercial_School (WA)_New_Water Heating_Natural Gas_Water Heater_E10_Baseline Forecast | Commercial | School (WA) | New | Water Heating | Natural Gas | Water Heater | E10 |  | Baseline Forecast | bar: 2019 to 2045
Commercial_School (WA)_New_Food Preparation_Natural Gas_Oven_E1_Baseline Forecast | Commercial | School (WA) | New | Food Preparation | Natural Gas | Oven | E1 | Standard | Baseline Forecast | 41% | 41% | 41% | 41% | 41% | 41% | 41% | 41% | 41% | 41% | 41% | 41% | 41% | 41% | 41% | 41% | 41% | 41% | 41% | 41% | 41% | 41% | 41% | 41% | 41% | 41% | 41%
Commercial_School (WA)_New_Food Preparation_Natural Gas_Oven_E2_Baseline Forecast | Commercial | School (WA) | New | Food Preparation | Natural Gas | Oven | E2 | ENERGY STAR (>42% Baking Efficiency) | Baseline Forecast | 59% | 59% | 59% | 59% | 59% | 59% | 59% | 59% | 59% | 59% | 59% | 59% | 59% | 59% | 59% | 59% | 59% | 59% | 59% | 59% | 59% | 59% | 59% | 59% | 59% | 59% | 59%
Commercial_School (WA)_New_Food Preparation_Natural Gas_Oven_E3_Baseline Forecast | Commercial | School (WA) | New | Food Preparation | Natural Gas | Oven | E3 |  | Baseline Forecast | bar: 2019 to 2045
Commercial_School (WA)_New_Food Preparation_Natural Gas_Oven_E4_Baseline Forecast | Commercial | School (WA) | New | Food Preparation | Natural Gas | Oven | E4 |  | Baseline Forecast | bar: 2019 to 2045
Commercial_School (WA)_New_Food Preparation_Natural Gas_Oven_E5_Baseline Forecast | Commercial | School (WA) | New | Food Preparation | Natural Gas | Oven | E5 |  | Baseline Forecast | bar: 2019 to 2045
Commercial_School (WA)_New_Food Preparation_Natural Gas_Oven_E6_Baseline Forecast | Commercial | School (WA) | New | Food Preparation | Natural Gas | Oven | E6 |  | Baseline Forecast | bar: 2019 to 2045
Commercial_School (WA)_New_Food Preparation_Natural Gas_Oven_E7_Baseline Forecast | Commercial | School (WA) | New | Food Preparation | Natural Gas | Oven | E7 |  | Baseline Forecast | bar: 2019 to 2045
Commercial_School (WA)_New_Food Preparation_Natural Gas_Oven_E8_Baseline Forecast | Commercial | School (WA) | New | Food Preparation | Natural Gas | Oven | E8 |  | Baseline Forecast | bar: 2019 to 2045
Commercial_School (WA)_New_Food Preparation_Natural Gas_Oven_E9_Baseline Forecast | Commercial | School (WA) | New | Food Preparation | Natural Gas | Oven | E9 |  | Baseline Forecast | bar: 2019 to 2045
Commercial_School (WA)_New_Food Preparation_Natural Gas_Oven_E10_Baseline Forecast | Commercial | School (WA) | New | Food Preparation | Natural Gas | Oven | E10 |  | Baseline Forecast | bar: 2019 to 2045
Commercial_School (WA)_New_Food Preparation_Natural Gas_Conveyor Oven_E1_Baseline Forecast | Commercial | School (WA) | New | Food Preparation | Natural Gas | Conveyor Oven | E1 | Standard | Baseline Forecast | 41% | 41% | 41% | 41% | 41% | 41% | 41% | 41% | 41% | 41% | 41% | 41% | 41% | 41% | 41% | 41% | 41% | 41% | 41% | 41% | 41% | 41% | 41% | 41% | 41% | 41% | 41%
Commercial_School (WA)_New_Food Preparation_Natural Gas_Conveyor Oven_E2_Baseline Forecast | Commercial | School (WA) | New | Food Preparation | Natural Gas | Conveyor Oven | E2 | ENERGY STAR (>42% Baking Efficiency) | Baseline Forecast | 59% | 59% | 59% | 59% | 59% | 59% | 59% | 59% | 59% | 59% | 59% | 59% | 59% | 59% | 59% | 59% | 59% | 59% | 59% | 59% | 59% | 59% | 59% | 59% | 59% | 59% | 59%
Commercial_School (WA)_New_Food Preparation_Natural Gas_Conveyor Oven_E3_Baseline Forecast | Commercial | School (WA) | New | Food Preparation | Natural Gas | Conveyor Oven | E3 |  | Baseline Forecast | bar: 2019 to 2045
Commercial_School (WA)_New_Food Preparation_Natural Gas_Conveyor Oven_E4_Baseline Forecast | Commercial | School (WA) | New | Food Preparation | Natural Gas | Conveyor Oven | E4 |  | Baseline Forecast | bar: 2019 to 2045
Commercial_School (WA)_New_Food Preparation_Natural Gas_Conveyor Oven_E5_Baseline Forecast | Commercial | School (WA) | New | Food Preparation | Natural Gas | Conveyor Oven | E5 |  | Baseline Forecast | bar: 2019 to 2045
Commercial_School (WA)_New_Food Preparation_Natural Gas_Conveyor Oven_E6_Baseline Forecast | Commercial | School (WA) | New | Food Preparation | Natural Gas | Conveyor Oven | E6 |  | Baseline Forecast | bar: 2019 to 2045
Commercial_School (WA)_New_Food Preparation_Natural Gas_Conveyor Oven_E7_Baseline Forecast | Commercial | School (WA) | New | Food Preparation | Natural Gas | Conveyor Oven | E7 |  | Baseline Forecast | bar: 2019 to 2045
Commercial_School (WA)_New_Food Preparation_Natural Gas_Conveyor Oven_E8_Baseline Forecast | Commercial | School (WA) | New | Food Preparation | Natural Gas | Conveyor Oven | E8 |  | Baseline Forecast | bar: 2019 to 2045
Commercial_School (WA)_New_Food Preparation_Natural Gas_Conveyor Oven_E9_Baseline Forecast | Commercial | School (WA) | New | Food Preparation | Natural Gas | Conveyor Oven | E9 |  | Baseline Forecast | bar: 2019 to 2045
Commercial_School (WA)_New_Food Preparation_Natural Gas_Conveyor Oven_E10_Baseline Forecast | Commercial | School (WA) | New | Food Preparation | Natural Gas | Conveyor Oven | E10 |  | Baseline Forecast | bar: 2019 to 2045
Commercial_School (WA)_New_Food Preparation_Natural Gas_Double Rack Oven_E1_Baseline Forecast | Commercial | School (WA) | New | Food Preparation | Natural Gas | Double Rack Oven | E1 | Standard | Baseline Forecast | 41% | 41% | 41% | 41% | 41% | 41% | 41% | 41% | 41% | 41% | 41% | 41% | 41% | 41% | 41% | 41% | 41% | 41% | 41% | 41% | 41% | 41% | 41% | 41% | 41% | 41% | 41%
Commercial_School (WA)_New_Food Preparation_Natural Gas_Double Rack Oven_E2_Baseline Forecast | Commercial | School (WA) | New | Food Preparation | Natural Gas | Double Rack Oven | E2 | FTSC Qualified (>50% Cooking Efficiency) | Baseline Forecast | 59% | 59% | 59% | 59% | 59% | 59% | 59% | 59% | 59% | 59% | 59% | 59% | 59% | 59% | 59% | 59% | 59% | 59% | 59% | 59% | 59% | 59% | 59% | 59% | 59% | 59% | 59%
Commercial_School (WA)_New_Food Preparation_Natural Gas_Double Rack Oven_E3_Baseline Forecast | Commercial | School (WA) | New | Food Preparation | Natural Gas | Double Rack Oven | E3 |  | Baseline Forecast | bar: 2019 to 2045
Commercial_School (WA)_New_Food Preparation_Natural Gas_Double Rack Oven_E4_Baseline Forecast | Commercial | School (WA) | New | Food Preparation | Natural Gas | Double Rack Oven | E4 |  | Baseline Forecast | bar: 2019 to 2045
Commercial_School (WA)_New_Food Preparation_Natural Gas_Double Rack Oven_E5_Baseline Forecast | Commercial | School (WA) | New | Food Preparation | Natural Gas | Double Rack Oven | E5 |  | Baseline Forecast | bar: 2019 to 2045
Commercial_School (WA)_New_Food Preparation_Natural Gas_Double Rack Oven_E6_Baseline Forecast | Commercial | School (WA) | New | Food Preparation | Natural Gas | Double Rack Oven | E6 |  | Baseline Forecast | bar: 2019 to 2045
Commercial_School (WA)_New_Food Preparation_Natural Gas_Double Rack Oven_E7_Baseline Forecast | Commercial | School (WA) | New | Food Preparation | Natural Gas | Double Rack Oven | E7 |  | Baseline Forecast | bar: 2019 to 2045
Commercial_School (WA)_New_Food Preparation_Natural Gas_Double Rack Oven_E8_Baseline Forecast | Commercial | School (WA) | New | Food Preparation | Natural Gas | Double Rack Oven | E8 |  | Baseline Forecast | bar: 2019 to 2045
Commercial_School (WA)_New_Food Preparation_Natural Gas_Double Rack Oven_E9_Baseline Forecast | Commercial | School (WA) | New | Food Preparation | Natural Gas | Double Rack Oven | E9 |  | Baseline Forecast | bar: 2019 to 2045
Commercial_School (WA)_New_Food Preparation_Natural Gas_Double Rack Oven_E10_Baseline Forecast | Commercial | School (WA) | New | Food Preparation | Natural Gas | Double Rack Oven | E10 |  | Baseline Forecast | bar: 2019 to 2045
Commercial_School (WA)_New_Food Preparation_Natural Gas_Fryer_E1_Baseline Forecast | Commercial | School (WA) | New | Food Preparation | Natural Gas | Fryer | E1 | Standard | Baseline Forecast | 74% | 74% | 74% | 74% | 74% | 74% | 74% | 74% | 74% | 74% | 74% | 74% | 74% | 74% | 74% | 74% | 74% | 74% | 74% | 74% | 74% | 74% | 74% | 74% | 74% | 74% | 74%
Commercial_School (WA)_New_Food Preparation_Natural Gas_Fryer_E2_Baseline Forecast | Commercial | School (WA) | New | Food Preparation | Natural Gas | Fryer | E2 | ENERGY STAR | Baseline Forecast | 26% | 26% | 26% | 26% | 26% | 26% | 26% | 26% | 26% | 26% | 26% | 26% | 26% | 26% | 26% | 26% | 26% | 26% | 26% | 26% | 26% | 26% | 26% | 26% | 26% | 26% | 26%
Commercial_School (WA)_New_Food Preparation_Natural Gas_Fryer_E3_Baseline Forecast | Commercial | School (WA) | New | Food Preparation | Natural Gas | Fryer | E3 |  | Baseline Forecast | bar: 2019 to 2045
Commercial_School (WA)_New_Food Preparation_Natural Gas_Fryer_E4_Baseline Forecast | Commercial | School (WA) | New | Food Preparation | Natural Gas | Fryer | E4 |  | Baseline Forecast | bar: 2019 to 2045
Commercial_School (WA)_New_Food Preparation_Natural Gas_Fryer_E5_Baseline Forecast | Commercial | School (WA) | New | Food Preparation | Natural Gas | Fryer | E5 |  | Baseline Forecast | bar: 2019 to 2045
Commercial_School (WA)_New_Food Preparation_Natural Gas_Fryer_E6_Baseline Forecast | Commercial | School (WA) | New | Food Preparation | Natural Gas | Fryer | E6 |  | Baseline Forecast | bar: 2019 to 2045
Commercial_School (WA)_New_Food Preparation_Natural Gas_Fryer_E7_Baseline Forecast | Commercial | School (WA) | New | Food Preparation | Natural Gas | Fryer | E7 |  | Baseline Forecast | bar: 2019 to 2045
Commercial_School (WA)_New_Food Preparation_Natural Gas_Fryer_E8_Baseline Forecast | Commercial | School (WA) | New | Food Preparation | Natural Gas | Fryer | E8 |  | Baseline Forecast | bar: 2019 to 2045
Commercial_School (WA)_New_Food Preparation_Natural Gas_Fryer_E9_Baseline Forecast | Commercial | School (WA) | New | Food Preparation | Natural Gas | Fryer | E9 |  | Baseline Forecast | bar: 2019 to 2045
Commercial_School (WA)_New_Food Preparation_Natural Gas_Fryer_E10_Baseline Forecast | Commercial | School (WA) | New | Food Preparation | Natural Gas | Fryer | E10 |  | Baseline Forecast | bar: 2019 to 2045
Commercial_School (WA)_New_Food Preparation_Natural Gas_Broiler_E1_Baseline Forecast | Commercial | School (WA) | New | Food Preparation | Natural Gas | Broiler | E1 | Standard | Baseline Forecast | 74% | 74% | 74% | 74% | 74% | 74% | 74% | 74% | 74% | 74% | 74% | 74% | 74% | 74% | 74% | 74% | 74% | 74% | 74% | 74% | 74% | 74% | 74% | 74% | 74% | 74% | 74%
Commercial_School (WA)_New_Food Preparation_Natural Gas_Broiler_E2_Baseline Forecast | Commercial | School (WA) | New | Food Preparation | Natural Gas | Broiler | E2 | Infrared Burners | Baseline Forecast | 26% | 26% | 26% | 26% | 26% | 26% | 26% | 26% | 26% | 26% | 26% | 26% | 26% | 26% | 26% | 26% | 26% | 26% | 26% | 26% | 26% | 26% | 26% | 26% | 26% | 26% | 26%
Commercial_School (WA)_New_Food Preparation_Natural Gas_Broiler_E3_Baseline Forecast | Commercial | School (WA) | New | Food Preparation | Natural Gas | Broiler | E3 |  | Baseline Forecast | bar: 2019 to 2045
Commercial_School (WA)_New_Food Preparation_Natural Gas_Broiler_E4_Baseline Forecast | Commercial | School (WA) | New | Food Preparation | Natural Gas | Broiler | E4 |  | Baseline Forecast | bar: 2019 to 2045
Commercial_School (WA)_New_Food Preparation_Natural Gas_Broiler_E5_Baseline Forecast | Commercial | School (WA) | New | Food Preparation | Natural Gas | Broiler | E5 |  | Baseline Forecast | bar: 2019 to 2045
Commercial_School (WA)_New_Food Preparation_Natural Gas_Broiler_E6_Baseline Forecast | Commercial | School (WA) | New | Food Preparation | Natural Gas | Broiler | E6 |  | Baseline Forecast | bar: 2019 to 2045
Commercial_School (WA)_New_Food Preparation_Natural Gas_Broiler_E7_Baseline Forecast | Commercial | School (WA) | New | Food Preparation | Natural Gas | Broiler | E7 |  | Baseline Forecast | bar: 2019 to 2045
Commercial_School (WA)_New_Food Preparation_Natural Gas_Broiler_E8_Baseline Forecast | Commercial | School (WA) | New | Food Preparation | Natural Gas | Broiler | E8 |  | Baseline Forecast | bar: 2019 to 2045
Commercial_School (WA)_New_Food Preparation_Natural Gas_Broiler_E9_Baseline Forecast | Commercial | School (WA) | New | Food Preparation | Natural Gas | Broiler | E9 |  | Baseline Forecast | bar: 2019 to 2045
Commercial_School (WA)_New_Food Preparation_Natural Gas_Broiler_E10_Baseline Forecast | Commercial | School (WA) | New | Food Preparation | Natural Gas | Broiler | E10 |  | Baseline Forecast | bar: 2019 to 2045
Commercial_School (WA)_New_Food Preparation_Natural Gas_Griddle_E1_Baseline Forecast | Commercial | School (WA) | New | Food Preparation | Natural Gas | Griddle | E1 | Standard | Baseline Forecast | 71% | 71% | 71% | 71% | 71% | 71% | 71% | 71% | 71% | 71% | 71% | 71% | 71% | 71% | 71% | 71% | 71% | 71% | 71% | 71% | 71% | 71% | 71% | 71% | 71% | 71% | 71%
Commercial_School (WA)_New_Food Preparation_Natural Gas_Griddle_E2_Baseline Forecast | Commercial | School (WA) | New | Food Preparation | Natural Gas | Griddle | E2 | ENERGY STAR | Baseline Forecast | 29% | 29% | 29% | 29% | 29% | 29% | 29% | 29% | 29% | 29% | 29% | 29% | 29% | 29% | 29% | 29% | 29% | 29% | 29% | 29% | 29% | 29% | 29% | 29% | 29% | 29% | 29%
Commercial_School (WA)_New_Food Preparation_Natural Gas_Griddle_E3_Baseline Forecast | Commercial | School (WA) | New | Food Preparation | Natural Gas | Griddle | E3 |  | Baseline Forecast | bar: 2019 to 2045
Commercial_School (WA)_New_Food Preparation_Natural Gas_Griddle_E4_Baseline Forecast | Commercial | School (WA) | New | Food Preparation | Natural Gas | Griddle | E4 |  | Baseline Forecast | bar: 2019 to 2045
Commercial_School (WA)_New_Food Preparation_Natural Gas_Griddle_E5_Baseline Forecast | Commercial | School (WA) | New | Food Preparation | Natural Gas | Griddle | E5 |  | Baseline Forecast | bar: 2019 to 2045
Commercial_School (WA)_New_Food Preparation_Natural Gas_Griddle_E6_Baseline Forecast | Commercial | School (WA) | New | Food Preparation | Natural Gas | Griddle | E6 |  | Baseline Forecast | bar: 2019 to 2045
Commercial_School (WA)_New_Food Preparation_Natural Gas_Griddle_E7_Baseline Forecast | Commercial | School (WA) | New | Food Preparation | Natural Gas | Griddle | E7 |  | Baseline Forecast | bar: 2019 to 2045
Commercial_School (WA)_New_Food Preparation_Natural Gas_Griddle_E8_Baseline Forecast | Commercial | School (WA) | New | Food Preparation | Natural Gas | Griddle | E8 |  | Baseline Forecast | bar: 2019 to 2045
Commercial_School (WA)_New_Food Preparation_Natural Gas_Griddle_E9_Baseline Forecast | Commercial | School (WA) | New | Food Preparation | Natural Gas | Griddle | E9 |  | Baseline Forecast | bar: 2019 to 2045
Commercial_School (WA)_New_Food Preparation_Natural Gas_Griddle_E10_Baseline Forecast | Commercial | School (WA) | New | Food Preparation | Natural Gas | Griddle | E10 |  | Baseline Forecast | bar: 2019 to 2045
Commercial_School (WA)_New_Food Preparation_Natural Gas_Range_E1_Baseline Forecast | Commercial | School (WA) | New | Food Preparation | Natural Gas | Range | E1 | Standard | Baseline Forecast | 41% | 41% | 41% | 41% | 41% | 41% | 41% | 41% | 41% | 41% | 41% | 41% | 41% | 41% | 41% | 41% | 41% | 41% | 41% | 41% | 41% | 41% | 41% | 41% | 41% | 41% | 41%
Commercial_School (WA)_New_Food Preparation_Natural Gas_Range_E2_Baseline Forecast | Commercial | School (WA) | New | Food Preparation | Natural Gas | Range | E2 | High Efficiency | Baseline Forecast | 59% | 59% | 59% | 59% | 59% | 59% | 59% | 59% | 59% | 59% | 59% | 59% | 59% | 59% | 59% | 59% | 59% | 59% | 59% | 59% | 59% | 59% | 59% | 59% | 59% | 59% | 59%
Commercial_School (WA)_New_Food Preparation_Natural Gas_Range_E3_Baseline Forecast | Commercial | School (WA) | New | Food Preparation | Natural Gas | Range | E3 |  | Baseline Forecast | bar: 2019 to 2045
Commercial_School (WA)_New_Food Preparation_Natural Gas_Range_E4_Baseline Forecast | Commercial | School (WA) | New | Food Preparation | Natural Gas | Range | E4 |  | Baseline Forecast | bar: 2019 to 2045
Commercial_School (WA)_New_Food Preparation_Natural Gas_Range_E5_Baseline Forecast | Commercial | School (WA) | New | Food Preparation | Natural Gas | Range | E5 |  | Baseline Forecast | bar: 2019 to 2045
Commercial_School (WA)_New_Food Preparation_Natural Gas_Range_E6_Baseline Forecast | Commercial | School (WA) | New | Food Preparation | Natural Gas | Range | E6 |  | Baseline Forecast | bar: 2019 to 2045
Commercial_School (WA)_New_Food Preparation_Natural Gas_Range_E7_Baseline Forecast | Commercial | School (WA) | New | Food Preparation | Natural Gas | Range | E7 |  | Baseline Forecast | bar: 2019 to 2045
Commercial_School (WA)_New_Food Preparation_Natural Gas_Range_E8_Baseline Forecast | Commercial | School (WA) | New | Food Preparation | Natural Gas | Range | E8 |  | Baseline Forecast | bar: 2019 to 2045
Commercial_School (WA)_New_Food Preparation_Natural Gas_Range_E9_Baseline Forecast | Commercial | School (WA) | New | Food Preparation | Natural Gas | Range | E9 |  | Baseline Forecast | bar: 2019 to 2045
Commercial_School (WA)_New_Food Preparation_Natural Gas_Range_E10_Baseline Forecast | Commercial | School (WA) | New | Food Preparation | Natural Gas | Range | E10 |  | Baseline Forecast | bar: 2019 to 2045
Commercial_School (WA)_New_Food Preparation_Natural Gas_Steamer_E1_Baseline Forecast | Commercial | School (WA) | New | Food Preparation | Natural Gas | Steamer | E1 | Standard | Baseline Forecast | 50% | 50% | 50% | 50% | 50% | 50% | 50% | 50% | 50% | 50% | 50% | 50% | 50% | 50% | 50% | 50% | 50% | 50% | 50% | 50% | 50% | 50% | 50% | 50% | 50% | 50% | 50%
Commercial_School (WA)_New_Food Preparation_Natural Gas_Steamer_E2_Baseline Forecast | Commercial | School (WA) | New | Food Preparation | Natural Gas | Steamer | E2 | ENERGY STAR | Baseline Forecast | 50% | 50% | 50% | 50% | 50% | 50% | 50% | 50% | 50% | 50% | 50% | 50% | 50% | 50% | 50% | 50% | 50% | 50% | 50% | 50% | 50% | 50% | 50% | 50% | 50% | 50% | 50%
Commercial_School (WA)_New_Food Preparation_Natural Gas_Steamer_E3_Baseline Forecast | Commercial | School (WA) | New | Food Preparation | Natural Gas | Steamer | E3 |  | Baseline Forecast | bar: 2019 to 2045
Commercial_School (WA)_New_Food Preparation_Natural Gas_Steamer_E4_Baseline Forecast | Commercial | School (WA) | New | Food Preparation | Natural Gas | Steamer | E4 |  | Baseline Forecast | bar: 2019 to 2045
Commercial_School (WA)_New_Food Preparation_Natural Gas_Steamer_E5_Baseline Forecast | Commercial | School (WA) | New | Food Preparation | Natural Gas | Steamer | E5 |  | Baseline Forecast | bar: 2019 to 2045
Commercial_School (WA)_New_Food Preparation_Natural Gas_Steamer_E6_Baseline Forecast | Commercial | School (WA) | New | Food Preparation | Natural Gas | Steamer | E6 |  | Baseline Forecast | bar: 2019 to 2045
Commercial_School (WA)_New_Food Preparation_Natural Gas_Steamer_E7_Baseline Forecast | Commercial | School (WA) | New | Food Preparation | Natural Gas | Steamer | E7 |  | Baseline Forecast | bar: 2019 to 2045
Commercial_School (WA)_New_Food Preparation_Natural Gas_Steamer_E8_Baseline Forecast | Commercial | School (WA) | New | Food Preparation | Natural Gas | Steamer | E8 |  | Baseline Forecast | bar: 2019 to 2045
Commercial_School (WA)_New_Food Preparation_Natural Gas_Steamer_E9_Baseline Forecast | Commercial | School (WA) | New | Food Preparation | Natural Gas | Steamer | E9 |  | Baseline Forecast | bar: 2019 to 2045
Commercial_School (WA)_New_Food Preparation_Natural Gas_Steamer_E10_Baseline Forecast | Commercial | School (WA) | New | Food Preparation | Natural Gas | Steamer | E10 |  | Baseline Forecast | bar: 2019 to 2045
Commercial_School (WA)_New_Food Preparation_Natural Gas_Food Prep Other_E1_Baseline Forecast | Commercial | School (WA) | New | Food Preparation | Natural Gas | Food Prep Other | E1 | Standard | Baseline Forecast | 74% | 74% | 74% | 74% | 74% | 74% | 74% | 74% | 74% | 74% | 74% | 74% | 74% | 74% | 74% | 74% | 74% | 74% | 74% | 74% | 74% | 74% | 74% | 74% | 74% | 74% | 74%
Commercial_School (WA)_New_Food Preparation_Natural Gas_Food Prep Other_E2_Baseline Forecast | Commercial | School (WA) | New | Food Preparation | Natural Gas | Food Prep Other | E2 | ENERGY STAR | Baseline Forecast | 26% | 26% | 26% | 26% | 26% | 26% | 26% | 26% | 26% | 26% | 26% | 26% | 26% | 26% | 26% | 26% | 26% | 26% | 26% | 26% | 26% | 26% | 26% | 26% | 26% | 26% | 26%
Commercial_School (WA)_New_Food Preparation_Natural Gas_Food Prep Other_E3_Baseline Forecast | Commercial | School (WA) | New | Food Preparation | Natural Gas | Food Prep Other | E3 |  | Baseline Forecast | bar: 2019 to 2045
Commercial_School (WA)_New_Food Preparation_Natural Gas_Food Prep Other_E4_Baseline Forecast | Commercial | School (WA) | New | Food Preparation | Natural Gas | Food Prep Other | E4 |  | Baseline Forecast | bar: 2019 to 2045
Commercial_School (WA)_New_Food Preparation_Natural Gas_Food Prep Other_E5_Baseline Forecast | Commercial | School (WA) | New | Food Preparation | Natural Gas | Food Prep Other | E5 |  | Baseline Forecast | bar: 2019 to 2045
Commercial_School (WA)_New_Food Preparation_Natural Gas_Food Prep Other_E6_Baseline Forecast | Commercial | School (WA) | New | Food Preparation | Natural Gas | Food Prep Other | E6 |  | Baseline Forecast | bar: 2019 to 2045
Commercial_School (WA)_New_Food Preparation_Natural Gas_Food Prep Other_E7_Baseline Forecast | Commercial | School (WA) | New | Food Preparation | Natural Gas | Food Prep Other | E7 |  | Baseline Forecast | bar: 2019 to 2045
Commercial_School (WA)_New_Food Preparation_Natural Gas_Food Prep Other_E8_Baseline Forecast | Commercial | School (WA) | New | Food Preparation | Natural Gas | Food Prep Other | E8 |  | Baseline Forecast | bar: 2019 to 2045
Commercial_School (WA)_New_Food Preparation_Natural Gas_Food Prep Other_E9_Baseline Forecast | Commercial | School (WA) | New | Food Preparation | Natural Gas | Food Prep Other | E9 |  | Baseline Forecast | bar: 2019 to 2045
Commercial_School (WA)_New_Food Preparation_Natural Gas_Food Prep Other_E10_Baseline Forecast | Commercial | School (WA) | New | Food Preparation | Natural Gas | Food Prep Other | E10 |  | Baseline Forecast | bar: 2019 to 2045
Commercial_School (WA)_New_Miscellaneous_Natural Gas_Pool Heater_E1_Baseline Forecast | Commercial | School (WA) | New | Miscellaneous | Natural Gas | Pool Heater | E1 | Standard (EF .82) | Baseline Forecast | 90% | 90% | 90% | 90% | 90% | 90% | 90% | 90% | 90% | 90% | 90% | 90% | 90% | 90% | 90% | 90% | 90% | 90% | 90% | 90% | 90% | 90% | 90% | 90% | 90% | 90% | 90%
Commercial_School (WA)_New_Miscellaneous_Natural Gas_Pool Heater_E2_Baseline Forecast | Commercial | School (WA) | New | Miscellaneous | Natural Gas | Pool Heater | E2 | Condensing (EF .90) | Baseline Forecast | 10% | 10% | 10% | 10% | 10% | 10% | 10% | 10% | 10% | 10% | 10% | 10% | 10% | 10% | 10% | 10% | 10% | 10% | 10% | 10% | 10% | 10% | 10% | 10% | 10% | 10% | 10%
Commercial_School (WA)_New_Miscellaneous_Natural Gas_Pool Heater_E3_Baseline Forecast | Commercial | School (WA) | New | Miscellaneous | Natural Gas | Pool Heater | E3 |  | Baseline Forecast | bar: 2019 to 2045
Commercial_School (WA)_New_Miscellaneous_Natural Gas_Pool Heater_E4_Baseline Forecast | Commercial | School (WA) | New | Miscellaneous | Natural Gas | Pool Heater | E4 |  | Baseline Forecast | bar: 2019 to 2045
Commercial_School (WA)_New_Miscellaneous_Natural Gas_Pool Heater_E5_Baseline Forecast | Commercial | School (WA) | New | Miscellaneous | Natural Gas | Pool Heater | E5 |  | Baseline Forecast | bar: 2019 to 2045
Commercial_School (WA)_New_Miscellaneous_Natural Gas_Pool Heater_E6_Baseline Forecast | Commercial | School (WA) | New | Miscellaneous | Natural Gas | Pool Heater | E6 |  | Baseline Forecast | bar: 2019 to 2045
Commercial_School (WA)_New_Miscellaneous_Natural Gas_Pool Heater_E7_Baseline Forecast | Commercial | School (WA) | New | Miscellaneous | Natural Gas | Pool Heater | E7 |  | Baseline Forecast | bar: 2019 to 2045
Commercial_School (WA)_New_Miscellaneous_Natural Gas_Pool Heater_E8_Baseline Forecast | Commercial | School (WA) | New | Miscellaneous | Natural Gas | Pool Heater | E8 |  | Baseline Forecast | bar: 2019 to 2045
Commercial_School (WA)_New_Miscellaneous_Natural Gas_Pool Heater_E9_Baseline Forecast | Commercial | School (WA) | New | Miscellaneous | Natural Gas | Pool Heater | E9 |  | Baseline Forecast | bar: 2019 to 2045
Commercial_School (WA)_New_Miscellaneous_Natural Gas_Pool Heater_E10_Baseline Forecast | Commercial | School (WA) | New | Miscellaneous | Natural Gas | Pool Heater | E10 |  | Baseline Forecast | bar: 2019 to 2045
Commercial_School (WA)_New_Miscellaneous_Natural Gas_Miscellaneous_E1_Baseline Forecast | Commercial | School (WA) | New | Miscellaneous | Natural Gas | Miscellaneous | E1 | Standard | Baseline Forecast | 100% | 100% | 100% | 100% | 100% | 100% | 100% | 100% | 100% | 100% | 100% | 100% | 100% | 100% | 100% | 100% | 100% | 100% | 100% | 100% | 100% | 100% | 100% | 100% | 100% | 100% | 100%
Commercial_School (WA)_New_Miscellaneous_Natural Gas_Miscellaneous_E2_Baseline Forecast | Commercial | School (WA) | New | Miscellaneous | Natural Gas | Miscellaneous | E2 |  | Baseline Forecast | bar: 2019 to 2045
Commercial_School (WA)_New_Miscellaneous_Natural Gas_Miscellaneous_E3_Baseline Forecast | Commercial | School (WA) | New | Miscellaneous | Natural Gas | Miscellaneous | E3 |  | Baseline Forecast | bar: 2019 to 2045
Commercial_School (WA)_New_Miscellaneous_Natural Gas_Miscellaneous_E4_Baseline Forecast | Commercial | School (WA) | New | Miscellaneous | Natural Gas | Miscellaneous | E4 |  | Baseline Forecast | bar: 2019 to 2045
Commercial_School (WA)_New_Miscellaneous_Natural Gas_Miscellaneous_E5_Baseline Forecast | Commercial | School (WA) | New | Miscellaneous | Natural Gas | Miscellaneous | E5 |  | Baseline Forecast | bar: 2019 to 2045
Commercial_School (WA)_New_Miscellaneous_Natural Gas_Miscellaneous_E6_Baseline Forecast | Commercial | School (WA) | New | Miscellaneous | Natural Gas | Miscellaneous | E6 |  | Baseline Forecast | bar: 2019 to 2045
Commercial_School (WA)_New_Miscellaneous_Natural Gas_Miscellaneous_E7_Baseline Forecast | Commercial | School (WA) | New | Miscellaneous | Natural Gas | Miscellaneous | E7 |  | Baseline Forecast | bar: 2019 to 2045
Commercial_School (WA)_New_Miscellaneous_Natural Gas_Miscellaneous_E8_Baseline Forecast | Commercial | School (WA) | New | Miscellaneous | Natural Gas | Miscellaneous | E8 |  | Baseline Forecast | bar: 2019 to 2045
Commercial_School (WA)_New_Miscellaneous_Natural Gas_Miscellaneous_E9_Baseline Forecast | Commercial | School (WA) | New | Miscellaneous | Natural Gas | Miscellaneous | E9 |  | Baseline Forecast | bar: 2019 to 2045
Commercial_School (WA)_New_Miscellaneous_Natural Gas_Miscellaneous_E10_Baseline Forecast | Commercial | School (WA) | New | Miscellaneous | Natural Gas | Miscellaneous | E10 |  | Baseline Forecast | bar: 2019 to 2045
Commercial_College (WA)_Existing_Space Heating_Natural Gas_Furnace_E1_Baseline Forecast | Commercial | College (WA) | Existing | Space Heating | Natural Gas | Furnace | E1 | AFUE 80% (Standard) | Baseline Forecast | 100% | 100% | 100% | 100% | 100% | 100% | 100% | 100% | 100% | 100% | 100% | 100% | 100% | 100% | 100% | 100% | 100% | 100% | 100% | 100% | 100% | 100% | 100% | 100% | 100% | 100% | 100%
Commercial_College (WA)_Existing_Space Heating_Natural Gas_Furnace_E2_Baseline Forecast | Commercial | College (WA) | Existing | Space Heating | Natural Gas | Furnace | E2 | AFUE 90% | Baseline Forecast | bar: 2019 to 2045
Commercial_College (WA)_Existing_Space Heating_Natural Gas_Furnace_E3_Baseline Forecast | Commercial | College (WA) | Existing | Space Heating | Natural Gas | Furnace | E3 | AFUE 96% | Baseline Forecast | bar: 2019 to 2045
Commercial_College (WA)_Existing_Space Heating_Natural Gas_Furnace_E4_Baseline Forecast | Commercial | College (WA) | Existing | Space Heating | Natural Gas | Furnace | E4 |  | Baseline Forecast | bar: 2019 to 2045
Commercial_College (WA)_Existing_Space Heating_Natural Gas_Furnace_E5_Baseline Forecast | Commercial | College (WA) | Existing | Space Heating | Natural Gas | Furnace | E5 |  | Baseline Forecast | bar: 2019 to 2045
Commercial_College (WA)_Existing_Space Heating_Natural Gas_Furnace_E6_Baseline Forecast | Commercial | College (WA) | Existing | Space Heating | Natural Gas | Furnace | E6 |  | Baseline Forecast | bar: 2019 to 2045
Commercial_College (WA)_Existing_Space Heating_Natural Gas_Furnace_E7_Baseline Forecast | Commercial | College (WA) | Existing | Space Heating | Natural Gas | Furnace | E7 |  | Baseline Forecast | bar: 2019 to 2045
Commercial_College (WA)_Existing_Space Heating_Natural Gas_Furnace_E8_Baseline Forecast | Commercial | College (WA) | Existing | Space Heating | Natural Gas | Furnace | E8 |  | Baseline Forecast | bar: 2019 to 2045
Commercial_College (WA)_Existing_Space Heating_Natural Gas_Furnace_E9_Baseline Forecast | Commercial | College (WA) | Existing | Space Heating | Natural Gas | Furnace | E9 |  | Baseline Forecast | bar: 2019 to 2045
Commercial_College (WA)_Existing_Space Heating_Natural Gas_Furnace_E10_Baseline Forecast | Commercial | College (WA) | Existing | Space Heating | Natural Gas | Furnace | E10 |  | Baseline Forecast | bar: 2019 to 2045
Commercial_College (WA)_Existing_Space Heating_Natural Gas_Boiler_E1_Baseline Forecast | Commercial | College (WA) | Existing | Space Heating | Natural Gas | Boiler | E1 | AFUE 80% (Standard) | Baseline Forecast | 65% | 65% | 64.1% | 65.35% | 64.38% | 64.38% | 65.76% | 64.71% | 64.71% | 63.58% | 65.11% | 65.11% | 63.87% | 65.61% | 65.61% | 64.23% | 64.23% | 62.74% | 66.27% | 64.71% | 62.74% | 66.27% | 64.71% | 64.71% | 64.71% | 64.71% | 64.71%
Commercial_College (WA)_Existing_Space Heating_Natural Gas_Boiler_E2_Baseline Forecast | Commercial | College (WA) | Existing | Space Heating | Natural Gas | Boiler | E2 | AFUE 85% | Baseline Forecast | bar: 2019 to 2045
Commercial_College (WA)_Existing_Space Heating_Natural Gas_Boiler_E3_Baseline Forecast | Commercial | College (WA) | Existing | Space Heating | Natural Gas | Boiler | E3 | AFUE 97% | Baseline Forecast | 35% | 35% | 35.9% | 34.65% | 35.62% | 35.62% | 34.24% | 35.29% | 35.29% | 36.42% | 34.89% | 34.89% | 36.13% | 34.39% | 34.39% | 35.77% | 35.77% | 37.26% | 33.73% | 35.29% | 37.26% | 33.73% | 35.29% | 35.29% | 35.29% | 35.29% | 35.29%
Commercial_College (WA)_Existing_Space Heating_Natural Gas_Boiler_E4_Baseline Forecast | Commercial | College (WA) | Existing | Space Heating | Natural Gas | Boiler | E4 | Convert to NG Air Source Heat Pump | Baseline Forecast | bar: 2019 to 2045
Commercial_College (WA)_Existing_Space Heating_Natural Gas_Boiler_E5_Baseline Forecast | Commercial | College (WA) | Existing | Space Heating | Natural Gas | Boiler | E5 |  | Baseline Forecast | bar: 2019 to 2045
Commercial_College (WA)_Existing_Space Heating_Natural Gas_Boiler_E6_Baseline Forecast | Commercial | College (WA) | Existing | Space Heating | Natural Gas | Boiler | E6 |  | Baseline Forecast | bar: 2019 to 2045
Commercial_College (WA)_Existing_Space Heating_Natural Gas_Boiler_E7_Baseline Forecast | Commercial | College (WA) | Existing | Space Heating | Natural Gas | Boiler | E7 |  | Baseline Forecast | bar: 2019 to 2045
Commercial_College (WA)_Existing_Space Heating_Natural Gas_Boiler_E8_Baseline Forecast | Commercial | College (WA) | Existing | Space Heating | Natural Gas | Boiler | E8 |  | Baseline Forecast | bar: 2019 to 2045
Commercial_College (WA)_Existing_Space Heating_Natural Gas_Boiler_E9_Baseline Forecast | Commercial | College (WA) | Existing | Space Heating | Natural Gas | Boiler | E9 |  | Baseline Forecast | bar: 2019 to 2045
Commercial_College (WA)_Existing_Space Heating_Natural Gas_Boiler_E10_Baseline Forecast | Commercial | College (WA) | Existing | Space Heating | Natural Gas | Boiler | E10 |  | Baseline Forecast | bar: 2019 to 2045
Commercial_College (WA)_Existing_Space Heating_Natural Gas_Unit Heater_E1_Baseline Forecast | Commercial | College (WA) | Existing | Space Heating | Natural Gas | Unit Heater | E1 | Standard | Baseline Forecast | 100% | 100% | 100% | 100% | 100% | 100% | 100% | 100% | 100% | 100% | 100% | 100% | 100% | 100% | 100% | 100% | 100% | 100% | 100% | 100% | 100% | 100% | 100% | 100% | 100% | 100% | 100%
Commercial_College (WA)_Existing_Space Heating_Natural Gas_Unit Heater_E2_Baseline Forecast | Commercial | College (WA) | Existing | Space Heating | Natural Gas | Unit Heater | E2 | Condensing | Baseline Forecast | bar: 2019 to 2045
Commercial_College (WA)_Existing_Space Heating_Natural Gas_Unit Heater_E3_Baseline Forecast | Commercial | College (WA) | Existing | Space Heating | Natural Gas | Unit Heater | E3 | Infrared Radiant | Baseline Forecast | bar: 2019 to 2045
Commercial_College (WA)_Existing_Space Heating_Natural Gas_Unit Heater_E4_Baseline Forecast | Commercial | College (WA) | Existing | Space Heating | Natural Gas | Unit Heater | E4 |  | Baseline Forecast | bar: 2019 to 2045
Commercial_College (WA)_Existing_Space Heating_Natural Gas_Unit Heater_E5_Baseline Forecast | Commercial | College (WA) | Existing | Space Heating | Natural Gas | Unit Heater | E5 |  | Baseline Forecast | bar: 2019 to 2045
Commercial_College (WA)_Existing_Space Heating_Natural Gas_Unit Heater_E6_Baseline Forecast | Commercial | College (WA) | Existing | Space Heating | Natural Gas | Unit Heater | E6 |  | Baseline Forecast | bar: 2019 to 2045
Commercial_College (WA)_Existing_Space Heating_Natural Gas_Unit Heater_E7_Baseline Forecast | Commercial | College (WA) | Existing | Space Heating | Natural Gas | Unit Heater | E7 |  | Baseline Forecast | bar: 2019 to 2045
Commercial_College (WA)_Existing_Space Heating_Natural Gas_Unit Heater_E8_Baseline Forecast | Commercial | College (WA) | Existing | Space Heating | Natural Gas | Unit Heater | E8 |  | Baseline Forecast | bar: 2019 to 2045
Commercial_College (WA)_Existing_Space Heating_Natural Gas_Unit Heater_E9_Baseline Forecast | Commercial | College (WA) | Existing | Space Heating | Natural Gas | Unit Heater | E9 |  | Baseline Forecast | bar: 2019 to 2045
Commercial_College (WA)_Existing_Space Heating_Natural Gas_Unit Heater_E10_Baseline Forecast | Commercial | College (WA) | Existing | Space Heating | Natural Gas | Unit Heater | E10 |  | Baseline Forecast | bar: 2019 to 2045
Commercial_College (WA)_Existing_Water Heating_Natural Gas_Water Heater_E1_Baseline Forecast | Commercial | College (WA) | Existing | Water Heating | Natural Gas | Water Heater | E1 | TE 0.80 | Baseline Forecast | 47% | 47% | 47% | 47% | 47% | 47% | 47% | 47% | 47% | 47% | 47% | 47% | 47% | 47% | 47% | 47% | 47% | 47% | 47% | 47% | 47% | 47% | 47% | 47% | 47% | 47% | 47%
Commercial_College (WA)_Existing_Water Heating_Natural Gas_Water Heater_E2_Baseline Forecast | Commercial | College (WA) | Existing | Water Heating | Natural Gas | Water Heater | E2 | TE 0.90 | Baseline Forecast | bar: 2019 to 2045
Commercial_College (WA)_Existing_Water Heating_Natural Gas_Water Heater_E3_Baseline Forecast | Commercial | College (WA) | Existing | Water Heating | Natural Gas | Water Heater | E3 | TE 0.94 | Baseline Forecast | 53% | 53% | 53% | 53% | 53% | 53% | 53% | 53% | 53% | 53% | 53% | 53% | 53% | 53% | 53% | 53% | 53% | 53% | 53% | 53% | 53% | 53% | 53% | 53% | 53% | 53% | 53%
Commercial_College (WA)_Existing_Water Heating_Natural Gas_Water Heater_E4_Baseline Forecast | Commercial | College (WA) | Existing | Water Heating | Natural Gas | Water Heater | E4 | Instantaneous TE 0.94 | Baseline Forecast | bar: 2019 to 2045
Commercial_College (WA)_Existing_Water Heating_Natural Gas_Water Heater_E5_Baseline Forecast | Commercial | College (WA) | Existing | Water Heating | Natural Gas | Water Heater | E5 | Gas-Fired Absorption HPWH | Baseline Forecast | bar: 2019 to 2045
Commercial_College (WA)_Existing_Water Heating_Natural Gas_Water Heater_E6_Baseline Forecast | Commercial | College (WA) | Existing | Water Heating | Natural Gas | Water Heater | E6 |  | Baseline Forecast | bar: 2019 to 2045
Commercial_College (WA)_Existing_Water Heating_Natural Gas_Water Heater_E7_Baseline Forecast | Commercial | College (WA) | Existing | Water Heating | Natural Gas | Water Heater | E7 |  | Baseline Forecast | bar: 2019 to 2045
Commercial_College (WA)_Existing_Water Heating_Natural Gas_Water Heater_E8_Baseline Forecast | Commercial | College (WA) | Existing | Water Heating | Natural Gas | Water Heater | E8 |  | Baseline Forecast | bar: 2019 to 2045
Commercial_College (WA)_Existing_Water Heating_Natural Gas_Water Heater_E9_Baseline Forecast | Commercial | College (WA) | Existing | Water Heating | Natural Gas | Water Heater | E9 |  | Baseline Forecast | bar: 2019 to 2045
Commercial_College (WA)_Existing_Water Heating_Natural Gas_Water Heater_E10_Baseline Forecast | Commercial | College (WA) | Existing | Water Heating | Natural Gas | Water Heater | E10 |  | Baseline Forecast | bar: 2019 to 2045
Commercial_College (WA)_Existing_Food Preparation_Natural Gas_Oven_E1_Baseline Forecast | Commercial | College (WA) | Existing | Food Preparation | Natural Gas | Oven | E1 | Standard | Baseline Forecast | 41% | 41% | 41% | 41% | 41% | 41% | 41% | 41% | 41% | 41% | 41% | 41% | 41% | 41% | 41% | 41% | 41% | 41% | 41% | 41% | 41% | 41% | 41% | 41% | 41% | 41% | 41%
Commercial_College (WA)_Existing_Food Preparation_Natural Gas_Oven_E2_Baseline Forecast | Commercial | College (WA) | Existing | Food Preparation | Natural Gas | Oven | E2 | ENERGY STAR (>42% Baking Efficiency) | Baseline Forecast | 59% | 59% | 59% | 59% | 59% | 59% | 59% | 59% | 59% | 59% | 59% | 59% | 59% | 59% | 59% | 59% | 59% | 59% | 59% | 59% | 59% | 59% | 59% | 59% | 59% | 59% | 59%
Commercial_College (WA)_Existing_Food Preparation_Natural Gas_Oven_E3_Baseline Forecast | Commercial | College (WA) | Existing | Food Preparation | Natural Gas | Oven | E3 |  | Baseline Forecast | bar: 2019 to 2045
Commercial_College (WA)_Existing_Food Preparation_Natural Gas_Oven_E4_Baseline Forecast | Commercial | College (WA) | Existing | Food Preparation | Natural Gas | Oven | E4 |  | Baseline Forecast | bar: 2019 to 2045
Commercial_College (WA)_Existing_Food Preparation_Natural Gas_Oven_E5_Baseline Forecast | Commercial | College (WA) | Existing | Food Preparation | Natural Gas | Oven | E5 |  | Baseline Forecast | bar: 2019 to 2045
Commercial_College (WA)_Existing_Food Preparation_Natural Gas_Oven_E6_Baseline Forecast | Commercial | College (WA) | Existing | Food Preparation | Natural Gas | Oven | E6 |  | Baseline Forecast | bar: 2019 to 2045
Commercial_College (WA)_Existing_Food Preparation_Natural Gas_Oven_E7_Baseline Forecast | Commercial | College (WA) | Existing | Food Preparation | Natural Gas | Oven | E7 |  | Baseline Forecast | bar: 2019 to 2045
Commercial_College (WA)_Existing_Food Preparation_Natural Gas_Oven_E8_Baseline Forecast | Commercial | College (WA) | Existing | Food Preparation | Natural Gas | Oven | E8 |  | Baseline Forecast | bar: 2019 to 2045
Commercial_College (WA)_Existing_Food Preparation_Natural Gas_Oven_E9_Baseline Forecast | Commercial | College (WA) | Existing | Food Preparation | Natural Gas | Oven | E9 |  | Baseline Forecast | bar: 2019 to 2045
Commercial_College (WA)_Existing_Food Preparation_Natural Gas_Oven_E10_Baseline Forecast | Commercial | College (WA) | Existing | Food Preparation | Natural Gas | Oven | E10 |  | Baseline Forecast | bar: 2019 to 2045
Commercial_College (WA)_Existing_Food Preparation_Natural Gas_Conveyor Oven_E1_Baseline Forecast | Commercial | College (WA) | Existing | Food Preparation | Natural Gas | Conveyor Oven | E1 | Standard | Baseline Forecast | 41% | 41% | 41% | 41% | 41% | 41% | 41% | 41% | 41% | 41% | 41% | 41% | 41% | 41% | 41% | 41% | 41% | 41% | 41% | 41% | 41% | 41% | 41% | 41% | 41% | 41% | 41%
Commercial_College (WA)_Existing_Food Preparation_Natural Gas_Conveyor Oven_E2_Baseline Forecast | Commercial | College (WA) | Existing | Food Preparation | Natural Gas | Conveyor Oven | E2 | ENERGY STAR (>42% Baking Efficiency) | Baseline Forecast | 59% | 59% | 59% | 59% | 59% | 59% | 59% | 59% | 59% | 59% | 59% | 59% | 59% | 59% | 59% | 59% | 59% | 59% | 59% | 59% | 59% | 59% | 59% | 59% | 59% | 59% | 59%
Commercial_College (WA)_Existing_Food Preparation_Natural Gas_Conveyor Oven_E3_Baseline Forecast | Commercial | College (WA) | Existing | Food Preparation | Natural Gas | Conveyor Oven | E3 |  | Baseline Forecast | bar: 2019 to 2045
Commercial_College (WA)_Existing_Food Preparation_Natural Gas_Conveyor Oven_E4_Baseline Forecast | Commercial | College (WA) | Existing | Food Preparation | Natural Gas | Conveyor Oven | E4 |  | Baseline Forecast | bar: 2019 to 2045
Commercial_College (WA)_Existing_Food Preparation_Natural Gas_Conveyor Oven_E5_Baseline Forecast | Commercial | College (WA) | Existing | Food Preparation | Natural Gas | Conveyor Oven | E5 |  | Baseline Forecast | bar: 2019 to 2045
Commercial_College (WA)_Existing_Food Preparation_Natural Gas_Conveyor Oven_E6_Baseline Forecast | Commercial | College (WA) | Existing | Food Preparation | Natural Gas | Conveyor Oven | E6 |  | Baseline Forecast | bar: 2019 to 2045
Commercial_College (WA)_Existing_Food Preparation_Natural Gas_Conveyor Oven_E7_Baseline Forecast | Commercial | College (WA) | Existing | Food Preparation | Natural Gas | Conveyor Oven | E7 |  | Baseline Forecast | bar: 2019 to 2045
Commercial_College (WA)_Existing_Food Preparation_Natural Gas_Conveyor Oven_E8_Baseline Forecast | Commercial | College (WA) | Existing | Food Preparation | Natural Gas | Conveyor Oven | E8 |  | Baseline Forecast | bar: 2019 to 2045
Commercial_College (WA)_Existing_Food Preparation_Natural Gas_Conveyor Oven_E9_Baseline Forecast | Commercial | College (WA) | Existing | Food Preparation | Natural Gas | Conveyor Oven | E9 |  | Baseline Forecast | bar: 2019 to 2045
Commercial_College (WA)_Existing_Food Preparation_Natural Gas_Conveyor Oven_E10_Baseline Forecast | Commercial | College (WA) | Existing | Food Preparation | Natural Gas | Conveyor Oven | E10 |  | Baseline Forecast | bar: 2019 to 2045
Commercial_College (WA)_Existing_Food Preparation_Natural Gas_Double Rack Oven_E1_Baseline Forecast | Commercial | College (WA) | Existing | Food Preparation | Natural Gas | Double Rack Oven | E1 | Standard | Baseline Forecast | 41% | 41% | 41% | 41% | 41% | 41% | 41% | 41% | 41% | 41% | 41% | 41% | 41% | 41% | 41% | 41% | 41% | 41% | 41% | 41% | 41% | 41% | 41% | 41% | 41% | 41% | 41%
Commercial_College (WA)_Existing_Food Preparation_Natural Gas_Double Rack Oven_E2_Baseline Forecast | Commercial | College (WA) | Existing | Food Preparation | Natural Gas | Double Rack Oven | E2 | FTSC Qualified (>50% Cooking Efficiency) | Baseline Forecast | 59% | 59% | 59% | 59% | 59% | 59% | 59% | 59% | 59% | 59% | 59% | 59% | 59% | 59% | 59% | 59% | 59% | 59% | 59% | 59% | 59% | 59% | 59% | 59% | 59% | 59% | 59%
Commercial_College (WA)_Existing_Food Preparation_Natural Gas_Double Rack Oven_E3_Baseline Forecast | Commercial | College (WA) | Existing | Food Preparation | Natural Gas | Double Rack Oven | E3 |  | Baseline Forecast | bar: 2019 to 2045
Commercial_College (WA)_Existing_Food Preparation_Natural Gas_Double Rack Oven_E4_Baseline Forecast | Commercial | College (WA) | Existing | Food Preparation | Natural Gas | Double Rack Oven | E4 |  | Baseline Forecast | bar: 2019 to 2045
Commercial_College (WA)_Existing_Food Preparation_Natural Gas_Double Rack Oven_E5_Baseline Forecast | Commercial | College (WA) | Existing | Food Preparation | Natural Gas | Double Rack Oven | E5 |  | Baseline Forecast | bar: 2019 to 2045
Commercial_College (WA)_Existing_Food Preparation_Natural Gas_Double Rack Oven_E6_Baseline Forecast | Commercial | College (WA) | Existing | Food Preparation | Natural Gas | Double Rack Oven | E6 |  | Baseline Forecast | bar: 2019 to 2045
Commercial_College (WA)_Existing_Food Preparation_Natural Gas_Double Rack Oven_E7_Baseline Forecast | Commercial | College (WA) | Existing | Food Preparation | Natural Gas | Double Rack Oven | E7 |  | Baseline Forecast | bar: 2019 to 2045
Commercial_College (WA)_Existing_Food Preparation_Natural Gas_Double Rack Oven_E8_Baseline Forecast | Commercial | College (WA) | Existing | Food Preparation | Natural Gas | Double Rack Oven | E8 |  | Baseline Forecast | bar: 2019 to 2045
Commercial_College (WA)_Existing_Food Preparation_Natural Gas_Double Rack Oven_E9_Baseline Forecast | Commercial | College (WA) | Existing | Food Preparation | Natural Gas | Double Rack Oven | E9 |  | Baseline Forecast | bar: 2019 to 2045
Commercial_College (WA)_Existing_Food Preparation_Natural Gas_Double Rack Oven_E10_Baseline Forecast | Commercial | College (WA) | Existing | Food Preparation | Natural Gas | Double Rack Oven | E10 |  | Baseline Forecast | bar: 2019 to 2045
Commercial_College (WA)_Existing_Food Preparation_Natural Gas_Fryer_E1_Baseline Forecast | Commercial | College (WA) | Existing | Food Preparation | Natural Gas | Fryer | E1 | Standard | Baseline Forecast | 74% | 74% | 74% | 74% | 74% | 74% | 74% | 74% | 74% | 74% | 74% | 74% | 74% | 74% | 74% | 74% | 74% | 74% | 74% | 74% | 74% | 74% | 74% | 74% | 74% | 74% | 74%
Commercial_College (WA)_Existing_Food Preparation_Natural Gas_Fryer_E2_Baseline Forecast | Commercial | College (WA) | Existing | Food Preparation | Natural Gas | Fryer | E2 | ENERGY STAR | Baseline Forecast | 26% | 26% | 26% | 26% | 26% | 26% | 26% | 26% | 26% | 26% | 26% | 26% | 26% | 26% | 26% | 26% | 26% | 26% | 26% | 26% | 26% | 26% | 26% | 26% | 26% | 26% | 26%
Commercial_College (WA)_Existing_Food Preparation_Natural Gas_Fryer_E3_Baseline Forecast | Commercial | College (WA) | Existing | Food Preparation | Natural Gas | Fryer | E3 |  | Baseline Forecast | bar: 2019 to 2045
Commercial_College (WA)_Existing_Food Preparation_Natural Gas_Fryer_E4_Baseline Forecast | Commercial | College (WA) | Existing | Food Preparation | Natural Gas | Fryer | E4 |  | Baseline Forecast | bar: 2019 to 2045
Commercial_College (WA)_Existing_Food Preparation_Natural Gas_Fryer_E5_Baseline Forecast | Commercial | College (WA) | Existing | Food Preparation | Natural Gas | Fryer | E5 |  | Baseline Forecast | bar: 2019 to 2045
Commercial_College (WA)_Existing_Food Preparation_Natural Gas_Fryer_E6_Baseline Forecast | Commercial | College (WA) | Existing | Food Preparation | Natural Gas | Fryer | E6 |  | Baseline Forecast | bar: 2019 to 2045
Commercial_College (WA)_Existing_Food Preparation_Natural Gas_Fryer_E7_Baseline Forecast | Commercial | College (WA) | Existing | Food Preparation | Natural Gas | Fryer | E7 |  | Baseline Forecast | bar: 2019 to 2045
Commercial_College (WA)_Existing_Food Preparation_Natural Gas_Fryer_E8_Baseline Forecast | Commercial | College (WA) | Existing | Food Preparation | Natural Gas | Fryer | E8 |  | Baseline Forecast | bar: 2019 to 2045
Commercial_College (WA)_Existing_Food Preparation_Natural Gas_Fryer_E9_Baseline Forecast | Commercial | College (WA) | Existing | Food Preparation | Natural Gas | Fryer | E9 |  | Baseline Forecast | bar: 2019 to 2045
Commercial_College (WA)_Existing_Food Preparation_Natural Gas_Fryer_E10_Baseline Forecast | Commercial | College (WA) | Existing | Food Preparation | Natural Gas | Fryer | E10 |  | Baseline Forecast | bar: 2019 to 2045
Commercial_College (WA)_Existing_Food Preparation_Natural Gas_Broiler_E1_Baseline Forecast | Commercial | College (WA) | Existing | Food Preparation | Natural Gas | Broiler | E1 | Standard | Baseline Forecast | 74% | 74% | 74% | 74% | 74% | 74% | 74% | 74% | 74% | 74% | 74% | 74% | 74% | 74% | 74% | 74% | 74% | 74% | 74% | 74% | 74% | 74% | 74% | 74% | 74% | 74% | 74%
Commercial_College (WA)_Existing_Food Preparation_Natural Gas_Broiler_E2_Baseline Forecast | Commercial | College (WA) | Existing | Food Preparation | Natural Gas | Broiler | E2 | Infrared Burners | Baseline Forecast | 26% | 26% | 26% | 26% | 26% | 26% | 26% | 26% | 26% | 26% | 26% | 26% | 26% | 26% | 26% | 26% | 26% | 26% | 26% | 26% | 26% | 26% | 26% | 26% | 26% | 26% | 26%
Commercial_College (WA)_Existing_Food Preparation_Natural Gas_Broiler_E3_Baseline Forecast | Commercial | College (WA) | Existing | Food Preparation | Natural Gas | Broiler | E3 |  | Baseline Forecast | bar: 2019 to 2045
Commercial_College (WA)_Existing_Food Preparation_Natural Gas_Broiler_E4_Baseline Forecast | Commercial | College (WA) | Existing | Food Preparation | Natural Gas | Broiler | E4 |  | Baseline Forecast | bar: 2019 to 2045
Commercial_College (WA)_Existing_Food Preparation_Natural Gas_Broiler_E5_Baseline Forecast | Commercial | College (WA) | Existing | Food Preparation | Natural Gas | Broiler | E5 |  | Baseline Forecast | bar: 2019 to 2045
Commercial_College (WA)_Existing_Food Preparation_Natural Gas_Broiler_E6_Baseline Forecast | Commercial | College (WA) | Existing | Food Preparation | Natural Gas | Broiler | E6 |  | Baseline Forecast | bar: 2019 to 2045
Commercial_College (WA)_Existing_Food Preparation_Natural Gas_Broiler_E7_Baseline Forecast | Commercial | College (WA) | Existing | Food Preparation | Natural Gas | Broiler | E7 |  | Baseline Forecast | bar: 2019 to 2045
Commercial_College (WA)_Existing_Food Preparation_Natural Gas_Broiler_E8_Baseline Forecast | Commercial | College (WA) | Existing | Food Preparation | Natural Gas | Broiler | E8 |  | Baseline Forecast | bar: 2019 to 2045
Commercial_College (WA)_Existing_Food Preparation_Natural Gas_Broiler_E9_Baseline Forecast | Commercial | College (WA) | Existing | Food Preparation | Natural Gas | Broiler | E9 |  | Baseline Forecast | bar: 2019 to 2045
Commercial_College (WA)_Existing_Food Preparation_Natural Gas_Broiler_E10_Baseline Forecast | Commercial | College (WA) | Existing | Food Preparation | Natural Gas | Broiler | E10 |  | Baseline Forecast | bar: 2019 to 2045
Commercial_College (WA)_Existing_Food Preparation_Natural Gas_Griddle_E1_Baseline Forecast | Commercial | College (WA) | Existing | Food Preparation | Natural Gas | Griddle | E1 | Standard | Baseline Forecast | 71% | 71% | 71% | 71% | 71% | 71% | 71% | 71% | 71% | 71% | 71% | 71% | 71% | 71% | 71% | 71% | 71% | 71% | 71% | 71% | 71% | 71% | 71% | 71% | 71% | 71% | 71%
Commercial_College (WA)_Existing_Food Preparation_Natural Gas_Griddle_E2_Baseline Forecast | Commercial | College (WA) | Existing | Food Preparation | Natural Gas | Griddle | E2 | ENERGY STAR | Baseline Forecast | 29% | 29% | 29% | 29% | 29% | 29% | 29% | 29% | 29% | 29% | 29% | 29% | 29% | 29% | 29% | 29% | 29% | 29% | 29% | 29% | 29% | 29% | 29% | 29% | 29% | 29% | 29%
Commercial_College (WA)_Existing_Food Preparation_Natural Gas_Griddle_E3_Baseline Forecast | Commercial | College (WA) | Existing | Food Preparation | Natural Gas | Griddle | E3 |  | Baseline Forecast | bar: 2019 to 2045
Commercial_College (WA)_Existing_Food Preparation_Natural Gas_Griddle_E4_Baseline Forecast | Commercial | College (WA) | Existing | Food Preparation | Natural Gas | Griddle | E4 |  | Baseline Forecast | bar: 2019 to 2045
Commercial_College (WA)_Existing_Food Preparation_Natural Gas_Griddle_E5_Baseline Forecast | Commercial | College (WA) | Existing | Food Preparation | Natural Gas | Griddle | E5 |  | Baseline Forecast | bar: 2019 to 2045
Commercial_College (WA)_Existing_Food Preparation_Natural Gas_Griddle_E6_Baseline Forecast | Commercial | College (WA) | Existing | Food Preparation | Natural Gas | Griddle | E6 |  | Baseline Forecast | bar: 2019 to 2045
Commercial_College (WA)_Existing_Food Preparation_Natural Gas_Griddle_E7_Baseline Forecast | Commercial | College (WA) | Existing | Food Preparation | Natural Gas | Griddle | E7 |  | Baseline Forecast | bar: 2019 to 2045
Commercial_College (WA)_Existing_Food Preparation_Natural Gas_Griddle_E8_Baseline Forecast | Commercial | College (WA) | Existing | Food Preparation | Natural Gas | Griddle | E8 |  | Baseline Forecast | bar: 2019 to 2045
Commercial_College (WA)_Existing_Food Preparation_Natural Gas_Griddle_E9_Baseline Forecast | Commercial | College (WA) | Existing | Food Preparation | Natural Gas | Griddle | E9 |  | Baseline Forecast | bar: 2019 to 2045
Commercial_College (WA)_Existing_Food Preparation_Natural Gas_Griddle_E10_Baseline Forecast | Commercial | College (WA) | Existing | Food Preparation | Natural Gas | Griddle | E10 |  | Baseline Forecast | bar: 2019 to 2045
Commercial_College (WA)_Existing_Food Preparation_Natural Gas_Range_E1_Baseline Forecast | Commercial | College (WA) | Existing | Food Preparation | Natural Gas | Range | E1 | Standard | Baseline Forecast | 41% | 41% | 41% | 41% | 41% | 41% | 41% | 41% | 41% | 41% | 41% | 41% | 41% | 41% | 41% | 41% | 41% | 41% | 41% | 41% | 41% | 41% | 41% | 41% | 41% | 41% | 41%
Commercial_College (WA)_Existing_Food Preparation_Natural Gas_Range_E2_Baseline Forecast | Commercial | College (WA) | Existing | Food Preparation | Natural Gas | Range | E2 | High Efficiency | Baseline Forecast | 59% | 59% | 59% | 59% | 59% | 59% | 59% | 59% | 59% | 59% | 59% | 59% | 59% | 59% | 59% | 59% | 59% | 59% | 59% | 59% | 59% | 59% | 59% | 59% | 59% | 59% | 59%
Commercial_College (WA)_Existing_Food Preparation_Natural Gas_Range_E3_Baseline Forecast | Commercial | College (WA) | Existing | Food Preparation | Natural Gas | Range | E3 |  | Baseline Forecast | bar: 2019 to 2045
Commercial_College (WA)_Existing_Food Preparation_Natural Gas_Range_E4_Baseline Forecast | Commercial | College (WA) | Existing | Food Preparation | Natural Gas | Range | E4 |  | Baseline Forecast | bar: 2019 to 2045
Commercial_College (WA)_Existing_Food Preparation_Natural Gas_Range_E5_Baseline Forecast | Commercial | College (WA) | Existing | Food Preparation | Natural Gas | Range | E5 |  | Baseline Forecast | bar: 2019 to 2045
Commercial_College (WA)_Existing_Food Preparation_Natural Gas_Range_E6_Baseline Forecast | Commercial | College (WA) | Existing | Food Preparation | Natural Gas | Range | E6 |  | Baseline Forecast | bar: 2019 to 2045
Commercial_College (WA)_Existing_Food Preparation_Natural Gas_Range_E7_Baseline Forecast | Commercial | College (WA) | Existing | Food Preparation | Natural Gas | Range | E7 |  | Baseline Forecast | bar: 2019 to 2045
Commercial_College (WA)_Existing_Food Preparation_Natural Gas_Range_E8_Baseline Forecast | Commercial | College (WA) | Existing | Food Preparation | Natural Gas | Range | E8 |  | Baseline Forecast | bar: 2019 to 2045
Commercial_College (WA)_Existing_Food Preparation_Natural Gas_Range_E9_Baseline Forecast | Commercial | College (WA) | Existing | Food Preparation | Natural Gas | Range | E9 |  | Baseline Forecast | bar: 2019 to 2045
Commercial_College (WA)_Existing_Food Preparation_Natural Gas_Range_E10_Baseline Forecast | Commercial | College (WA) | Existing | Food Preparation | Natural Gas | Range | E10 |  | Baseline Forecast | bar: 2019 to 2045
Commercial_College (WA)_Existing_Food Preparation_Natural Gas_Steamer_E1_Baseline Forecast | Commercial | College (WA) | Existing | Food Preparation | Natural Gas | Steamer | E1 | Standard | Baseline Forecast | 50% | 50% | 50% | 50% | 50% | 50% | 50% | 50% | 50% | 50% | 50% | 50% | 50% | 50% | 50% | 50% | 50% | 50% | 50% | 50% | 50% | 50% | 50% | 50% | 50% | 50% | 50%
Commercial_College (WA)_Existing_Food Preparation_Natural Gas_Steamer_E2_Baseline Forecast | Commercial | College (WA) | Existing | Food Preparation | Natural Gas | Steamer | E2 | ENERGY STAR | Baseline Forecast | 50% | 50% | 50% | 50% | 50% | 50% | 50% | 50% | 50% | 50% | 50% | 50% | 50% | 50% | 50% | 50% | 50% | 50% | 50% | 50% | 50% | 50% | 50% | 50% | 50% | 50% | 50%
Commercial_College (WA)_Existing_Food Preparation_Natural Gas_Steamer_E3_Baseline Forecast | Commercial | College (WA) | Existing | Food Preparation | Natural Gas | Steamer | E3 |  | Baseline Forecast | bar: 2019 to 2045
Commercial_College (WA)_Existing_Food Preparation_Natural Gas_Steamer_E4_Baseline Forecast | Commercial | College (WA) | Existing | Food Preparation | Natural Gas | Steamer | E4 |  | Baseline Forecast | bar: 2019 to 2045
Commercial_College (WA)_Existing_Food Preparation_Natural Gas_Steamer_E5_Baseline Forecast | Commercial | College (WA) | Existing | Food Preparation | Natural Gas | Steamer | E5 |  | Baseline Forecast | bar: 2019 to 2045
Commercial_College (WA)_Existing_Food Preparation_Natural Gas_Steamer_E6_Baseline Forecast | Commercial | College (WA) | Existing | Food Preparation | Natural Gas | Steamer | E6 |  | Baseline Forecast | bar: 2019 to 2045
Commercial_College (WA)_Existing_Food Preparation_Natural Gas_Steamer_E7_Baseline Forecast | Commercial | College (WA) | Existing | Food Preparation | Natural Gas | Steamer | E7 |  | Baseline Forecast | bar: 2019 to 2045
Commercial_College (WA)_Existing_Food Preparation_Natural Gas_Steamer_E8_Baseline Forecast | Commercial | College (WA) | Existing | Food Preparation | Natural Gas | Steamer | E8 |  | Baseline Forecast | bar: 2019 to 2045
Commercial_College (WA)_Existing_Food Preparation_Natural Gas_Steamer_E9_Baseline Forecast | Commercial | College (WA) | Existing | Food Preparation | Natural Gas | Steamer | E9 |  | Baseline Forecast | bar: 2019 to 2045
Commercial_College (WA)_Existing_Food Preparation_Natural Gas_Steamer_E10_Baseline Forecast | Commercial | College (WA) | Existing | Food Preparation | Natural Gas | Steamer | E10 |  | Baseline Forecast | bar: 2019 to 2045
Commercial_College (WA)_Existing_Food Preparation_Natural Gas_Food Prep Other_E1_Baseline Forecast | Commercial | College (WA) | Existing | Food Preparation | Natural Gas | Food Prep Other | E1 | Standard | Baseline Forecast | 74% | 74% | 74% | 74% | 74% | 74% | 74% | 74% | 74% | 74% | 74% | 74% | 74% | 74% | 74% | 74% | 74% | 74% | 74% | 74% | 74% | 74% | 74% | 74% | 74% | 74% | 74%
Commercial_College (WA)_Existing_Food Preparation_Natural Gas_Food Prep Other_E2_Baseline Forecast | Commercial | College (WA) | Existing | Food Preparation | Natural Gas | Food Prep Other | E2 | ENERGY STAR | Baseline Forecast | 26% | 26% | 26% | 26% | 26% | 26% | 26% | 26% | 26% | 26% | 26% | 26% | 26% | 26% | 26% | 26% | 26% | 26% | 26% | 26% | 26% | 26% | 26% | 26% | 26% | 26% | 26%
Commercial_College (WA)_Existing_Food Preparation_Natural Gas_Food Prep Other_E3_Baseline Forecast | Commercial | College (WA) | Existing | Food Preparation | Natural Gas | Food Prep Other | E3 |  | Baseline Forecast | bar: 2019 to 2045
Commercial_College (WA)_Existing_Food Preparation_Natural Gas_Food Prep Other_E4_Baseline Forecast | Commercial | College (WA) | Existing | Food Preparation | Natural Gas | Food Prep Other | E4 |  | Baseline Forecast | bar: 2019 to 2045
Commercial_College (WA)_Existing_Food Preparation_Natural Gas_Food Prep Other_E5_Baseline Forecast | Commercial | College (WA) | Existing | Food Preparation | Natural Gas | Food Prep Other | E5 |  | Baseline Forecast | bar: 2019 to 2045
Commercial_College (WA)_Existing_Food Preparation_Natural Gas_Food Prep Other_E6_Baseline Forecast | Commercial | College (WA) | Existing | Food Preparation | Natural Gas | Food Prep Other | E6 |  | Baseline Forecast | bar: 2019 to 2045
Commercial_College (WA)_Existing_Food Preparation_Natural Gas_Food Prep Other_E7_Baseline Forecast | Commercial | College (WA) | Existing | Food Preparation | Natural Gas | Food Prep Other | E7 |  | Baseline Forecast | bar: 2019 to 2045
Commercial_College (WA)_Existing_Food Preparation_Natural Gas_Food Prep Other_E8_Baseline Forecast | Commercial | College (WA) | Existing | Food Preparation | Natural Gas | Food Prep Other | E8 |  | Baseline Forecast | bar: 2019 to 2045
Commercial_College (WA)_Existing_Food Preparation_Natural Gas_Food Prep Other_E9_Baseline Forecast | Commercial | College (WA) | Existing | Food Preparation | Natural Gas | Food Prep Other | E9 |  | Baseline Forecast | bar: 2019 to 2045
Commercial_College (WA)_Existing_Food Preparation_Natural Gas_Food Prep Other_E10_Baseline Forecast | Commercial | College (WA) | Existing | Food Preparation | Natural Gas | Food Prep Other | E10 |  | Baseline Forecast | bar: 2019 to 2045
Commercial_College (WA)_Existing_Miscellaneous_Natural Gas_Pool Heater_E1_Baseline Forecast | Commercial | College (WA) | Existing | Miscellaneous | Natural Gas | Pool Heater | E1 | Standard (EF .82) | Baseline Forecast | 90% | 90% | 90% | 90% | 90% | 90% | 90% | 90% | 90% | 90% | 90% | 90% | 90% | 90% | 90% | 90% | 90% | 90% | 90% | 90% | 90% | 90% | 90% | 90% | 90% | 90% | 90%
Commercial_College (WA)_Existing_Miscellaneous_Natural Gas_Pool Heater_E2_Baseline Forecast | Commercial | College (WA) | Existing | Miscellaneous | Natural Gas | Pool Heater | E2 | Condensing (EF .90) | Baseline Forecast | 10% | 10% | 10% | 10% | 10% | 10% | 10% | 10% | 10% | 10% | 10% | 10% | 10% | 10% | 10% | 10% | 10% | 10% | 10% | 10% | 10% | 10% | 10% | 10% | 10% | 10% | 10%
Commercial_College (WA)_Existing_Miscellaneous_Natural Gas_Pool Heater_E3_Baseline Forecast | Commercial | College (WA) | Existing | Miscellaneous | Natural Gas | Pool Heater | E3 |  | Baseline Forecast | bar: 2019 to 2045
Commercial_College (WA)_Existing_Miscellaneous_Natural Gas_Pool Heater_E4_Baseline Forecast | Commercial | College (WA) | Existing | Miscellaneous | Natural Gas | Pool Heater | E4 |  | Baseline Forecast | bar: 2019 to 2045
Commercial_College (WA)_Existing_Miscellaneous_Natural Gas_Pool Heater_E5_Baseline Forecast | Commercial | College (WA) | Existing | Miscellaneous | Natural Gas | Pool Heater | E5 |  | Baseline Forecast | bar: 2019 to 2045
Commercial_College (WA)_Existing_Miscellaneous_Natural Gas_Pool Heater_E6_Baseline Forecast | Commercial | College (WA) | Existing | Miscellaneous | Natural Gas | Pool Heater | E6 |  | Baseline Forecast | bar: 2019 to 2045
Commercial_College (WA)_Existing_Miscellaneous_Natural Gas_Pool Heater_E7_Baseline Forecast | Commercial | College (WA) | Existing | Miscellaneous | Natural Gas | Pool Heater | E7 |  | Baseline Forecast | bar: 2019 to 2045
Commercial_College (WA)_Existing_Miscellaneous_Natural Gas_Pool Heater_E8_Baseline Forecast | Commercial | College (WA) | Existing | Miscellaneous | Natural Gas | Pool Heater | E8 |  | Baseline Forecast | bar: 2019 to 2045
Commercial_College (WA)_Existing_Miscellaneous_Natural Gas_Pool Heater_E9_Baseline Forecast | Commercial | College (WA) | Existing | Miscellaneous | Natural Gas | Pool Heater | E9 |  | Baseline Forecast | bar: 2019 to 2045
Commercial_College (WA)_Existing_Miscellaneous_Natural Gas_Pool Heater_E10_Baseline Forecast | Commercial | College (WA) | Existing | Miscellaneous | Natural Gas | Pool Heater | E10 |  | Baseline Forecast | bar: 2019 to 2045
Commercial_College (WA)_Existing_Miscellaneous_Natural Gas_Miscellaneous_E1_Baseline Forecast | Commercial | College (WA) | Existing | Miscellaneous | Natural Gas | Miscellaneous | E1 | Standard | Baseline Forecast | 100% | 100% | 100% | 100% | 100% | 100% | 100% | 100% | 100% | 100% | 100% | 100% | 100% | 100% | 100% | 100% | 100% | 100% | 100% | 100% | 100% | 100% | 100% | 100% | 100% | 100% | 100%
Commercial_College (WA)_Existing_Miscellaneous_Natural Gas_Miscellaneous_E2_Baseline Forecast | Commercial | College (WA) | Existing | Miscellaneous | Natural Gas | Miscellaneous | E2 |  | Baseline Forecast | bar: 2019 to 2045
Commercial_College (WA)_Existing_Miscellaneous_Natural Gas_Miscellaneous_E3_Baseline Forecast | Commercial | College (WA) | Existing | Miscellaneous | Natural Gas | Miscellaneous | E3 |  | Baseline Forecast | bar: 2019 to 2045
Commercial_College (WA)_Existing_Miscellaneous_Natural Gas_Miscellaneous_E4_Baseline Forecast | Commercial | College (WA) | Existing | Miscellaneous | Natural Gas | Miscellaneous | E4 |  | Baseline Forecast | bar: 2019 to 2045
Commercial_College (WA)_Existing_Miscellaneous_Natural Gas_Miscellaneous_E5_Baseline Forecast | Commercial | College (WA) | Existing | Miscellaneous | Natural Gas | Miscellaneous | E5 |  | Baseline Forecast | bar: 2019 to 2045
Commercial_College (WA)_Existing_Miscellaneous_Natural Gas_Miscellaneous_E6_Baseline Forecast | Commercial | College (WA) | Existing | Miscellaneous | Natural Gas | Miscellaneous | E6 |  | Baseline Forecast | bar: 2019 to 2045
Commercial_College (WA)_Existing_Miscellaneous_Natural Gas_Miscellaneous_E7_Baseline Forecast | Commercial | College (WA) | Existing | Miscellaneous | Natural Gas | Miscellaneous | E7 |  | Baseline Forecast | bar: 2019 to 2045
Commercial_College (WA)_Existing_Miscellaneous_Natural Gas_Miscellaneous_E8_Baseline Forecast | Commercial | College (WA) | Existing | Miscellaneous | Natural Gas | Miscellaneous | E8 |  | Baseline Forecast | bar: 2019 to 2045
Commercial_College (WA)_Existing_Miscellaneous_Natural Gas_Miscellaneous_E9_Baseline Forecast | Commercial | College (WA) | Existing | Miscellaneous | Natural Gas | Miscellaneous | E9 |  | Baseline Forecast | bar: 2019 to 2045
Commercial_College (WA)_Existing_Miscellaneous_Natural Gas_Miscellaneous_E10_Baseline Forecast | Commercial | College (WA) | Existing | Miscellaneous | Natural Gas | Miscellaneous | E10 |  | Baseline Forecast | bar: 2019 to 2045
Commercial_College (WA)_New_Space Heating_Natural Gas_Furnace_E1_Baseline Forecast | Commercial | College (WA) | New | Space Heating | Natural Gas | Furnace | E1 | AFUE 80% (Standard) | Baseline Forecast | 100% | 100% | 100% | 100% | 100% | 100% | 100% | 100% | 100% | 100% | 100% | 100% | 100% | 100% | 100% | 100% | 100% | 100% | 100% | 100% | 100% | 100% | 100% | 100% | 100% | 100% | 100%
Commercial_College (WA)_New_Space Heating_Natural Gas_Furnace_E2_Baseline Forecast | Commercial | College (WA) | New | Space Heating | Natural Gas | Furnace | E2 | AFUE 90% | Baseline Forecast | bar: 2019 to 2045
Commercial_College (WA)_New_Space Heating_Natural Gas_Furnace_E3_Baseline Forecast | Commercial | College (WA) | New | Space Heating | Natural Gas | Furnace | E3 | AFUE 96% | Baseline Forecast | bar: 2019 to 2045
Commercial_College (WA)_New_Space Heating_Natural Gas_Furnace_E4_Baseline Forecast | Commercial | College (WA) | New | Space Heating | Natural Gas | Furnace | E4 |  | Baseline Forecast | bar: 2019 to 2045
Commercial_College (WA)_New_Space Heating_Natural Gas_Furnace_E5_Baseline Forecast | Commercial | College (WA) | New | Space Heating | Natural Gas | Furnace | E5 |  | Baseline Forecast | bar: 2019 to 2045
Commercial_College (WA)_New_Space Heating_Natural Gas_Furnace_E6_Baseline Forecast | Commercial | College (WA) | New | Space Heating | Natural Gas | Furnace | E6 |  | Baseline Forecast | bar: 2019 to 2045
Commercial_College (WA)_New_Space Heating_Natural Gas_Furnace_E7_Baseline Forecast | Commercial | College (WA) | New | Space Heating | Natural Gas | Furnace | E7 |  | Baseline Forecast | bar: 2019 to 2045
Commercial_College (WA)_New_Space Heating_Natural Gas_Furnace_E8_Baseline Forecast | Commercial | College (WA) | New | Space Heating | Natural Gas | Furnace | E8 |  | Baseline Forecast | bar: 2019 to 2045
Commercial_College (WA)_New_Space Heating_Natural Gas_Furnace_E9_Baseline Forecast | Commercial | College (WA) | New | Space Heating | Natural Gas | Furnace | E9 |  | Baseline Forecast | bar: 2019 to 2045
Commercial_College (WA)_New_Space Heating_Natural Gas_Furnace_E10_Baseline Forecast | Commercial | College (WA) | New | Space Heating | Natural Gas | Furnace | E10 |  | Baseline Forecast | bar: 2019 to 2045
Commercial_College (WA)_New_Space Heating_Natural Gas_Boiler_E1_Baseline Forecast | Commercial | College (WA) | New | Space Heating | Natural Gas | Boiler | E1 | AFUE 80% (Standard) | Baseline Forecast | 100% | 100% | 100% | 100% | 100% | 100% | 70.21% | 70.21% | 70.21% | 70.21% | 70.21% | 61.11% | 61.11% | 61.11% | 61.11% | 61.11% | 61.11% | 61.11% | 61.11% | 61.11% | 61.11% | 61.11% | 61.11% | 61.11% | 61.11% | 61.11% | 61.11%
Commercial_College (WA)_New_Space Heating_Natural Gas_Boiler_E2_Baseline Forecast | Commercial | College (WA) | New | Space Heating | Natural Gas | Boiler | E2 | AFUE 85% | Baseline Forecast | bar: 2019 to 2045
Commercial_College (WA)_New_Space Heating_Natural Gas_Boiler_E3_Baseline Forecast | Commercial | College (WA) | New | Space Heating | Natural Gas | Boiler | E3 | AFUE 97% | Baseline Forecast | 0% | 0% | 0% | 0% | 0% | 0% | 29.79% | 29.79% | 29.79% | 29.79% | 29.79% | 38.89% | 38.89% | 38.89% | 38.89% | 38.89% | 38.89% | 38.89% | 38.89% | 38.89% | 38.89% | 38.89% | 38.89% | 38.89% | 38.89% | 38.89% | 38.89%
Commercial_College (WA)_New_Space Heating_Natural Gas_Boiler_E4_Baseline Forecast | Commercial | College (WA) | New | Space Heating | Natural Gas | Boiler | E4 | Convert to NG Air Source Heat Pump | Baseline Forecast | bar: 2019 to 2045
Commercial_College (WA)_New_Space Heating_Natural Gas_Boiler_E5_Baseline Forecast | Commercial | College (WA) | New | Space Heating | Natural Gas | Boiler | E5 |  | Baseline Forecast | bar: 2019 to 2045
Commercial_College (WA)_New_Space Heating_Natural Gas_Boiler_E6_Baseline Forecast | Commercial | College (WA) | New | Space Heating | Natural Gas | Boiler | E6 |  | Baseline Forecast | bar: 2019 to 2045
Commercial_College (WA)_New_Space Heating_Natural Gas_Boiler_E7_Baseline Forecast | Commercial | College (WA) | New | Space Heating | Natural Gas | Boiler | E7 |  | Baseline Forecast | bar: 2019 to 2045
Commercial_College (WA)_New_Space Heating_Natural Gas_Boiler_E8_Baseline Forecast | Commercial | College (WA) | New | Space Heating | Natural Gas | Boiler | E8 |  | Baseline Forecast | bar: 2019 to 2045
Commercial_College (WA)_New_Space Heating_Natural Gas_Boiler_E9_Baseline Forecast | Commercial | College (WA) | New | Space Heating | Natural Gas | Boiler | E9 |  | Baseline Forecast | bar: 2019 to 2045
Commercial_College (WA)_New_Space Heating_Natural Gas_Boiler_E10_Baseline Forecast | Commercial | College (WA) | New | Space Heating | Natural Gas | Boiler | E10 |  | Baseline Forecast | bar: 2019 to 2045
Commercial_College (WA)_New_Space Heating_Natural Gas_Unit Heater_E1_Baseline Forecast | Commercial | College (WA) | New | Space Heating | Natural Gas | Unit Heater | E1 | Standard | Baseline Forecast | 100% | 100% | 100% | 100% | 100% | 100% | 100% | 100% | 100% | 100% | 100% | 100% | 100% | 100% | 100% | 100% | 100% | 100% | 100% | 100% | 100% | 100% | 100% | 100% | 100% | 100% | 100%
Commercial_College (WA)_New_Space Heating_Natural Gas_Unit Heater_E2_Baseline Forecast | Commercial | College (WA) | New | Space Heating | Natural Gas | Unit Heater | E2 | Condensing | Baseline Forecast | bar: 2019 to 2045
Commercial_College (WA)_New_Space Heating_Natural Gas_Unit Heater_E3_Baseline Forecast | Commercial | College (WA) | New | Space Heating | Natural Gas | Unit Heater | E3 | Infrared Radiant | Baseline Forecast | bar: 2019 to 2045
Commercial_College (WA)_New_Space Heating_Natural Gas_Unit Heater_E4_Baseline Forecast | Commercial | College (WA) | New | Space Heating | Natural Gas | Unit Heater | E4 |  | Baseline Forecast | bar: 2019 to 2045
Commercial_College (WA)_New_Space Heating_Natural Gas_Unit Heater_E5_Baseline Forecast | Commercial | College (WA) | New | Space Heating | Natural Gas | Unit Heater | E5 |  | Baseline Forecast | bar: 2019 to 2045
Commercial_College (WA)_New_Space Heating_Natural Gas_Unit Heater_E6_Baseline Forecast | Commercial | College (WA) | New | Space Heating | Natural Gas | Unit Heater | E6 |  | Baseline Forecast | bar: 2019 to 2045
Commercial_College (WA)_New_Space Heating_Natural Gas_Unit Heater_E7_Baseline Forecast | Commercial | College (WA) | New | Space Heating | Natural Gas | Unit Heater | E7 |  | Baseline Forecast | bar: 2019 to 2045
Commercial_College (WA)_New_Space Heating_Natural Gas_Unit Heater_E8_Baseline Forecast | Commercial | College (WA) | New | Space Heating | Natural Gas | Unit Heater | E8 |  | Baseline Forecast | bar: 2019 to 2045
Commercial_College (WA)_New_Space Heating_Natural Gas_Unit Heater_E9_Baseline Forecast | Commercial | College (WA) | New | Space Heating | Natural Gas | Unit Heater | E9 |  | Baseline Forecast | bar: 2019 to 2045
Commercial_College (WA)_New_Space Heating_Natural Gas_Unit Heater_E10_Baseline Forecast | Commercial | College (WA) | New | Space Heating | Natural Gas | Unit Heater | E10 |  | Baseline Forecast | bar: 2019 to 2045
Commercial_College (WA)_New_Water Heating_Natural Gas_Water Heater_E1_Baseline Forecast | Commercial | College (WA) | New | Water Heating | Natural Gas | Water Heater | E1 | TE 0.80 | Baseline Forecast | 47% | 47% | 47% | 47% | 47% | 47% | 47% | 47% | 47% | 47% | 47% | 47% | 47% | 47% | 47% | 47% | 47% | 47% | 47% | 47% | 47% | 47% | 47% | 47% | 47% | 47% | 47%
Commercial_College (WA)_New_Water Heating_Natural Gas_Water Heater_E2_Baseline Forecast | Commercial | College (WA) | New | Water Heating | Natural Gas | Water Heater | E2 | TE 0.90 | Baseline Forecast | bar: 2019 to 2045
Commercial_College (WA)_New_Water Heating_Natural Gas_Water Heater_E3_Baseline Forecast | Commercial | College (WA) | New | Water Heating | Natural Gas | Water Heater | E3 | TE 0.94 | Baseline Forecast | 53% | 53% | 53% | 53% | 53% | 53% | 53% | 53% | 53% | 53% | 53% | 53% | 53% | 53% | 53% | 53% | 53% | 53% | 53% | 53% | 53% | 53% | 53% | 53% | 53% | 53% | 53%
Commercial_College (WA)_New_Water Heating_Natural Gas_Water Heater_E4_Baseline Forecast | Commercial | College (WA) | New | Water Heating | Natural Gas | Water Heater | E4 | Instantaneous TE 0.94 | Baseline Forecast | bar: 2019 to 2045
Commercial_College (WA)_New_Water Heating_Natural Gas_Water Heater_E5_Baseline Forecast | Commercial | College (WA) | New | Water Heating | Natural Gas | Water Heater | E5 | Gas-Fired Absorption HPWH | Baseline Forecast | bar: 2019 to 2045
Commercial_College (WA)_New_Water Heating_Natural Gas_Water Heater_E6_Baseline Forecast | Commercial | College (WA) | New | Water Heating | Natural Gas | Water Heater | E6 |  | Baseline Forecast | bar: 2019 to 2045
Commercial_College (WA)_New_Water Heating_Natural Gas_Water Heater_E7_Baseline Forecast | Commercial | College (WA) | New | Water Heating | Natural Gas | Water Heater | E7 |  | Baseline Forecast | bar: 2019 to 2045
Commercial_College (WA)_New_Water Heating_Natural Gas_Water Heater_E8_Baseline Forecast | Commercial | College (WA) | New | Water Heating | Natural Gas | Water Heater | E8 |  | Baseline Forecast | bar: 2019 to 2045
Commercial_College (WA)_New_Water Heating_Natural Gas_Water Heater_E9_Baseline Forecast | Commercial | College (WA) | New | Water Heating | Natural Gas | Water Heater | E9 |  | Baseline Forecast | bar: 2019 to 2045
Commercial_College (WA)_New_Water Heating_Natural Gas_Water Heater_E10_Baseline Forecast | Commercial | College (WA) | New | Water Heating | Natural Gas | Water Heater | E10 |  | Baseline Forecast | bar: 2019 to 2045
Commercial_College (WA)_New_Food Preparation_Natural Gas_Oven_E1_Baseline Forecast | Commercial | College (WA) | New | Food Preparation | Natural Gas | Oven | E1 | Standard | Baseline Forecast | 41% | 41% | 41% | 41% | 41% | 41% | 41% | 41% | 41% | 41% | 41% | 41% | 41% | 41% | 41% | 41% | 41% | 41% | 41% | 41% | 41% | 41% | 41% | 41% | 41% | 41% | 41%
Commercial_College (WA)_New_Food Preparation_Natural Gas_Oven_E2_Baseline Forecast | Commercial | College (WA) | New | Food Preparation | Natural Gas | Oven | E2 | ENERGY STAR (>42% Baking Efficiency) | Baseline Forecast | 59% | 59% | 59% | 59% | 59% | 59% | 59% | 59% | 59% | 59% | 59% | 59% | 59% | 59% | 59% | 59% | 59% | 59% | 59% | 59% | 59% | 59% | 59% | 59% | 59% | 59% | 59%
Commercial_College (WA)_New_Food Preparation_Natural Gas_Oven_E3_Baseline Forecast | Commercial | College (WA) | New | Food Preparation | Natural Gas | Oven | E3 |  | Baseline Forecast | bar: 2019 to 2045
Commercial_College (WA)_New_Food Preparation_Natural Gas_Oven_E4_Baseline Forecast | Commercial | College (WA) | New | Food Preparation | Natural Gas | Oven | E4 |  | Baseline Forecast | bar: 2019 to 2045
Commercial_College (WA)_New_Food Preparation_Natural Gas_Oven_E5_Baseline Forecast | Commercial | College (WA) | New | Food Preparation | Natural Gas | Oven | E5 |  | Baseline Forecast | bar: 2019 to 2045
Commercial_College (WA)_New_Food Preparation_Natural Gas_Oven_E6_Baseline Forecast | Commercial | College (WA) | New | Food Preparation | Natural Gas | Oven | E6 |  | Baseline Forecast | bar: 2019 to 2045
Commercial_College (WA)_New_Food Preparation_Natural Gas_Oven_E7_Baseline Forecast | Commercial | College (WA) | New | Food Preparation | Natural Gas | Oven | E7 |  | Baseline Forecast | bar: 2019 to 2045
Commercial_College (WA)_New_Food Preparation_Natural Gas_Oven_E8_Baseline Forecast | Commercial | College (WA) | New | Food Preparation | Natural Gas | Oven | E8 |  | Baseline Forecast | bar: 2019 to 2045
Commercial_College (WA)_New_Food Preparation_Natural Gas_Oven_E9_Baseline Forecast | Commercial | College (WA) | New | Food Preparation | Natural Gas | Oven | E9 |  | Baseline Forecast | bar: 2019 to 2045
Commercial_College (WA)_New_Food Preparation_Natural Gas_Oven_E10_Baseline Forecast | Commercial | College (WA) | New | Food Preparation | Natural Gas | Oven | E10 |  | Baseline Forecast | bar: 2019 to 2045
Commercial_College (WA)_New_Food Preparation_Natural Gas_Conveyor Oven_E1_Baseline Forecast | Commercial | College (WA) | New | Food Preparation | Natural Gas | Conveyor Oven | E1 | Standard | Baseline Forecast | 41% | 41% | 41% | 41% | 41% | 41% | 41% | 41% | 41% | 41% | 41% | 41% | 41% | 41% | 41% | 41% | 41% | 41% | 41% | 41% | 41% | 41% | 41% | 41% | 41% | 41% | 41%
Commercial_College (WA)_New_Food Preparation_Natural Gas_Conveyor Oven_E2_Baseline Forecast | Commercial | College (WA) | New | Food Preparation | Natural Gas | Conveyor Oven | E2 | ENERGY STAR (>42% Baking Efficiency) | Baseline Forecast | 59% | 59% | 59% | 59% | 59% | 59% | 59% | 59% | 59% | 59% | 59% | 59% | 59% | 59% | 59% | 59% | 59% | 59% | 59% | 59% | 59% | 59% | 59% | 59% | 59% | 59% | 59%
Commercial_College (WA)_New_Food Preparation_Natural Gas_Conveyor Oven_E3_Baseline Forecast | Commercial | College (WA) | New | Food Preparation | Natural Gas | Conveyor Oven | E3 |  | Baseline Forecast | bar: 2019 to 2045
Commercial_College (WA)_New_Food Preparation_Natural Gas_Conveyor Oven_E4_Baseline Forecast | Commercial | College (WA) | New | Food Preparation | Natural Gas | Conveyor Oven | E4 |  | Baseline Forecast | bar: 2019 to 2045
Commercial_College (WA)_New_Food Preparation_Natural Gas_Conveyor Oven_E5_Baseline Forecast | Commercial | College (WA) | New | Food Preparation | Natural Gas | Conveyor Oven | E5 |  | Baseline Forecast | bar: 2019 to 2045
Commercial_College (WA)_New_Food Preparation_Natural Gas_Conveyor Oven_E6_Baseline Forecast | Commercial | College (WA) | New | Food Preparation | Natural Gas | Conveyor Oven | E6 |  | Baseline Forecast | bar: 2019 to 2045
Commercial_College (WA)_New_Food Preparation_Natural Gas_Conveyor Oven_E7_Baseline Forecast | Commercial | College (WA) | New | Food Preparation | Natural Gas | Conveyor Oven | E7 |  | Baseline Forecast | bar: 2019 to 2045
Commercial_College (WA)_New_Food Preparation_Natural Gas_Conveyor Oven_E8_Baseline Forecast | Commercial | College (WA) | New | Food Preparation | Natural Gas | Conveyor Oven | E8 |  | Baseline Forecast | bar: 2019 to 2045
Commercial_College (WA)_New_Food Preparation_Natural Gas_Conveyor Oven_E9_Baseline Forecast | Commercial | College (WA) | New | Food Preparation | Natural Gas | Conveyor Oven | E9 |  | Baseline Forecast | bar: 2019 to 2045
Commercial_College (WA)_New_Food Preparation_Natural Gas_Conveyor Oven_E10_Baseline Forecast | Commercial | College (WA) | New | Food Preparation | Natural Gas | Conveyor Oven | E10 |  | Baseline Forecast | bar: 2019 to 2045
Commercial_College (WA)_New_Food Preparation_Natural Gas_Double Rack Oven_E1_Baseline Forecast | Commercial | College (WA) | New | Food Preparation | Natural Gas | Double Rack Oven | E1 | Standard | Baseline Forecast | 41% | 41% | 41% | 41% | 41% | 41% | 41% | 41% | 41% | 41% | 41% | 41% | 41% | 41% | 41% | 41% | 41% | 41% | 41% | 41% | 41% | 41% | 41% | 41% | 41% | 41% | 41%
Commercial_College (WA)_New_Food Preparation_Natural Gas_Double Rack Oven_E2_Baseline Forecast | Commercial | College (WA) | New | Food Preparation | Natural Gas | Double Rack Oven | E2 | FTSC Qualified (>50% Cooking Efficiency) | Baseline Forecast | 59% | 59% | 59% | 59% | 59% | 59% | 59% | 59% | 59% | 59% | 59% | 59% | 59% | 59% | 59% | 59% | 59% | 59% | 59% | 59% | 59% | 59% | 59% | 59% | 59% | 59% | 59%
Commercial_College (WA)_New_Food Preparation_Natural Gas_Double Rack Oven_E3_Baseline Forecast | Commercial | College (WA) | New | Food Preparation | Natural Gas | Double Rack Oven | E3 |  | Baseline Forecast | bar: 2019 to 2045
Commercial_College (WA)_New_Food Preparation_Natural Gas_Double Rack Oven_E4_Baseline Forecast | Commercial | College (WA) | New | Food Preparation | Natural Gas | Double Rack Oven | E4 |  | Baseline Forecast | bar: 2019 to 2045
Commercial_College (WA)_New_Food Preparation_Natural Gas_Double Rack Oven_E5_Baseline Forecast | Commercial | College (WA) | New | Food Preparation | Natural Gas | Double Rack Oven | E5 |  | Baseline Forecast | bar: 2019 to 2045
Commercial_College (WA)_New_Food Preparation_Natural Gas_Double Rack Oven_E6_Baseline Forecast | Commercial | College (WA) | New | Food Preparation | Natural Gas | Double Rack Oven | E6 |  | Baseline Forecast | bar: 2019 to 2045
Commercial_College (WA)_New_Food Preparation_Natural Gas_Double Rack Oven_E7_Baseline Forecast | Commercial | College (WA) | New | Food Preparation | Natural Gas | Double Rack Oven | E7 |  | Baseline Forecast | bar: 2019 to 2045
Commercial_College (WA)_New_Food Preparation_Natural Gas_Double Rack Oven_E8_Baseline Forecast | Commercial | College (WA) | New | Food Preparation | Natural Gas | Double Rack Oven | E8 |  | Baseline Forecast | bar: 2019 to 2045
Commercial_College (WA)_New_Food Preparation_Natural Gas_Double Rack Oven_E9_Baseline Forecast | Commercial | College (WA) | New | Food Preparation | Natural Gas | Double Rack Oven | E9 |  | Baseline Forecast | bar: 2019 to 2045
Commercial_College (WA)_New_Food Preparation_Natural Gas_Double Rack Oven_E10_Baseline Forecast | Commercial | College (WA) | New | Food Preparation | Natural Gas | Double Rack Oven | E10 |  | Baseline Forecast | bar: 2019 to 2045
Commercial_College (WA)_New_Food Preparation_Natural Gas_Fryer_E1_Baseline Forecast | Commercial | College (WA) | New | Food Preparation | Natural Gas | Fryer | E1 | Standard | Baseline Forecast | 74% | 74% | 74% | 74% | 74% | 74% | 74% | 74% | 74% | 74% | 74% | 74% | 74% | 74% | 74% | 74% | 74% | 74% | 74% | 74% | 74% | 74% | 74% | 74% | 74% | 74% | 74%
Commercial_College (WA)_New_Food Preparation_Natural Gas_Fryer_E2_Baseline Forecast | Commercial | College (WA) | New | Food Preparation | Natural Gas | Fryer | E2 | ENERGY STAR | Baseline Forecast | 26% | 26% | 26% | 26% | 26% | 26% | 26% | 26% | 26% | 26% | 26% | 26% | 26% | 26% | 26% | 26% | 26% | 26% | 26% | 26% | 26% | 26% | 26% | 26% | 26% | 26% | 26%
Commercial_College (WA)_New_Food Preparation_Natural Gas_Fryer_E3_Baseline Forecast | Commercial | College (WA) | New | Food Preparation | Natural Gas | Fryer | E3 |  | Baseline Forecast | bar: 2019 to 2045
Commercial_College (WA)_New_Food Preparation_Natural Gas_Fryer_E4_Baseline Forecast | Commercial | College (WA) | New | Food Preparation | Natural Gas | Fryer | E4 |  | Baseline Forecast | bar: 2019 to 2045
Commercial_College (WA)_New_Food Preparation_Natural Gas_Fryer_E5_Baseline Forecast | Commercial | College (WA) | New | Food Preparation | Natural Gas | Fryer | E5 |  | Baseline Forecast | bar: 2019 to 2045
Commercial_College (WA)_New_Food Preparation_Natural Gas_Fryer_E6_Baseline Forecast | Commercial | College (WA) | New | Food Preparation | Natural Gas | Fryer | E6 |  | Baseline Forecast | bar: 2019 to 2045
Commercial_College (WA)_New_Food Preparation_Natural Gas_Fryer_E7_Baseline Forecast | Commercial | College (WA) | New | Food Preparation | Natural Gas | Fryer | E7 |  | Baseline Forecast | bar: 2019 to 2045
Commercial_College (WA)_New_Food Preparation_Natural Gas_Fryer_E8_Baseline Forecast | Commercial | College (WA) | New | Food Preparation | Natural Gas | Fryer | E8 |  | Baseline Forecast | bar: 2019 to 2045
Commercial_College (WA)_New_Food Preparation_Natural Gas_Fryer_E9_Baseline Forecast | Commercial | College (WA) | New | Food Preparation | Natural Gas | Fryer | E9 |  | Baseline Forecast | bar: 2019 to 2045
Commercial_College (WA)_New_Food Preparation_Natural Gas_Fryer_E10_Baseline Forecast | Commercial | College (WA) | New | Food Preparation | Natural Gas | Fryer | E10 |  | Baseline Forecast | bar: 2019 to 2045
Commercial_College (WA)_New_Food Preparation_Natural Gas_Broiler_E1_Baseline Forecast | Commercial | College (WA) | New | Food Preparation | Natural Gas | Broiler | E1 | Standard | Baseline Forecast | 74% | 74% | 74% | 74% | 74% | 74% | 74% | 74% | 74% | 74% | 74% | 74% | 74% | 74% | 74% | 74% | 74% | 74% | 74% | 74% | 74% | 74% | 74% | 74% | 74% | 74% | 74%
Commercial_College (WA)_New_Food Preparation_Natural Gas_Broiler_E2_Baseline Forecast | Commercial | College (WA) | New | Food Preparation | Natural Gas | Broiler | E2 | Infrared Burners | Baseline Forecast | 26% | 26% | 26% | 26% | 26% | 26% | 26% | 26% | 26% | 26% | 26% | 26% | 26% | 26% | 26% | 26% | 26% | 26% | 26% | 26% | 26% | 26% | 26% | 26% | 26% | 26% | 26%
Commercial_College (WA)_New_Food Preparation_Natural Gas_Broiler_E3_Baseline Forecast | Commercial | College (WA) | New | Food Preparation | Natural Gas | Broiler | E3 |  | Baseline Forecast | bar: 2019 to 2045
Commercial_College (WA)_New_Food Preparation_Natural Gas_Broiler_E4_Baseline Forecast | Commercial | College (WA) | New | Food Preparation | Natural Gas | Broiler | E4 |  | Baseline Forecast | bar: 2019 to 2045
Commercial_College (WA)_New_Food Preparation_Natural Gas_Broiler_E5_Baseline Forecast | Commercial | College (WA) | New | Food Preparation | Natural Gas | Broiler | E5 |  | Baseline Forecast | bar: 2019 to 2045
Commercial_College (WA)_New_Food Preparation_Natural Gas_Broiler_E6_Baseline Forecast | Commercial | College (WA) | New | Food Preparation | Natural Gas | Broiler | E6 |  | Baseline Forecast | bar: 2019 to 2045
Commercial_College (WA)_New_Food Preparation_Natural Gas_Broiler_E7_Baseline Forecast | Commercial | College (WA) | New | Food Preparation | Natural Gas | Broiler | E7 |  | Baseline Forecast | bar: 2019 to 2045
Commercial_College (WA)_New_Food Preparation_Natural Gas_Broiler_E8_Baseline Forecast | Commercial | College (WA) | New | Food Preparation | Natural Gas | Broiler | E8 |  | Baseline Forecast | bar: 2019 to 2045
Commercial_College (WA)_New_Food Preparation_Natural Gas_Broiler_E9_Baseline Forecast | Commercial | College (WA) | New | Food Preparation | Natural Gas | Broiler | E9 |  | Baseline Forecast | bar: 2019 to 2045
Commercial_College (WA)_New_Food Preparation_Natural Gas_Broiler_E10_Baseline Forecast | Commercial | College (WA) | New | Food Preparation | Natural Gas | Broiler | E10 |  | Baseline Forecast | bar: 2019 to 2045
Commercial_College (WA)_New_Food Preparation_Natural Gas_Griddle_E1_Baseline Forecast | Commercial | College (WA) | New | Food Preparation | Natural Gas | Griddle | E1 | Standard | Baseline Forecast | 71% | 71% | 71% | 71% | 71% | 71% | 71% | 71% | 71% | 71% | 71% | 71% | 71% | 71% | 71% | 71% | 71% | 71% | 71% | 71% | 71% | 71% | 71% | 71% | 71% | 71% | 71%
Commercial_College (WA)_New_Food Preparation_Natural Gas_Griddle_E2_Baseline Forecast | Commercial | College (WA) | New | Food Preparation | Natural Gas | Griddle | E2 | ENERGY STAR | Baseline Forecast | 29% | 29% | 29% | 29% | 29% | 29% | 29% | 29% | 29% | 29% | 29% | 29% | 29% | 29% | 29% | 29% | 29% | 29% | 29% | 29% | 29% | 29% | 29% | 29% | 29% | 29% | 29%
Commercial_College (WA)_New_Food Preparation_Natural Gas_Griddle_E3_Baseline Forecast | Commercial | College (WA) | New | Food Preparation | Natural Gas | Griddle | E3 |  | Baseline Forecast | bar: 2019 to 2045
Commercial_College (WA)_New_Food Preparation_Natural Gas_Griddle_E4_Baseline Forecast | Commercial | College (WA) | New | Food Preparation | Natural Gas | Griddle | E4 |  | Baseline Forecast | bar: 2019 to 2045
Commercial_College (WA)_New_Food Preparation_Natural Gas_Griddle_E5_Baseline Forecast | Commercial | College (WA) | New | Food Preparation | Natural Gas | Griddle | E5 |  | Baseline Forecast | bar: 2019 to 2045
Commercial_College (WA)_New_Food Preparation_Natural Gas_Griddle_E6_Baseline Forecast | Commercial | College (WA) | New | Food Preparation | Natural Gas | Griddle | E6 |  | Baseline Forecast | bar: 2019 to 2045
Commercial_College (WA)_New_Food Preparation_Natural Gas_Griddle_E7_Baseline Forecast | Commercial | College (WA) | New | Food Preparation | Natural Gas | Griddle | E7 |  | Baseline Forecast | bar: 2019 to 2045
Commercial_College (WA)_New_Food Preparation_Natural Gas_Griddle_E8_Baseline Forecast | Commercial | College (WA) | New | Food Preparation | Natural Gas | Griddle | E8 |  | Baseline Forecast | bar: 2019 to 2045
Commercial_College (WA)_New_Food Preparation_Natural Gas_Griddle_E9_Baseline Forecast | Commercial | College (WA) | New | Food Preparation | Natural Gas | Griddle | E9 |  | Baseline Forecast | bar: 2019 to 2045
Commercial_College (WA)_New_Food Preparation_Natural Gas_Griddle_E10_Baseline Forecast | Commercial | College (WA) | New | Food Preparation | Natural Gas | Griddle | E10 |  | Baseline Forecast | bar: 2019 to 2045
Commercial_College (WA)_New_Food Preparation_Natural Gas_Range_E1_Baseline Forecast | Commercial | College (WA) | New | Food Preparation | Natural Gas | Range | E1 | Standard | Baseline Forecast | 41% | 41% | 41% | 41% | 41% | 41% | 41% | 41% | 41% | 41% | 41% | 41% | 41% | 41% | 41% | 41% | 41% | 41% | 41% | 41% | 41% | 41% | 41% | 41% | 41% | 41% | 41%
Commercial_College (WA)_New_Food Preparation_Natural Gas_Range_E2_Baseline Forecast | Commercial | College (WA) | New | Food Preparation | Natural Gas | Range | E2 | High Efficiency | Baseline Forecast | 59% | 59% | 59% | 59% | 59% | 59% | 59% | 59% | 59% | 59% | 59% | 59% | 59% | 59% | 59% | 59% | 59% | 59% | 59% | 59% | 59% | 59% | 59% | 59% | 59% | 59% | 59%
Commercial_College (WA)_New_Food Preparation_Natural Gas_Range_E3_Baseline Forecast | Commercial | College (WA) | New | Food Preparation | Natural Gas | Range | E3 |  | Baseline Forecast | bar: 2019 to 2045
Commercial_College (WA)_New_Food Preparation_Natural Gas_Range_E4_Baseline Forecast | Commercial | College (WA) | New | Food Preparation | Natural Gas | Range | E4 |  | Baseline Forecast | bar: 2019 to 2045
Commercial_College (WA)_New_Food Preparation_Natural Gas_Range_E5_Baseline Forecast | Commercial | College (WA) | New | Food Preparation | Natural Gas | Range | E5 |  | Baseline Forecast | bar: 2019 to 2045
Commercial_College (WA)_New_Food Preparation_Natural Gas_Range_E6_Baseline Forecast | Commercial | College (WA) | New | Food Preparation | Natural Gas | Range | E6 |  | Baseline Forecast | bar: 2019 to 2045
Commercial_College (WA)_New_Food Preparation_Natural Gas_Range_E7_Baseline Forecast | Commercial | College (WA) | New | Food Preparation | Natural Gas | Range | E7 |  | Baseline Forecast | bar: 2019 to 2045
Commercial_College (WA)_New_Food Preparation_Natural Gas_Range_E8_Baseline Forecast | Commercial | College (WA) | New | Food Preparation | Natural Gas | Range | E8 |  | Baseline Forecast | bar: 2019 to 2045
Commercial_College (WA)_New_Food Preparation_Natural Gas_Range_E9_Baseline Forecast | Commercial | College (WA) | New | Food Preparation | Natural Gas | Range | E9 |  | Baseline Forecast | bar: 2019 to 2045
Commercial_College (WA)_New_Food Preparation_Natural Gas_Range_E10_Baseline Forecast | Commercial | College (WA) | New | Food Preparation | Natural Gas | Range | E10 |  | Baseline Forecast | bar: 2019 to 2045
Commercial_College (WA)_New_Food Preparation_Natural Gas_Steamer_E1_Baseline Forecast | Commercial | College (WA) | New | Food Preparation | Natural Gas | Steamer | E1 | Standard | Baseline Forecast | 50% | 50% | 50% | 50% | 50% | 50% | 50% | 50% | 50% | 50% | 50% | 50% | 50% | 50% | 50% | 50% | 50% | 50% | 50% | 50% | 50% | 50% | 50% | 50% | 50% | 50% | 50%
Commercial_College (WA)_New_Food Preparation_Natural Gas_Steamer_E2_Baseline Forecast | Commercial | College (WA) | New | Food Preparation | Natural Gas | Steamer | E2 | ENERGY STAR | Baseline Forecast | 50% | 50% | 50% | 50% | 50% | 50% | 50% | 50% | 50% | 50% | 50% | 50% | 50% | 50% | 50% | 50% | 50% | 50% | 50% | 50% | 50% | 50% | 50% | 50% | 50% | 50% | 50%
Commercial_College (WA)_New_Food Preparation_Natural Gas_Steamer_E3_Baseline Forecast | Commercial | College (WA) | New | Food Preparation | Natural Gas | Steamer | E3 |  | Baseline Forecast | bar: 2019 to 2045
Commercial_College (WA)_New_Food Preparation_Natural Gas_Steamer_E4_Baseline Forecast | Commercial | College (WA) | New | Food Preparation | Natural Gas | Steamer | E4 |  | Baseline Forecast | bar: 2019 to 2045
Commercial_College (WA)_New_Food Preparation_Natural Gas_Steamer_E5_Baseline Forecast | Commercial | College (WA) | New | Food Preparation | Natural Gas | Steamer | E5 |  | Baseline Forecast | bar: 2019 to 2045
Commercial_College (WA)_New_Food Preparation_Natural Gas_Steamer_E6_Baseline Forecast | Commercial | College (WA) | New | Food Preparation | Natural Gas | Steamer | E6 |  | Baseline Forecast | bar: 2019 to 2045
Commercial_College (WA)_New_Food Preparation_Natural Gas_Steamer_E7_Baseline Forecast | Commercial | College (WA) | New | Food Preparation | Natural Gas | Steamer | E7 |  | Baseline Forecast | bar: 2019 to 2045
Commercial_College (WA)_New_Food Preparation_Natural Gas_Steamer_E8_Baseline Forecast | Commercial | College (WA) | New | Food Preparation | Natural Gas | Steamer | E8 |  | Baseline Forecast | bar: 2019 to 2045
Commercial_College (WA)_New_Food Preparation_Natural Gas_Steamer_E9_Baseline Forecast | Commercial | College (WA) | New | Food Preparation | Natural Gas | Steamer | E9 |  | Baseline Forecast | bar: 2019 to 2045
Commercial_College (WA)_New_Food Preparation_Natural Gas_Steamer_E10_Baseline Forecast | Commercial | College (WA) | New | Food Preparation | Natural Gas | Steamer | E10 |  | Baseline Forecast | bar: 2019 to 2045
Commercial_College (WA)_New_Food Preparation_Natural Gas_Food Prep Other_E1_Baseline Forecast | Commercial | College (WA) | New | Food Preparation | Natural Gas | Food Prep Other | E1 | Standard | Baseline Forecast | 74% | 74% | 74% | 74% | 74% | 74% | 74% | 74% | 74% | 74% | 74% | 74% | 74% | 74% | 74% | 74% | 74% | 74% | 74% | 74% | 74% | 74% | 74% | 74% | 74% | 74% | 74%
Commercial_College (WA)_New_Food Preparation_Natural Gas_Food Prep Other_E2_Baseline Forecast | Commercial | College (WA) | New | Food Preparation | Natural Gas | Food Prep Other | E2 | ENERGY STAR | Baseline Forecast | 26% | 26% | 26% | 26% | 26% | 26% | 26% | 26% | 26% | 26% | 26% | 26% | 26% | 26% | 26% | 26% | 26% | 26% | 26% | 26% | 26% | 26% | 26% | 26% | 26% | 26% | 26%
Commercial_College (WA)_New_Food Preparation_Natural Gas_Food Prep Other_E3_Baseline Forecast | Commercial | College (WA) | New | Food Preparation | Natural Gas | Food Prep Other | E3 |  | Baseline Forecast | bar: 2019 to 2045
Commercial_College (WA)_New_Food Preparation_Natural Gas_Food Prep Other_E4_Baseline Forecast | Commercial | College (WA) | New | Food Preparation | Natural Gas | Food Prep Other | E4 |  | Baseline Forecast | bar: 2019 to 2045
Commercial_College (WA)_New_Food Preparation_Natural Gas_Food Prep Other_E5_Baseline Forecast | Commercial | College (WA) | New | Food Preparation | Natural Gas | Food Prep Other | E5 |  | Baseline Forecast | bar: 2019 to 2045
Commercial_College (WA)_New_Food Preparation_Natural Gas_Food Prep Other_E6_Baseline Forecast | Commercial | College (WA) | New | Food Preparation | Natural Gas | Food Prep Other | E6 |  | Baseline Forecast | bar: 2019 to 2045
Commercial_College (WA)_New_Food Preparation_Natural Gas_Food Prep Other_E7_Baseline Forecast | Commercial | College (WA) | New | Food Preparation | Natural Gas | Food Prep Other | E7 |  | Baseline Forecast | bar: 2019 to 2045
Commercial_College (WA)_New_Food Preparation_Natural Gas_Food Prep Other_E8_Baseline Forecast | Commercial | College (WA) | New | Food Preparation | Natural Gas | Food Prep Other | E8 |  | Baseline Forecast | bar: 2019 to 2045
Commercial_College (WA)_New_Food Preparation_Natural Gas_Food Prep Other_E9_Baseline Forecast | Commercial | College (WA) | New | Food Preparation | Natural Gas | Food Prep Other | E9 |  | Baseline Forecast | bar: 2019 to 2045
Commercial_College (WA)_New_Food Preparation_Natural Gas_Food Prep Other_E10_Baseline Forecast | Commercial | College (WA) | New | Food Preparation | Natural Gas | Food Prep Other | E10 |  | Baseline Forecast | bar: 2019 to 2045
Commercial_College (WA)_New_Miscellaneous_Natural Gas_Pool Heater_E1_Baseline Forecast | Commercial | College (WA) | New | Miscellaneous | Natural Gas | Pool Heater | E1 | Standard (EF .82) | Baseline Forecast | 90% | 90% | 90% | 90% | 90% | 90% | 90% | 90% | 90% | 90% | 90% | 90% | 90% | 90% | 90% | 90% | 90% | 90% | 90% | 90% | 90% | 90% | 90% | 90% | 90% | 90% | 90%
Commercial_College (WA)_New_Miscellaneous_Natural Gas_Pool Heater_E2_Baseline Forecast | Commercial | College (WA) | New | Miscellaneous | Natural Gas | Pool Heater | E2 | Condensing (EF .90) | Baseline Forecast | 10% | 10% | 10% | 10% | 10% | 10% | 10% | 10% | 10% | 10% | 10% | 10% | 10% | 10% | 10% | 10% | 10% | 10% | 10% | 10% | 10% | 10% | 10% | 10% | 10% | 10% | 10%
Commercial_College (WA)_New_Miscellaneous_Natural Gas_Pool Heater_E3_Baseline Forecast | Commercial | College (WA) | New | Miscellaneous | Natural Gas | Pool Heater | E3 |  | Baseline Forecast | bar: 2019 to 2045
Commercial_College (WA)_New_Miscellaneous_Natural Gas_Pool Heater_E4_Baseline Forecast | Commercial | College (WA) | New | Miscellaneous | Natural Gas | Pool Heater | E4 |  | Baseline Forecast | bar: 2019 to 2045
Commercial_College (WA)_New_Miscellaneous_Natural Gas_Pool Heater_E5_Baseline Forecast | Commercial | College (WA) | New | Miscellaneous | Natural Gas | Pool Heater | E5 |  | Baseline Forecast | bar: 2019 to 2045
Commercial_College (WA)_New_Miscellaneous_Natural Gas_Pool Heater_E6_Baseline Forecast | Commercial | College (WA) | New | Miscellaneous | Natural Gas | Pool Heater | E6 |  | Baseline Forecast | bar: 2019 to 2045
Commercial_College (WA)_New_Miscellaneous_Natural Gas_Pool Heater_E7_Baseline Forecast | Commercial | College (WA) | New | Miscellaneous | Natural Gas | Pool Heater | E7 |  | Baseline Forecast | bar: 2019 to 2045
Commercial_College (WA)_New_Miscellaneous_Natural Gas_Pool Heater_E8_Baseline Forecast | Commercial | College (WA) | New | Miscellaneous | Natural Gas | Pool Heater | E8 |  | Baseline Forecast | bar: 2019 to 2045
Commercial_College (WA)_New_Miscellaneous_Natural Gas_Pool Heater_E9_Baseline Forecast | Commercial | College (WA) | New | Miscellaneous | Natural Gas | Pool Heater | E9 |  | Baseline Forecast | bar: 2019 to 2045
Commercial_College (WA)_New_Miscellaneous_Natural Gas_Pool Heater_E10_Baseline Forecast | Commercial | College (WA) | New | Miscellaneous | Natural Gas | Pool Heater | E10 |  | Baseline Forecast | bar: 2019 to 2045
Commercial_College (WA)_New_Miscellaneous_Natural Gas_Miscellaneous_E1_Baseline Forecast | Commercial | College (WA) | New | Miscellaneous | Natural Gas | Miscellaneous | E1 | Standard | Baseline Forecast | 100% | 100% | 100% | 100% | 100% | 100% | 100% | 100% | 100% | 100% | 100% | 100% | 100% | 100% | 100% | 100% | 100% | 100% | 100% | 100% | 100% | 100% | 100% | 100% | 100% | 100% | 100%
Commercial_College (WA)_New_Miscellaneous_Natural Gas_Miscellaneous_E2_Baseline Forecast | Commercial | College (WA) | New | Miscellaneous | Natural Gas | Miscellaneous | E2 |  | Baseline Forecast | bar: 2019 to 2045
Commercial_College (WA)_New_Miscellaneous_Natural Gas_Miscellaneous_E3_Baseline Forecast | Commercial | College (WA) | New | Miscellaneous | Natural Gas | Miscellaneous | E3 |  | Baseline Forecast | bar: 2019 to 2045
Commercial_College (WA)_New_Miscellaneous_Natural Gas_Miscellaneous_E4_Baseline Forecast | Commercial | College (WA) | New | Miscellaneous | Natural Gas | Miscellaneous | E4 |  | Baseline Forecast | bar: 2019 to 2045
Commercial_College (WA)_New_Miscellaneous_Natural Gas_Miscellaneous_E5_Baseline Forecast | Commercial | College (WA) | New | Miscellaneous | Natural Gas | Miscellaneous | E5 |  | Baseline Forecast | bar: 2019 to 2045
Commercial_College (WA)_New_Miscellaneous_Natural Gas_Miscellaneous_E6_Baseline Forecast | Commercial | College (WA) | New | Miscellaneous | Natural Gas | Miscellaneous | E6 |  | Baseline Forecast | bar: 2019 to 2045
Commercial_College (WA)_New_Miscellaneous_Natural Gas_Miscellaneous_E7_Baseline Forecast | Commercial | College (WA) | New | Miscellaneous | Natural Gas | Miscellaneous | E7 |  | Baseline Forecast | bar: 2019 to 2045
Commercial_College (WA)_New_Miscellaneous_Natural Gas_Miscellaneous_E8_Baseline Forecast | Commercial | College (WA) | New | Miscellaneous | Natural Gas | Miscellaneous | E8 |  | Baseline Forecast | bar: 2019 to 2045
Commercial_College (WA)_New_Miscellaneous_Natural Gas_Miscellaneous_E9_Baseline Forecast | Commercial | College (WA) | New | Miscellaneous | Natural Gas | Miscellaneous | E9 |  | Baseline Forecast | bar: 2019 to 2045
Commercial_College (WA)_New_Miscellaneous_Natural Gas_Miscellaneous_E10_Baseline Forecast | Commercial | College (WA) | New | Miscellaneous | Natural Gas | Miscellaneous | E10 |  | Baseline Forecast | bar: 2019 to 2045
Commercial_Health (WA)_Existing_Space Heating_Natural Gas_Furnace_E1_Baseline Forecast | Commercial | Health (WA) | Existing | Space Heating | Natural Gas | Furnace | E1 | AFUE 80% (Standard) | Baseline Forecast | 100% | 100% | 100% | 100% | 100% | 100% | 100% | 100% | 100% | 100% | 100% | 68.56% | 68.45% | 68.53% | 68.42% | 68.49% | 68.39% | 68.54% | 68.36% | 68.44% | 68.54% | 68.36% | 68.44% | 68.44% | 68.44% | 68.44% | 68.44%
Commercial_Health (WA)_Existing_Space Heating_Natural Gas_Furnace_E2_Baseline Forecast | Commercial | Health (WA) | Existing | Space Heating | Natural Gas | Furnace | E2 | AFUE 90% | Baseline Forecast | 0% | 0% | 0% | 0% | 0% | 0% | 0% | 0% | 0% | 0% | 0% | 31.44% | 31.55% | 31.47% | 31.58% | 31.51% | 31.61% | 31.46% | 31.64% | 31.56% | 31.46% | 31.64% | 31.56% | 31.56% | 31.56% | 31.56% | 31.56%
Commercial_Health (WA)_Existing_Space Heating_Natural Gas_Furnace_E3_Baseline Forecast | Commercial | Health (WA) | Existing | Space Heating | Natural Gas | Furnace | E3 | AFUE 96% | Baseline Forecast | bar: 2019 to 2045
Commercial_Health (WA)_Existing_Space Heating_Natural Gas_Furnace_E4_Baseline Forecast | Commercial | Health (WA) | Existing | Space Heating | Natural Gas | Furnace | E4 |  | Baseline Forecast | bar: 2019 to 2045
Commercial_Health (WA)_Existing_Space Heating_Natural Gas_Furnace_E5_Baseline Forecast | Commercial | Health (WA) | Existing | Space Heating | Natural Gas | Furnace | E5 |  | Baseline Forecast | bar: 2019 to 2045
Commercial_Health (WA)_Existing_Space Heating_Natural Gas_Furnace_E6_Baseline Forecast | Commercial | Health (WA) | Existing | Space Heating | Natural Gas | Furnace | E6 |  | Baseline Forecast | bar: 2019 to 2045
Commercial_Health (WA)_Existing_Space Heating_Natural Gas_Furnace_E7_Baseline Forecast | Commercial | Health (WA) | Existing | Space Heating | Natural Gas | Furnace | E7 |  | Baseline Forecast | bar: 2019 to 2045
Commercial_Health (WA)_Existing_Space Heating_Natural Gas_Furnace_E8_Baseline Forecast | Commercial | Health (WA) | Existing | Space Heating | Natural Gas | Furnace | E8 |  | Baseline Forecast | bar: 2019 to 2045
Commercial_Health (WA)_Existing_Space Heating_Natural Gas_Furnace_E9_Baseline Forecast | Commercial | Health (WA) | Existing | Space Heating | Natural Gas | Furnace | E9 |  | Baseline Forecast | bar: 2019 to 2045
Commercial_Health (WA)_Existing_Space Heating_Natural Gas_Furnace_E10_Baseline Forecast | Commercial | Health (WA) | Existing | Space Heating | Natural Gas | Furnace | E10 |  | Baseline Forecast | bar: 2019 to 2045
Commercial_Health (WA)_Existing_Space Heating_Natural Gas_Boiler_E1_Baseline Forecast | Commercial | Health (WA) | Existing | Space Heating | Natural Gas | Boiler | E1 | AFUE 80% (Standard) | Baseline Forecast | 48.03% | 48.27% | 48.27% | 48.27% | 46.92% | 48.53% | 48.53% | 47.1% | 47.1% | 45.6% | 47.31% | 47.31% | 47.31% | 45.71% | 45.71% | 47.55% | 45.83% | 45.83% | 45.83% | 44% | 45.83% | 45.83% | 44% | 44% | 44% | 44% | 44%
Commercial_Health (WA)_Existing_Space Heating_Natural Gas_Boiler_E2_Baseline Forecast | Commercial | Health (WA) | Existing | Space Heating | Natural Gas | Boiler | E2 | AFUE 85% | Baseline Forecast | bar: 2019 to 2045
Commercial_Health (WA)_Existing_Space Heating_Natural Gas_Boiler_E3_Baseline Forecast | Commercial | Health (WA) | Existing | Space Heating | Natural Gas | Boiler | E3 | AFUE 97% | Baseline Forecast | 51.97% | 51.73% | 51.73% | 51.73% | 53.08% | 51.47% | 51.47% | 52.9% | 52.9% | 54.4% | 52.69% | 52.69% | 52.69% | 54.29% | 54.29% | 52.45% | 54.17% | 54.17% | 54.17% | 56% | 54.17% | 54.17% | 56% | 56% | 56% | 56% | 56%
Commercial_Health (WA)_Existing_Space Heating_Natural Gas_Boiler_E4_Baseline Forecast | Commercial | Health (WA) | Existing | Space Heating | Natural Gas | Boiler | E4 | Convert to NG Air Source Heat Pump | Baseline Forecast | bar: 2019 to 2045
Commercial_Health (WA)_Existing_Space Heating_Natural Gas_Boiler_E5_Baseline Forecast | Commercial | Health (WA) | Existing | Space Heating | Natural Gas | Boiler | E5 |  | Baseline Forecast | bar: 2019 to 2045
Commercial_Health (WA)_Existing_Space Heating_Natural Gas_Boiler_E6_Baseline Forecast | Commercial | Health (WA) | Existing | Space Heating | Natural Gas | Boiler | E6 |  | Baseline Forecast | bar: 2019 to 2045
Commercial_Health (WA)_Existing_Space Heating_Natural Gas_Boiler_E7_Baseline Forecast | Commercial | Health (WA) | Existing | Space Heating | Natural Gas | Boiler | E7 |  | Baseline Forecast | bar: 2019 to 2045
Commercial_Health (WA)_Existing_Space Heating_Natural Gas_Boiler_E8_Baseline Forecast | Commercial | Health (WA) | Existing | Space Heating | Natural Gas | Boiler | E8 |  | Baseline Forecast | bar: 2019 to 2045
Commercial_Health (WA)_Existing_Space Heating_Natural Gas_Boiler_E9_Baseline Forecast | Commercial | Health (WA) | Existing | Space Heating | Natural Gas | Boiler | E9 |  | Baseline Forecast | bar: 2019 to 2045
Commercial_Health (WA)_Existing_Space Heating_Natural Gas_Boiler_E10_Baseline Forecast | Commercial | Health (WA) | Existing | Space Heating | Natural Gas | Boiler | E10 |  | Baseline Forecast | bar: 2019 to 2045
Commercial_Health (WA)_Existing_Space Heating_Natural Gas_Unit Heater_E1_Baseline Forecast | Commercial | Health (WA) | Existing | Space Heating | Natural Gas | Unit Heater | E1 | Standard | Baseline Forecast | 100% | 100% | 100% | 100% | 100% | 100% | 100% | 100% | 100% | 100% | 100% | 100% | 100% | 100% | 100% | 100% | 100% | 100% | 100% | 100% | 100% | 100% | 100% | 100% | 100% | 100% | 100%
Commercial_Health (WA)_Existing_Space Heating_Natural Gas_Unit Heater_E2_Baseline Forecast | Commercial | Health (WA) | Existing | Space Heating | Natural Gas | Unit Heater | E2 | Condensing | Baseline Forecast | bar: 2019 to 2045
Commercial_Health (WA)_Existing_Space Heating_Natural Gas_Unit Heater_E3_Baseline Forecast | Commercial | Health (WA) | Existing | Space Heating | Natural Gas | Unit Heater | E3 | Infrared Radiant | Baseline Forecast | bar: 2019 to 2045
Commercial_Health (WA)_Existing_Space Heating_Natural Gas_Unit Heater_E4_Baseline Forecast | Commercial | Health (WA) | Existing | Space Heating | Natural Gas | Unit Heater | E4 |  | Baseline Forecast | bar: 2019 to 2045
Commercial_Health (WA)_Existing_Space Heating_Natural Gas_Unit Heater_E5_Baseline Forecast | Commercial | Health (WA) | Existing | Space Heating | Natural Gas | Unit Heater | E5 |  | Baseline Forecast | bar: 2019 to 2045
Commercial_Health (WA)_Existing_Space Heating_Natural Gas_Unit Heater_E6_Baseline Forecast | Commercial | Health (WA) | Existing | Space Heating | Natural Gas | Unit Heater | E6 |  | Baseline Forecast | bar: 2019 to 2045
Commercial_Health (WA)_Existing_Space Heating_Natural Gas_Unit Heater_E7_Baseline Forecast | Commercial | Health (WA) | Existing | Space Heating | Natural Gas | Unit Heater | E7 |  | Baseline Forecast | bar: 2019 to 2045
Commercial_Health (WA)_Existing_Space Heating_Natural Gas_Unit Heater_E8_Baseline Forecast | Commercial | Health (WA) | Existing | Space Heating | Natural Gas | Unit Heater | E8 |  | Baseline Forecast | bar: 2019 to 2045
Commercial_Health (WA)_Existing_Space Heating_Natural Gas_Unit Heater_E9_Baseline Forecast | Commercial | Health (WA) | Existing | Space Heating | Natural Gas | Unit Heater | E9 |  | Baseline Forecast | bar: 2019 to 2045
Commercial_Health (WA)_Existing_Space Heating_Natural Gas_Unit Heater_E10_Baseline Forecast | Commercial | Health (WA) | Existing | Space Heating | Natural Gas | Unit Heater | E10 |  | Baseline Forecast | bar: 2019 to 2045
Commercial_Health (WA)_Existing_Water Heating_Natural Gas_Water Heater_E1_Baseline Forecast | Commercial | Health (WA) | Existing | Water Heating | Natural Gas | Water Heater | E1 | TE 0.80 | Baseline Forecast | 47% | 47% | 47% | 47% | 47% | 47% | 47% | 47% | 47% | 47% | 47% | 47% | 47% | 47% | 47% | 47% | 47% | 47% | 47% | 47% | 47% | 47% | 47% | 47% | 47% | 47% | 47%
Commercial_Health (WA)_Existing_Water Heating_Natural Gas_Water Heater_E2_Baseline Forecast | Commercial | Health (WA) | Existing | Water Heating | Natural Gas | Water Heater | E2 | TE 0.90 | Baseline Forecast | bar: 2019 to 2045
Commercial_Health (WA)_Existing_Water Heating_Natural Gas_Water Heater_E3_Baseline Forecast | Commercial | Health (WA) | Existing | Water Heating | Natural Gas | Water Heater | E3 | TE 0.94 | Baseline Forecast | 53% | 53% | 53% | 53% | 53% | 53% | 53% | 53% | 53% | 53% | 53% | 53% | 53% | 53% | 53% | 53% | 53% | 53% | 53% | 53% | 53% | 53% | 53% | 53% | 53% | 53% | 53%
Commercial_Health (WA)_Existing_Water Heating_Natural Gas_Water Heater_E4_Baseline Forecast | Commercial | Health (WA) | Existing | Water Heating | Natural Gas | Water Heater | E4 | Instantaneous TE 0.94 | Baseline Forecast | bar: 2019 to 2045
Commercial_Health (WA)_Existing_Water Heating_Natural Gas_Water Heater_E5_Baseline Forecast | Commercial | Health (WA) | Existing | Water Heating | Natural Gas | Water Heater | E5 | Gas-Fired Absorption HPWH | Baseline Forecast | bar: 2019 to 2045
Commercial_Health (WA)_Existing_Water Heating_Natural Gas_Water Heater_E6_Baseline Forecast | Commercial | Health (WA) | Existing | Water Heating | Natural Gas | Water Heater | E6 |  | Baseline Forecast | bar: 2019 to 2045
Commercial_Health (WA)_Existing_Water Heating_Natural Gas_Water Heater_E7_Baseline Forecast | Commercial | Health (WA) | Existing | Water Heating | Natural Gas | Water Heater | E7 |  | Baseline Forecast | bar: 2019 to 2045
Commercial_Health (WA)_Existing_Water Heating_Natural Gas_Water Heater_E8_Baseline Forecast | Commercial | Health (WA) | Existing | Water Heating | Natural Gas | Water Heater | E8 |  | Baseline Forecast | bar: 2019 to 2045
Commercial_Health (WA)_Existing_Water Heating_Natural Gas_Water Heater_E9_Baseline Forecast | Commercial | Health (WA) | Existing | Water Heating | Natural Gas | Water Heater | E9 |  | Baseline Forecast | bar: 2019 to 2045
Commercial_Health (WA)_Existing_Water Heating_Natural Gas_Water Heater_E10_Baseline Forecast | Commercial | Health (WA) | Existing | Water Heating | Natural Gas | Water Heater | E10 |  | Baseline Forecast | bar: 2019 to 2045
Commercial_Health (WA)_Existing_Food Preparation_Natural Gas_Oven_E1_Baseline Forecast | Commercial | Health (WA) | Existing | Food Preparation | Natural Gas | Oven | E1 | Standard | Baseline Forecast | 41% | 41% | 41% | 41% | 41% | 41% | 41% | 41% | 41% | 41% | 41% | 41% | 41% | 41% | 41% | 41% | 41% | 41% | 41% | 41% | 41% | 41% | 41% | 41% | 41% | 41% | 41%
Commercial_Health (WA)_Existing_Food Preparation_Natural Gas_Oven_E2_Baseline Forecast | Commercial | Health (WA) | Existing | Food Preparation | Natural Gas | Oven | E2 | ENERGY STAR (>42% Baking Efficiency) | Baseline Forecast | 59% | 59% | 59% | 59% | 59% | 59% | 59% | 59% | 59% | 59% | 59% | 59% | 59% | 59% | 59% | 59% | 59% | 59% | 59% | 59% | 59% | 59% | 59% | 59% | 59% | 59% | 59%
Commercial_Health (WA)_Existing_Food Preparation_Natural Gas_Oven_E3_Baseline Forecast | Commercial | Health (WA) | Existing | Food Preparation | Natural Gas | Oven | E3 |  | Baseline Forecast | bar: 2019 to 2045
Commercial_Health (WA)_Existing_Food Preparation_Natural Gas_Oven_E4_Baseline Forecast | Commercial | Health (WA) | Existing | Food Preparation | Natural Gas | Oven | E4 |  | Baseline Forecast | bar: 2019 to 2045
Commercial_Health (WA)_Existing_Food Preparation_Natural Gas_Oven_E5_Baseline Forecast | Commercial | Health (WA) | Existing | Food Preparation | Natural Gas | Oven | E5 |  | Baseline Forecast | bar: 2019 to 2045
Commercial_Health (WA)_Existing_Food Preparation_Natural Gas_Oven_E6_Baseline Forecast | Commercial | Health (WA) | Existing | Food Preparation | Natural Gas | Oven | E6 |  | Baseline Forecast | bar: 2019 to 2045
Commercial_Health (WA)_Existing_Food Preparation_Natural Gas_Oven_E7_Baseline Forecast | Commercial | Health (WA) | Existing | Food Preparation | Natural Gas | Oven | E7 |  | Baseline Forecast | bar: 2019 to 2045
Commercial_Health (WA)_Existing_Food Preparation_Natural Gas_Oven_E8_Baseline Forecast | Commercial | Health (WA) | Existing | Food Preparation | Natural Gas | Oven | E8 |  | Baseline Forecast | bar: 2019 to 2045
Commercial_Health (WA)_Existing_Food Preparation_Natural Gas_Oven_E9_Baseline Forecast | Commercial | Health (WA) | Existing | Food Preparation | Natural Gas | Oven | E9 |  | Baseline Forecast | bar: 2019 to 2045
Commercial_Health (WA)_Existing_Food Preparation_Natural Gas_Oven_E10_Baseline Forecast | Commercial | Health (WA) | Existing | Food Preparation | Natural Gas | Oven | E10 |  | Baseline Forecast | bar: 2019 to 2045
Commercial_Health (WA)_Existing_Food Preparation_Natural Gas_Conveyor Oven_E1_Baseline Forecast | Commercial | Health (WA) | Existing | Food Preparation | Natural Gas | Conveyor Oven | E1 | Standard | Baseline Forecast | 41% | 41% | 41% | 41% | 41% | 41% | 41% | 41% | 41% | 41% | 41% | 41% | 41% | 41% | 41% | 41% | 41% | 41% | 41% | 41% | 41% | 41% | 41% | 41% | 41% | 41% | 41%
Commercial_Health (WA)_Existing_Food Preparation_Natural Gas_Conveyor Oven_E2_Baseline Forecast | Commercial | Health (WA) | Existing | Food Preparation | Natural Gas | Conveyor Oven | E2 | ENERGY STAR (>42% Baking Efficiency) | Baseline Forecast | 59% | 59% | 59% | 59% | 59% | 59% | 59% | 59% | 59% | 59% | 59% | 59% | 59% | 59% | 59% | 59% | 59% | 59% | 59% | 59% | 59% | 59% | 59% | 59% | 59% | 59% | 59%
Commercial_Health (WA)_Existing_Food Preparation_Natural Gas_Conveyor Oven_E3_Baseline Forecast | Commercial | Health (WA) | Existing | Food Preparation | Natural Gas | Conveyor Oven | E3 |  | Baseline Forecast | bar: 2019 to 2045
Commercial_Health (WA)_Existing_Food Preparation_Natural Gas_Conveyor Oven_E4_Baseline Forecast | Commercial | Health (WA) | Existing | Food Preparation | Natural Gas | Conveyor Oven | E4 |  | Baseline Forecast | bar: 2019 to 2045
Commercial_Health (WA)_Existing_Food Preparation_Natural Gas_Conveyor Oven_E5_Baseline Forecast | Commercial | Health (WA) | Existing | Food Preparation | Natural Gas | Conveyor Oven | E5 |  | Baseline Forecast | bar: 2019 to 2045
Commercial_Health (WA)_Existing_Food Preparation_Natural Gas_Conveyor Oven_E6_Baseline Forecast | Commercial | Health (WA) | Existing | Food Preparation | Natural Gas | Conveyor Oven | E6 |  | Baseline Forecast | bar: 2019 to 2045
Commercial_Health (WA)_Existing_Food Preparation_Natural Gas_Conveyor Oven_E7_Baseline Forecast | Commercial | Health (WA) | Existing | Food Preparation | Natural Gas | Conveyor Oven | E7 |  | Baseline Forecast | bar: 2019 to 2045
Commercial_Health (WA)_Existing_Food Preparation_Natural Gas_Conveyor Oven_E8_Baseline Forecast | Commercial | Health (WA) | Existing | Food Preparation | Natural Gas | Conveyor Oven | E8 |  | Baseline Forecast | bar: 2019 to 2045
Commercial_Health (WA)_Existing_Food Preparation_Natural Gas_Conveyor Oven_E9_Baseline Forecast | Commercial | Health (WA) | Existing | Food Preparation | Natural Gas | Conveyor Oven | E9 |  | Baseline Forecast | bar: 2019 to 2045
Commercial_Health (WA)_Existing_Food Preparation_Natural Gas_Conveyor Oven_E10_Baseline Forecast | Commercial | Health (WA) | Existing | Food Preparation | Natural Gas | Conveyor Oven | E10 |  | Baseline Forecast | bar: 2019 to 2045
Commercial_Health (WA)_Existing_Food Preparation_Natural Gas_Double Rack Oven_E1_Baseline Forecast | Commercial | Health (WA) | Existing | Food Preparation | Natural Gas | Double Rack Oven | E1 | Standard | Baseline Forecast | 41% | 41% | 41% | 41% | 41% | 41% | 41% | 41% | 41% | 41% | 41% | 41% | 41% | 41% | 41% | 41% | 41% | 41% | 41% | 41% | 41% | 41% | 41% | 41% | 41% | 41% | 41%
Commercial_Health (WA)_Existing_Food Preparation_Natural Gas_Double Rack Oven_E2_Baseline Forecast | Commercial | Health (WA) | Existing | Food Preparation | Natural Gas | Double Rack Oven | E2 | FTSC Qualified (>50% Cooking Efficiency) | Baseline Forecast | 59% | 59% | 59% | 59% | 59% | 59% | 59% | 59% | 59% | 59% | 59% | 59% | 59% | 59% | 59% | 59% | 59% | 59% | 59% | 59% | 59% | 59% | 59% | 59% | 59% | 59% | 59%
Commercial_Health (WA)_Existing_Food Preparation_Natural Gas_Double Rack Oven_E3_Baseline Forecast | Commercial | Health (WA) | Existing | Food Preparation | Natural Gas | Double Rack Oven | E3 |  | Baseline Forecast | bar: 2019 to 2045
Commercial_Health (WA)_Existing_Food Preparation_Natural Gas_Double Rack Oven_E4_Baseline Forecast | Commercial | Health (WA) | Existing | Food Preparation | Natural Gas | Double Rack Oven | E4 |  | Baseline Forecast | bar: 2019 to 2045
Commercial_Health (WA)_Existing_Food Preparation_Natural Gas_Double Rack Oven_E5_Baseline Forecast | Commercial | Health (WA) | Existing | Food Preparation | Natural Gas | Double Rack Oven | E5 |  | Baseline Forecast | bar: 2019 to 2045
Commercial_Health (WA)_Existing_Food Preparation_Natural Gas_Double Rack Oven_E6_Baseline Forecast | Commercial | Health (WA) | Existing | Food Preparation | Natural Gas | Double Rack Oven | E6 |  | Baseline Forecast | bar: 2019 to 2045
Commercial_Health (WA)_Existing_Food Preparation_Natural Gas_Double Rack Oven_E7_Baseline Forecast | Commercial | Health (WA) | Existing | Food Preparation | Natural Gas | Double Rack Oven | E7 |  | Baseline Forecast | bar: 2019 to 2045
Commercial_Health (WA)_Existing_Food Preparation_Natural Gas_Double Rack Oven_E8_Baseline Forecast | Commercial | Health (WA) | Existing | Food Preparation | Natural Gas | Double Rack Oven | E8 |  | Baseline Forecast | bar: 2019 to 2045
Commercial_Health (WA)_Existing_Food Preparation_Natural Gas_Double Rack Oven_E9_Baseline Forecast | Commercial | Health (WA) | Existing | Food Preparation | Natural Gas | Double Rack Oven | E9 |  | Baseline Forecast | bar: 2019 to 2045
Commercial_Health (WA)_Existing_Food Preparation_Natural Gas_Double Rack Oven_E10_Baseline Forecast | Commercial | Health (WA) | Existing | Food Preparation | Natural Gas | Double Rack Oven | E10 |  | Baseline Forecast | bar: 2019 to 2045
Commercial_Health (WA)_Existing_Food Preparation_Natural Gas_Fryer_E1_Baseline Forecast | Commercial | Health (WA) | Existing | Food Preparation | Natural Gas | Fryer | E1 | Standard | Baseline Forecast | 74% | 74% | 74% | 74% | 74% | 74% | 74% | 74% | 74% | 74% | 74% | 74% | 74% | 74% | 74% | 74% | 74% | 74% | 74% | 74% | 74% | 74% | 74% | 74% | 74% | 74% | 74%
Commercial_Health (WA)_Existing_Food Preparation_Natural Gas_Fryer_E2_Baseline Forecast | Commercial | Health (WA) | Existing | Food Preparation | Natural Gas | Fryer | E2 | ENERGY STAR | Baseline Forecast | 26% | 26% | 26% | 26% | 26% | 26% | 26% | 26% | 26% | 26% | 26% | 26% | 26% | 26% | 26% | 26% | 26% | 26% | 26% | 26% | 26% | 26% | 26% | 26% | 26% | 26% | 26%
Commercial_Health (WA)_Existing_Food Preparation_Natural Gas_Fryer_E3_Baseline Forecast | Commercial | Health (WA) | Existing | Food Preparation | Natural Gas | Fryer | E3 |  | Baseline Forecast | bar: 2019 to 2045
Commercial_Health (WA)_Existing_Food Preparation_Natural Gas_Fryer_E4_Baseline Forecast | Commercial | Health (WA) | Existing | Food Preparation | Natural Gas | Fryer | E4 |  | Baseline Forecast | bar: 2019 to 2045
Commercial_Health (WA)_Existing_Food Preparation_Natural Gas_Fryer_E5_Baseline Forecast | Commercial | Health (WA) | Existing | Food Preparation | Natural Gas | Fryer | E5 |  | Baseline Forecast | bar: 2019 to 2045
Commercial_Health (WA)_Existing_Food Preparation_Natural Gas_Fryer_E6_Baseline Forecast | Commercial | Health (WA) | Existing | Food Preparation | Natural Gas | Fryer | E6 |  | Baseline Forecast | bar: 2019 to 2045
Commercial_Health (WA)_Existing_Food Preparation_Natural Gas_Fryer_E7_Baseline Forecast | Commercial | Health (WA) | Existing | Food Preparation | Natural Gas | Fryer | E7 |  | Baseline Forecast | bar: 2019 to 2045
Commercial_Health (WA)_Existing_Food Preparation_Natural Gas_Fryer_E8_Baseline Forecast | Commercial | Health (WA) | Existing | Food Preparation | Natural Gas | Fryer | E8 |  | Baseline Forecast | bar: 2019 to 2045
Commercial_Health (WA)_Existing_Food Preparation_Natural Gas_Fryer_E9_Baseline Forecast | Commercial | Health (WA) | Existing | Food Preparation | Natural Gas | Fryer | E9 |  | Baseline Forecast | bar: 2019 to 2045
Commercial_Health (WA)_Existing_Food Preparation_Natural Gas_Fryer_E10_Baseline Forecast | Commercial | Health (WA) | Existing | Food Preparation | Natural Gas | Fryer | E10 |  | Baseline Forecast | bar: 2019 to 2045
Commercial_Health (WA)_Existing_Food Preparation_Natural Gas_Broiler_E1_Baseline Forecast | Commercial | Health (WA) | Existing | Food Preparation | Natural Gas | Broiler | E1 | Standard | Baseline Forecast | 74% | 74% | 74% | 74% | 74% | 74% | 74% | 74% | 74% | 74% | 74% | 74% | 74% | 74% | 74% | 74% | 74% | 74% | 74% | 74% | 74% | 74% | 74% | 74% | 74% | 74% | 74%
Commercial_Health (WA)_Existing_Food Preparation_Natural Gas_Broiler_E2_Baseline Forecast | Commercial | Health (WA) | Existing | Food Preparation | Natural Gas | Broiler | E2 | Infrared Burners | Baseline Forecast | 26% | 26% | 26% | 26% | 26% | 26% | 26% | 26% | 26% | 26% | 26% | 26% | 26% | 26% | 26% | 26% | 26% | 26% | 26% | 26% | 26% | 26% | 26% | 26% | 26% | 26% | 26%
Commercial_Health (WA)_Existing_Food Preparation_Natural Gas_Broiler_E3_Baseline Forecast | Commercial | Health (WA) | Existing | Food Preparation | Natural Gas | Broiler | E3 |  | Baseline Forecast | bar: 2019 to 2045
Commercial_Health (WA)_Existing_Food Preparation_Natural Gas_Broiler_E4_Baseline Forecast | Commercial | Health (WA) | Existing | Food Preparation | Natural Gas | Broiler | E4 |  | Baseline Forecast | bar: 2019 to 2045
Commercial_Health (WA)_Existing_Food Preparation_Natural Gas_Broiler_E5_Baseline Forecast | Commercial | Health (WA) | Existing | Food Preparation | Natural Gas | Broiler | E5 |  | Baseline Forecast | bar: 2019 to 2045
Commercial_Health (WA)_Existing_Food Preparation_Natural Gas_Broiler_E6_Baseline Forecast | Commercial | Health (WA) | Existing | Food Preparation | Natural Gas | Broiler | E6 |  | Baseline Forecast | bar: 2019 to 2045
Commercial_Health (WA)_Existing_Food Preparation_Natural Gas_Broiler_E7_Baseline Forecast | Commercial | Health (WA) | Existing | Food Preparation | Natural Gas | Broiler | E7 |  | Baseline Forecast | bar: 2019 to 2045
Commercial_Health (WA)_Existing_Food Preparation_Natural Gas_Broiler_E8_Baseline Forecast | Commercial | Health (WA) | Existing | Food Preparation | Natural Gas | Broiler | E8 |  | Baseline Forecast | bar: 2019 to 2045
Commercial_Health (WA)_Existing_Food Preparation_Natural Gas_Broiler_E9_Baseline Forecast | Commercial | Health (WA) | Existing | Food Preparation | Natural Gas | Broiler | E9 |  | Baseline Forecast | bar: 2019 to 2045
Commercial_Health (WA)_Existing_Food Preparation_Natural Gas_Broiler_E10_Baseline Forecast | Commercial | Health (WA) | Existing | Food Preparation | Natural Gas | Broiler | E10 |  | Baseline Forecast | bar: 2019 to 2045
Commercial_Health (WA)_Existing_Food Preparation_Natural Gas_Griddle_E1_Baseline Forecast | Commercial | Health (WA) | Existing | Food Preparation | Natural Gas | Griddle | E1 | Standard | Baseline Forecast | 71% | 71% | 71% | 71% | 71% | 71% | 71% | 71% | 71% | 71% | 71% | 71% | 71% | 71% | 71% | 71% | 71% | 71% | 71% | 71% | 71% | 71% | 71% | 71% | 71% | 71% | 71%
Commercial_Health (WA)_Existing_Food Preparation_Natural Gas_Griddle_E2_Baseline Forecast | Commercial | Health (WA) | Existing | Food Preparation | Natural Gas | Griddle | E2 | ENERGY STAR | Baseline Forecast | 29% | 29% | 29% | 29% | 29% | 29% | 29% | 29% | 29% | 29% | 29% | 29% | 29% | 29% | 29% | 29% | 29% | 29% | 29% | 29% | 29% | 29% | 29% | 29% | 29% | 29% | 29%
Commercial_Health (WA)_Existing_Food Preparation_Natural Gas_Griddle_E3_Baseline Forecast | Commercial | Health (WA) | Existing | Food Preparation | Natural Gas | Griddle | E3 |  | Baseline Forecast | bar: 2019 to 2045
Commercial_Health (WA)_Existing_Food Preparation_Natural Gas_Griddle_E4_Baseline Forecast | Commercial | Health (WA) | Existing | Food Preparation | Natural Gas | Griddle | E4 |  | Baseline Forecast | bar: 2019 to 2045
Commercial_Health (WA)_Existing_Food Preparation_Natural Gas_Griddle_E5_Baseline Forecast | Commercial | Health (WA) | Existing | Food Preparation | Natural Gas | Griddle | E5 |  | Baseline Forecast | bar: 2019 to 2045
Commercial_Health (WA)_Existing_Food Preparation_Natural Gas_Griddle_E6_Baseline Forecast | Commercial | Health (WA) | Existing | Food Preparation | Natural Gas | Griddle | E6 |  | Baseline Forecast | bar: 2019 to 2045
Commercial_Health (WA)_Existing_Food Preparation_Natural Gas_Griddle_E7_Baseline Forecast | Commercial | Health (WA) | Existing | Food Preparation | Natural Gas | Griddle | E7 |  | Baseline Forecast | bar: 2019 to 2045
Commercial_Health (WA)_Existing_Food Preparation_Natural Gas_Griddle_E8_Baseline Forecast | Commercial | Health (WA) | Existing | Food Preparation | Natural Gas | Griddle | E8 |  | Baseline Forecast | bar: 2019 to 2045
Commercial_Health (WA)_Existing_Food Preparation_Natural Gas_Griddle_E9_Baseline Forecast | Commercial | Health (WA) | Existing | Food Preparation | Natural Gas | Griddle | E9 |  | Baseline Forecast | bar: 2019 to 2045
Commercial_Health (WA)_Existing_Food Preparation_Natural Gas_Griddle_E10_Baseline Forecast | Commercial | Health (WA) | Existing | Food Preparation | Natural Gas | Griddle | E10 |  | Baseline Forecast | bar: 2019 to 2045
Commercial_Health (WA)_Existing_Food Preparation_Natural Gas_Range_E1_Baseline Forecast | Commercial | Health (WA) | Existing | Food Preparation | Natural Gas | Range | E1 | Standard | Baseline Forecast | 41% | 41% | 41% | 41% | 41% | 41% | 41% | 41% | 41% | 41% | 41% | 41% | 41% | 41% | 41% | 41% | 41% | 41% | 41% | 41% | 41% | 41% | 41% | 41% | 41% | 41% | 41%
Commercial_Health (WA)_Existing_Food Preparation_Natural Gas_Range_E2_Baseline Forecast | Commercial | Health (WA) | Existing | Food Preparation | Natural Gas | Range | E2 | High Efficiency | Baseline Forecast | 59% | 59% | 59% | 59% | 59% | 59% | 59% | 59% | 59% | 59% | 59% | 59% | 59% | 59% | 59% | 59% | 59% | 59% | 59% | 59% | 59% | 59% | 59% | 59% | 59% | 59% | 59%
Commercial_Health (WA)_Existing_Food Preparation_Natural Gas_Range_E3_Baseline Forecast | Commercial | Health (WA) | Existing | Food Preparation | Natural Gas | Range | E3 |  | Baseline Forecast | bar: 2019 to 2045
Commercial_Health (WA)_Existing_Food Preparation_Natural Gas_Range_E4_Baseline Forecast | Commercial | Health (WA) | Existing | Food Preparation | Natural Gas | Range | E4 |  | Baseline Forecast | bar: 2019 to 2045
Commercial_Health (WA)_Existing_Food Preparation_Natural Gas_Range_E5_Baseline Forecast | Commercial | Health (WA) | Existing | Food Preparation | Natural Gas | Range | E5 |  | Baseline Forecast | bar: 2019 to 2045
Commercial_Health (WA)_Existing_Food Preparation_Natural Gas_Range_E6_Baseline Forecast | Commercial | Health (WA) | Existing | Food Preparation | Natural Gas | Range | E6 |  | Baseline Forecast | bar: 2019 to 2045
Commercial_Health (WA)_Existing_Food Preparation_Natural Gas_Range_E7_Baseline Forecast | Commercial | Health (WA) | Existing | Food Preparation | Natural Gas | Range | E7 |  | Baseline Forecast | bar: 2019 to 2045
Commercial_Health (WA)_Existing_Food Preparation_Natural Gas_Range_E8_Baseline Forecast | Commercial | Health (WA) | Existing | Food Preparation | Natural Gas | Range | E8 |  | Baseline Forecast | bar: 2019 to 2045
Commercial_Health (WA)_Existing_Food Preparation_Natural Gas_Range_E9_Baseline Forecast | Commercial | Health (WA) | Existing | Food Preparation | Natural Gas | Range | E9 |  | Baseline Forecast | bar: 2019 to 2045
Commercial_Health (WA)_Existing_Food Preparation_Natural Gas_Range_E10_Baseline Forecast | Commercial | Health (WA) | Existing | Food Preparation | Natural Gas | Range | E10 |  | Baseline Forecast | bar: 2019 to 2045
Commercial_Health (WA)_Existing_Food Preparation_Natural Gas_Steamer_E1_Baseline Forecast | Commercial | Health (WA) | Existing | Food Preparation | Natural Gas | Steamer | E1 | Standard | Baseline Forecast | 50% | 50% | 50% | 50% | 50% | 50% | 50% | 50% | 50% | 50% | 50% | 50% | 50% | 50% | 50% | 50% | 50% | 50% | 50% | 50% | 50% | 50% | 50% | 50% | 50% | 50% | 50%
Commercial_Health (WA)_Existing_Food Preparation_Natural Gas_Steamer_E2_Baseline Forecast | Commercial | Health (WA) | Existing | Food Preparation | Natural Gas | Steamer | E2 | ENERGY STAR | Baseline Forecast | 50% | 50% | 50% | 50% | 50% | 50% | 50% | 50% | 50% | 50% | 50% | 50% | 50% | 50% | 50% | 50% | 50% | 50% | 50% | 50% | 50% | 50% | 50% | 50% | 50% | 50% | 50%
Commercial_Health (WA)_Existing_Food Preparation_Natural Gas_Steamer_E3_Baseline Forecast | Commercial | Health (WA) | Existing | Food Preparation | Natural Gas | Steamer | E3 |  | Baseline Forecast | bar: 2019 to 2045
Commercial_Health (WA)_Existing_Food Preparation_Natural Gas_Steamer_E4_Baseline Forecast | Commercial | Health (WA) | Existing | Food Preparation | Natural Gas | Steamer | E4 |  | Baseline Forecast | bar: 2019 to 2045
Commercial_Health (WA)_Existing_Food Preparation_Natural Gas_Steamer_E5_Baseline Forecast | Commercial | Health (WA) | Existing | Food Preparation | Natural Gas | Steamer | E5 |  | Baseline Forecast | bar: 2019 to 2045
Commercial_Health (WA)_Existing_Food Preparation_Natural Gas_Steamer_E6_Baseline Forecast | Commercial | Health (WA) | Existing | Food Preparation | Natural Gas | Steamer | E6 |  | Baseline Forecast | bar: 2019 to 2045
Commercial_Health (WA)_Existing_Food Preparation_Natural Gas_Steamer_E7_Baseline Forecast | Commercial | Health (WA) | Existing | Food Preparation | Natural Gas | Steamer | E7 |  | Baseline Forecast | bar: 2019 to 2045
Commercial_Health (WA)_Existing_Food Preparation_Natural Gas_Steamer_E8_Baseline Forecast | Commercial | Health (WA) | Existing | Food Preparation | Natural Gas | Steamer | E8 |  | Baseline Forecast | bar: 2019 to 2045
Commercial_Health (WA)_Existing_Food Preparation_Natural Gas_Steamer_E9_Baseline Forecast | Commercial | Health (WA) | Existing | Food Preparation | Natural Gas | Steamer | E9 |  | Baseline Forecast | bar: 2019 to 2045
Commercial_Health (WA)_Existing_Food Preparation_Natural Gas_Steamer_E10_Baseline Forecast | Commercial | Health (WA) | Existing | Food Preparation | Natural Gas | Steamer | E10 |  | Baseline Forecast | bar: 2019 to 2045
Commercial_Health (WA)_Existing_Food Preparation_Natural Gas_Food Prep Other_E1_Baseline Forecast | Commercial | Health (WA) | Existing | Food Preparation | Natural Gas | Food Prep Other | E1 | Standard | Baseline Forecast | 74% | 74% | 74% | 74% | 74% | 74% | 74% | 74% | 74% | 74% | 74% | 74% | 74% | 74% | 74% | 74% | 74% | 74% | 74% | 74% | 74% | 74% | 74% | 74% | 74% | 74% | 74%
Commercial_Health (WA)_Existing_Food Preparation_Natural Gas_Food Prep Other_E2_Baseline Forecast | Commercial | Health (WA) | Existing | Food Preparation | Natural Gas | Food Prep Other | E2 | ENERGY STAR | Baseline Forecast | 26% | 26% | 26% | 26% | 26% | 26% | 26% | 26% | 26% | 26% | 26% | 26% | 26% | 26% | 26% | 26% | 26% | 26% | 26% | 26% | 26% | 26% | 26% | 26% | 26% | 26% | 26%
Commercial_Health (WA)_Existing_Food Preparation_Natural Gas_Food Prep Other_E3_Baseline Forecast | Commercial | Health (WA) | Existing | Food Preparation | Natural Gas | Food Prep Other | E3 |  | Baseline Forecast | bar: 2019 to 2045
Commercial_Health (WA)_Existing_Food Preparation_Natural Gas_Food Prep Other_E4_Baseline Forecast | Commercial | Health (WA) | Existing | Food Preparation | Natural Gas | Food Prep Other | E4 |  | Baseline Forecast | bar: 2019 to 2045
Commercial_Health (WA)_Existing_Food Preparation_Natural Gas_Food Prep Other_E5_Baseline Forecast | Commercial | Health (WA) | Existing | Food Preparation | Natural Gas | Food Prep Other | E5 |  | Baseline Forecast | bar: 2019 to 2045
Commercial_Health (WA)_Existing_Food Preparation_Natural Gas_Food Prep Other_E6_Baseline Forecast | Commercial | Health (WA) | Existing | Food Preparation | Natural Gas | Food Prep Other | E6 |  | Baseline Forecast | bar: 2019 to 2045
Commercial_Health (WA)_Existing_Food Preparation_Natural Gas_Food Prep Other_E7_Baseline Forecast | Commercial | Health (WA) | Existing | Food Preparation | Natural Gas | Food Prep Other | E7 |  | Baseline Forecast | bar: 2019 to 2045
Commercial_Health (WA)_Existing_Food Preparation_Natural Gas_Food Prep Other_E8_Baseline Forecast | Commercial | Health (WA) | Existing | Food Preparation | Natural Gas | Food Prep Other | E8 |  | Baseline Forecast | bar: 2019 to 2045
Commercial_Health (WA)_Existing_Food Preparation_Natural Gas_Food Prep Other_E9_Baseline Forecast | Commercial | Health (WA) | Existing | Food Preparation | Natural Gas | Food Prep Other | E9 |  | Baseline Forecast | bar: 2019 to 2045
Commercial_Health (WA)_Existing_Food Preparation_Natural Gas_Food Prep Other_E10_Baseline Forecast | Commercial | Health (WA) | Existing | Food Preparation | Natural Gas | Food Prep Other | E10 |  | Baseline Forecast | bar: 2019 to 2045
Commercial_Health (WA)_Existing_Miscellaneous_Natural Gas_Pool Heater_E1_Baseline Forecast | Commercial | Health (WA) | Existing | Miscellaneous | Natural Gas | Pool Heater | E1 | Standard (EF .82) | Baseline Forecast | 90% | 90% | 90% | 90% | 90% | 90% | 90% | 90% | 90% | 90% | 90% | 90% | 90% | 90% | 90% | 90% | 90% | 90% | 90% | 90% | 90% | 90% | 90% | 90% | 90% | 90% | 90%
Commercial_Health (WA)_Existing_Miscellaneous_Natural Gas_Pool Heater_E2_Baseline Forecast | Commercial | Health (WA) | Existing | Miscellaneous | Natural Gas | Pool Heater | E2 | Condensing (EF .90) | Baseline Forecast | 10% | 10% | 10% | 10% | 10% | 10% | 10% | 10% | 10% | 10% | 10% | 10% | 10% | 10% | 10% | 10% | 10% | 10% | 10% | 10% | 10% | 10% | 10% | 10% | 10% | 10% | 10%
Commercial_Health (WA)_Existing_Miscellaneous_Natural Gas_Pool Heater_E3_Baseline Forecast | Commercial | Health (WA) | Existing | Miscellaneous | Natural Gas | Pool Heater | E3 |  | Baseline Forecast | bar: 2019 to 2045
Commercial_Health (WA)_Existing_Miscellaneous_Natural Gas_Pool Heater_E4_Baseline Forecast | Commercial | Health (WA) | Existing | Miscellaneous | Natural Gas | Pool Heater | E4 |  | Baseline Forecast | bar: 2019 to 2045
Commercial_Health (WA)_Existing_Miscellaneous_Natural Gas_Pool Heater_E5_Baseline Forecast | Commercial | Health (WA) | Existing | Miscellaneous | Natural Gas | Pool Heater | E5 |  | Baseline Forecast | bar: 2019 to 2045
Commercial_Health (WA)_Existing_Miscellaneous_Natural Gas_Pool Heater_E6_Baseline Forecast | Commercial | Health (WA) | Existing | Miscellaneous | Natural Gas | Pool Heater | E6 |  | Baseline Forecast | bar: 2019 to 2045
Commercial_Health (WA)_Existing_Miscellaneous_Natural Gas_Pool Heater_E7_Baseline Forecast | Commercial | Health (WA) | Existing | Miscellaneous | Natural Gas | Pool Heater | E7 |  | Baseline Forecast | bar: 2019 to 2045
Commercial_Health (WA)_Existing_Miscellaneous_Natural Gas_Pool Heater_E8_Baseline Forecast | Commercial | Health (WA) | Existing | Miscellaneous | Natural Gas | Pool Heater | E8 |  | Baseline Forecast | bar: 2019 to 2045
Commercial_Health (WA)_Existing_Miscellaneous_Natural Gas_Pool Heater_E9_Baseline Forecast | Commercial | Health (WA) | Existing | Miscellaneous | Natural Gas | Pool Heater | E9 |  | Baseline Forecast | bar: 2019 to 2045
Commercial_Health (WA)_Existing_Miscellaneous_Natural Gas_Pool Heater_E10_Baseline Forecast | Commercial | Health (WA) | Existing | Miscellaneous | Natural Gas | Pool Heater | E10 |  | Baseline Forecast | bar: 2019 to 2045
Commercial_Health (WA)_Existing_Miscellaneous_Natural Gas_Miscellaneous_E1_Baseline Forecast | Commercial | Health (WA) | Existing | Miscellaneous | Natural Gas | Miscellaneous | E1 | Standard | Baseline Forecast | 100% | 100% | 100% | 100% | 100% | 100% | 100% | 100% | 100% | 100% | 100% | 100% | 100% | 100% | 100% | 100% | 100% | 100% | 100% | 100% | 100% | 100% | 100% | 100% | 100% | 100% | 100%
Commercial_Health (WA)_Existing_Miscellaneous_Natural Gas_Miscellaneous_E2_Baseline Forecast | Commercial | Health (WA) | Existing | Miscellaneous | Natural Gas | Miscellaneous | E2 |  | Baseline Forecast | bar: 2019 to 2045
Commercial_Health (WA)_Existing_Miscellaneous_Natural Gas_Miscellaneous_E3_Baseline Forecast | Commercial | Health (WA) | Existing | Miscellaneous | Natural Gas | Miscellaneous | E3 |  | Baseline Forecast | bar: 2019 to 2045
Commercial_Health (WA)_Existing_Miscellaneous_Natural Gas_Miscellaneous_E4_Baseline Forecast | Commercial | Health (WA) | Existing | Miscellaneous | Natural Gas | Miscellaneous | E4 |  | Baseline Forecast | bar: 2019 to 2045
Commercial_Health (WA)_Existing_Miscellaneous_Natural Gas_Miscellaneous_E5_Baseline Forecast | Commercial | Health (WA) | Existing | Miscellaneous | Natural Gas | Miscellaneous | E5 |  | Baseline Forecast | bar: 2019 to 2045
Commercial_Health (WA)_Existing_Miscellaneous_Natural Gas_Miscellaneous_E6_Baseline Forecast | Commercial | Health (WA) | Existing | Miscellaneous | Natural Gas | Miscellaneous | E6 |  | Baseline Forecast | bar: 2019 to 2045
Commercial_Health (WA)_Existing_Miscellaneous_Natural Gas_Miscellaneous_E7_Baseline Forecast | Commercial | Health (WA) | Existing | Miscellaneous | Natural Gas | Miscellaneous | E7 |  | Baseline Forecast | bar: 2019 to 2045
Commercial_Health (WA)_Existing_Miscellaneous_Natural Gas_Miscellaneous_E8_Baseline Forecast | Commercial | Health (WA) | Existing | Miscellaneous | Natural Gas | Miscellaneous | E8 |  | Baseline Forecast | bar: 2019 to 2045
Commercial_Health (WA)_Existing_Miscellaneous_Natural Gas_Miscellaneous_E9_Baseline Forecast | Commercial | Health (WA) | Existing | Miscellaneous | Natural Gas | Miscellaneous | E9 |  | Baseline Forecast | bar: 2019 to 2045
Commercial_Health (WA)_Existing_Miscellaneous_Natural Gas_Miscellaneous_E10_Baseline Forecast | Commercial | Health (WA) | Existing | Miscellaneous | Natural Gas | Miscellaneous | E10 |  | Baseline Forecast | bar: 2019 to 2045
Commercial_Health (WA)_New_Space Heating_Natural Gas_Furnace_E1_Baseline Forecast | Commercial | Health (WA) | New | Space Heating | Natural Gas | Furnace | E1 | AFUE 80% (Standard) | Baseline Forecast | 100% | 100% | 100% | 100% | 100% | 100% | 100% | 100% | 100% | 100% | 100% | 79.89% | 80.07% | 80.07% | 79.46% | 79.83% | 79.83% | 80% | 80% | 80.17% | 80% | 80% | 80.17% | 80.17% | 80.17% | 80.17% | 80.17%
Commercial_Health (WA)_New_Space Heating_Natural Gas_Furnace_E2_Baseline Forecast | Commercial | Health (WA) | New | Space Heating | Natural Gas | Furnace | E2 | AFUE 90% | Baseline Forecast | 0% | 0% | 0% | 0% | 0% | 0% | 0% | 0% | 0% | 0% | 0% | 20.11% | 19.93% | 19.93% | 20.54% | 20.17% | 20.17% | 20% | 20% | 19.83% | 20% | 20% | 19.83% | 19.83% | 19.83% | 19.83% | 19.83%
Commercial_Health (WA)_New_Space Heating_Natural Gas_Furnace_E3_Baseline Forecast | Commercial | Health (WA) | New | Space Heating | Natural Gas | Furnace | E3 | AFUE 96% | Baseline Forecast | bar: 2019 to 2045
Commercial_Health (WA)_New_Space Heating_Natural Gas_Furnace_E4_Baseline Forecast | Commercial | Health (WA) | New | Space Heating | Natural Gas | Furnace | E4 |  | Baseline Forecast | bar: 2019 to 2045
Commercial_Health (WA)_New_Space Heating_Natural Gas_Furnace_E5_Baseline Forecast | Commercial | Health (WA) | New | Space Heating | Natural Gas | Furnace | E5 |  | Baseline Forecast | bar: 2019 to 2045
Commercial_Health (WA)_New_Space Heating_Natural Gas_Furnace_E6_Baseline Forecast | Commercial | Health (WA) | New | Space Heating | Natural Gas | Furnace | E6 |  | Baseline Forecast | bar: 2019 to 2045
Commercial_Health (WA)_New_Space Heating_Natural Gas_Furnace_E7_Baseline Forecast | Commercial | Health (WA) | New | Space Heating | Natural Gas | Furnace | E7 |  | Baseline Forecast | bar: 2019 to 2045
Commercial_Health (WA)_New_Space Heating_Natural Gas_Furnace_E8_Baseline Forecast | Commercial | Health (WA) | New | Space Heating | Natural Gas | Furnace | E8 |  | Baseline Forecast | bar: 2019 to 2045
Commercial_Health (WA)_New_Space Heating_Natural Gas_Furnace_E9_Baseline Forecast | Commercial | Health (WA) | New | Space Heating | Natural Gas | Furnace | E9 |  | Baseline Forecast | bar: 2019 to 2045
Commercial_Health (WA)_New_Space Heating_Natural Gas_Furnace_E10_Baseline Forecast | Commercial | Health (WA) | New | Space Heating | Natural Gas | Furnace | E10 |  | Baseline Forecast | bar: 2019 to 2045
Commercial_Health (WA)_New_Space Heating_Natural Gas_Boiler_E1_Baseline Forecast | Commercial | Health (WA) | New | Space Heating | Natural Gas | Boiler | E1 | AFUE 80% (Standard) | Baseline Forecast | 54.1% | 54.1% | 54.1% | 54.1% | 54.1% | 54.1% | 54.1% | 54.1% | 37.08% | 37.08% | 37.08% | 37.08% | 37.08% | 37.08% | 37.08% | 37.08% | 37.08% | 37.08% | 37.08% | 37.08% | 37.08% | 37.08% | 37.08% | 37.08% | 37.08% | 37.08% | 37.08%
Commercial_Health (WA)_New_Space Heating_Natural Gas_Boiler_E2_Baseline Forecast | Commercial | Health (WA) | New | Space Heating | Natural Gas | Boiler | E2 | AFUE 85% | Baseline Forecast | bar: 2019 to 2045
Commercial_Health (WA)_New_Space Heating_Natural Gas_Boiler_E3_Baseline Forecast | Commercial | Health (WA) | New | Space Heating | Natural Gas | Boiler | E3 | AFUE 97% | Baseline Forecast | 45.9% | 45.9% | 45.9% | 45.9% | 45.9% | 45.9% | 45.9% | 45.9% | 62.92% | 62.92% | 62.92% | 62.92% | 62.92% | 62.92% | 62.92% | 62.92% | 62.92% | 62.92% | 62.92% | 62.92% | 62.92% | 62.92% | 62.92% | 62.92% | 62.92% | 62.92% | 62.92%
Commercial_Health (WA)_New_Space Heating_Natural Gas_Boiler_E4_Baseline Forecast | Commercial | Health (WA) | New | Space Heating | Natural Gas | Boiler | E4 | Convert to NG Air Source Heat Pump | Baseline Forecast | bar: 2019 to 2045
Commercial_Health (WA)_New_Space Heating_Natural Gas_Boiler_E5_Baseline Forecast | Commercial | Health (WA) | New | Space Heating | Natural Gas | Boiler | E5 |  | Baseline Forecast | bar: 2019 to 2045
Commercial_Health (WA)_New_Space Heating_Natural Gas_Boiler_E6_Baseline Forecast | Commercial | Health (WA) | New | Space Heating | Natural Gas | Boiler | E6 |  | Baseline Forecast | bar: 2019 to 2045
Commercial_Health (WA)_New_Space Heating_Natural Gas_Boiler_E7_Baseline Forecast | Commercial | Health (WA) | New | Space Heating | Natural Gas | Boiler | E7 |  | Baseline Forecast | bar: 2019 to 2045
Commercial_Health (WA)_New_Space Heating_Natural Gas_Boiler_E8_Baseline Forecast | Commercial | Health (WA) | New | Space Heating | Natural Gas | Boiler | E8 |  | Baseline Forecast | bar: 2019 to 2045
Commercial_Health (WA)_New_Space Heating_Natural Gas_Boiler_E9_Baseline Forecast | Commercial | Health (WA) | New | Space Heating | Natural Gas | Boiler | E9 |  | Baseline Forecast | bar: 2019 to 2045
Commercial_Health (WA)_New_Space Heating_Natural Gas_Boiler_E10_Baseline Forecast | Commercial | Health (WA) | New | Space Heating | Natural Gas | Boiler | E10 |  | Baseline Forecast | bar: 2019 to 2045
Commercial_Health (WA)_New_Space Heating_Natural Gas_Unit Heater_E1_Baseline Forecast | Commercial | Health (WA) | New | Space Heating | Natural Gas | Unit Heater | E1 | Standard | Baseline Forecast | 100% | 100% | 100% | 100% | 100% | 100% | 100% | 100% | 100% | 100% | 100% | 100% | 100% | 100% | 100% | 100% | 100% | 100% | 100% | 100% | 100% | 100% | 100% | 100% | 100% | 100% | 100%
Commercial_Health (WA)_New_Space Heating_Natural Gas_Unit Heater_E2_Baseline Forecast | Commercial | Health (WA) | New | Space Heating | Natural Gas | Unit Heater | E2 | Condensing | Baseline Forecast | bar: 2019 to 2045
Commercial_Health (WA)_New_Space Heating_Natural Gas_Unit Heater_E3_Baseline Forecast | Commercial | Health (WA) | New | Space Heating | Natural Gas | Unit Heater | E3 | Infrared Radiant | Baseline Forecast | bar: 2019 to 2045
Commercial_Health (WA)_New_Space Heating_Natural Gas_Unit Heater_E4_Baseline Forecast | Commercial | Health (WA) | New | Space Heating | Natural Gas | Unit Heater | E4 |  | Baseline Forecast | bar: 2019 to 2045
Commercial_Health (WA)_New_Space Heating_Natural Gas_Unit Heater_E5_Baseline Forecast | Commercial | Health (WA) | New | Space Heating | Natural Gas | Unit Heater | E5 |  | Baseline Forecast | bar: 2019 to 2045
Commercial_Health (WA)_New_Space Heating_Natural Gas_Unit Heater_E6_Baseline Forecast | Commercial | Health (WA) | New | Space Heating | Natural Gas | Unit Heater | E6 |  | Baseline Forecast | bar: 2019 to 2045
Commercial_Health (WA)_New_Space Heating_Natural Gas_Unit Heater_E7_Baseline Forecast | Commercial | Health (WA) | New | Space Heating | Natural Gas | Unit Heater | E7 |  | Baseline Forecast | bar: 2019 to 2045
Commercial_Health (WA)_New_Space Heating_Natural Gas_Unit Heater_E8_Baseline Forecast | Commercial | Health (WA) | New | Space Heating | Natural Gas | Unit Heater | E8 |  | Baseline Forecast | bar: 2019 to 2045
Commercial_Health (WA)_New_Space Heating_Natural Gas_Unit Heater_E9_Baseline Forecast | Commercial | Health (WA) | New | Space Heating | Natural Gas | Unit Heater | E9 |  | Baseline Forecast | bar: 2019 to 2045
Commercial_Health (WA)_New_Space Heating_Natural Gas_Unit Heater_E10_Baseline Forecast | Commercial | Health (WA) | New | Space Heating | Natural Gas | Unit Heater | E10 |  | Baseline Forecast | bar: 2019 to 2045
Commercial_Health (WA)_New_Water Heating_Natural Gas_Water Heater_E1_Baseline Forecast | Commercial | Health (WA) | New | Water Heating | Natural Gas | Water Heater | E1 | TE 0.80 | Baseline Forecast | 47% | 47% | 47% | 47% | 47% | 47% | 47% | 47% | 47% | 47% | 47% | 47% | 47% | 47% | 47% | 47% | 47% | 47% | 47% | 47% | 47% | 47% | 47% | 47% | 47% | 47% | 47%
Commercial_Health (WA)_New_Water Heating_Natural Gas_Water Heater_E2_Baseline Forecast | Commercial | Health (WA) | New | Water Heating | Natural Gas | Water Heater | E2 | TE 0.90 | Baseline Forecast | bar: 2019 to 2045
Commercial_Health (WA)_New_Water Heating_Natural Gas_Water Heater_E3_Baseline Forecast | Commercial | Health (WA) | New | Water Heating | Natural Gas | Water Heater | E3 | TE 0.94 | Baseline Forecast | 53% | 53% | 53% | 53% | 53% | 53% | 53% | 53% | 53% | 53% | 53% | 53% | 53% | 53% | 53% | 53% | 53% | 53% | 53% | 53% | 53% | 53% | 53% | 53% | 53% | 53% | 53%
Commercial_Health (WA)_New_Water Heating_Natural Gas_Water Heater_E4_Baseline Forecast | Commercial | Health (WA) | New | Water Heating | Natural Gas | Water Heater | E4 | Instantaneous TE 0.94 | Baseline Forecast | bar: 2019 to 2045
Commercial_Health (WA)_New_Water Heating_Natural Gas_Water Heater_E5_Baseline Forecast | Commercial | Health (WA) | New | Water Heating | Natural Gas | Water Heater | E5 | Gas-Fired Absorption HPWH | Baseline Forecast | bar: 2019 to 2045
Commercial_Health (WA)_New_Water Heating_Natural Gas_Water Heater_E6_Baseline Forecast | Commercial | Health (WA) | New | Water Heating | Natural Gas | Water Heater | E6 |  | Baseline Forecast | bar: 2019 to 2045
Commercial_Health (WA)_New_Water Heating_Natural Gas_Water Heater_E7_Baseline Forecast | Commercial | Health (WA) | New | Water Heating | Natural Gas | Water Heater | E7 |  | Baseline Forecast | bar: 2019 to 2045
Commercial_Health (WA)_New_Water Heating_Natural Gas_Water Heater_E8_Baseline Forecast | Commercial | Health (WA) | New | Water Heating | Natural Gas | Water Heater | E8 |  | Baseline Forecast | bar: 2019 to 2045
Commercial_Health (WA)_New_Water Heating_Natural Gas_Water Heater_E9_Baseline Forecast | Commercial | Health (WA) | New | Water Heating | Natural Gas | Water Heater | E9 |  | Baseline Forecast | bar: 2019 to 2045
Commercial_Health (WA)_New_Water Heating_Natural Gas_Water Heater_E10_Baseline Forecast | Commercial | Health (WA) | New | Water Heating | Natural Gas | Water Heater | E10 |  | Baseline Forecast | bar: 2019 to 2045
Commercial_Health (WA)_New_Food Preparation_Natural Gas_Oven_E1_Baseline Forecast | Commercial | Health (WA) | New | Food Preparation | Natural Gas | Oven | E1 | Standard | Baseline Forecast | 41% | 41% | 41% | 41% | 41% | 41% | 41% | 41% | 41% | 41% | 41% | 41% | 41% | 41% | 41% | 41% | 41% | 41% | 41% | 41% | 41% | 41% | 41% | 41% | 41% | 41% | 41%
Commercial_Health (WA)_New_Food Preparation_Natural Gas_Oven_E2_Baseline Forecast | Commercial | Health (WA) | New | Food Preparation | Natural Gas | Oven | E2 | ENERGY STAR (>42% Baking Efficiency) | Baseline Forecast | 59% | 59% | 59% | 59% | 59% | 59% | 59% | 59% | 59% | 59% | 59% | 59% | 59% | 59% | 59% | 59% | 59% | 59% | 59% | 59% | 59% | 59% | 59% | 59% | 59% | 59% | 59%
Commercial_Health (WA)_New_Food Preparation_Natural Gas_Oven_E3_Baseline Forecast | Commercial | Health (WA) | New | Food Preparation | Natural Gas | Oven | E3 |  | Baseline Forecast | bar: 2019 to 2045
Commercial_Health (WA)_New_Food Preparation_Natural Gas_Oven_E4_Baseline Forecast | Commercial | Health (WA) | New | Food Preparation | Natural Gas | Oven | E4 |  | Baseline Forecast | bar: 2019 to 2045
Commercial_Health (WA)_New_Food Preparation_Natural Gas_Oven_E5_Baseline Forecast | Commercial | Health (WA) | New | Food Preparation | Natural Gas | Oven | E5 |  | Baseline Forecast | bar: 2019 to 2045
Commercial_Health (WA)_New_Food Preparation_Natural Gas_Oven_E6_Baseline Forecast | Commercial | Health (WA) | New | Food Preparation | Natural Gas | Oven | E6 |  | Baseline Forecast | bar: 2019 to 2045
Commercial_Health (WA)_New_Food Preparation_Natural Gas_Oven_E7_Baseline Forecast | Commercial | Health (WA) | New | Food Preparation | Natural Gas | Oven | E7 |  | Baseline Forecast | bar: 2019 to 2045
Commercial_Health (WA)_New_Food Preparation_Natural Gas_Oven_E8_Baseline Forecast | Commercial | Health (WA) | New | Food Preparation | Natural Gas | Oven | E8 |  | Baseline Forecast | bar: 2019 to 2045
Commercial_Health (WA)_New_Food Preparation_Natural Gas_Oven_E9_Baseline Forecast | Commercial | Health (WA) | New | Food Preparation | Natural Gas | Oven | E9 |  | Baseline Forecast | bar: 2019 to 2045
Commercial_Health (WA)_New_Food Preparation_Natural Gas_Oven_E10_Baseline Forecast | Commercial | Health (WA) | New | Food Preparation | Natural Gas | Oven | E10 |  | Baseline Forecast | bar: 2019 to 2045
Commercial_Health (WA)_New_Food Preparation_Natural Gas_Conveyor Oven_E1_Baseline Forecast | Commercial | Health (WA) | New | Food Preparation | Natural Gas | Conveyor Oven | E1 | Standard | Baseline Forecast | 41% | 41% | 41% | 41% | 41% | 41% | 41% | 41% | 41% | 41% | 41% | 41% | 41% | 41% | 41% | 41% | 41% | 41% | 41% | 41% | 41% | 41% | 41% | 41% | 41% | 41% | 41%
Commercial_Health (WA)_New_Food Preparation_Natural Gas_Conveyor Oven_E2_Baseline Forecast | Commercial | Health (WA) | New | Food Preparation | Natural Gas | Conveyor Oven | E2 | ENERGY STAR (>42% Baking Efficiency) | Baseline Forecast | 59% | 59% | 59% | 59% | 59% | 59% | 59% | 59% | 59% | 59% | 59% | 59% | 59% | 59% | 59% | 59% | 59% | 59% | 59% | 59% | 59% | 59% | 59% | 59% | 59% | 59% | 59%
Commercial_Health (WA)_New_Food Preparation_Natural Gas_Conveyor Oven_E3_Baseline Forecast | Commercial | Health (WA) | New | Food Preparation | Natural Gas | Conveyor Oven | E3 |  | Baseline Forecast | bar: 2019 to 2045
Commercial_Health (WA)_New_Food Preparation_Natural Gas_Conveyor Oven_E4_Baseline Forecast | Commercial | Health (WA) | New | Food Preparation | Natural Gas | Conveyor Oven | E4 |  | Baseline Forecast | bar: 2019 to 2045
Commercial_Health (WA)_New_Food Preparation_Natural Gas_Conveyor Oven_E5_Baseline Forecast | Commercial | Health (WA) | New | Food Preparation | Natural Gas | Conveyor Oven | E5 |  | Baseline Forecast | bar: 2019 to 2045
Commercial_Health (WA)_New_Food Preparation_Natural Gas_Conveyor Oven_E6_Baseline Forecast | Commercial | Health (WA) | New | Food Preparation | Natural Gas | Conveyor Oven | E6 |  | Baseline Forecast | bar: 2019 to 2045
Commercial_Health (WA)_New_Food Preparation_Natural Gas_Conveyor Oven_E7_Baseline Forecast | Commercial | Health (WA) | New | Food Preparation | Natural Gas | Conveyor Oven | E7 |  | Baseline Forecast | bar: 2019 to 2045
Commercial_Health (WA)_New_Food Preparation_Natural Gas_Conveyor Oven_E8_Baseline Forecast | Commercial | Health (WA) | New | Food Preparation | Natural Gas | Conveyor Oven | E8 |  | Baseline Forecast | bar: 2019 to 2045
Commercial_Health (WA)_New_Food Preparation_Natural Gas_Conveyor Oven_E9_Baseline Forecast | Commercial | Health (WA) | New | Food Preparation | Natural Gas | Conveyor Oven | E9 |  | Baseline Forecast | bar: 2019 to 2045
Commercial_Health (WA)_New_Food Preparation_Natural Gas_Conveyor Oven_E10_Baseline Forecast | Commercial | Health (WA) | New | Food Preparation | Natural Gas | Conveyor Oven | E10 |  | Baseline Forecast | bar: 2019 to 2045
Commercial_Health (WA)_New_Food Preparation_Natural Gas_Double Rack Oven_E1_Baseline Forecast | Commercial | Health (WA) | New | Food Preparation | Natural Gas | Double Rack Oven | E1 | Standard | Baseline Forecast | 41% | 41% | 41% | 41% | 41% | 41% | 41% | 41% | 41% | 41% | 41% | 41% | 41% | 41% | 41% | 41% | 41% | 41% | 41% | 41% | 41% | 41% | 41% | 41% | 41% | 41% | 41%
Commercial_Health (WA)_New_Food Preparation_Natural Gas_Double Rack Oven_E2_Baseline Forecast | Commercial | Health (WA) | New | Food Preparation | Natural Gas | Double Rack Oven | E2 | FTSC Qualified (>50% Cooking Efficiency) | Baseline Forecast | 59% | 59% | 59% | 59% | 59% | 59% | 59% | 59% | 59% | 59% | 59% | 59% | 59% | 59% | 59% | 59% | 59% | 59% | 59% | 59% | 59% | 59% | 59% | 59% | 59% | 59% | 59%
Commercial_Health (WA)_New_Food Preparation_Natural Gas_Double Rack Oven_E3_Baseline Forecast | Commercial | Health (WA) | New | Food Preparation | Natural Gas | Double Rack Oven | E3 |  | Baseline Forecast | bar: 2019 to 2045
Commercial_Health (WA)_New_Food Preparation_Natural Gas_Double Rack Oven_E4_Baseline Forecast | Commercial | Health (WA) | New | Food Preparation | Natural Gas | Double Rack Oven | E4 |  | Baseline Forecast | bar: 2019 to 2045
Commercial_Health (WA)_New_Food Preparation_Natural Gas_Double Rack Oven_E5_Baseline Forecast | Commercial | Health (WA) | New | Food Preparation | Natural Gas | Double Rack Oven | E5 |  | Baseline Forecast | bar: 2019 to 2045
Commercial_Health (WA)_New_Food Preparation_Natural Gas_Double Rack Oven_E6_Baseline Forecast | Commercial | Health (WA) | New | Food Preparation | Natural Gas | Double Rack Oven | E6 |  | Baseline Forecast | bar: 2019 to 2045
Commercial_Health (WA)_New_Food Preparation_Natural Gas_Double Rack Oven_E7_Baseline Forecast | Commercial | Health (WA) | New | Food Preparation | Natural Gas | Double Rack Oven | E7 |  | Baseline Forecast | bar: 2019 to 2045
Commercial_Health (WA)_New_Food Preparation_Natural Gas_Double Rack Oven_E8_Baseline Forecast | Commercial | Health (WA) | New | Food Preparation | Natural Gas | Double Rack Oven | E8 |  | Baseline Forecast | bar: 2019 to 2045
Commercial_Health (WA)_New_Food Preparation_Natural Gas_Double Rack Oven_E9_Baseline Forecast | Commercial | Health (WA) | New | Food Preparation | Natural Gas | Double Rack Oven | E9 |  | Baseline Forecast | bar: 2019 to 2045
Commercial_Health (WA)_New_Food Preparation_Natural Gas_Double Rack Oven_E10_Baseline Forecast | Commercial | Health (WA) | New | Food Preparation | Natural Gas | Double Rack Oven | E10 |  | Baseline Forecast | bar: 2019 to 2045
Commercial_Health (WA)_New_Food Preparation_Natural Gas_Fryer_E1_Baseline Forecast | Commercial | Health (WA) | New | Food Preparation | Natural Gas | Fryer | E1 | Standard | Baseline Forecast | 74% | 74% | 74% | 74% | 74% | 74% | 74% | 74% | 74% | 74% | 74% | 74% | 74% | 74% | 74% | 74% | 74% | 74% | 74% | 74% | 74% | 74% | 74% | 74% | 74% | 74% | 74%
Commercial_Health (WA)_New_Food Preparation_Natural Gas_Fryer_E2_Baseline Forecast | Commercial | Health (WA) | New | Food Preparation | Natural Gas | Fryer | E2 | ENERGY STAR | Baseline Forecast | 26% | 26% | 26% | 26% | 26% | 26% | 26% | 26% | 26% | 26% | 26% | 26% | 26% | 26% | 26% | 26% | 26% | 26% | 26% | 26% | 26% | 26% | 26% | 26% | 26% | 26% | 26%
Commercial_Health (WA)_New_Food Preparation_Natural Gas_Fryer_E3_Baseline Forecast | Commercial | Health (WA) | New | Food Preparation | Natural Gas | Fryer | E3 |  | Baseline Forecast | bar: 2019 to 2045
Commercial_Health (WA)_New_Food Preparation_Natural Gas_Fryer_E4_Baseline Forecast | Commercial | Health (WA) | New | Food Preparation | Natural Gas | Fryer | E4 |  | Baseline Forecast | bar: 2019 to 2045
Commercial_Health (WA)_New_Food Preparation_Natural Gas_Fryer_E5_Baseline Forecast | Commercial | Health (WA) | New | Food Preparation | Natural Gas | Fryer | E5 |  | Baseline Forecast | bar: 2019 to 2045
Commercial_Health (WA)_New_Food Preparation_Natural Gas_Fryer_E6_Baseline Forecast | Commercial | Health (WA) | New | Food Preparation | Natural Gas | Fryer | E6 |  | Baseline Forecast | bar: 2019 to 2045
Commercial_Health (WA)_New_Food Preparation_Natural Gas_Fryer_E7_Baseline Forecast | Commercial | Health (WA) | New | Food Preparation | Natural Gas | Fryer | E7 |  | Baseline Forecast | bar: 2019 to 2045
Commercial_Health (WA)_New_Food Preparation_Natural Gas_Fryer_E8_Baseline Forecast | Commercial | Health (WA) | New | Food Preparation | Natural Gas | Fryer | E8 |  | Baseline Forecast | bar: 2019 to 2045
Commercial_Health (WA)_New_Food Preparation_Natural Gas_Fryer_E9_Baseline Forecast | Commercial | Health (WA) | New | Food Preparation | Natural Gas | Fryer | E9 |  | Baseline Forecast | bar: 2019 to 2045
Commercial_Health (WA)_New_Food Preparation_Natural Gas_Fryer_E10_Baseline Forecast | Commercial | Health (WA) | New | Food Preparation | Natural Gas | Fryer | E10 |  | Baseline Forecast | bar: 2019 to 2045
Commercial_Health (WA)_New_Food Preparation_Natural Gas_Broiler_E1_Baseline Forecast | Commercial | Health (WA) | New | Food Preparation | Natural Gas | Broiler | E1 | Standard | Baseline Forecast | 74% | 74% | 74% | 74% | 74% | 74% | 74% | 74% | 74% | 74% | 74% | 74% | 74% | 74% | 74% | 74% | 74% | 74% | 74% | 74% | 74% | 74% | 74% | 74% | 74% | 74% | 74%
Commercial_Health (WA)_New_Food Preparation_Natural Gas_Broiler_E2_Baseline Forecast | Commercial | Health (WA) | New | Food Preparation | Natural Gas | Broiler | E2 | Infrared Burners | Baseline Forecast | 26% | 26% | 26% | 26% | 26% | 26% | 26% | 26% | 26% | 26% | 26% | 26% | 26% | 26% | 26% | 26% | 26% | 26% | 26% | 26% | 26% | 26% | 26% | 26% | 26% | 26% | 26%
Commercial_Health (WA)_New_Food Preparation_Natural Gas_Broiler_E3_Baseline Forecast | Commercial | Health (WA) | New | Food Preparation | Natural Gas | Broiler | E3 |  | Baseline Forecast | bar: 2019 to 2045
Commercial_Health (WA)_New_Food Preparation_Natural Gas_Broiler_E4_Baseline Forecast | Commercial | Health (WA) | New | Food Preparation | Natural Gas | Broiler | E4 |  | Baseline Forecast | bar: 2019 to 2045
Commercial_Health (WA)_New_Food Preparation_Natural Gas_Broiler_E5_Baseline Forecast | Commercial | Health (WA) | New | Food Preparation | Natural Gas | Broiler | E5 |  | Baseline Forecast | bar: 2019 to 2045
Commercial_Health (WA)_New_Food Preparation_Natural Gas_Broiler_E6_Baseline Forecast | Commercial | Health (WA) | New | Food Preparation | Natural Gas | Broiler | E6 |  | Baseline Forecast | bar: 2019 to 2045
Commercial_Health (WA)_New_Food Preparation_Natural Gas_Broiler_E7_Baseline Forecast | Commercial | Health (WA) | New | Food Preparation | Natural Gas | Broiler | E7 |  | Baseline Forecast | bar: 2019 to 2045
Commercial_Health (WA)_New_Food Preparation_Natural Gas_Broiler_E8_Baseline Forecast | Commercial | Health (WA) | New | Food Preparation | Natural Gas | Broiler | E8 |  | Baseline Forecast | bar: 2019 to 2045
Commercial_Health (WA)_New_Food Preparation_Natural Gas_Broiler_E9_Baseline Forecast | Commercial | Health (WA) | New | Food Preparation | Natural Gas | Broiler | E9 |  | Baseline Forecast | bar: 2019 to 2045
Commercial_Health (WA)_New_Food Preparation_Natural Gas_Broiler_E10_Baseline Forecast | Commercial | Health (WA) | New | Food Preparation | Natural Gas | Broiler | E10 |  | Baseline Forecast | bar: 2019 to 2045
Commercial_Health (WA)_New_Food Preparation_Natural Gas_Griddle_E1_Baseline Forecast | Commercial | Health (WA) | New | Food Preparation | Natural Gas | Griddle | E1 | Standard | Baseline Forecast | 71% | 71% | 71% | 71% | 71% | 71% | 71% | 71% | 71% | 71% | 71% | 71% | 71% | 71% | 71% | 71% | 71% | 71% | 71% | 71% | 71% | 71% | 71% | 71% | 71% | 71% | 71%
Commercial_Health (WA)_New_Food Preparation_Natural Gas_Griddle_E2_Baseline Forecast | Commercial | Health (WA) | New | Food Preparation | Natural Gas | Griddle | E2 | ENERGY STAR | Baseline Forecast | 29% | 29% | 29% | 29% | 29% | 29% | 29% | 29% | 29% | 29% | 29% | 29% | 29% | 29% | 29% | 29% | 29% | 29% | 29% | 29% | 29% | 29% | 29% | 29% | 29% | 29% | 29%
Commercial_Health (WA)_New_Food Preparation_Natural Gas_Griddle_E3_Baseline Forecast | Commercial | Health (WA) | New | Food Preparation | Natural Gas | Griddle | E3 |  | Baseline Forecast | bar: 2019 to 2045
Commercial_Health (WA)_New_Food Preparation_Natural Gas_Griddle_E4_Baseline Forecast | Commercial | Health (WA) | New | Food Preparation | Natural Gas | Griddle | E4 |  | Baseline Forecast | bar: 2019 to 2045
Commercial_Health (WA)_New_Food Preparation_Natural Gas_Griddle_E5_Baseline Forecast | Commercial | Health (WA) | New | Food Preparation | Natural Gas | Griddle | E5 |  | Baseline Forecast | bar: 2019 to 2045
Commercial_Health (WA)_New_Food Preparation_Natural Gas_Griddle_E6_Baseline Forecast | Commercial | Health (WA) | New | Food Preparation | Natural Gas | Griddle | E6 |  | Baseline Forecast | bar: 2019 to 2045
Commercial_Health (WA)_New_Food Preparation_Natural Gas_Griddle_E7_Baseline Forecast | Commercial | Health (WA) | New | Food Preparation | Natural Gas | Griddle | E7 |  | Baseline Forecast | bar: 2019 to 2045
Commercial_Health (WA)_New_Food Preparation_Natural Gas_Griddle_E8_Baseline Forecast | Commercial | Health (WA) | New | Food Preparation | Natural Gas | Griddle | E8 |  | Baseline Forecast | bar: 2019 to 2045
Commercial_Health (WA)_New_Food Preparation_Natural Gas_Griddle_E9_Baseline Forecast | Commercial | Health (WA) | New | Food Preparation | Natural Gas | Griddle | E9 |  | Baseline Forecast | bar: 2019 to 2045
Commercial_Health (WA)_New_Food Preparation_Natural Gas_Griddle_E10_Baseline Forecast | Commercial | Health (WA) | New | Food Preparation | Natural Gas | Griddle | E10 |  | Baseline Forecast | bar: 2019 to 2045
Commercial_Health (WA)_New_Food Preparation_Natural Gas_Range_E1_Baseline Forecast | Commercial | Health (WA) | New | Food Preparation | Natural Gas | Range | E1 | Standard | Baseline Forecast | 41% | 41% | 41% | 41% | 41% | 41% | 41% | 41% | 41% | 41% | 41% | 41% | 41% | 41% | 41% | 41% | 41% | 41% | 41% | 41% | 41% | 41% | 41% | 41% | 41% | 41% | 41%
Commercial_Health (WA)_New_Food Preparation_Natural Gas_Range_E2_Baseline Forecast | Commercial | Health (WA) | New | Food Preparation | Natural Gas | Range | E2 | High Efficiency | Baseline Forecast | 59% | 59% | 59% | 59% | 59% | 59% | 59% | 59% | 59% | 59% | 59% | 59% | 59% | 59% | 59% | 59% | 59% | 59% | 59% | 59% | 59% | 59% | 59% | 59% | 59% | 59% | 59%
Commercial_Health (WA)_New_Food Preparation_Natural Gas_Range_E3_Baseline Forecast | Commercial | Health (WA) | New | Food Preparation | Natural Gas | Range | E3 |  | Baseline Forecast | bar: 2019 to 2045
Commercial_Health (WA)_New_Food Preparation_Natural Gas_Range_E4_Baseline Forecast | Commercial | Health (WA) | New | Food Preparation | Natural Gas | Range | E4 |  | Baseline Forecast | bar: 2019 to 2045
Commercial_Health (WA)_New_Food Preparation_Natural Gas_Range_E5_Baseline Forecast | Commercial | Health (WA) | New | Food Preparation | Natural Gas | Range | E5 |  | Baseline Forecast | bar: 2019 to 2045
Commercial_Health (WA)_New_Food Preparation_Natural Gas_Range_E6_Baseline Forecast | Commercial | Health (WA) | New | Food Preparation | Natural Gas | Range | E6 |  | Baseline Forecast | bar: 2019 to 2045
Commercial_Health (WA)_New_Food Preparation_Natural Gas_Range_E7_Baseline Forecast | Commercial | Health (WA) | New | Food Preparation | Natural Gas | Range | E7 |  | Baseline Forecast | bar: 2019 to 2045
Commercial_Health (WA)_New_Food Preparation_Natural Gas_Range_E8_Baseline Forecast | Commercial | Health (WA) | New | Food Preparation | Natural Gas | Range | E8 |  | Baseline Forecast | bar: 2019 to 2045
Commercial_Health (WA)_New_Food Preparation_Natural Gas_Range_E9_Baseline Forecast | Commercial | Health (WA) | New | Food Preparation | Natural Gas | Range | E9 |  | Baseline Forecast | bar: 2019 to 2045
Commercial_Health (WA)_New_Food Preparation_Natural Gas_Range_E10_Baseline Forecast | Commercial | Health (WA) | New | Food Preparation | Natural Gas | Range | E10 |  | Baseline Forecast | bar: 2019 to 2045
Commercial_Health (WA)_New_Food Preparation_Natural Gas_Steamer_E1_Baseline Forecast | Commercial | Health (WA) | New | Food Preparation | Natural Gas | Steamer | E1 | Standard | Baseline Forecast | 50% | 50% | 50% | 50% | 50% | 50% | 50% | 50% | 50% | 50% | 50% | 50% | 50% | 50% | 50% | 50% | 50% | 50% | 50% | 50% | 50% | 50% | 50% | 50% | 50% | 50% | 50%
Commercial_Health (WA)_New_Food Preparation_Natural Gas_Steamer_E2_Baseline Forecast | Commercial | Health (WA) | New | Food Preparation | Natural Gas | Steamer | E2 | ENERGY STAR | Baseline Forecast | 50% | 50% | 50% | 50% | 50% | 50% | 50% | 50% | 50% | 50% | 50% | 50% | 50% | 50% | 50% | 50% | 50% | 50% | 50% | 50% | 50% | 50% | 50% | 50% | 50% | 50% | 50%
Commercial_Health (WA)_New_Food Preparation_Natural Gas_Steamer_E3_Baseline Forecast | Commercial | Health (WA) | New | Food Preparation | Natural Gas | Steamer | E3 |  | Baseline Forecast | bar: 2019 to 2045
Commercial_Health (WA)_New_Food Preparation_Natural Gas_Steamer_E4_Baseline Forecast | Commercial | Health (WA) | New | Food Preparation | Natural Gas | Steamer | E4 |  | Baseline Forecast | bar: 2019 to 2045
Commercial_Health (WA)_New_Food Preparation_Natural Gas_Steamer_E5_Baseline Forecast | Commercial | Health (WA) | New | Food Preparation | Natural Gas | Steamer | E5 |  | Baseline Forecast | bar: 2019 to 2045
Commercial_Health (WA)_New_Food Preparation_Natural Gas_Steamer_E6_Baseline Forecast | Commercial | Health (WA) | New | Food Preparation | Natural Gas | Steamer | E6 |  | Baseline Forecast | bar: 2019 to 2045
Commercial_Health (WA)_New_Food Preparation_Natural Gas_Steamer_E7_Baseline Forecast | Commercial | Health (WA) | New | Food Preparation | Natural Gas | Steamer | E7 |  | Baseline Forecast | bar: 2019 to 2045
Commercial_Health (WA)_New_Food Preparation_Natural Gas_Steamer_E8_Baseline Forecast | Commercial | Health (WA) | New | Food Preparation | Natural Gas | Steamer | E8 |  | Baseline Forecast | bar: 2019 to 2045
Commercial_Health (WA)_New_Food Preparation_Natural Gas_Steamer_E9_Baseline Forecast | Commercial | Health (WA) | New | Food Preparation | Natural Gas | Steamer | E9 |  | Baseline Forecast | bar: 2019 to 2045
Commercial_Health (WA)_New_Food Preparation_Natural Gas_Steamer_E10_Baseline Forecast | Commercial | Health (WA) | New | Food Preparation | Natural Gas | Steamer | E10 |  | Baseline Forecast | bar: 2019 to 2045
Commercial_Health (WA)_New_Food Preparation_Natural Gas_Food Prep Other_E1_Baseline Forecast | Commercial | Health (WA) | New | Food Preparation | Natural Gas | Food Prep Other | E1 | Standard | Baseline Forecast | 74% | 74% | 74% | 74% | 74% | 74% | 74% | 74% | 74% | 74% | 74% | 74% | 74% | 74% | 74% | 74% | 74% | 74% | 74% | 74% | 74% | 74% | 74% | 74% | 74% | 74% | 74%
Commercial_Health (WA)_New_Food Preparation_Natural Gas_Food Prep Other_E2_Baseline Forecast | Commercial | Health (WA) | New | Food Preparation | Natural Gas | Food Prep Other | E2 | ENERGY STAR | Baseline Forecast | 26% | 26% | 26% | 26% | 26% | 26% | 26% | 26% | 26% | 26% | 26% | 26% | 26% | 26% | 26% | 26% | 26% | 26% | 26% | 26% | 26% | 26% | 26% | 26% | 26% | 26% | 26%
Commercial_Health (WA)_New_Food Preparation_Natural Gas_Food Prep Other_E3_Baseline Forecast | Commercial | Health (WA) | New | Food Preparation | Natural Gas | Food Prep Other | E3 |  | Baseline Forecast | bar: 2019 to 2045
Commercial_Health (WA)_New_Food Preparation_Natural Gas_Food Prep Other_E4_Baseline Forecast | Commercial | Health (WA) | New | Food Preparation | Natural Gas | Food Prep Other | E4 |  | Baseline Forecast | bar: 2019 to 2045
Commercial_Health (WA)_New_Food Preparation_Natural Gas_Food Prep Other_E5_Baseline Forecast | Commercial | Health (WA) | New | Food Preparation | Natural Gas | Food Prep Other | E5 |  | Baseline Forecast | bar: 2019 to 2045
Commercial_Health (WA)_New_Food Preparation_Natural Gas_Food Prep Other_E6_Baseline Forecast | Commercial | Health (WA) | New | Food Preparation | Natural Gas | Food Prep Other | E6 |  | Baseline Forecast | bar: 2019 to 2045
Commercial_Health (WA)_New_Food Preparation_Natural Gas_Food Prep Other_E7_Baseline Forecast | Commercial | Health (WA) | New | Food Preparation | Natural Gas | Food Prep Other | E7 |  | Baseline Forecast | bar: 2019 to 2045
Commercial_Health (WA)_New_Food Preparation_Natural Gas_Food Prep Other_E8_Baseline Forecast | Commercial | Health (WA) | New | Food Preparation | Natural Gas | Food Prep Other | E8 |  | Baseline Forecast | bar: 2019 to 2045
Commercial_Health (WA)_New_Food Preparation_Natural Gas_Food Prep Other_E9_Baseline Forecast | Commercial | Health (WA) | New | Food Preparation | Natural Gas | Food Prep Other | E9 |  | Baseline Forecast | bar: 2019 to 2045
Commercial_Health (WA)_New_Food Preparation_Natural Gas_Food Prep Other_E10_Baseline Forecast | Commercial | Health (WA) | New | Food Preparation | Natural Gas | Food Prep Other | E10 |  | Baseline Forecast | bar: 2019 to 2045
Commercial_Health (WA)_New_Miscellaneous_Natural Gas_Pool Heater_E1_Baseline Forecast | Commercial | Health (WA) | New | Miscellaneous | Natural Gas | Pool Heater | E1 | Standard (EF .82) | Baseline Forecast | 90% | 90% | 90% | 90% | 90% | 90% | 90% | 90% | 90% | 90% | 90% | 90% | 90% | 90% | 90% | 90% | 90% | 90% | 90% | 90% | 90% | 90% | 90% | 90% | 90% | 90% | 90%
Commercial_Health (WA)_New_Miscellaneous_Natural Gas_Pool Heater_E2_Baseline Forecast | Commercial | Health (WA) | New | Miscellaneous | Natural Gas | Pool Heater | E2 | Condensing (EF .90) | Baseline Forecast | 10% | 10% | 10% | 10% | 10% | 10% | 10% | 10% | 10% | 10% | 10% | 10% | 10% | 10% | 10% | 10% | 10% | 10% | 10% | 10% | 10% | 10% | 10% | 10% | 10% | 10% | 10%
Commercial_Health (WA)_New_Miscellaneous_Natural Gas_Pool Heater_E3_Baseline Forecast | Commercial | Health (WA) | New | Miscellaneous | Natural Gas | Pool Heater | E3 |  | Baseline Forecast | bar: 2019 to 2045
Commercial_Health (WA)_New_Miscellaneous_Natural Gas_Pool Heater_E4_Baseline Forecast | Commercial | Health (WA) | New | Miscellaneous | Natural Gas | Pool Heater | E4 |  | Baseline Forecast | bar: 2019 to 2045
Commercial_Health (WA)_New_Miscellaneous_Natural Gas_Pool Heater_E5_Baseline Forecast | Commercial | Health (WA) | New | Miscellaneous | Natural Gas | Pool Heater | E5 |  | Baseline Forecast | bar: 2019 to 2045
Commercial_Health (WA)_New_Miscellaneous_Natural Gas_Pool Heater_E6_Baseline Forecast | Commercial | Health (WA) | New | Miscellaneous | Natural Gas | Pool Heater | E6 |  | Baseline Forecast | bar: 2019 to 2045
Commercial_Health (WA)_New_Miscellaneous_Natural Gas_Pool Heater_E7_Baseline Forecast | Commercial | Health (WA) | New | Miscellaneous | Natural Gas | Pool Heater | E7 |  | Baseline Forecast | bar: 2019 to 2045
Commercial_Health (WA)_New_Miscellaneous_Natural Gas_Pool Heater_E8_Baseline Forecast | Commercial | Health (WA) | New | Miscellaneous | Natural Gas | Pool Heater | E8 |  | Baseline Forecast | bar: 2019 to 2045
Commercial_Health (WA)_New_Miscellaneous_Natural Gas_Pool Heater_E9_Baseline Forecast | Commercial | Health (WA) | New | Miscellaneous | Natural Gas | Pool Heater | E9 |  | Baseline Forecast | bar: 2019 to 2045
Commercial_Health (WA)_New_Miscellaneous_Natural Gas_Pool Heater_E10_Baseline Forecast | Commercial | Health (WA) | New | Miscellaneous | Natural Gas | Pool Heater | E10 |  | Baseline Forecast | bar: 2019 to 2045
Commercial_Health (WA)_New_Miscellaneous_Natural Gas_Miscellaneous_E1_Baseline Forecast | Commercial | Health (WA) | New | Miscellaneous | Natural Gas | Miscellaneous | E1 | Standard | Baseline Forecast | 100% | 100% | 100% | 100% | 100% | 100% | 100% | 100% | 100% | 100% | 100% | 100% | 100% | 100% | 100% | 100% | 100% | 100% | 100% | 100% | 100% | 100% | 100% | 100% | 100% | 100% | 100%
Commercial_Health (WA)_New_Miscellaneous_Natural Gas_Miscellaneous_E2_Baseline Forecast | Commercial | Health (WA) | New | Miscellaneous | Natural Gas | Miscellaneous | E2 |  | Baseline Forecast | bar: 2019 to 2045
Commercial_Health (WA)_New_Miscellaneous_Natural Gas_Miscellaneous_E3_Baseline Forecast | Commercial | Health (WA) | New | Miscellaneous | Natural Gas | Miscellaneous | E3 |  | Baseline Forecast | bar: 2019 to 2045
Commercial_Health (WA)_New_Miscellaneous_Natural Gas_Miscellaneous_E4_Baseline Forecast | Commercial | Health (WA) | New | Miscellaneous | Natural Gas | Miscellaneous | E4 |  | Baseline Forecast | bar: 2019 to 2045
Commercial_Health (WA)_New_Miscellaneous_Natural Gas_Miscellaneous_E5_Baseline Forecast | Commercial | Health (WA) | New | Miscellaneous | Natural Gas | Miscellaneous | E5 |  | Baseline Forecast | bar: 2019 to 2045
Commercial_Health (WA)_New_Miscellaneous_Natural Gas_Miscellaneous_E6_Baseline Forecast | Commercial | Health (WA) | New | Miscellaneous | Natural Gas | Miscellaneous | E6 |  | Baseline Forecast | bar: 2019 to 2045
Commercial_Health (WA)_New_Miscellaneous_Natural Gas_Miscellaneous_E7_Baseline Forecast | Commercial | Health (WA) | New | Miscellaneous | Natural Gas | Miscellaneous | E7 |  | Baseline Forecast | bar: 2019 to 2045
Commercial_Health (WA)_New_Miscellaneous_Natural Gas_Miscellaneous_E8_Baseline Forecast | Commercial | Health (WA) | New | Miscellaneous | Natural Gas | Miscellaneous | E8 |  | Baseline Forecast | bar: 2019 to 2045
Commercial_Health (WA)_New_Miscellaneous_Natural Gas_Miscellaneous_E9_Baseline Forecast | Commercial | Health (WA) | New | Miscellaneous | Natural Gas | Miscellaneous | E9 |  | Baseline Forecast | bar: 2019 to 2045
Commercial_Health (WA)_New_Miscellaneous_Natural Gas_Miscellaneous_E10_Baseline Forecast | Commercial | Health (WA) | New | Miscellaneous | Natural Gas | Miscellaneous | E10 |  | Baseline Forecast | bar: 2019 to 2045
Commercial_Lodging (WA)_Existing_Space Heating_Natural Gas_Furnace_E1_Baseline Forecast | Commercial | Lodging (WA) | Existing | Space Heating | Natural Gas | Furnace | E1 | AFUE 80% (Standard) | Baseline Forecast | 100% | 100% | 100% | 100% | 100% | 100% | 100% | 100% | 100% | 100% | 100% | 98.01% | 89.24% | 98.07% | 98.09% | 98.12% | 98.15% | 97.73% | 97.76% | 97.77% | 97.73% | 97.76% | 97.77% | 97.77% | 97.77% | 97.77% | 97.77%
Commercial_Lodging (WA)_Existing_Space Heating_Natural Gas_Furnace_E2_Baseline Forecast | Commercial | Lodging (WA) | Existing | Space Heating | Natural Gas | Furnace | E2 | AFUE 90% | Baseline Forecast | 0% | 0% | 0% | 0% | 0% | 0% | 0% | 0% | 0% | 0% | 0% | 1.985% | 10.76% | 1.932% | 1.907% | 1.882% | 1.85% | 2.272% | 2.244% | 2.225% | 2.272% | 2.244% | 2.225% | 2.225% | 2.225% | 2.225% | 2.225%
Commercial_Lodging (WA)_Existing_Space Heating_Natural Gas_Furnace_E3_Baseline Forecast | Commercial | Lodging (WA) | Existing | Space Heating | Natural Gas | Furnace | E3 | AFUE 96% | Baseline Forecast | bar: 2019 to 2045
Commercial_Lodging (WA)_Existing_Space Heating_Natural Gas_Furnace_E4_Baseline Forecast | Commercial | Lodging (WA) | Existing | Space Heating | Natural Gas | Furnace | E4 |  | Baseline Forecast | bar: 2019 to 2045
Commercial_Lodging (WA)_Existing_Space Heating_Natural Gas_Furnace_E5_Baseline Forecast | Commercial | Lodging (WA) | Existing | Space Heating | Natural Gas | Furnace | E5 |  | Baseline Forecast | bar: 2019 to 2045
Commercial_Lodging (WA)_Existing_Space Heating_Natural Gas_Furnace_E6_Baseline Forecast | Commercial | Lodging (WA) | Existing | Space Heating | Natural Gas | Furnace | E6 |  | Baseline Forecast | bar: 2019 to 2045
Commercial_Lodging (WA)_Existing_Space Heating_Natural Gas_Furnace_E7_Baseline Forecast | Commercial | Lodging (WA) | Existing | Space Heating | Natural Gas | Furnace | E7 |  | Baseline Forecast | bar: 2019 to 2045
Commercial_Lodging (WA)_Existing_Space Heating_Natural Gas_Furnace_E8_Baseline Forecast | Commercial | Lodging (WA) | Existing | Space Heating | Natural Gas | Furnace | E8 |  | Baseline Forecast | bar: 2019 to 2045
Commercial_Lodging (WA)_Existing_Space Heating_Natural Gas_Furnace_E9_Baseline Forecast | Commercial | Lodging (WA) | Existing | Space Heating | Natural Gas | Furnace | E9 |  | Baseline Forecast | bar: 2019 to 2045
Commercial_Lodging (WA)_Existing_Space Heating_Natural Gas_Furnace_E10_Baseline Forecast | Commercial | Lodging (WA) | Existing | Space Heating | Natural Gas | Furnace | E10 |  | Baseline Forecast | bar: 2019 to 2045
Commercial_Lodging (WA)_Existing_Space Heating_Natural Gas_Boiler_E1_Baseline Forecast | Commercial | Lodging (WA) | Existing | Space Heating | Natural Gas | Boiler | E1 | AFUE 80% (Standard) | Baseline Forecast | 52.38% | 52.38% | 52.38% | 52.38% | 52.38% | 52.38% | 54.1% | 54.1% | 54.1% | 54.1% | 54.1% | 54.1% | 49.55% | 49.55% | 49.55% | 49.55% | 56.7% | 56.7% | 56.7% | 56.7% | 56.7% | 56.7% | 56.7% | 56.7% | 56.7% | 56.7% | 56.7%
Commercial_Lodging (WA)_Existing_Space Heating_Natural Gas_Boiler_E2_Baseline Forecast | Commercial | Lodging (WA) | Existing | Space Heating | Natural Gas | Boiler | E2 | AFUE 85% | Baseline Forecast | bar: 2019 to 2045
Commercial_Lodging (WA)_Existing_Space Heating_Natural Gas_Boiler_E3_Baseline Forecast | Commercial | Lodging (WA) | Existing | Space Heating | Natural Gas | Boiler | E3 | AFUE 97% | Baseline Forecast | 47.62% | 47.62% | 47.62% | 47.62% | 47.62% | 47.62% | 45.9% | 45.9% | 45.9% | 45.9% | 45.9% | 45.9% | 50.45% | 50.45% | 50.45% | 50.45% | 43.3% | 43.3% | 43.3% | 43.3% | 43.3% | 43.3% | 43.3% | 43.3% | 43.3% | 43.3% | 43.3%
Commercial_Lodging (WA)_Existing_Space Heating_Natural Gas_Boiler_E4_Baseline Forecast | Commercial | Lodging (WA) | Existing | Space Heating | Natural Gas | Boiler | E4 | Convert to NG Air Source Heat Pump | Baseline Forecast | bar: 2019 to 2045
Commercial_Lodging (WA)_Existing_Space Heating_Natural Gas_Boiler_E5_Baseline Forecast | Commercial | Lodging (WA) | Existing | Space Heating | Natural Gas | Boiler | E5 |  | Baseline Forecast | bar: 2019 to 2045
Commercial_Lodging (WA)_Existing_Space Heating_Natural Gas_Boiler_E6_Baseline Forecast | Commercial | Lodging (WA) | Existing | Space Heating | Natural Gas | Boiler | E6 |  | Baseline Forecast | bar: 2019 to 2045
Commercial_Lodging (WA)_Existing_Space Heating_Natural Gas_Boiler_E7_Baseline Forecast | Commercial | Lodging (WA) | Existing | Space Heating | Natural Gas | Boiler | E7 |  | Baseline Forecast | bar: 2019 to 2045
Commercial_Lodging (WA)_Existing_Space Heating_Natural Gas_Boiler_E8_Baseline Forecast | Commercial | Lodging (WA) | Existing | Space Heating | Natural Gas | Boiler | E8 |  | Baseline Forecast | bar: 2019 to 2045
Commercial_Lodging (WA)_Existing_Space Heating_Natural Gas_Boiler_E9_Baseline Forecast | Commercial | Lodging (WA) | Existing | Space Heating | Natural Gas | Boiler | E9 |  | Baseline Forecast | bar: 2019 to 2045
Commercial_Lodging (WA)_Existing_Space Heating_Natural Gas_Boiler_E10_Baseline Forecast | Commercial | Lodging (WA) | Existing | Space Heating | Natural Gas | Boiler | E10 |  | Baseline Forecast | bar: 2019 to 2045
Commercial_Lodging (WA)_Existing_Space Heating_Natural Gas_Unit Heater_E1_Baseline Forecast | Commercial | Lodging (WA) | Existing | Space Heating | Natural Gas | Unit Heater | E1 | Standard | Baseline Forecast | 100% | 100% | 100% | 100% | 100% | 100% | 100% | 100% | 100% | 100% | 100% | 100% | 100% | 100% | 100% | 100% | 100% | 100% | 100% | 100% | 100% | 100% | 100% | 100% | 100% | 100% | 100%
Commercial_Lodging (WA)_Existing_Space Heating_Natural Gas_Unit Heater_E2_Baseline Forecast | Commercial | Lodging (WA) | Existing | Space Heating | Natural Gas | Unit Heater | E2 | Condensing | Baseline Forecast | bar: 2019 to 2045
Commercial_Lodging (WA)_Existing_Space Heating_Natural Gas_Unit Heater_E3_Baseline Forecast | Commercial | Lodging (WA) | Existing | Space Heating | Natural Gas | Unit Heater | E3 | Infrared Radiant | Baseline Forecast | bar: 2019 to 2045
Commercial_Lodging (WA)_Existing_Space Heating_Natural Gas_Unit Heater_E4_Baseline Forecast | Commercial | Lodging (WA) | Existing | Space Heating | Natural Gas | Unit Heater | E4 |  | Baseline Forecast | bar: 2019 to 2045
Commercial_Lodging (WA)_Existing_Space Heating_Natural Gas_Unit Heater_E5_Baseline Forecast | Commercial | Lodging (WA) | Existing | Space Heating | Natural Gas | Unit Heater | E5 |  | Baseline Forecast | bar: 2019 to 2045
Commercial_Lodging (WA)_Existing_Space Heating_Natural Gas_Unit Heater_E6_Baseline Forecast | Commercial | Lodging (WA) | Existing | Space Heating | Natural Gas | Unit Heater | E6 |  | Baseline Forecast | bar: 2019 to 2045
Commercial_Lodging (WA)_Existing_Space Heating_Natural Gas_Unit Heater_E7_Baseline Forecast | Commercial | Lodging (WA) | Existing | Space Heating | Natural Gas | Unit Heater | E7 |  | Baseline Forecast | bar: 2019 to 2045
Commercial_Lodging (WA)_Existing_Space Heating_Natural Gas_Unit Heater_E8_Baseline Forecast | Commercial | Lodging (WA) | Existing | Space Heating | Natural Gas | Unit Heater | E8 |  | Baseline Forecast | bar: 2019 to 2045
Commercial_Lodging (WA)_Existing_Space Heating_Natural Gas_Unit Heater_E9_Baseline Forecast | Commercial | Lodging (WA) | Existing | Space Heating | Natural Gas | Unit Heater | E9 |  | Baseline Forecast | bar: 2019 to 2045
Commercial_Lodging (WA)_Existing_Space Heating_Natural Gas_Unit Heater_E10_Baseline Forecast | Commercial | Lodging (WA) | Existing | Space Heating | Natural Gas | Unit Heater | E10 |  | Baseline Forecast | bar: 2019 to 2045
Commercial_Lodging (WA)_Existing_Water Heating_Natural Gas_Water Heater_E1_Baseline Forecast | Commercial | Lodging (WA) | Existing | Water Heating | Natural Gas | Water Heater | E1 | TE 0.80 | Baseline Forecast | 47% | 47% | 47% | 47% | 47% | 47% | 47% | 47% | 47% | 47% | 47% | 47% | 47% | 47% | 47% | 47% | 47% | 47% | 47% | 47% | 47% | 47% | 47% | 47% | 47% | 47% | 47%
Commercial_Lodging (WA)_Existing_Water Heating_Natural Gas_Water Heater_E2_Baseline Forecast | Commercial | Lodging (WA) | Existing | Water Heating | Natural Gas | Water Heater | E2 | TE 0.90 | Baseline Forecast | bar: 2019 to 2045
Commercial_Lodging (WA)_Existing_Water Heating_Natural Gas_Water Heater_E3_Baseline Forecast | Commercial | Lodging (WA) | Existing | Water Heating | Natural Gas | Water Heater | E3 | TE 0.94 | Baseline Forecast | 53% | 53% | 53% | 53% | 53% | 53% | 53% | 53% | 53% | 53% | 53% | 53% | 53% | 53% | 53% | 53% | 53% | 53% | 53% | 53% | 53% | 53% | 53% | 53% | 53% | 53% | 53%
Commercial_Lodging (WA)_Existing_Water Heating_Natural Gas_Water Heater_E4_Baseline Forecast | Commercial | Lodging (WA) | Existing | Water Heating | Natural Gas | Water Heater | E4 | Instantaneous TE 0.94 | Baseline Forecast | bar: 2019 to 2045
Commercial_Lodging (WA)_Existing_Water Heating_Natural Gas_Water Heater_E5_Baseline Forecast | Commercial | Lodging (WA) | Existing | Water Heating | Natural Gas | Water Heater | E5 | Gas-Fired Absorption HPWH | Baseline Forecast | bar: 2019 to 2045
Commercial_Lodging (WA)_Existing_Water Heating_Natural Gas_Water Heater_E6_Baseline Forecast | Commercial | Lodging (WA) | Existing | Water Heating | Natural Gas | Water Heater | E6 |  | Baseline Forecast | bar: 2019 to 2045
Commercial_Lodging (WA)_Existing_Water Heating_Natural Gas_Water Heater_E7_Baseline Forecast | Commercial | Lodging (WA) | Existing | Water Heating | Natural Gas | Water Heater | E7 |  | Baseline Forecast | bar: 2019 to 2045
Commercial_Lodging (WA)_Existing_Water Heating_Natural Gas_Water Heater_E8_Baseline Forecast | Commercial | Lodging (WA) | Existing | Water Heating | Natural Gas | Water Heater | E8 |  | Baseline Forecast | bar: 2019 to 2045
Commercial_Lodging (WA)_Existing_Water Heating_Natural Gas_Water Heater_E9_Baseline Forecast | Commercial | Lodging (WA) | Existing | Water Heating | Natural Gas | Water Heater | E9 |  | Baseline Forecast | bar: 2019 to 2045
Commercial_Lodging (WA)_Existing_Water Heating_Natural Gas_Water Heater_E10_Baseline Forecast | Commercial | Lodging (WA) | Existing | Water Heating | Natural Gas | Water Heater | E10 |  | Baseline Forecast | bar: 2019 to 2045
Commercial_Lodging (WA)_Existing_Food Preparation_Natural Gas_Oven_E1_Baseline Forecast | Commercial | Lodging (WA) | Existing | Food Preparation | Natural Gas | Oven | E1 | Standard | Baseline Forecast | 41% | 41% | 41% | 41% | 41% | 41% | 41% | 41% | 41% | 41% | 41% | 41% | 41% | 41% | 41% | 41% | 41% | 41% | 41% | 41% | 41% | 41% | 41% | 41% | 41% | 41% | 41%
Commercial_Lodging (WA)_Existing_Food Preparation_Natural Gas_Oven_E2_Baseline Forecast | Commercial | Lodging (WA) | Existing | Food Preparation | Natural Gas | Oven | E2 | ENERGY STAR (>42% Baking Efficiency) | Baseline Forecast | 59% | 59% | 59% | 59% | 59% | 59% | 59% | 59% | 59% | 59% | 59% | 59% | 59% | 59% | 59% | 59% | 59% | 59% | 59% | 59% | 59% | 59% | 59% | 59% | 59% | 59% | 59%
Commercial_Lodging (WA)_Existing_Food Preparation_Natural Gas_Oven_E3_Baseline Forecast | Commercial | Lodging (WA) | Existing | Food Preparation | Natural Gas | Oven | E3 |  | Baseline Forecast | bar: 2019 to 2045
Commercial_Lodging (WA)_Existing_Food Preparation_Natural Gas_Oven_E4_Baseline Forecast | Commercial | Lodging (WA) | Existing | Food Preparation | Natural Gas | Oven | E4 |  | Baseline Forecast | bar: 2019 to 2045
Commercial_Lodging (WA)_Existing_Food Preparation_Natural Gas_Oven_E5_Baseline Forecast | Commercial | Lodging (WA) | Existing | Food Preparation | Natural Gas | Oven | E5 |  | Baseline Forecast | bar: 2019 to 2045
Commercial_Lodging (WA)_Existing_Food Preparation_Natural Gas_Oven_E6_Baseline Forecast | Commercial | Lodging (WA) | Existing | Food Preparation | Natural Gas | Oven | E6 |  | Baseline Forecast | bar: 2019 to 2045
Commercial_Lodging (WA)_Existing_Food Preparation_Natural Gas_Oven_E7_Baseline Forecast | Commercial | Lodging (WA) | Existing | Food Preparation | Natural Gas | Oven | E7 |  | Baseline Forecast | bar: 2019 to 2045
Commercial_Lodging (WA)_Existing_Food Preparation_Natural Gas_Oven_E8_Baseline Forecast | Commercial | Lodging (WA) | Existing | Food Preparation | Natural Gas | Oven | E8 |  | Baseline Forecast | bar: 2019 to 2045
Commercial_Lodging (WA)_Existing_Food Preparation_Natural Gas_Oven_E9_Baseline Forecast | Commercial | Lodging (WA) | Existing | Food Preparation | Natural Gas | Oven | E9 |  | Baseline Forecast | bar: 2019 to 2045
Commercial_Lodging (WA)_Existing_Food Preparation_Natural Gas_Oven_E10_Baseline Forecast | Commercial | Lodging (WA) | Existing | Food Preparation | Natural Gas | Oven | E10 |  | Baseline Forecast | bar: 2019 to 2045
Commercial_Lodging (WA)_Existing_Food Preparation_Natural Gas_Conveyor Oven_E1_Baseline Forecast | Commercial | Lodging (WA) | Existing | Food Preparation | Natural Gas | Conveyor Oven | E1 | Standard | Baseline Forecast | 41% | 41% | 41% | 41% | 41% | 41% | 41% | 41% | 41% | 41% | 41% | 41% | 41% | 41% | 41% | 41% | 41% | 41% | 41% | 41% | 41% | 41% | 41% | 41% | 41% | 41% | 41%
Commercial_Lodging (WA)_Existing_Food Preparation_Natural Gas_Conveyor Oven_E2_Baseline Forecast | Commercial | Lodging (WA) | Existing | Food Preparation | Natural Gas | Conveyor Oven | E2 | ENERGY STAR (>42% Baking Efficiency) | Baseline Forecast | 59% | 59% | 59% | 59% | 59% | 59% | 59% | 59% | 59% | 59% | 59% | 59% | 59% | 59% | 59% | 59% | 59% | 59% | 59% | 59% | 59% | 59% | 59% | 59% | 59% | 59% | 59%
Commercial_Lodging (WA)_Existing_Food Preparation_Natural Gas_Conveyor Oven_E3_Baseline Forecast | Commercial | Lodging (WA) | Existing | Food Preparation | Natural Gas | Conveyor Oven | E3 |  | Baseline Forecast | bar: 2019 to 2045
Commercial_Lodging (WA)_Existing_Food Preparation_Natural Gas_Conveyor Oven_E4_Baseline Forecast | Commercial | Lodging (WA) | Existing | Food Preparation | Natural Gas | Conveyor Oven | E4 |  | Baseline Forecast | bar: 2019 to 2045
Commercial_Lodging (WA)_Existing_Food Preparation_Natural Gas_Conveyor Oven_E5_Baseline Forecast | Commercial | Lodging (WA) | Existing | Food Preparation | Natural Gas | Conveyor Oven | E5 |  | Baseline Forecast | bar: 2019 to 2045
Commercial_Lodging (WA)_Existing_Food Preparation_Natural Gas_Conveyor Oven_E6_Baseline Forecast | Commercial | Lodging (WA) | Existing | Food Preparation | Natural Gas | Conveyor Oven | E6 |  | Baseline Forecast | bar: 2019 to 2045
Commercial_Lodging (WA)_Existing_Food Preparation_Natural Gas_Conveyor Oven_E7_Baseline Forecast | Commercial | Lodging (WA) | Existing | Food Preparation | Natural Gas | Conveyor Oven | E7 |  | Baseline Forecast | bar: 2019 to 2045
Commercial_Lodging (WA)_Existing_Food Preparation_Natural Gas_Conveyor Oven_E8_Baseline Forecast | Commercial | Lodging (WA) | Existing | Food Preparation | Natural Gas | Conveyor Oven | E8 |  | Baseline Forecast | bar: 2019 to 2045
Commercial_Lodging (WA)_Existing_Food Preparation_Natural Gas_Conveyor Oven_E9_Baseline Forecast | Commercial | Lodging (WA) | Existing | Food Preparation | Natural Gas | Conveyor Oven | E9 |  | Baseline Forecast | bar: 2019 to 2045
Commercial_Lodging (WA)_Existing_Food Preparation_Natural Gas_Conveyor Oven_E10_Baseline Forecast | Commercial | Lodging (WA) | Existing | Food Preparation | Natural Gas | Conveyor Oven | E10 |  | Baseline Forecast | bar: 2019 to 2045
Commercial_Lodging (WA)_Existing_Food Preparation_Natural Gas_Double Rack Oven_E1_Baseline Forecast | Commercial | Lodging (WA) | Existing | Food Preparation | Natural Gas | Double Rack Oven | E1 | Standard | Baseline Forecast | 41% | 41% | 41% | 41% | 41% | 41% | 41% | 41% | 41% | 41% | 41% | 41% | 41% | 41% | 41% | 41% | 41% | 41% | 41% | 41% | 41% | 41% | 41% | 41% | 41% | 41% | 41%
Commercial_Lodging (WA)_Existing_Food Preparation_Natural Gas_Double Rack Oven_E2_Baseline Forecast | Commercial | Lodging (WA) | Existing | Food Preparation | Natural Gas | Double Rack Oven | E2 | FTSC Qualified (>50% Cooking Efficiency) | Baseline Forecast | 59% | 59% | 59% | 59% | 59% | 59% | 59% | 59% | 59% | 59% | 59% | 59% | 59% | 59% | 59% | 59% | 59% | 59% | 59% | 59% | 59% | 59% | 59% | 59% | 59% | 59% | 59%
Commercial_Lodging (WA)_Existing_Food Preparation_Natural Gas_Double Rack Oven_E3_Baseline Forecast | Commercial | Lodging (WA) | Existing | Food Preparation | Natural Gas | Double Rack Oven | E3 |  | Baseline Forecast | bar: 2019 to 2045
Commercial_Lodging (WA)_Existing_Food Preparation_Natural Gas_Double Rack Oven_E4_Baseline Forecast | Commercial | Lodging (WA) | Existing | Food Preparation | Natural Gas | Double Rack Oven | E4 |  | Baseline Forecast | bar: 2019 to 2045
Commercial_Lodging (WA)_Existing_Food Preparation_Natural Gas_Double Rack Oven_E5_Baseline Forecast | Commercial | Lodging (WA) | Existing | Food Preparation | Natural Gas | Double Rack Oven | E5 |  | Baseline Forecast | bar: 2019 to 2045
Commercial_Lodging (WA)_Existing_Food Preparation_Natural Gas_Double Rack Oven_E6_Baseline Forecast | Commercial | Lodging (WA) | Existing | Food Preparation | Natural Gas | Double Rack Oven | E6 |  | Baseline Forecast | bar: 2019 to 2045
Commercial_Lodging (WA)_Existing_Food Preparation_Natural Gas_Double Rack Oven_E7_Baseline Forecast | Commercial | Lodging (WA) | Existing | Food Preparation | Natural Gas | Double Rack Oven | E7 |  | Baseline Forecast | bar: 2019 to 2045
Commercial_Lodging (WA)_Existing_Food Preparation_Natural Gas_Double Rack Oven_E8_Baseline Forecast | Commercial | Lodging (WA) | Existing | Food Preparation | Natural Gas | Double Rack Oven | E8 |  | Baseline Forecast | bar: 2019 to 2045
Commercial_Lodging (WA)_Existing_Food Preparation_Natural Gas_Double Rack Oven_E9_Baseline Forecast | Commercial | Lodging (WA) | Existing | Food Preparation | Natural Gas | Double Rack Oven | E9 |  | Baseline Forecast | bar: 2019 to 2045
Commercial_Lodging (WA)_Existing_Food Preparation_Natural Gas_Double Rack Oven_E10_Baseline Forecast | Commercial | Lodging (WA) | Existing | Food Preparation | Natural Gas | Double Rack Oven | E10 |  | Baseline Forecast | bar: 2019 to 2045
Commercial_Lodging (WA)_Existing_Food Preparation_Natural Gas_Fryer_E1_Baseline Forecast | Commercial | Lodging (WA) | Existing | Food Preparation | Natural Gas | Fryer | E1 | Standard | Baseline Forecast | 74% | 74% | 74% | 74% | 74% | 74% | 74% | 74% | 74% | 74% | 74% | 74% | 74% | 74% | 74% | 74% | 74% | 74% | 74% | 74% | 74% | 74% | 74% | 74% | 74% | 74% | 74%
Commercial_Lodging (WA)_Existing_Food Preparation_Natural Gas_Fryer_E2_Baseline Forecast | Commercial | Lodging (WA) | Existing | Food Preparation | Natural Gas | Fryer | E2 | ENERGY STAR | Baseline Forecast | 26% | 26% | 26% | 26% | 26% | 26% | 26% | 26% | 26% | 26% | 26% | 26% | 26% | 26% | 26% | 26% | 26% | 26% | 26% | 26% | 26% | 26% | 26% | 26% | 26% | 26% | 26%
Commercial_Lodging (WA)_Existing_Food Preparation_Natural Gas_Fryer_E3_Baseline Forecast | Commercial | Lodging (WA) | Existing | Food Preparation | Natural Gas | Fryer | E3 |  | Baseline Forecast | bar: 2019 to 2045
Commercial_Lodging (WA)_Existing_Food Preparation_Natural Gas_Fryer_E4_Baseline Forecast | Commercial | Lodging (WA) | Existing | Food Preparation | Natural Gas | Fryer | E4 |  | Baseline Forecast | bar: 2019 to 2045
Commercial_Lodging (WA)_Existing_Food Preparation_Natural Gas_Fryer_E5_Baseline Forecast | Commercial | Lodging (WA) | Existing | Food Preparation | Natural Gas | Fryer | E5 |  | Baseline Forecast | bar: 2019 to 2045
Commercial_Lodging (WA)_Existing_Food Preparation_Natural Gas_Fryer_E6_Baseline Forecast | Commercial | Lodging (WA) | Existing | Food Preparation | Natural Gas | Fryer | E6 |  | Baseline Forecast | bar: 2019 to 2045
Commercial_Lodging (WA)_Existing_Food Preparation_Natural Gas_Fryer_E7_Baseline Forecast | Commercial | Lodging (WA) | Existing | Food Preparation | Natural Gas | Fryer | E7 |  | Baseline Forecast | bar: 2019 to 2045
Commercial_Lodging (WA)_Existing_Food Preparation_Natural Gas_Fryer_E8_Baseline Forecast | Commercial | Lodging (WA) | Existing | Food Preparation | Natural Gas | Fryer | E8 |  | Baseline Forecast | bar: 2019 to 2045
Commercial_Lodging (WA)_Existing_Food Preparation_Natural Gas_Fryer_E9_Baseline Forecast | Commercial | Lodging (WA) | Existing | Food Preparation | Natural Gas | Fryer | E9 |  | Baseline Forecast | bar: 2019 to 2045
Commercial_Lodging (WA)_Existing_Food Preparation_Natural Gas_Fryer_E10_Baseline Forecast | Commercial | Lodging (WA) | Existing | Food Preparation | Natural Gas | Fryer | E10 |  | Baseline Forecast | bar: 2019 to 2045
Commercial_Lodging (WA)_Existing_Food Preparation_Natural Gas_Broiler_E1_Baseline Forecast | Commercial | Lodging (WA) | Existing | Food Preparation | Natural Gas | Broiler | E1 | Standard | Baseline Forecast | 74% | 74% | 74% | 74% | 74% | 74% | 74% | 74% | 74% | 74% | 74% | 74% | 74% | 74% | 74% | 74% | 74% | 74% | 74% | 74% | 74% | 74% | 74% | 74% | 74% | 74% | 74%
Commercial_Lodging (WA)_Existing_Food Preparation_Natural Gas_Broiler_E2_Baseline Forecast | Commercial | Lodging (WA) | Existing | Food Preparation | Natural Gas | Broiler | E2 | Infrared Burners | Baseline Forecast | 26% | 26% | 26% | 26% | 26% | 26% | 26% | 26% | 26% | 26% | 26% | 26% | 26% | 26% | 26% | 26% | 26% | 26% | 26% | 26% | 26% | 26% | 26% | 26% | 26% | 26% | 26%
Commercial_Lodging (WA)_Existing_Food Preparation_Natural Gas_Broiler_E3_Baseline Forecast | Commercial | Lodging (WA) | Existing | Food Preparation | Natural Gas | Broiler | E3 |  | Baseline Forecast | bar: 2019 to 2045
Commercial_Lodging (WA)_Existing_Food Preparation_Natural Gas_Broiler_E4_Baseline Forecast | Commercial | Lodging (WA) | Existing | Food Preparation | Natural Gas | Broiler | E4 |  | Baseline Forecast | bar: 2019 to 2045
Commercial_Lodging (WA)_Existing_Food Preparation_Natural Gas_Broiler_E5_Baseline Forecast | Commercial | Lodging (WA) | Existing | Food Preparation | Natural Gas | Broiler | E5 |  | Baseline Forecast | bar: 2019 to 2045
Commercial_Lodging (WA)_Existing_Food Preparation_Natural Gas_Broiler_E6_Baseline Forecast | Commercial | Lodging (WA) | Existing | Food Preparation | Natural Gas | Broiler | E6 |  | Baseline Forecast | bar: 2019 to 2045
Commercial_Lodging (WA)_Existing_Food Preparation_Natural Gas_Broiler_E7_Baseline Forecast | Commercial | Lodging (WA) | Existing | Food Preparation | Natural Gas | Broiler | E7 |  | Baseline Forecast | bar: 2019 to 2045
Commercial_Lodging (WA)_Existing_Food Preparation_Natural Gas_Broiler_E8_Baseline Forecast | Commercial | Lodging (WA) | Existing | Food Preparation | Natural Gas | Broiler | E8 |  | Baseline Forecast | bar: 2019 to 2045
Commercial_Lodging (WA)_Existing_Food Preparation_Natural Gas_Broiler_E9_Baseline Forecast | Commercial | Lodging (WA) | Existing | Food Preparation | Natural Gas | Broiler | E9 |  | Baseline Forecast | bar: 2019 to 2045
Commercial_Lodging (WA)_Existing_Food Preparation_Natural Gas_Broiler_E10_Baseline Forecast | Commercial | Lodging (WA) | Existing | Food Preparation | Natural Gas | Broiler | E10 |  | Baseline Forecast | bar: 2019 to 2045
Commercial_Lodging (WA)_Existing_Food Preparation_Natural Gas_Griddle_E1_Baseline Forecast | Commercial | Lodging (WA) | Existing | Food Preparation | Natural Gas | Griddle | E1 | Standard | Baseline Forecast | 71% | 71% | 71% | 71% | 71% | 71% | 71% | 71% | 71% | 71% | 71% | 71% | 71% | 71% | 71% | 71% | 71% | 71% | 71% | 71% | 71% | 71% | 71% | 71% | 71% | 71% | 71%
Commercial_Lodging (WA)_Existing_Food Preparation_Natural Gas_Griddle_E2_Baseline Forecast | Commercial | Lodging (WA) | Existing | Food Preparation | Natural Gas | Griddle | E2 | ENERGY STAR | Baseline Forecast | 29% | 29% | 29% | 29% | 29% | 29% | 29% | 29% | 29% | 29% | 29% | 29% | 29% | 29% | 29% | 29% | 29% | 29% | 29% | 29% | 29% | 29% | 29% | 29% | 29% | 29% | 29%
Commercial_Lodging (WA)_Existing_Food Preparation_Natural Gas_Griddle_E3_Baseline Forecast | Commercial | Lodging (WA) | Existing | Food Preparation | Natural Gas | Griddle | E3 |  | Baseline Forecast | bar: 2019 to 2045
Commercial_Lodging (WA)_Existing_Food Preparation_Natural Gas_Griddle_E4_Baseline Forecast | Commercial | Lodging (WA) | Existing | Food Preparation | Natural Gas | Griddle | E4 |  | Baseline Forecast | bar: 2019 to 2045
Commercial_Lodging (WA)_Existing_Food Preparation_Natural Gas_Griddle_E5_Baseline Forecast | Commercial | Lodging (WA) | Existing | Food Preparation | Natural Gas | Griddle | E5 |  | Baseline Forecast | bar: 2019 to 2045
Commercial_Lodging (WA)_Existing_Food Preparation_Natural Gas_Griddle_E6_Baseline Forecast | Commercial | Lodging (WA) | Existing | Food Preparation | Natural Gas | Griddle | E6 |  | Baseline Forecast | bar: 2019 to 2045
Commercial_Lodging (WA)_Existing_Food Preparation_Natural Gas_Griddle_E7_Baseline Forecast | Commercial | Lodging (WA) | Existing | Food Preparation | Natural Gas | Griddle | E7 |  | Baseline Forecast | bar: 2019 to 2045
Commercial_Lodging (WA)_Existing_Food Preparation_Natural Gas_Griddle_E8_Baseline Forecast | Commercial | Lodging (WA) | Existing | Food Preparation | Natural Gas | Griddle | E8 |  | Baseline Forecast | bar: 2019 to 2045
Commercial_Lodging (WA)_Existing_Food Preparation_Natural Gas_Griddle_E9_Baseline Forecast | Commercial | Lodging (WA) | Existing | Food Preparation | Natural Gas | Griddle | E9 |  | Baseline Forecast | bar: 2019 to 2045
Commercial_Lodging (WA)_Existing_Food Preparation_Natural Gas_Griddle_E10_Baseline Forecast | Commercial | Lodging (WA) | Existing | Food Preparation | Natural Gas | Griddle | E10 |  | Baseline Forecast | bar: 2019 to 2045
Commercial_Lodging (WA)_Existing_Food Preparation_Natural Gas_Range_E1_Baseline Forecast | Commercial | Lodging (WA) | Existing | Food Preparation | Natural Gas | Range | E1 | Standard | Baseline Forecast | 41% | 41% | 41% | 41% | 41% | 41% | 41% | 41% | 41% | 41% | 41% | 41% | 41% | 41% | 41% | 41% | 41% | 41% | 41% | 41% | 41% | 41% | 41% | 41% | 41% | 41% | 41%
Commercial_Lodging (WA)_Existing_Food Preparation_Natural Gas_Range_E2_Baseline Forecast | Commercial | Lodging (WA) | Existing | Food Preparation | Natural Gas | Range | E2 | High Efficiency | Baseline Forecast | 59% | 59% | 59% | 59% | 59% | 59% | 59% | 59% | 59% | 59% | 59% | 59% | 59% | 59% | 59% | 59% | 59% | 59% | 59% | 59% | 59% | 59% | 59% | 59% | 59% | 59% | 59%
Commercial_Lodging (WA)_Existing_Food Preparation_Natural Gas_Range_E3_Baseline Forecast | Commercial | Lodging (WA) | Existing | Food Preparation | Natural Gas | Range | E3 |  | Baseline Forecast | bar: 2019 to 2045
Commercial_Lodging (WA)_Existing_Food Preparation_Natural Gas_Range_E4_Baseline Forecast | Commercial | Lodging (WA) | Existing | Food Preparation | Natural Gas | Range | E4 |  | Baseline Forecast | bar: 2019 to 2045
Commercial_Lodging (WA)_Existing_Food Preparation_Natural Gas_Range_E5_Baseline Forecast | Commercial | Lodging (WA) | Existing | Food Preparation | Natural Gas | Range | E5 |  | Baseline Forecast | bar: 2019 to 2045
Commercial_Lodging (WA)_Existing_Food Preparation_Natural Gas_Range_E6_Baseline Forecast | Commercial | Lodging (WA) | Existing | Food Preparation | Natural Gas | Range | E6 |  | Baseline Forecast | bar: 2019 to 2045
Commercial_Lodging (WA)_Existing_Food Preparation_Natural Gas_Range_E7_Baseline Forecast | Commercial | Lodging (WA) | Existing | Food Preparation | Natural Gas | Range | E7 |  | Baseline Forecast | bar: 2019 to 2045
Commercial_Lodging (WA)_Existing_Food Preparation_Natural Gas_Range_E8_Baseline Forecast | Commercial | Lodging (WA) | Existing | Food Preparation | Natural Gas | Range | E8 |  | Baseline Forecast | bar: 2019 to 2045
Commercial_Lodging (WA)_Existing_Food Preparation_Natural Gas_Range_E9_Baseline Forecast | Commercial | Lodging (WA) | Existing | Food Preparation | Natural Gas | Range | E9 |  | Baseline Forecast | bar: 2019 to 2045
Commercial_Lodging (WA)_Existing_Food Preparation_Natural Gas_Range_E10_Baseline Forecast | Commercial | Lodging (WA) | Existing | Food Preparation | Natural Gas | Range | E10 |  | Baseline Forecast | bar: 2019 to 2045
Commercial_Lodging (WA)_Existing_Food Preparation_Natural Gas_Steamer_E1_Baseline Forecast | Commercial | Lodging (WA) | Existing | Food Preparation | Natural Gas | Steamer | E1 | Standard | Baseline Forecast | 50% | 50% | 50% | 50% | 50% | 50% | 50% | 50% | 50% | 50% | 50% | 50% | 50% | 50% | 50% | 50% | 50% | 50% | 50% | 50% | 50% | 50% | 50% | 50% | 50% | 50% | 50%
Commercial_Lodging (WA)_Existing_Food Preparation_Natural Gas_Steamer_E2_Baseline Forecast | Commercial | Lodging (WA) | Existing | Food Preparation | Natural Gas | Steamer | E2 | ENERGY STAR | Baseline Forecast | 50% | 50% | 50% | 50% | 50% | 50% | 50% | 50% | 50% | 50% | 50% | 50% | 50% | 50% | 50% | 50% | 50% | 50% | 50% | 50% | 50% | 50% | 50% | 50% | 50% | 50% | 50%
Commercial_Lodging (WA)_Existing_Food Preparation_Natural Gas_Steamer_E3_Baseline Forecast | Commercial | Lodging (WA) | Existing | Food Preparation | Natural Gas | Steamer | E3 |  | Baseline Forecast | bar: 2019 to 2045
Commercial_Lodging (WA)_Existing_Food Preparation_Natural Gas_Steamer_E4_Baseline Forecast | Commercial | Lodging (WA) | Existing | Food Preparation | Natural Gas | Steamer | E4 |  | Baseline Forecast | bar: 2019 to 2045
Commercial_Lodging (WA)_Existing_Food Preparation_Natural Gas_Steamer_E5_Baseline Forecast | Commercial | Lodging (WA) | Existing | Food Preparation | Natural Gas | Steamer | E5 |  | Baseline Forecast | bar: 2019 to 2045
Commercial_Lodging (WA)_Existing_Food Preparation_Natural Gas_Steamer_E6_Baseline Forecast | Commercial | Lodging (WA) | Existing | Food Preparation | Natural Gas | Steamer | E6 |  | Baseline Forecast | bar: 2019 to 2045
Commercial_Lodging (WA)_Existing_Food Preparation_Natural Gas_Steamer_E7_Baseline Forecast | Commercial | Lodging (WA) | Existing | Food Preparation | Natural Gas | Steamer | E7 |  | Baseline Forecast | bar: 2019 to 2045
Commercial_Lodging (WA)_Existing_Food Preparation_Natural Gas_Steamer_E8_Baseline Forecast | Commercial | Lodging (WA) | Existing | Food Preparation | Natural Gas | Steamer | E8 |  | Baseline Forecast | bar: 2019 to 2045
Commercial_Lodging (WA)_Existing_Food Preparation_Natural Gas_Steamer_E9_Baseline Forecast | Commercial | Lodging (WA) | Existing | Food Preparation | Natural Gas | Steamer | E9 |  | Baseline Forecast | bar: 2019 to 2045
Commercial_Lodging (WA)_Existing_Food Preparation_Natural Gas_Steamer_E10_Baseline Forecast | Commercial | Lodging (WA) | Existing | Food Preparation | Natural Gas | Steamer | E10 |  | Baseline Forecast | bar: 2019 to 2045
Commercial_Lodging (WA)_Existing_Food Preparation_Natural Gas_Food Prep Other_E1_Baseline Forecast | Commercial | Lodging (WA) | Existing | Food Preparation | Natural Gas | Food Prep Other | E1 | Standard | Baseline Forecast | 74% | 74% | 74% | 74% | 74% | 74% | 74% | 74% | 74% | 74% | 74% | 74% | 74% | 74% | 74% | 74% | 74% | 74% | 74% | 74% | 74% | 74% | 74% | 74% | 74% | 74% | 74%
Commercial_Lodging (WA)_Existing_Food Preparation_Natural Gas_Food Prep Other_E2_Baseline Forecast | Commercial | Lodging (WA) | Existing | Food Preparation | Natural Gas | Food Prep Other | E2 | ENERGY STAR | Baseline Forecast | 26% | 26% | 26% | 26% | 26% | 26% | 26% | 26% | 26% | 26% | 26% | 26% | 26% | 26% | 26% | 26% | 26% | 26% | 26% | 26% | 26% | 26% | 26% | 26% | 26% | 26% | 26%
Commercial_Lodging (WA)_Existing_Food Preparation_Natural Gas_Food Prep Other_E3_Baseline Forecast | Commercial | Lodging (WA) | Existing | Food Preparation | Natural Gas | Food Prep Other | E3 |  | Baseline Forecast | bar: 2019 to 2045
Commercial_Lodging (WA)_Existing_Food Preparation_Natural Gas_Food Prep Other_E4_Baseline Forecast | Commercial | Lodging (WA) | Existing | Food Preparation | Natural Gas | Food Prep Other | E4 |  | Baseline Forecast | bar: 2019 to 2045
Commercial_Lodging (WA)_Existing_Food Preparation_Natural Gas_Food Prep Other_E5_Baseline Forecast | Commercial | Lodging (WA) | Existing | Food Preparation | Natural Gas | Food Prep Other | E5 |  | Baseline Forecast | bar: 2019 to 2045
Commercial_Lodging (WA)_Existing_Food Preparation_Natural Gas_Food Prep Other_E6_Baseline Forecast | Commercial | Lodging (WA) | Existing | Food Preparation | Natural Gas | Food Prep Other | E6 |  | Baseline Forecast | bar: 2019 to 2045
Commercial_Lodging (WA)_Existing_Food Preparation_Natural Gas_Food Prep Other_E7_Baseline Forecast | Commercial | Lodging (WA) | Existing | Food Preparation | Natural Gas | Food Prep Other | E7 |  | Baseline Forecast | bar: 2019 to 2045
Commercial_Lodging (WA)_Existing_Food Preparation_Natural Gas_Food Prep Other_E8_Baseline Forecast | Commercial | Lodging (WA) | Existing | Food Preparation | Natural Gas | Food Prep Other | E8 |  | Baseline Forecast | bar: 2019 to 2045
Commercial_Lodging (WA)_Existing_Food Preparation_Natural Gas_Food Prep Other_E9_Baseline Forecast | Commercial | Lodging (WA) | Existing | Food Preparation | Natural Gas | Food Prep Other | E9 |  | Baseline Forecast | bar: 2019 to 2045
Commercial_Lodging (WA)_Existing_Food Preparation_Natural Gas_Food Prep Other_E10_Baseline Forecast | Commercial | Lodging (WA) | Existing | Food Preparation | Natural Gas | Food Prep Other | E10 |  | Baseline Forecast | bar: 2019 to 2045
Commercial_Lodging (WA)_Existing_Miscellaneous_Natural Gas_Pool Heater_E1_Baseline Forecast | Commercial | Lodging (WA) | Existing | Miscellaneous | Natural Gas | Pool Heater | E1 | Standard (EF .82) | Baseline Forecast | 90% | 90% | 90% | 90% | 90% | 90% | 90% | 90% | 90% | 90% | 90% | 90% | 90% | 90% | 90% | 90% | 90% | 90% | 90% | 90% | 90% | 90% | 90% | 90% | 90% | 90% | 90%
Commercial_Lodging (WA)_Existing_Miscellaneous_Natural Gas_Pool Heater_E2_Baseline Forecast | Commercial | Lodging (WA) | Existing | Miscellaneous | Natural Gas | Pool Heater | E2 | Condensing (EF .90) | Baseline Forecast | 10% | 10% | 10% | 10% | 10% | 10% | 10% | 10% | 10% | 10% | 10% | 10% | 10% | 10% | 10% | 10% | 10% | 10% | 10% | 10% | 10% | 10% | 10% | 10% | 10% | 10% | 10%
Commercial_Lodging (WA)_Existing_Miscellaneous_Natural Gas_Pool Heater_E3_Baseline Forecast | Commercial | Lodging (WA) | Existing | Miscellaneous | Natural Gas | Pool Heater | E3 |  | Baseline Forecast | bar: 2019 to 2045
Commercial_Lodging (WA)_Existing_Miscellaneous_Natural Gas_Pool Heater_E4_Baseline Forecast | Commercial | Lodging (WA) | Existing | Miscellaneous | Natural Gas | Pool Heater | E4 |  | Baseline Forecast | bar: 2019 to 2045
Commercial_Lodging (WA)_Existing_Miscellaneous_Natural Gas_Pool Heater_E5_Baseline Forecast | Commercial | Lodging (WA) | Existing | Miscellaneous | Natural Gas | Pool Heater | E5 |  | Baseline Forecast | bar: 2019 to 2045
Commercial_Lodging (WA)_Existing_Miscellaneous_Natural Gas_Pool Heater_E6_Baseline Forecast | Commercial | Lodging (WA) | Existing | Miscellaneous | Natural Gas | Pool Heater | E6 |  | Baseline Forecast | bar: 2019 to 2045
Commercial_Lodging (WA)_Existing_Miscellaneous_Natural Gas_Pool Heater_E7_Baseline Forecast | Commercial | Lodging (WA) | Existing | Miscellaneous | Natural Gas | Pool Heater | E7 |  | Baseline Forecast | bar: 2019 to 2045
Commercial_Lodging (WA)_Existing_Miscellaneous_Natural Gas_Pool Heater_E8_Baseline Forecast | Commercial | Lodging (WA) | Existing | Miscellaneous | Natural Gas | Pool Heater | E8 |  | Baseline Forecast | bar: 2019 to 2045
Commercial_Lodging (WA)_Existing_Miscellaneous_Natural Gas_Pool Heater_E9_Baseline Forecast | Commercial | Lodging (WA) | Existing | Miscellaneous | Natural Gas | Pool Heater | E9 |  | Baseline Forecast | bar: 2019 to 2045
Commercial_Lodging (WA)_Existing_Miscellaneous_Natural Gas_Pool Heater_E10_Baseline Forecast | Commercial | Lodging (WA) | Existing | Miscellaneous | Natural Gas | Pool Heater | E10 |  | Baseline Forecast | bar: 2019 to 2045
Commercial_Lodging (WA)_Existing_Miscellaneous_Natural Gas_Miscellaneous_E1_Baseline Forecast | Commercial | Lodging (WA) | Existing | Miscellaneous | Natural Gas | Miscellaneous | E1 | Standard | Baseline Forecast | 100% | 100% | 100% | 100% | 100% | 100% | 100% | 100% | 100% | 100% | 100% | 100% | 100% | 100% | 100% | 100% | 100% | 100% | 100% | 100% | 100% | 100% | 100% | 100% | 100% | 100% | 100%
Commercial_Lodging (WA)_Existing_Miscellaneous_Natural Gas_Miscellaneous_E2_Baseline Forecast | Commercial | Lodging (WA) | Existing | Miscellaneous | Natural Gas | Miscellaneous | E2 |  | Baseline Forecast | bar: 2019 to 2045
Commercial_Lodging (WA)_Existing_Miscellaneous_Natural Gas_Miscellaneous_E3_Baseline Forecast | Commercial | Lodging (WA) | Existing | Miscellaneous | Natural Gas | Miscellaneous | E3 |  | Baseline Forecast | bar: 2019 to 2045
Commercial_Lodging (WA)_Existing_Miscellaneous_Natural Gas_Miscellaneous_E4_Baseline Forecast | Commercial | Lodging (WA) | Existing | Miscellaneous | Natural Gas | Miscellaneous | E4 |  | Baseline Forecast | bar: 2019 to 2045
Commercial_Lodging (WA)_Existing_Miscellaneous_Natural Gas_Miscellaneous_E5_Baseline Forecast | Commercial | Lodging (WA) | Existing | Miscellaneous | Natural Gas | Miscellaneous | E5 |  | Baseline Forecast | bar: 2019 to 2045
Commercial_Lodging (WA)_Existing_Miscellaneous_Natural Gas_Miscellaneous_E6_Baseline Forecast | Commercial | Lodging (WA) | Existing | Miscellaneous | Natural Gas | Miscellaneous | E6 |  | Baseline Forecast | bar: 2019 to 2045
Commercial_Lodging (WA)_Existing_Miscellaneous_Natural Gas_Miscellaneous_E7_Baseline Forecast | Commercial | Lodging (WA) | Existing | Miscellaneous | Natural Gas | Miscellaneous | E7 |  | Baseline Forecast | bar: 2019 to 2045
Commercial_Lodging (WA)_Existing_Miscellaneous_Natural Gas_Miscellaneous_E8_Baseline Forecast | Commercial | Lodging (WA) | Existing | Miscellaneous | Natural Gas | Miscellaneous | E8 |  | Baseline Forecast | bar: 2019 to 2045
Commercial_Lodging (WA)_Existing_Miscellaneous_Natural Gas_Miscellaneous_E9_Baseline Forecast | Commercial | Lodging (WA) | Existing | Miscellaneous | Natural Gas | Miscellaneous | E9 |  | Baseline Forecast | bar: 2019 to 2045
Commercial_Lodging (WA)_Existing_Miscellaneous_Natural Gas_Miscellaneous_E10_Baseline Forecast | Commercial | Lodging (WA) | Existing | Miscellaneous | Natural Gas | Miscellaneous | E10 |  | Baseline Forecast | bar: 2019 to 2045
Commercial_Lodging (WA)_New_Space Heating_Natural Gas_Furnace_E1_Baseline Forecast | Commercial | Lodging (WA) | New | Space Heating | Natural Gas | Furnace | E1 | AFUE 80% (Standard) | Baseline Forecast | 100% | 100% | 100% | 100% | 100% | 100% | 100% | 100% | 100% | 100% | 100% | 97.52% | 97.55% | 97.58% | 97.61% | 97.61% | 97.66% | 97.66% | 97.66% | 97.68% | 97.66% | 97.66% | 97.68% | 97.68% | 97.68% | 97.68% | 97.68%
Commercial_Lodging (WA)_New_Space Heating_Natural Gas_Furnace_E2_Baseline Forecast | Commercial | Lodging (WA) | New | Space Heating | Natural Gas | Furnace | E2 | AFUE 90% | Baseline Forecast | 0% | 0% | 0% | 0% | 0% | 0% | 0% | 0% | 0% | 0% | 0% | 2.476% | 2.449% | 2.419% | 2.394% | 2.394% | 2.341% | 2.341% | 2.341% | 2.317% | 2.341% | 2.341% | 2.317% | 2.317% | 2.317% | 2.317% | 2.317%
Commercial_Lodging (WA)_New_Space Heating_Natural Gas_Furnace_E3_Baseline Forecast | Commercial | Lodging (WA) | New | Space Heating | Natural Gas | Furnace | E3 | AFUE 96% | Baseline Forecast | bar: 2019 to 2045
Commercial_Lodging (WA)_New_Space Heating_Natural Gas_Furnace_E4_Baseline Forecast | Commercial | Lodging (WA) | New | Space Heating | Natural Gas | Furnace | E4 |  | Baseline Forecast | bar: 2019 to 2045
Commercial_Lodging (WA)_New_Space Heating_Natural Gas_Furnace_E5_Baseline Forecast | Commercial | Lodging (WA) | New | Space Heating | Natural Gas | Furnace | E5 |  | Baseline Forecast | bar: 2019 to 2045
Commercial_Lodging (WA)_New_Space Heating_Natural Gas_Furnace_E6_Baseline Forecast | Commercial | Lodging (WA) | New | Space Heating | Natural Gas | Furnace | E6 |  | Baseline Forecast | bar: 2019 to 2045
Commercial_Lodging (WA)_New_Space Heating_Natural Gas_Furnace_E7_Baseline Forecast | Commercial | Lodging (WA) | New | Space Heating | Natural Gas | Furnace | E7 |  | Baseline Forecast | bar: 2019 to 2045
Commercial_Lodging (WA)_New_Space Heating_Natural Gas_Furnace_E8_Baseline Forecast | Commercial | Lodging (WA) | New | Space Heating | Natural Gas | Furnace | E8 |  | Baseline Forecast | bar: 2019 to 2045
Commercial_Lodging (WA)_New_Space Heating_Natural Gas_Furnace_E9_Baseline Forecast | Commercial | Lodging (WA) | New | Space Heating | Natural Gas | Furnace | E9 |  | Baseline Forecast | bar: 2019 to 2045
Commercial_Lodging (WA)_New_Space Heating_Natural Gas_Furnace_E10_Baseline Forecast | Commercial | Lodging (WA) | New | Space Heating | Natural Gas | Furnace | E10 |  | Baseline Forecast | bar: 2019 to 2045
Commercial_Lodging (WA)_New_Space Heating_Natural Gas_Boiler_E1_Baseline Forecast | Commercial | Lodging (WA) | New | Space Heating | Natural Gas | Boiler | E1 | AFUE 80% (Standard) | Baseline Forecast | 44% | 61.11% | 61.11% | 61.11% | 61.11% | 61.11% | 61.11% | 61.11% | 61.11% | 61.11% | 61.11% | 44% | 44% | 44% | 44% | 44% | 44% | 44% | 44% | 44% | 44% | 44% | 44% | 44% | 44% | 44% | 44%
Commercial_Lodging (WA)_New_Space Heating_Natural Gas_Boiler_E2_Baseline Forecast | Commercial | Lodging (WA) | New | Space Heating | Natural Gas | Boiler | E2 | AFUE 85% | Baseline Forecast | bar: 2019 to 2045
Commercial_Lodging (WA)_New_Space Heating_Natural Gas_Boiler_E3_Baseline Forecast | Commercial | Lodging (WA) | New | Space Heating | Natural Gas | Boiler | E3 | AFUE 97% | Baseline Forecast | 56% | 38.89% | 38.89% | 38.89% | 38.89% | 38.89% | 38.89% | 38.89% | 38.89% | 38.89% | 38.89% | 56% | 56% | 56% | 56% | 56% | 56% | 56% | 56% | 56% | 56% | 56% | 56% | 56% | 56% | 56% | 56%
Commercial_Lodging (WA)_New_Space Heating_Natural Gas_Boiler_E4_Baseline Forecast | Commercial | Lodging (WA) | New | Space Heating | Natural Gas | Boiler | E4 | Convert to NG Air Source Heat Pump | Baseline Forecast | bar: 2019 to 2045
Commercial_Lodging (WA)_New_Space Heating_Natural Gas_Boiler_E5_Baseline Forecast | Commercial | Lodging (WA) | New | Space Heating | Natural Gas | Boiler | E5 |  | Baseline Forecast | bar: 2019 to 2045
Commercial_Lodging (WA)_New_Space Heating_Natural Gas_Boiler_E6_Baseline Forecast | Commercial | Lodging (WA) | New | Space Heating | Natural Gas | Boiler | E6 |  | Baseline Forecast | bar: 2019 to 2045
Commercial_Lodging (WA)_New_Space Heating_Natural Gas_Boiler_E7_Baseline Forecast | Commercial | Lodging (WA) | New | Space Heating | Natural Gas | Boiler | E7 |  | Baseline Forecast | bar: 2019 to 2045
Commercial_Lodging (WA)_New_Space Heating_Natural Gas_Boiler_E8_Baseline Forecast | Commercial | Lodging (WA) | New | Space Heating | Natural Gas | Boiler | E8 |  | Baseline Forecast | bar: 2019 to 2045
Commercial_Lodging (WA)_New_Space Heating_Natural Gas_Boiler_E9_Baseline Forecast | Commercial | Lodging (WA) | New | Space Heating | Natural Gas | Boiler | E9 |  | Baseline Forecast | bar: 2019 to 2045
Commercial_Lodging (WA)_New_Space Heating_Natural Gas_Boiler_E10_Baseline Forecast | Commercial | Lodging (WA) | New | Space Heating | Natural Gas | Boiler | E10 |  | Baseline Forecast | bar: 2019 to 2045
Commercial_Lodging (WA)_New_Space Heating_Natural Gas_Unit Heater_E1_Baseline Forecast | Commercial | Lodging (WA) | New | Space Heating | Natural Gas | Unit Heater | E1 | Standard | Baseline Forecast | 100% | 100% | 100% | 100% | 100% | 100% | 100% | 100% | 100% | 100% | 100% | 100% | 100% | 100% | 100% | 100% | 100% | 100% | 100% | 100% | 100% | 100% | 100% | 100% | 100% | 100% | 100%
Commercial_Lodging (WA)_New_Space Heating_Natural Gas_Unit Heater_E2_Baseline Forecast | Commercial | Lodging (WA) | New | Space Heating | Natural Gas | Unit Heater | E2 | Condensing | Baseline Forecast | bar: 2019 to 2045
Commercial_Lodging (WA)_New_Space Heating_Natural Gas_Unit Heater_E3_Baseline Forecast | Commercial | Lodging (WA) | New | Space Heating | Natural Gas | Unit Heater | E3 | Infrared Radiant | Baseline Forecast | bar: 2019 to 2045
Commercial_Lodging (WA)_New_Space Heating_Natural Gas_Unit Heater_E4_Baseline Forecast | Commercial | Lodging (WA) | New | Space Heating | Natural Gas | Unit Heater | E4 |  | Baseline Forecast | bar: 2019 to 2045
Commercial_Lodging (WA)_New_Space Heating_Natural Gas_Unit Heater_E5_Baseline Forecast | Commercial | Lodging (WA) | New | Space Heating | Natural Gas | Unit Heater | E5 |  | Baseline Forecast | bar: 2019 to 2045
Commercial_Lodging (WA)_New_Space Heating_Natural Gas_Unit Heater_E6_Baseline Forecast | Commercial | Lodging (WA) | New | Space Heating | Natural Gas | Unit Heater | E6 |  | Baseline Forecast | bar: 2019 to 2045
Commercial_Lodging (WA)_New_Space Heating_Natural Gas_Unit Heater_E7_Baseline Forecast | Commercial | Lodging (WA) | New | Space Heating | Natural Gas | Unit Heater | E7 |  | Baseline Forecast | bar: 2019 to 2045
Commercial_Lodging (WA)_New_Space Heating_Natural Gas_Unit Heater_E8_Baseline Forecast | Commercial | Lodging (WA) | New | Space Heating | Natural Gas | Unit Heater | E8 |  | Baseline Forecast | bar: 2019 to 2045
Commercial_Lodging (WA)_New_Space Heating_Natural Gas_Unit Heater_E9_Baseline Forecast | Commercial | Lodging (WA) | New | Space Heating | Natural Gas | Unit Heater | E9 |  | Baseline Forecast | bar: 2019 to 2045
Commercial_Lodging (WA)_New_Space Heating_Natural Gas_Unit Heater_E10_Baseline Forecast | Commercial | Lodging (WA) | New | Space Heating | Natural Gas | Unit Heater | E10 |  | Baseline Forecast | bar: 2019 to 2045
Commercial_Lodging (WA)_New_Water Heating_Natural Gas_Water Heater_E1_Baseline Forecast | Commercial | Lodging (WA) | New | Water Heating | Natural Gas | Water Heater | E1 | TE 0.80 | Baseline Forecast | 47% | 47% | 47% | 47% | 47% | 47% | 47% | 47% | 47% | 47% | 47% | 47% | 47% | 47% | 47% | 47% | 47% | 47% | 47% | 47% | 47% | 47% | 47% | 47% | 47% | 47% | 47%
Commercial_Lodging (WA)_New_Water Heating_Natural Gas_Water Heater_E2_Baseline Forecast | Commercial | Lodging (WA) | New | Water Heating | Natural Gas | Water Heater | E2 | TE 0.90 | Baseline Forecast | bar: 2019 to 2045
Commercial_Lodging (WA)_New_Water Heating_Natural Gas_Water Heater_E3_Baseline Forecast | Commercial | Lodging (WA) | New | Water Heating | Natural Gas | Water Heater | E3 | TE 0.94 | Baseline Forecast | 53% | 53% | 53% | 53% | 53% | 53% | 53% | 53% | 53% | 53% | 53% | 53% | 53% | 53% | 53% | 53% | 53% | 53% | 53% | 53% | 53% | 53% | 53% | 53% | 53% | 53% | 53%
Commercial_Lodging (WA)_New_Water Heating_Natural Gas_Water Heater_E4_Baseline Forecast | Commercial | Lodging (WA) | New | Water Heating | Natural Gas | Water Heater | E4 | Instantaneous TE 0.94 | Baseline Forecast | bar: 2019 to 2045
Commercial_Lodging (WA)_New_Water Heating_Natural Gas_Water Heater_E5_Baseline Forecast | Commercial | Lodging (WA) | New | Water Heating | Natural Gas | Water Heater | E5 | Gas-Fired Absorption HPWH | Baseline Forecast | bar: 2019 to 2045
Commercial_Lodging (WA)_New_Water Heating_Natural Gas_Water Heater_E6_Baseline Forecast | Commercial | Lodging (WA) | New | Water Heating | Natural Gas | Water Heater | E6 |  | Baseline Forecast | bar: 2019 to 2045
Commercial_Lodging (WA)_New_Water Heating_Natural Gas_Water Heater_E7_Baseline Forecast | Commercial | Lodging (WA) | New | Water Heating | Natural Gas | Water Heater | E7 |  | Baseline Forecast | bar: 2019 to 2045
Commercial_Lodging (WA)_New_Water Heating_Natural Gas_Water Heater_E8_Baseline Forecast | Commercial | Lodging (WA) | New | Water Heating | Natural Gas | Water Heater | E8 |  | Baseline Forecast | bar: 2019 to 2045
Commercial_Lodging (WA)_New_Water Heating_Natural Gas_Water Heater_E9_Baseline Forecast | Commercial | Lodging (WA) | New | Water Heating | Natural Gas | Water Heater | E9 |  | Baseline Forecast | bar: 2019 to 2045
Commercial_Lodging (WA)_New_Water Heating_Natural Gas_Water Heater_E10_Baseline Forecast | Commercial | Lodging (WA) | New | Water Heating | Natural Gas | Water Heater | E10 |  | Baseline Forecast | bar: 2019 to 2045
Commercial_Lodging (WA)_New_Food Preparation_Natural Gas_Oven_E1_Baseline Forecast | Commercial | Lodging (WA) | New | Food Preparation | Natural Gas | Oven | E1 | Standard | Baseline Forecast | 41% | 41% | 41% | 41% | 41% | 41% | 41% | 41% | 41% | 41% | 41% | 41% | 41% | 41% | 41% | 41% | 41% | 41% | 41% | 41% | 41% | 41% | 41% | 41% | 41% | 41% | 41%
Commercial_Lodging (WA)_New_Food Preparation_Natural Gas_Oven_E2_Baseline Forecast | Commercial | Lodging (WA) | New | Food Preparation | Natural Gas | Oven | E2 | ENERGY STAR (>42% Baking Efficiency) | Baseline Forecast | 59% | 59% | 59% | 59% | 59% | 59% | 59% | 59% | 59% | 59% | 59% | 59% | 59% | 59% | 59% | 59% | 59% | 59% | 59% | 59% | 59% | 59% | 59% | 59% | 59% | 59% | 59%
Commercial_Lodging (WA)_New_Food Preparation_Natural Gas_Oven_E3_Baseline Forecast | Commercial | Lodging (WA) | New | Food Preparation | Natural Gas | Oven | E3 |  | Baseline Forecast | bar: 2019 to 2045
Commercial_Lodging (WA)_New_Food Preparation_Natural Gas_Oven_E4_Baseline Forecast | Commercial | Lodging (WA) | New | Food Preparation | Natural Gas | Oven | E4 |  | Baseline Forecast | bar: 2019 to 2045
Commercial_Lodging (WA)_New_Food Preparation_Natural Gas_Oven_E5_Baseline Forecast | Commercial | Lodging (WA) | New | Food Preparation | Natural Gas | Oven | E5 |  | Baseline Forecast | bar: 2019 to 2045
Commercial_Lodging (WA)_New_Food Preparation_Natural Gas_Oven_E6_Baseline Forecast | Commercial | Lodging (WA) | New | Food Preparation | Natural Gas | Oven | E6 |  | Baseline Forecast | bar: 2019 to 2045
Commercial_Lodging (WA)_New_Food Preparation_Natural Gas_Oven_E7_Baseline Forecast | Commercial | Lodging (WA) | New | Food Preparation | Natural Gas | Oven | E7 |  | Baseline Forecast | bar: 2019 to 2045
Commercial_Lodging (WA)_New_Food Preparation_Natural Gas_Oven_E8_Baseline Forecast | Commercial | Lodging (WA) | New | Food Preparation | Natural Gas | Oven | E8 |  | Baseline Forecast | bar: 2019 to 2045
Commercial_Lodging (WA)_New_Food Preparation_Natural Gas_Oven_E9_Baseline Forecast | Commercial | Lodging (WA) | New | Food Preparation | Natural Gas | Oven | E9 |  | Baseline Forecast | bar: 2019 to 2045
Commercial_Lodging (WA)_New_Food Preparation_Natural Gas_Oven_E10_Baseline Forecast | Commercial | Lodging (WA) | New | Food Preparation | Natural Gas | Oven | E10 |  | Baseline Forecast | bar: 2019 to 2045
Commercial_Lodging (WA)_New_Food Preparation_Natural Gas_Conveyor Oven_E1_Baseline Forecast | Commercial | Lodging (WA) | New | Food Preparation | Natural Gas | Conveyor Oven | E1 | Standard | Baseline Forecast | 41% | 41% | 41% | 41% | 41% | 41% | 41% | 41% | 41% | 41% | 41% | 41% | 41% | 41% | 41% | 41% | 41% | 41% | 41% | 41% | 41% | 41% | 41% | 41% | 41% | 41% | 41%
Commercial_Lodging (WA)_New_Food Preparation_Natural Gas_Conveyor Oven_E2_Baseline Forecast | Commercial | Lodging (WA) | New | Food Preparation | Natural Gas | Conveyor Oven | E2 | ENERGY STAR (>42% Baking Efficiency) | Baseline Forecast | 59% | 59% | 59% | 59% | 59% | 59% | 59% | 59% | 59% | 59% | 59% | 59% | 59% | 59% | 59% | 59% | 59% | 59% | 59% | 59% | 59% | 59% | 59% | 59% | 59% | 59% | 59%
Commercial_Lodging (WA)_New_Food Preparation_Natural Gas_Conveyor Oven_E3_Baseline Forecast | Commercial | Lodging (WA) | New | Food Preparation | Natural Gas | Conveyor Oven | E3 |  | Baseline Forecast | bar: 2019 to 2045
Commercial_Lodging (WA)_New_Food Preparation_Natural Gas_Conveyor Oven_E4_Baseline Forecast | Commercial | Lodging (WA) | New | Food Preparation | Natural Gas | Conveyor Oven | E4 |  | Baseline Forecast | bar: 2019 to 2045
Commercial_Lodging (WA)_New_Food Preparation_Natural Gas_Conveyor Oven_E5_Baseline Forecast | Commercial | Lodging (WA) | New | Food Preparation | Natural Gas | Conveyor Oven | E5 |  | Baseline Forecast | bar: 2019 to 2045
Commercial_Lodging (WA)_New_Food Preparation_Natural Gas_Conveyor Oven_E6_Baseline Forecast | Commercial | Lodging (WA) | New | Food Preparation | Natural Gas | Conveyor Oven | E6 |  | Baseline Forecast | bar: 2019 to 2045
Commercial_Lodging (WA)_New_Food Preparation_Natural Gas_Conveyor Oven_E7_Baseline Forecast | Commercial | Lodging (WA) | New | Food Preparation | Natural Gas | Conveyor Oven | E7 |  | Baseline Forecast | bar: 2019 to 2045
Commercial_Lodging (WA)_New_Food Preparation_Natural Gas_Conveyor Oven_E8_Baseline Forecast | Commercial | Lodging (WA) | New | Food Preparation | Natural Gas | Conveyor Oven | E8 |  | Baseline Forecast | bar: 2019 to 2045
Commercial_Lodging (WA)_New_Food Preparation_Natural Gas_Conveyor Oven_E9_Baseline Forecast | Commercial | Lodging (WA) | New | Food Preparation | Natural Gas | Conveyor Oven | E9 |  | Baseline Forecast | bar: 2019 to 2045
Commercial_Lodging (WA)_New_Food Preparation_Natural Gas_Conveyor Oven_E10_Baseline Forecast | Commercial | Lodging (WA) | New | Food Preparation | Natural Gas | Conveyor Oven | E10 |  | Baseline Forecast | bar: 2019 to 2045
Commercial_Lodging (WA)_New_Food Preparation_Natural Gas_Double Rack Oven_E1_Baseline Forecast | Commercial | Lodging (WA) | New | Food Preparation | Natural Gas | Double Rack Oven | E1 | Standard | Baseline Forecast | 41% | 41% | 41% | 41% | 41% | 41% | 41% | 41% | 41% | 41% | 41% | 41% | 41% | 41% | 41% | 41% | 41% | 41% | 41% | 41% | 41% | 41% | 41% | 41% | 41% | 41% | 41%
Commercial_Lodging (WA)_New_Food Preparation_Natural Gas_Double Rack Oven_E2_Baseline Forecast | Commercial | Lodging (WA) | New | Food Preparation | Natural Gas | Double Rack Oven | E2 | FTSC Qualified (>50% Cooking Efficiency) | Baseline Forecast | 59% | 59% | 59% | 59% | 59% | 59% | 59% | 59% | 59% | 59% | 59% | 59% | 59% | 59% | 59% | 59% | 59% | 59% | 59% | 59% | 59% | 59% | 59% | 59% | 59% | 59% | 59%
Commercial_Lodging (WA)_New_Food Preparation_Natural Gas_Double Rack Oven_E3_Baseline Forecast | Commercial | Lodging (WA) | New | Food Preparation | Natural Gas | Double Rack Oven | E3 |  | Baseline Forecast | bar: 2019 to 2045
Commercial_Lodging (WA)_New_Food Preparation_Natural Gas_Double Rack Oven_E4_Baseline Forecast | Commercial | Lodging (WA) | New | Food Preparation | Natural Gas | Double Rack Oven | E4 |  | Baseline Forecast | bar: 2019 to 2045
Commercial_Lodging (WA)_New_Food Preparation_Natural Gas_Double Rack Oven_E5_Baseline Forecast | Commercial | Lodging (WA) | New | Food Preparation | Natural Gas | Double Rack Oven | E5 |  | Baseline Forecast | bar: 2019 to 2045
Commercial_Lodging (WA)_New_Food Preparation_Natural Gas_Double Rack Oven_E6_Baseline Forecast | Commercial | Lodging (WA) | New | Food Preparation | Natural Gas | Double Rack Oven | E6 |  | Baseline Forecast | bar: 2019 to 2045
Commercial_Lodging (WA)_New_Food Preparation_Natural Gas_Double Rack Oven_E7_Baseline Forecast | Commercial | Lodging (WA) | New | Food Preparation | Natural Gas | Double Rack Oven | E7 |  | Baseline Forecast | bar: 2019 to 2045
Commercial_Lodging (WA)_New_Food Preparation_Natural Gas_Double Rack Oven_E8_Baseline Forecast | Commercial | Lodging (WA) | New | Food Preparation | Natural Gas | Double Rack Oven | E8 |  | Baseline Forecast | bar: 2019 to 2045
Commercial_Lodging (WA)_New_Food Preparation_Natural Gas_Double Rack Oven_E9_Baseline Forecast | Commercial | Lodging (WA) | New | Food Preparation | Natural Gas | Double Rack Oven | E9 |  | Baseline Forecast | bar: 2019 to 2045
Commercial_Lodging (WA)_New_Food Preparation_Natural Gas_Double Rack Oven_E10_Baseline Forecast | Commercial | Lodging (WA) | New | Food Preparation | Natural Gas | Double Rack Oven | E10 |  | Baseline Forecast | bar: 2019 to 2045
Commercial_Lodging (WA)_New_Food Preparation_Natural Gas_Fryer_E1_Baseline Forecast | Commercial | Lodging (WA) | New | Food Preparation | Natural Gas | Fryer | E1 | Standard | Baseline Forecast | 74% | 74% | 74% | 74% | 74% | 74% | 74% | 74% | 74% | 74% | 74% | 74% | 74% | 74% | 74% | 74% | 74% | 74% | 74% | 74% | 74% | 74% | 74% | 74% | 74% | 74% | 74%
Commercial_Lodging (WA)_New_Food Preparation_Natural Gas_Fryer_E2_Baseline Forecast | Commercial | Lodging (WA) | New | Food Preparation | Natural Gas | Fryer | E2 | ENERGY STAR | Baseline Forecast | 26% | 26% | 26% | 26% | 26% | 26% | 26% | 26% | 26% | 26% | 26% | 26% | 26% | 26% | 26% | 26% | 26% | 26% | 26% | 26% | 26% | 26% | 26% | 26% | 26% | 26% | 26%
Commercial_Lodging (WA)_New_Food Preparation_Natural Gas_Fryer_E3_Baseline Forecast | Commercial | Lodging (WA) | New | Food Preparation | Natural Gas | Fryer | E3 |  | Baseline Forecast | bar: 2019 to 2045
Commercial_Lodging (WA)_New_Food Preparation_Natural Gas_Fryer_E4_Baseline Forecast | Commercial | Lodging (WA) | New | Food Preparation | Natural Gas | Fryer | E4 |  | Baseline Forecast | bar: 2019 to 2045
Commercial_Lodging (WA)_New_Food Preparation_Natural Gas_Fryer_E5_Baseline Forecast | Commercial | Lodging (WA) | New | Food Preparation | Natural Gas | Fryer | E5 |  | Baseline Forecast | bar: 2019 to 2045
Commercial_Lodging (WA)_New_Food Preparation_Natural Gas_Fryer_E6_Baseline Forecast | Commercial | Lodging (WA) | New | Food Preparation | Natural Gas | Fryer | E6 |  | Baseline Forecast | bar: 2019 to 2045
Commercial_Lodging (WA)_New_Food Preparation_Natural Gas_Fryer_E7_Baseline Forecast | Commercial | Lodging (WA) | New | Food Preparation | Natural Gas | Fryer | E7 |  | Baseline Forecast | bar: 2019 to 2045
Commercial_Lodging (WA)_New_Food Preparation_Natural Gas_Fryer_E8_Baseline Forecast | Commercial | Lodging (WA) | New | Food Preparation | Natural Gas | Fryer | E8 |  | Baseline Forecast | bar: 2019 to 2045
Commercial_Lodging (WA)_New_Food Preparation_Natural Gas_Fryer_E9_Baseline Forecast | Commercial | Lodging (WA) | New | Food Preparation | Natural Gas | Fryer | E9 |  | Baseline Forecast | bar: 2019 to 2045
Commercial_Lodging (WA)_New_Food Preparation_Natural Gas_Fryer_E10_Baseline Forecast | Commercial | Lodging (WA) | New | Food Preparation | Natural Gas | Fryer | E10 |  | Baseline Forecast | bar: 2019 to 2045
Commercial_Lodging (WA)_New_Food Preparation_Natural Gas_Broiler_E1_Baseline Forecast | Commercial | Lodging (WA) | New | Food Preparation | Natural Gas | Broiler | E1 | Standard | Baseline Forecast | 74% | 74% | 74% | 74% | 74% | 74% | 74% | 74% | 74% | 74% | 74% | 74% | 74% | 74% | 74% | 74% | 74% | 74% | 74% | 74% | 74% | 74% | 74% | 74% | 74% | 74% | 74%
Commercial_Lodging (WA)_New_Food Preparation_Natural Gas_Broiler_E2_Baseline Forecast | Commercial | Lodging (WA) | New | Food Preparation | Natural Gas | Broiler | E2 | Infrared Burners | Baseline Forecast | 26% | 26% | 26% | 26% | 26% | 26% | 26% | 26% | 26% | 26% | 26% | 26% | 26% | 26% | 26% | 26% | 26% | 26% | 26% | 26% | 26% | 26% | 26% | 26% | 26% | 26% | 26%
Commercial_Lodging (WA)_New_Food Preparation_Natural Gas_Broiler_E3_Baseline Forecast | Commercial | Lodging (WA) | New | Food Preparation | Natural Gas | Broiler | E3 |  | Baseline Forecast | bar: 2019 to 2045
Commercial_Lodging (WA)_New_Food Preparation_Natural Gas_Broiler_E4_Baseline Forecast | Commercial | Lodging (WA) | New | Food Preparation | Natural Gas | Broiler | E4 |  | Baseline Forecast | bar: 2019 to 2045
Commercial_Lodging (WA)_New_Food Preparation_Natural Gas_Broiler_E5_Baseline Forecast | Commercial | Lodging (WA) | New | Food Preparation | Natural Gas | Broiler | E5 |  | Baseline Forecast | bar: 2019 to 2045
Commercial_Lodging (WA)_New_Food Preparation_Natural Gas_Broiler_E6_Baseline Forecast | Commercial | Lodging (WA) | New | Food Preparation | Natural Gas | Broiler | E6 |  | Baseline Forecast | bar: 2019 to 2045
Commercial_Lodging (WA)_New_Food Preparation_Natural Gas_Broiler_E7_Baseline Forecast | Commercial | Lodging (WA) | New | Food Preparation | Natural Gas | Broiler | E7 |  | Baseline Forecast | bar: 2019 to 2045
Commercial_Lodging (WA)_New_Food Preparation_Natural Gas_Broiler_E8_Baseline Forecast | Commercial | Lodging (WA) | New | Food Preparation | Natural Gas | Broiler | E8 |  | Baseline Forecast | bar: 2019 to 2045
Commercial_Lodging (WA)_New_Food Preparation_Natural Gas_Broiler_E9_Baseline Forecast | Commercial | Lodging (WA) | New | Food Preparation | Natural Gas | Broiler | E9 |  | Baseline Forecast | bar: 2019 to 2045
Commercial_Lodging (WA)_New_Food Preparation_Natural Gas_Broiler_E10_Baseline Forecast | Commercial | Lodging (WA) | New | Food Preparation | Natural Gas | Broiler | E10 |  | Baseline Forecast | bar: 2019 to 2045
Commercial_Lodging (WA)_New_Food Preparation_Natural Gas_Griddle_E1_Baseline Forecast | Commercial | Lodging (WA) | New | Food Preparation | Natural Gas | Griddle | E1 | Standard | Baseline Forecast | 71% | 71% | 71% | 71% | 71% | 71% | 71% | 71% | 71% | 71% | 71% | 71% | 71% | 71% | 71% | 71% | 71% | 71% | 71% | 71% | 71% | 71% | 71% | 71% | 71% | 71% | 71%
Commercial_Lodging (WA)_New_Food Preparation_Natural Gas_Griddle_E2_Baseline Forecast | Commercial | Lodging (WA) | New | Food Preparation | Natural Gas | Griddle | E2 | ENERGY STAR | Baseline Forecast | 29% | 29% | 29% | 29% | 29% | 29% | 29% | 29% | 29% | 29% | 29% | 29% | 29% | 29% | 29% | 29% | 29% | 29% | 29% | 29% | 29% | 29% | 29% | 29% | 29% | 29% | 29%
Commercial_Lodging (WA)_New_Food Preparation_Natural Gas_Griddle_E3_Baseline Forecast | Commercial | Lodging (WA) | New | Food Preparation | Natural Gas | Griddle | E3 |  | Baseline Forecast | bar: 2019 to 2045
Commercial_Lodging (WA)_New_Food Preparation_Natural Gas_Griddle_E4_Baseline Forecast | Commercial | Lodging (WA) | New | Food Preparation | Natural Gas | Griddle | E4 |  | Baseline Forecast | bar: 2019 to 2045
Commercial_Lodging (WA)_New_Food Preparation_Natural Gas_Griddle_E5_Baseline Forecast | Commercial | Lodging (WA) | New | Food Preparation | Natural Gas | Griddle | E5 |  | Baseline Forecast | bar: 2019 to 2045
Commercial_Lodging (WA)_New_Food Preparation_Natural Gas_Griddle_E6_Baseline Forecast | Commercial | Lodging (WA) | New | Food Preparation | Natural Gas | Griddle | E6 |  | Baseline Forecast | bar: 2019 to 2045
Commercial_Lodging (WA)_New_Food Preparation_Natural Gas_Griddle_E7_Baseline Forecast | Commercial | Lodging (WA) | New | Food Preparation | Natural Gas | Griddle | E7 |  | Baseline Forecast | bar: 2019 to 2045
Commercial_Lodging (WA)_New_Food Preparation_Natural Gas_Griddle_E8_Baseline Forecast | Commercial | Lodging (WA) | New | Food Preparation | Natural Gas | Griddle | E8 |  | Baseline Forecast | bar: 2019 to 2045
Commercial_Lodging (WA)_New_Food Preparation_Natural Gas_Griddle_E9_Baseline Forecast | Commercial | Lodging (WA) | New | Food Preparation | Natural Gas | Griddle | E9 |  | Baseline Forecast | bar: 2019 to 2045
Commercial_Lodging (WA)_New_Food Preparation_Natural Gas_Griddle_E10_Baseline Forecast | Commercial | Lodging (WA) | New | Food Preparation | Natural Gas | Griddle | E10 |  | Baseline Forecast | bar: 2019 to 2045
Commercial_Lodging (WA)_New_Food Preparation_Natural Gas_Range_E1_Baseline Forecast | Commercial | Lodging (WA) | New | Food Preparation | Natural Gas | Range | E1 | Standard | Baseline Forecast | 41% | 41% | 41% | 41% | 41% | 41% | 41% | 41% | 41% | 41% | 41% | 41% | 41% | 41% | 41% | 41% | 41% | 41% | 41% | 41% | 41% | 41% | 41% | 41% | 41% | 41% | 41%
Commercial_Lodging (WA)_New_Food Preparation_Natural Gas_Range_E2_Baseline Forecast | Commercial | Lodging (WA) | New | Food Preparation | Natural Gas | Range | E2 | High Efficiency | Baseline Forecast | 59% | 59% | 59% | 59% | 59% | 59% | 59% | 59% | 59% | 59% | 59% | 59% | 59% | 59% | 59% | 59% | 59% | 59% | 59% | 59% | 59% | 59% | 59% | 59% | 59% | 59% | 59%
Commercial_Lodging (WA)_New_Food Preparation_Natural Gas_Range_E3_Baseline Forecast | Commercial | Lodging (WA) | New | Food Preparation | Natural Gas | Range | E3 |  | Baseline Forecast | bar: 2019 to 2045
Commercial_Lodging (WA)_New_Food Preparation_Natural Gas_Range_E4_Baseline Forecast | Commercial | Lodging (WA) | New | Food Preparation | Natural Gas | Range | E4 |  | Baseline Forecast | bar: 2019 to 2045
Commercial_Lodging (WA)_New_Food Preparation_Natural Gas_Range_E5_Baseline Forecast | Commercial | Lodging (WA) | New | Food Preparation | Natural Gas | Range | E5 |  | Baseline Forecast | bar: 2019 to 2045
Commercial_Lodging (WA)_New_Food Preparation_Natural Gas_Range_E6_Baseline Forecast | Commercial | Lodging (WA) | New | Food Preparation | Natural Gas | Range | E6 |  | Baseline Forecast | bar: 2019 to 2045
Commercial_Lodging (WA)_New_Food Preparation_Natural Gas_Range_E7_Baseline Forecast | Commercial | Lodging (WA) | New | Food Preparation | Natural Gas | Range | E7 |  | Baseline Forecast | bar: 2019 to 2045
Commercial_Lodging (WA)_New_Food Preparation_Natural Gas_Range_E8_Baseline Forecast | Commercial | Lodging (WA) | New | Food Preparation | Natural Gas | Range | E8 |  | Baseline Forecast | bar: 2019 to 2045
Commercial_Lodging (WA)_New_Food Preparation_Natural Gas_Range_E9_Baseline Forecast | Commercial | Lodging (WA) | New | Food Preparation | Natural Gas | Range | E9 |  | Baseline Forecast | bar: 2019 to 2045
Commercial_Lodging (WA)_New_Food Preparation_Natural Gas_Range_E10_Baseline Forecast | Commercial | Lodging (WA) | New | Food Preparation | Natural Gas | Range | E10 |  | Baseline Forecast | bar: 2019 to 2045
Commercial_Lodging (WA)_New_Food Preparation_Natural Gas_Steamer_E1_Baseline Forecast | Commercial | Lodging (WA) | New | Food Preparation | Natural Gas | Steamer | E1 | Standard | Baseline Forecast | 50% | 50% | 50% | 50% | 50% | 50% | 50% | 50% | 50% | 50% | 50% | 50% | 50% | 50% | 50% | 50% | 50% | 50% | 50% | 50% | 50% | 50% | 50% | 50% | 50% | 50% | 50%
Commercial_Lodging (WA)_New_Food Preparation_Natural Gas_Steamer_E2_Baseline Forecast | Commercial | Lodging (WA) | New | Food Preparation | Natural Gas | Steamer | E2 | ENERGY STAR | Baseline Forecast | 50% | 50% | 50% | 50% | 50% | 50% | 50% | 50% | 50% | 50% | 50% | 50% | 50% | 50% | 50% | 50% | 50% | 50% | 50% | 50% | 50% | 50% | 50% | 50% | 50% | 50% | 50%
Commercial_Lodging (WA)_New_Food Preparation_Natural Gas_Steamer_E3_Baseline Forecast | Commercial | Lodging (WA) | New | Food Preparation | Natural Gas | Steamer | E3 |  | Baseline Forecast | bar: 2019 to 2045
Commercial_Lodging (WA)_New_Food Preparation_Natural Gas_Steamer_E4_Baseline Forecast | Commercial | Lodging (WA) | New | Food Preparation | Natural Gas | Steamer | E4 |  | Baseline Forecast | bar: 2019 to 2045
Commercial_Lodging (WA)_New_Food Preparation_Natural Gas_Steamer_E5_Baseline Forecast | Commercial | Lodging (WA) | New | Food Preparation | Natural Gas | Steamer | E5 |  | Baseline Forecast | bar: 2019 to 2045
Commercial_Lodging (WA)_New_Food Preparation_Natural Gas_Steamer_E6_Baseline Forecast | Commercial | Lodging (WA) | New | Food Preparation | Natural Gas | Steamer | E6 |  | Baseline Forecast | bar: 2019 to 2045
Commercial_Lodging (WA)_New_Food Preparation_Natural Gas_Steamer_E7_Baseline Forecast | Commercial | Lodging (WA) | New | Food Preparation | Natural Gas | Steamer | E7 |  | Baseline Forecast | bar: 2019 to 2045
Commercial_Lodging (WA)_New_Food Preparation_Natural Gas_Steamer_E8_Baseline Forecast | Commercial | Lodging (WA) | New | Food Preparation | Natural Gas | Steamer | E8 |  | Baseline Forecast | bar: 2019 to 2045
Commercial_Lodging (WA)_New_Food Preparation_Natural Gas_Steamer_E9_Baseline Forecast | Commercial | Lodging (WA) | New | Food Preparation | Natural Gas | Steamer | E9 |  | Baseline Forecast | bar: 2019 to 2045
Commercial_Lodging (WA)_New_Food Preparation_Natural Gas_Steamer_E10_Baseline Forecast | Commercial | Lodging (WA) | New | Food Preparation | Natural Gas | Steamer | E10 |  | Baseline Forecast | bar: 2019 to 2045
Commercial_Lodging (WA)_New_Food Preparation_Natural Gas_Food Prep Other_E1_Baseline Forecast | Commercial | Lodging (WA) | New | Food Preparation | Natural Gas | Food Prep Other | E1 | Standard | Baseline Forecast | 74% | 74% | 74% | 74% | 74% | 74% | 74% | 74% | 74% | 74% | 74% | 74% | 74% | 74% | 74% | 74% | 74% | 74% | 74% | 74% | 74% | 74% | 74% | 74% | 74% | 74% | 74%
Commercial_Lodging (WA)_New_Food Preparation_Natural Gas_Food Prep Other_E2_Baseline Forecast | Commercial | Lodging (WA) | New | Food Preparation | Natural Gas | Food Prep Other | E2 | ENERGY STAR | Baseline Forecast | 26% | 26% | 26% | 26% | 26% | 26% | 26% | 26% | 26% | 26% | 26% | 26% | 26% | 26% | 26% | 26% | 26% | 26% | 26% | 26% | 26% | 26% | 26% | 26% | 26% | 26% | 26%
Commercial_Lodging (WA)_New_Food Preparation_Natural Gas_Food Prep Other_E3_Baseline Forecast | Commercial | Lodging (WA) | New | Food Preparation | Natural Gas | Food Prep Other | E3 |  | Baseline Forecast | bar: 2019 to 2045
Commercial_Lodging (WA)_New_Food Preparation_Natural Gas_Food Prep Other_E4_Baseline Forecast | Commercial | Lodging (WA) | New | Food Preparation | Natural Gas | Food Prep Other | E4 |  | Baseline Forecast | bar: 2019 to 2045
Commercial_Lodging (WA)_New_Food Preparation_Natural Gas_Food Prep Other_E5_Baseline Forecast | Commercial | Lodging (WA) | New | Food Preparation | Natural Gas | Food Prep Other | E5 |  | Baseline Forecast | bar: 2019 to 2045
Commercial_Lodging (WA)_New_Food Preparation_Natural Gas_Food Prep Other_E6_Baseline Forecast | Commercial | Lodging (WA) | New | Food Preparation | Natural Gas | Food Prep Other | E6 |  | Baseline Forecast | bar: 2019 to 2045
Commercial_Lodging (WA)_New_Food Preparation_Natural Gas_Food Prep Other_E7_Baseline Forecast | Commercial | Lodging (WA) | New | Food Preparation | Natural Gas | Food Prep Other | E7 |  | Baseline Forecast | bar: 2019 to 2045
Commercial_Lodging (WA)_New_Food Preparation_Natural Gas_Food Prep Other_E8_Baseline Forecast | Commercial | Lodging (WA) | New | Food Preparation | Natural Gas | Food Prep Other | E8 |  | Baseline Forecast | bar: 2019 to 2045
Commercial_Lodging (WA)_New_Food Preparation_Natural Gas_Food Prep Other_E9_Baseline Forecast | Commercial | Lodging (WA) | New | Food Preparation | Natural Gas | Food Prep Other | E9 |  | Baseline Forecast | bar: 2019 to 2045
Commercial_Lodging (WA)_New_Food Preparation_Natural Gas_Food Prep Other_E10_Baseline Forecast | Commercial | Lodging (WA) | New | Food Preparation | Natural Gas | Food Prep Other | E10 |  | Baseline Forecast | bar: 2019 to 2045
Commercial_Lodging (WA)_New_Miscellaneous_Natural Gas_Pool Heater_E1_Baseline Forecast | Commercial | Lodging (WA) | New | Miscellaneous | Natural Gas | Pool Heater | E1 | Standard (EF .82) | Baseline Forecast | 90% | 90% | 90% | 90% | 90% | 90% | 90% | 90% | 90% | 90% | 90% | 90% | 90% | 90% | 90% | 90% | 90% | 90% | 90% | 90% | 90% | 90% | 90% | 90% | 90% | 90% | 90%
Commercial_Lodging (WA)_New_Miscellaneous_Natural Gas_Pool Heater_E2_Baseline Forecast | Commercial | Lodging (WA) | New | Miscellaneous | Natural Gas | Pool Heater | E2 | Condensing (EF .90) | Baseline Forecast | 10% | 10% | 10% | 10% | 10% | 10% | 10% | 10% | 10% | 10% | 10% | 10% | 10% | 10% | 10% | 10% | 10% | 10% | 10% | 10% | 10% | 10% | 10% | 10% | 10% | 10% | 10%
Commercial_Lodging (WA)_New_Miscellaneous_Natural Gas_Pool Heater_E3_Baseline Forecast | Commercial | Lodging (WA) | New | Miscellaneous | Natural Gas | Pool Heater | E3 |  | Baseline Forecast | bar: 2019 to 2045
Commercial_Lodging (WA)_New_Miscellaneous_Natural Gas_Pool Heater_E4_Baseline Forecast | Commercial | Lodging (WA) | New | Miscellaneous | Natural Gas | Pool Heater | E4 |  | Baseline Forecast | bar: 2019 to 2045
Commercial_Lodging (WA)_New_Miscellaneous_Natural Gas_Pool Heater_E5_Baseline Forecast | Commercial | Lodging (WA) | New | Miscellaneous | Natural Gas | Pool Heater | E5 |  | Baseline Forecast | bar: 2019 to 2045
Commercial_Lodging (WA)_New_Miscellaneous_Natural Gas_Pool Heater_E6_Baseline Forecast | Commercial | Lodging (WA) | New | Miscellaneous | Natural Gas | Pool Heater | E6 |  | Baseline Forecast | bar: 2019 to 2045
Commercial_Lodging (WA)_New_Miscellaneous_Natural Gas_Pool Heater_E7_Baseline Forecast | Commercial | Lodging (WA) | New | Miscellaneous | Natural Gas | Pool Heater | E7 |  | Baseline Forecast | bar: 2019 to 2045
Commercial_Lodging (WA)_New_Miscellaneous_Natural Gas_Pool Heater_E8_Baseline Forecast | Commercial | Lodging (WA) | New | Miscellaneous | Natural Gas | Pool Heater | E8 |  | Baseline Forecast | bar: 2019 to 2045
Commercial_Lodging (WA)_New_Miscellaneous_Natural Gas_Pool Heater_E9_Baseline Forecast | Commercial | Lodging (WA) | New | Miscellaneous | Natural Gas | Pool Heater | E9 |  | Baseline Forecast | bar: 2019 to 2045
Commercial_Lodging (WA)_New_Miscellaneous_Natural Gas_Pool Heater_E10_Baseline Forecast | Commercial | Lodging (WA) | New | Miscellaneous | Natural Gas | Pool Heater | E10 |  | Baseline Forecast | bar: 2019 to 2045
Commercial_Lodging (WA)_New_Miscellaneous_Natural Gas_Miscellaneous_E1_Baseline Forecast | Commercial | Lodging (WA) | New | Miscellaneous | Natural Gas | Miscellaneous | E1 | Standard | Baseline Forecast | 100% | 100% | 100% | 100% | 100% | 100% | 100% | 100% | 100% | 100% | 100% | 100% | 100% | 100% | 100% | 100% | 100% | 100% | 100% | 100% | 100% | 100% | 100% | 100% | 100% | 100% | 100%
Commercial_Lodging (WA)_New_Miscellaneous_Natural Gas_Miscellaneous_E2_Baseline Forecast | Commercial | Lodging (WA) | New | Miscellaneous | Natural Gas | Miscellaneous | E2 |  | Baseline Forecast | bar: 2019 to 2045
Commercial_Lodging (WA)_New_Miscellaneous_Natural Gas_Miscellaneous_E3_Baseline Forecast | Commercial | Lodging (WA) | New | Miscellaneous | Natural Gas | Miscellaneous | E3 |  | Baseline Forecast | bar: 2019 to 2045
Commercial_Lodging (WA)_New_Miscellaneous_Natural Gas_Miscellaneous_E4_Baseline Forecast | Commercial | Lodging (WA) | New | Miscellaneous | Natural Gas | Miscellaneous | E4 |  | Baseline Forecast | bar: 2019 to 2045
Commercial_Lodging (WA)_New_Miscellaneous_Natural Gas_Miscellaneous_E5_Baseline Forecast | Commercial | Lodging (WA) | New | Miscellaneous | Natural Gas | Miscellaneous | E5 |  | Baseline Forecast | bar: 2019 to 2045
Commercial_Lodging (WA)_New_Miscellaneous_Natural Gas_Miscellaneous_E6_Baseline Forecast | Commercial | Lodging (WA) | New | Miscellaneous | Natural Gas | Miscellaneous | E6 |  | Baseline Forecast | bar: 2019 to 2045
Commercial_Lodging (WA)_New_Miscellaneous_Natural Gas_Miscellaneous_E7_Baseline Forecast | Commercial | Lodging (WA) | New | Miscellaneous | Natural Gas | Miscellaneous | E7 |  | Baseline Forecast | bar: 2019 to 2045
Commercial_Lodging (WA)_New_Miscellaneous_Natural Gas_Miscellaneous_E8_Baseline Forecast | Commercial | Lodging (WA) | New | Miscellaneous | Natural Gas | Miscellaneous | E8 |  | Baseline Forecast | bar: 2019 to 2045
Commercial_Lodging (WA)_New_Miscellaneous_Natural Gas_Miscellaneous_E9_Baseline Forecast | Commercial | Lodging (WA) | New | Miscellaneous | Natural Gas | Miscellaneous | E9 |  | Baseline Forecast | bar: 2019 to 2045
Commercial_Lodging (WA)_New_Miscellaneous_Natural Gas_Miscellaneous_E10_Baseline Forecast | Commercial | Lodging (WA) | New | Miscellaneous | Natural Gas | Miscellaneous | E10 |  | Baseline Forecast | bar: 2019 to 2045
Commercial_Warehouse (WA)_Existing_Space Heating_Natural Gas_Furnace_E1_Baseline Forecast | Commercial | Warehouse (WA) | Existing | Space Heating | Natural Gas | Furnace | E1 | AFUE 80% (Standard) | Baseline Forecast | 100% | 100% | 100% | 100% | 100% | 100% | 100% | 100% | 100% | 100% | 100% | 100% | 100% | 100% | 100% | 100% | 100% | 100% | 100% | 100% | 100% | 100% | 100% | 100% | 100% | 100% | 100%
Commercial_Warehouse (WA)_Existing_Space Heating_Natural Gas_Furnace_E2_Baseline Forecast | Commercial | Warehouse (WA) | Existing | Space Heating | Natural Gas | Furnace | E2 | AFUE 90% | Baseline Forecast | bar: 2019 to 2045
Commercial_Warehouse (WA)_Existing_Space Heating_Natural Gas_Furnace_E3_Baseline Forecast | Commercial | Warehouse (WA) | Existing | Space Heating | Natural Gas | Furnace | E3 | AFUE 96% | Baseline Forecast | bar: 2019 to 2045
Commercial_Warehouse (WA)_Existing_Space Heating_Natural Gas_Furnace_E4_Baseline Forecast | Commercial | Warehouse (WA) | Existing | Space Heating | Natural Gas | Furnace | E4 |  | Baseline Forecast | bar: 2019 to 2045
Commercial_Warehouse (WA)_Existing_Space Heating_Natural Gas_Furnace_E5_Baseline Forecast | Commercial | Warehouse (WA) | Existing | Space Heating | Natural Gas | Furnace | E5 |  | Baseline Forecast | bar: 2019 to 2045
Commercial_Warehouse (WA)_Existing_Space Heating_Natural Gas_Furnace_E6_Baseline Forecast | Commercial | Warehouse (WA) | Existing | Space Heating | Natural Gas | Furnace | E6 |  | Baseline Forecast | bar: 2019 to 2045
Commercial_Warehouse (WA)_Existing_Space Heating_Natural Gas_Furnace_E7_Baseline Forecast | Commercial | Warehouse (WA) | Existing | Space Heating | Natural Gas | Furnace | E7 |  | Baseline Forecast | bar: 2019 to 2045
Commercial_Warehouse (WA)_Existing_Space Heating_Natural Gas_Furnace_E8_Baseline Forecast | Commercial | Warehouse (WA) | Existing | Space Heating | Natural Gas | Furnace | E8 |  | Baseline Forecast | bar: 2019 to 2045
Commercial_Warehouse (WA)_Existing_Space Heating_Natural Gas_Furnace_E9_Baseline Forecast | Commercial | Warehouse (WA) | Existing | Space Heating | Natural Gas | Furnace | E9 |  | Baseline Forecast | bar: 2019 to 2045
Commercial_Warehouse (WA)_Existing_Space Heating_Natural Gas_Furnace_E10_Baseline Forecast | Commercial | Warehouse (WA) | Existing | Space Heating | Natural Gas | Furnace | E10 |  | Baseline Forecast | bar: 2019 to 2045
Commercial_Warehouse (WA)_Existing_Space Heating_Natural Gas_Boiler_E1_Baseline Forecast | Commercial | Warehouse (WA) | Existing | Space Heating | Natural Gas | Boiler | E1 | AFUE 80% (Standard) | Baseline Forecast | 100% | 100% | 100% | 100% | 100% | 100% | 100% | 100% | 100% | 100% | 100% | 100% | 100% | 100% | 100% | 100% | 100% | 100% | 100% | 100% | 100% | 100% | 100% | 100% | 100% | 100% | 100%
Commercial_Warehouse (WA)_Existing_Space Heating_Natural Gas_Boiler_E2_Baseline Forecast | Commercial | Warehouse (WA) | Existing | Space Heating | Natural Gas | Boiler | E2 | AFUE 85% | Baseline Forecast | bar: 2019 to 2045
Commercial_Warehouse (WA)_Existing_Space Heating_Natural Gas_Boiler_E3_Baseline Forecast | Commercial | Warehouse (WA) | Existing | Space Heating | Natural Gas | Boiler | E3 | AFUE 97% | Baseline Forecast | bar: 2019 to 2045
Commercial_Warehouse (WA)_Existing_Space Heating_Natural Gas_Boiler_E4_Baseline Forecast | Commercial | Warehouse (WA) | Existing | Space Heating | Natural Gas | Boiler | E4 | Convert to NG Air Source Heat Pump | Baseline Forecast | bar: 2019 to 2045
Commercial_Warehouse (WA)_Existing_Space Heating_Natural Gas_Boiler_E5_Baseline Forecast | Commercial | Warehouse (WA) | Existing | Space Heating | Natural Gas | Boiler | E5 |  | Baseline Forecast | bar: 2019 to 2045
Commercial_Warehouse (WA)_Existing_Space Heating_Natural Gas_Boiler_E6_Baseline Forecast | Commercial | Warehouse (WA) | Existing | Space Heating | Natural Gas | Boiler | E6 |  | Baseline Forecast | bar: 2019 to 2045
Commercial_Warehouse (WA)_Existing_Space Heating_Natural Gas_Boiler_E7_Baseline Forecast | Commercial | Warehouse (WA) | Existing | Space Heating | Natural Gas | Boiler | E7 |  | Baseline Forecast | bar: 2019 to 2045
Commercial_Warehouse (WA)_Existing_Space Heating_Natural Gas_Boiler_E8_Baseline Forecast | Commercial | Warehouse (WA) | Existing | Space Heating | Natural Gas | Boiler | E8 |  | Baseline Forecast | bar: 2019 to 2045
Commercial_Warehouse (WA)_Existing_Space Heating_Natural Gas_Boiler_E9_Baseline Forecast | Commercial | Warehouse (WA) | Existing | Space Heating | Natural Gas | Boiler | E9 |  | Baseline Forecast | bar: 2019 to 2045
Commercial_Warehouse (WA)_Existing_Space Heating_Natural Gas_Boiler_E10_Baseline Forecast | Commercial | Warehouse (WA) | Existing | Space Heating | Natural Gas | Boiler | E10 |  | Baseline Forecast | bar: 2019 to 2045
Commercial_Warehouse (WA)_Existing_Space Heating_Natural Gas_Unit Heater_E1_Baseline Forecast | Commercial | Warehouse (WA) | Existing | Space Heating | Natural Gas | Unit Heater | E1 | Standard | Baseline Forecast | 100% | 100% | 100% | 100% | 100% | 100% | 100% | 100% | 100% | 100% | 100% | 100% | 100% | 100% | 100% | 100% | 100% | 100% | 100% | 100% | 100% | 100% | 100% | 100% | 100% | 100% | 100%
Commercial_Warehouse (WA)_Existing_Space Heating_Natural Gas_Unit Heater_E2_Baseline Forecast | Commercial | Warehouse (WA) | Existing | Space Heating | Natural Gas | Unit Heater | E2 | Condensing | Baseline Forecast | bar: 2019 to 2045
Commercial_Warehouse (WA)_Existing_Space Heating_Natural Gas_Unit Heater_E3_Baseline Forecast | Commercial | Warehouse (WA) | Existing | Space Heating | Natural Gas | Unit Heater | E3 | Infrared Radiant | Baseline Forecast | bar: 2019 to 2045
Commercial_Warehouse (WA)_Existing_Space Heating_Natural Gas_Unit Heater_E4_Baseline Forecast | Commercial | Warehouse (WA) | Existing | Space Heating | Natural Gas | Unit Heater | E4 |  | Baseline Forecast | bar: 2019 to 2045
Commercial_Warehouse (WA)_Existing_Space Heating_Natural Gas_Unit Heater_E5_Baseline Forecast | Commercial | Warehouse (WA) | Existing | Space Heating | Natural Gas | Unit Heater | E5 |  | Baseline Forecast | bar: 2019 to 2045
Commercial_Warehouse (WA)_Existing_Space Heating_Natural Gas_Unit Heater_E6_Baseline Forecast | Commercial | Warehouse (WA) | Existing | Space Heating | Natural Gas | Unit Heater | E6 |  | Baseline Forecast | bar: 2019 to 2045
Commercial_Warehouse (WA)_Existing_Space Heating_Natural Gas_Unit Heater_E7_Baseline Forecast | Commercial | Warehouse (WA) | Existing | Space Heating | Natural Gas | Unit Heater | E7 |  | Baseline Forecast | bar: 2019 to 2045
Commercial_Warehouse (WA)_Existing_Space Heating_Natural Gas_Unit Heater_E8_Baseline Forecast | Commercial | Warehouse (WA) | Existing | Space Heating | Natural Gas | Unit Heater | E8 |  | Baseline Forecast | bar: 2019 to 2045
Commercial_Warehouse (WA)_Existing_Space Heating_Natural Gas_Unit Heater_E9_Baseline Forecast | Commercial | Warehouse (WA) | Existing | Space Heating | Natural Gas | Unit Heater | E9 |  | Baseline Forecast | bar: 2019 to 2045
Commercial_Warehouse (WA)_Existing_Space Heating_Natural Gas_Unit Heater_E10_Baseline Forecast | Commercial | Warehouse (WA) | Existing | Space Heating | Natural Gas | Unit Heater | E10 |  | Baseline Forecast | bar: 2019 to 2045
Commercial_Warehouse (WA)_Existing_Water Heating_Natural Gas_Water Heater_E1_Baseline Forecast | Commercial | Warehouse (WA) | Existing | Water Heating | Natural Gas | Water Heater | E1 | TE 0.80 | Baseline Forecast | 47% | 47% | 47% | 47% | 47% | 47% | 47% | 47% | 47% | 47% | 47% | 47% | 47% | 47% | 47% | 47% | 47% | 47% | 47% | 47% | 47% | 47% | 47% | 47% | 47% | 47% | 47%
Commercial_Warehouse (WA)_Existing_Water Heating_Natural Gas_Water Heater_E2_Baseline Forecast | Commercial | Warehouse (WA) | Existing | Water Heating | Natural Gas | Water Heater | E2 | TE 0.90 | Baseline Forecast | bar: 2019 to 2045
Commercial_Warehouse (WA)_Existing_Water Heating_Natural Gas_Water Heater_E3_Baseline Forecast | Commercial | Warehouse (WA) | Existing | Water Heating | Natural Gas | Water Heater | E3 | TE 0.94 | Baseline Forecast | 53% | 53% | 53% | 53% | 53% | 53% | 53% | 53% | 53% | 53% | 53% | 53% | 53% | 53% | 53% | 53% | 53% | 53% | 53% | 53% | 53% | 53% | 53% | 53% | 53% | 53% | 53%
Commercial_Warehouse (WA)_Existing_Water Heating_Natural Gas_Water Heater_E4_Baseline Forecast | Commercial | Warehouse (WA) | Existing | Water Heating | Natural Gas | Water Heater | E4 | Instantaneous TE 0.94 | Baseline Forecast | bar: 2019 to 2045
Commercial_Warehouse (WA)_Existing_Water Heating_Natural Gas_Water Heater_E5_Baseline Forecast | Commercial | Warehouse (WA) | Existing | Water Heating | Natural Gas | Water Heater | E5 | Gas-Fired Absorption HPWH | Baseline Forecast | bar: 2019 to 2045
Commercial_Warehouse (WA)_Existing_Water Heating_Natural Gas_Water Heater_E6_Baseline Forecast | Commercial | Warehouse (WA) | Existing | Water Heating | Natural Gas | Water Heater | E6 |  | Baseline Forecast | bar: 2019 to 2045
Commercial_Warehouse (WA)_Existing_Water Heating_Natural Gas_Water Heater_E7_Baseline Forecast | Commercial | Warehouse (WA) | Existing | Water Heating | Natural Gas | Water Heater | E7 |  | Baseline Forecast | bar: 2019 to 2045
Commercial_Warehouse (WA)_Existing_Water Heating_Natural Gas_Water Heater_E8_Baseline Forecast | Commercial | Warehouse (WA) | Existing | Water Heating | Natural Gas | Water Heater | E8 |  | Baseline Forecast | bar: 2019 to 2045
Commercial_Warehouse (WA)_Existing_Water Heating_Natural Gas_Water Heater_E9_Baseline Forecast | Commercial | Warehouse (WA) | Existing | Water Heating | Natural Gas | Water Heater | E9 |  | Baseline Forecast | bar: 2019 to 2045
Commercial_Warehouse (WA)_Existing_Water Heating_Natural Gas_Water Heater_E10_Baseline Forecast | Commercial | Warehouse (WA) | Existing | Water Heating | Natural Gas | Water Heater | E10 |  | Baseline Forecast | bar: 2019 to 2045
Commercial_Warehouse (WA)_Existing_Food Preparation_Natural Gas_Oven_E1_Baseline Forecast | Commercial | Warehouse (WA) | Existing | Food Preparation | Natural Gas | Oven | E1 | Standard | Baseline Forecast | 41% | 41% | 41% | 41% | 41% | 41% | 41% | 41% | 41% | 41% | 41% | 41% | 41% | 41% | 41% | 41% | 41% | 41% | 41% | 41% | 41% | 41% | 41% | 41% | 41% | 41% | 41%
Commercial_Warehouse (WA)_Existing_Food Preparation_Natural Gas_Oven_E2_Baseline Forecast | Commercial | Warehouse (WA) | Existing | Food Preparation | Natural Gas | Oven | E2 | ENERGY STAR (>42% Baking Efficiency) | Baseline Forecast | 59% | 59% | 59% | 59% | 59% | 59% | 59% | 59% | 59% | 59% | 59% | 59% | 59% | 59% | 59% | 59% | 59% | 59% | 59% | 59% | 59% | 59% | 59% | 59% | 59% | 59% | 59%
Commercial_Warehouse (WA)_Existing_Food Preparation_Natural Gas_Oven_E3_Baseline Forecast | Commercial | Warehouse (WA) | Existing | Food Preparation | Natural Gas | Oven | E3 |  | Baseline Forecast | bar: 2019 to 2045
Commercial_Warehouse (WA)_Existing_Food Preparation_Natural Gas_Oven_E4_Baseline Forecast | Commercial | Warehouse (WA) | Existing | Food Preparation | Natural Gas | Oven | E4 |  | Baseline Forecast | bar: 2019 to 2045
Commercial_Warehouse (WA)_Existing_Food Preparation_Natural Gas_Oven_E5_Baseline Forecast | Commercial | Warehouse (WA) | Existing | Food Preparation | Natural Gas | Oven | E5 |  | Baseline Forecast | bar: 2019 to 2045
Commercial_Warehouse (WA)_Existing_Food Preparation_Natural Gas_Oven_E6_Baseline Forecast | Commercial | Warehouse (WA) | Existing | Food Preparation | Natural Gas | Oven | E6 |  | Baseline Forecast | bar: 2019 to 2045
Commercial_Warehouse (WA)_Existing_Food Preparation_Natural Gas_Oven_E7_Baseline Forecast | Commercial | Warehouse (WA) | Existing | Food Preparation | Natural Gas | Oven | E7 |  | Baseline Forecast | bar: 2019 to 2045
Commercial_Warehouse (WA)_Existing_Food Preparation_Natural Gas_Oven_E8_Baseline Forecast | Commercial | Warehouse (WA) | Existing | Food Preparation | Natural Gas | Oven | E8 |  | Baseline Forecast | bar: 2019 to 2045
Commercial_Warehouse (WA)_Existing_Food Preparation_Natural Gas_Oven_E9_Baseline Forecast | Commercial | Warehouse (WA) | Existing | Food Preparation | Natural Gas | Oven | E9 |  | Baseline Forecast | bar: 2019 to 2045
Commercial_Warehouse (WA)_Existing_Food Preparation_Natural Gas_Oven_E10_Baseline Forecast | Commercial | Warehouse (WA) | Existing | Food Preparation | Natural Gas | Oven | E10 |  | Baseline Forecast | bar: 2019 to 2045
Commercial_Warehouse (WA)_Existing_Food Preparation_Natural Gas_Conveyor Oven_E1_Baseline Forecast | Commercial | Warehouse (WA) | Existing | Food Preparation | Natural Gas | Conveyor Oven | E1 | Standard | Baseline Forecast | 41% | 41% | 41% | 41% | 41% | 41% | 41% | 41% | 41% | 41% | 41% | 41% | 41% | 41% | 41% | 41% | 41% | 41% | 41% | 41% | 41% | 41% | 41% | 41% | 41% | 41% | 41%
Commercial_Warehouse (WA)_Existing_Food Preparation_Natural Gas_Conveyor Oven_E2_Baseline Forecast | Commercial | Warehouse (WA) | Existing | Food Preparation | Natural Gas | Conveyor Oven | E2 | ENERGY STAR (>42% Baking Efficiency) | Baseline Forecast | 59% | 59% | 59% | 59% | 59% | 59% | 59% | 59% | 59% | 59% | 59% | 59% | 59% | 59% | 59% | 59% | 59% | 59% | 59% | 59% | 59% | 59% | 59% | 59% | 59% | 59% | 59%
Commercial_Warehouse (WA)_Existing_Food Preparation_Natural Gas_Conveyor Oven_E3_Baseline Forecast | Commercial | Warehouse (WA) | Existing | Food Preparation | Natural Gas | Conveyor Oven | E3 |  | Baseline Forecast | bar: 2019 to 2045
Commercial_Warehouse (WA)_Existing_Food Preparation_Natural Gas_Conveyor Oven_E4_Baseline Forecast | Commercial | Warehouse (WA) | Existing | Food Preparation | Natural Gas | Conveyor Oven | E4 |  | Baseline Forecast | bar: 2019 to 2045
Commercial_Warehouse (WA)_Existing_Food Preparation_Natural Gas_Conveyor Oven_E5_Baseline Forecast | Commercial | Warehouse (WA) | Existing | Food Preparation | Natural Gas | Conveyor Oven | E5 |  | Baseline Forecast | bar: 2019 to 2045
Commercial_Warehouse (WA)_Existing_Food Preparation_Natural Gas_Conveyor Oven_E6_Baseline Forecast | Commercial | Warehouse (WA) | Existing | Food Preparation | Natural Gas | Conveyor Oven | E6 |  | Baseline Forecast | bar: 2019 to 2045
Commercial_Warehouse (WA)_Existing_Food Preparation_Natural Gas_Conveyor Oven_E7_Baseline Forecast | Commercial | Warehouse (WA) | Existing | Food Preparation | Natural Gas | Conveyor Oven | E7 |  | Baseline Forecast | bar: 2019 to 2045
Commercial_Warehouse (WA)_Existing_Food Preparation_Natural Gas_Conveyor Oven_E8_Baseline Forecast | Commercial | Warehouse (WA) | Existing | Food Preparation | Natural Gas | Conveyor Oven | E8 |  | Baseline Forecast | bar: 2019 to 2045
Commercial_Warehouse (WA)_Existing_Food Preparation_Natural Gas_Conveyor Oven_E9_Baseline Forecast | Commercial | Warehouse (WA) | Existing | Food Preparation | Natural Gas | Conveyor Oven | E9 |  | Baseline Forecast | bar: 2019 to 2045
Commercial_Warehouse (WA)_Existing_Food Preparation_Natural Gas_Conveyor Oven_E10_Baseline Forecast | Commercial | Warehouse (WA) | Existing | Food Preparation | Natural Gas | Conveyor Oven | E10 |  | Baseline Forecast | bar: 2019 to 2045
Commercial_Warehouse (WA)_Existing_Food Preparation_Natural Gas_Double Rack Oven_E1_Baseline Forecast | Commercial | Warehouse (WA) | Existing | Food Preparation | Natural Gas | Double Rack Oven | E1 | Standard | Baseline Forecast | 41% | 41% | 41% | 41% | 41% | 41% | 41% | 41% | 41% | 41% | 41% | 41% | 41% | 41% | 41% | 41% | 41% | 41% | 41% | 41% | 41% | 41% | 41% | 41% | 41% | 41% | 41%
Commercial_Warehouse (WA)_Existing_Food Preparation_Natural Gas_Double Rack Oven_E2_Baseline Forecast | Commercial | Warehouse (WA) | Existing | Food Preparation | Natural Gas | Double Rack Oven | E2 | FTSC Qualified (>50% Cooking Efficiency) | Baseline Forecast | 59% | 59% | 59% | 59% | 59% | 59% | 59% | 59% | 59% | 59% | 59% | 59% | 59% | 59% | 59% | 59% | 59% | 59% | 59% | 59% | 59% | 59% | 59% | 59% | 59% | 59% | 59%
Commercial_Warehouse (WA)_Existing_Food Preparation_Natural Gas_Double Rack Oven_E3_Baseline Forecast | Commercial | Warehouse (WA) | Existing | Food Preparation | Natural Gas | Double Rack Oven | E3 |  | Baseline Forecast | bar: 2019 to 2045
Commercial_Warehouse (WA)_Existing_Food Preparation_Natural Gas_Double Rack Oven_E4_Baseline Forecast | Commercial | Warehouse (WA) | Existing | Food Preparation | Natural Gas | Double Rack Oven | E4 |  | Baseline Forecast | bar: 2019 to 2045
Commercial_Warehouse (WA)_Existing_Food Preparation_Natural Gas_Double Rack Oven_E5_Baseline Forecast | Commercial | Warehouse (WA) | Existing | Food Preparation | Natural Gas | Double Rack Oven | E5 |  | Baseline Forecast | bar: 2019 to 2045
Commercial_Warehouse (WA)_Existing_Food Preparation_Natural Gas_Double Rack Oven_E6_Baseline Forecast | Commercial | Warehouse (WA) | Existing | Food Preparation | Natural Gas | Double Rack Oven | E6 |  | Baseline Forecast | bar: 2019 to 2045
Commercial_Warehouse (WA)_Existing_Food Preparation_Natural Gas_Double Rack Oven_E7_Baseline Forecast | Commercial | Warehouse (WA) | Existing | Food Preparation | Natural Gas | Double Rack Oven | E7 |  | Baseline Forecast | bar: 2019 to 2045
Commercial_Warehouse (WA)_Existing_Food Preparation_Natural Gas_Double Rack Oven_E8_Baseline Forecast | Commercial | Warehouse (WA) | Existing | Food Preparation | Natural Gas | Double Rack Oven | E8 |  | Baseline Forecast | bar: 2019 to 2045
Commercial_Warehouse (WA)_Existing_Food Preparation_Natural Gas_Double Rack Oven_E9_Baseline Forecast | Commercial | Warehouse (WA) | Existing | Food Preparation | Natural Gas | Double Rack Oven | E9 |  | Baseline Forecast | bar: 2019 to 2045
Commercial_Warehouse (WA)_Existing_Food Preparation_Natural Gas_Double Rack Oven_E10_Baseline Forecast | Commercial | Warehouse (WA) | Existing | Food Preparation | Natural Gas | Double Rack Oven | E10 |  | Baseline Forecast | bar: 2019 to 2045
Commercial_Warehouse (WA)_Existing_Food Preparation_Natural Gas_Fryer_E1_Baseline Forecast | Commercial | Warehouse (WA) | Existing | Food Preparation | Natural Gas | Fryer | E1 | Standard | Baseline Forecast | 74% | 74% | 74% | 74% | 74% | 74% | 74% | 74% | 74% | 74% | 74% | 74% | 74% | 74% | 74% | 74% | 74% | 74% | 74% | 74% | 74% | 74% | 74% | 74% | 74% | 74% | 74%
Commercial_Warehouse (WA)_Existing_Food Preparation_Natural Gas_Fryer_E2_Baseline Forecast | Commercial | Warehouse (WA) | Existing | Food Preparation | Natural Gas | Fryer | E2 | ENERGY STAR | Baseline Forecast | 26% | 26% | 26% | 26% | 26% | 26% | 26% | 26% | 26% | 26% | 26% | 26% | 26% | 26% | 26% | 26% | 26% | 26% | 26% | 26% | 26% | 26% | 26% | 26% | 26% | 26% | 26%
Commercial_Warehouse (WA)_Existing_Food Preparation_Natural Gas_Fryer_E3_Baseline Forecast | Commercial | Warehouse (WA) | Existing | Food Preparation | Natural Gas | Fryer | E3 |  | Baseline Forecast | bar: 2019 to 2045
Commercial_Warehouse (WA)_Existing_Food Preparation_Natural Gas_Fryer_E4_Baseline Forecast | Commercial | Warehouse (WA) | Existing | Food Preparation | Natural Gas | Fryer | E4 |  | Baseline Forecast | bar: 2019 to 2045
Commercial_Warehouse (WA)_Existing_Food Preparation_Natural Gas_Fryer_E5_Baseline Forecast | Commercial | Warehouse (WA) | Existing | Food Preparation | Natural Gas | Fryer | E5 |  | Baseline Forecast | bar: 2019 to 2045
Commercial_Warehouse (WA)_Existing_Food Preparation_Natural Gas_Fryer_E6_Baseline Forecast | Commercial | Warehouse (WA) | Existing | Food Preparation | Natural Gas | Fryer | E6 |  | Baseline Forecast | bar: 2019 to 2045
Commercial_Warehouse (WA)_Existing_Food Preparation_Natural Gas_Fryer_E7_Baseline Forecast | Commercial | Warehouse (WA) | Existing | Food Preparation | Natural Gas | Fryer | E7 |  | Baseline Forecast | bar: 2019 to 2045
Commercial_Warehouse (WA)_Existing_Food Preparation_Natural Gas_Fryer_E8_Baseline Forecast | Commercial | Warehouse (WA) | Existing | Food Preparation | Natural Gas | Fryer | E8 |  | Baseline Forecast | bar: 2019 to 2045
Commercial_Warehouse (WA)_Existing_Food Preparation_Natural Gas_Fryer_E9_Baseline Forecast | Commercial | Warehouse (WA) | Existing | Food Preparation | Natural Gas | Fryer | E9 |  | Baseline Forecast | bar: 2019 to 2045
Commercial_Warehouse (WA)_Existing_Food Preparation_Natural Gas_Fryer_E10_Baseline Forecast | Commercial | Warehouse (WA) | Existing | Food Preparation | Natural Gas | Fryer | E10 |  | Baseline Forecast | bar: 2019 to 2045
Commercial_Warehouse (WA)_Existing_Food Preparation_Natural Gas_Broiler_E1_Baseline Forecast | Commercial | Warehouse (WA) | Existing | Food Preparation | Natural Gas | Broiler | E1 | Standard | Baseline Forecast | 74% | 74% | 74% | 74% | 74% | 74% | 74% | 74% | 74% | 74% | 74% | 74% | 74% | 74% | 74% | 74% | 74% | 74% | 74% | 74% | 74% | 74% | 74% | 74% | 74% | 74% | 74%
Commercial_Warehouse (WA)_Existing_Food Preparation_Natural Gas_Broiler_E2_Baseline Forecast | Commercial | Warehouse (WA) | Existing | Food Preparation | Natural Gas | Broiler | E2 | Infrared Burners | Baseline Forecast | 26% | 26% | 26% | 26% | 26% | 26% | 26% | 26% | 26% | 26% | 26% | 26% | 26% | 26% | 26% | 26% | 26% | 26% | 26% | 26% | 26% | 26% | 26% | 26% | 26% | 26% | 26%
Commercial_Warehouse (WA)_Existing_Food Preparation_Natural Gas_Broiler_E3_Baseline Forecast | Commercial | Warehouse (WA) | Existing | Food Preparation | Natural Gas | Broiler | E3 |  | Baseline Forecast | bar: 2019 to 2045
Commercial_Warehouse (WA)_Existing_Food Preparation_Natural Gas_Broiler_E4_Baseline Forecast | Commercial | Warehouse (WA) | Existing | Food Preparation | Natural Gas | Broiler | E4 |  | Baseline Forecast | bar: 2019 to 2045
Commercial_Warehouse (WA)_Existing_Food Preparation_Natural Gas_Broiler_E5_Baseline Forecast | Commercial | Warehouse (WA) | Existing | Food Preparation | Natural Gas | Broiler | E5 |  | Baseline Forecast | bar: 2019 to 2045
Commercial_Warehouse (WA)_Existing_Food Preparation_Natural Gas_Broiler_E6_Baseline Forecast | Commercial | Warehouse (WA) | Existing | Food Preparation | Natural Gas | Broiler | E6 |  | Baseline Forecast | bar: 2019 to 2045
Commercial_Warehouse (WA)_Existing_Food Preparation_Natural Gas_Broiler_E7_Baseline Forecast | Commercial | Warehouse (WA) | Existing | Food Preparation | Natural Gas | Broiler | E7 |  | Baseline Forecast | bar: 2019 to 2045
Commercial_Warehouse (WA)_Existing_Food Preparation_Natural Gas_Broiler_E8_Baseline Forecast | Commercial | Warehouse (WA) | Existing | Food Preparation | Natural Gas | Broiler | E8 |  | Baseline Forecast | bar: 2019 to 2045
Commercial_Warehouse (WA)_Existing_Food Preparation_Natural Gas_Broiler_E9_Baseline Forecast | Commercial | Warehouse (WA) | Existing | Food Preparation | Natural Gas | Broiler | E9 |  | Baseline Forecast | bar: 2019 to 2045
Commercial_Warehouse (WA)_Existing_Food Preparation_Natural Gas_Broiler_E10_Baseline Forecast | Commercial | Warehouse (WA) | Existing | Food Preparation | Natural Gas | Broiler | E10 |  | Baseline Forecast | bar: 2019 to 2045
Commercial_Warehouse (WA)_Existing_Food Preparation_Natural Gas_Griddle_E1_Baseline Forecast | Commercial | Warehouse (WA) | Existing | Food Preparation | Natural Gas | Griddle | E1 | Standard | Baseline Forecast | 71% | 71% | 71% | 71% | 71% | 71% | 71% | 71% | 71% | 71% | 71% | 71% | 71% | 71% | 71% | 71% | 71% | 71% | 71% | 71% | 71% | 71% | 71% | 71% | 71% | 71% | 71%
Commercial_Warehouse (WA)_Existing_Food Preparation_Natural Gas_Griddle_E2_Baseline Forecast | Commercial | Warehouse (WA) | Existing | Food Preparation | Natural Gas | Griddle | E2 | ENERGY STAR | Baseline Forecast | 29% | 29% | 29% | 29% | 29% | 29% | 29% | 29% | 29% | 29% | 29% | 29% | 29% | 29% | 29% | 29% | 29% | 29% | 29% | 29% | 29% | 29% | 29% | 29% | 29% | 29% | 29%
Commercial_Warehouse (WA)_Existing_Food Preparation_Natural Gas_Griddle_E3_Baseline Forecast | Commercial | Warehouse (WA) | Existing | Food Preparation | Natural Gas | Griddle | E3 |  | Baseline Forecast | bar: 2019 to 2045
Commercial_Warehouse (WA)_Existing_Food Preparation_Natural Gas_Griddle_E4_Baseline Forecast | Commercial | Warehouse (WA) | Existing | Food Preparation | Natural Gas | Griddle | E4 |  | Baseline Forecast | bar: 2019 to 2045
Commercial_Warehouse (WA)_Existing_Food Preparation_Natural Gas_Griddle_E5_Baseline Forecast | Commercial | Warehouse (WA) | Existing | Food Preparation | Natural Gas | Griddle | E5 |  | Baseline Forecast | bar: 2019 to 2045
Commercial_Warehouse (WA)_Existing_Food Preparation_Natural Gas_Griddle_E6_Baseline Forecast | Commercial | Warehouse (WA) | Existing | Food Preparation | Natural Gas | Griddle | E6 |  | Baseline Forecast | bar: 2019 to 2045
Commercial_Warehouse (WA)_Existing_Food Preparation_Natural Gas_Griddle_E7_Baseline Forecast | Commercial | Warehouse (WA) | Existing | Food Preparation | Natural Gas | Griddle | E7 |  | Baseline Forecast | bar: 2019 to 2045
Commercial_Warehouse (WA)_Existing_Food Preparation_Natural Gas_Griddle_E8_Baseline Forecast | Commercial | Warehouse (WA) | Existing | Food Preparation | Natural Gas | Griddle | E8 |  | Baseline Forecast | bar: 2019 to 2045
Commercial_Warehouse (WA)_Existing_Food Preparation_Natural Gas_Griddle_E9_Baseline Forecast | Commercial | Warehouse (WA) | Existing | Food Preparation | Natural Gas | Griddle | E9 |  | Baseline Forecast | bar: 2019 to 2045
Commercial_Warehouse (WA)_Existing_Food Preparation_Natural Gas_Griddle_E10_Baseline Forecast | Commercial | Warehouse (WA) | Existing | Food Preparation | Natural Gas | Griddle | E10 |  | Baseline Forecast | bar: 2019 to 2045
Commercial_Warehouse (WA)_Existing_Food Preparation_Natural Gas_Range_E1_Baseline Forecast | Commercial | Warehouse (WA) | Existing | Food Preparation | Natural Gas | Range | E1 | Standard | Baseline Forecast | 41% | 41% | 41% | 41% | 41% | 41% | 41% | 41% | 41% | 41% | 41% | 41% | 41% | 41% | 41% | 41% | 41% | 41% | 41% | 41% | 41% | 41% | 41% | 41% | 41% | 41% | 41%
Commercial_Warehouse (WA)_Existing_Food Preparation_Natural Gas_Range_E2_Baseline Forecast | Commercial | Warehouse (WA) | Existing | Food Preparation | Natural Gas | Range | E2 | High Efficiency | Baseline Forecast | 59% | 59% | 59% | 59% | 59% | 59% | 59% | 59% | 59% | 59% | 59% | 59% | 59% | 59% | 59% | 59% | 59% | 59% | 59% | 59% | 59% | 59% | 59% | 59% | 59% | 59% | 59%
Commercial_Warehouse (WA)_Existing_Food Preparation_Natural Gas_Range_E3_Baseline Forecast | Commercial | Warehouse (WA) | Existing | Food Preparation | Natural Gas | Range | E3 |  | Baseline Forecast | bar: 2019 to 2045
Commercial_Warehouse (WA)_Existing_Food Preparation_Natural Gas_Range_E4_Baseline Forecast | Commercial | Warehouse (WA) | Existing | Food Preparation | Natural Gas | Range | E4 |  | Baseline Forecast | bar: 2019 to 2045
Commercial_Warehouse (WA)_Existing_Food Preparation_Natural Gas_Range_E5_Baseline Forecast | Commercial | Warehouse (WA) | Existing | Food Preparation | Natural Gas | Range | E5 |  | Baseline Forecast | bar: 2019 to 2045
Commercial_Warehouse (WA)_Existing_Food Preparation_Natural Gas_Range_E6_Baseline Forecast | Commercial | Warehouse (WA) | Existing | Food Preparation | Natural Gas | Range | E6 |  | Baseline Forecast | bar: 2019 to 2045
Commercial_Warehouse (WA)_Existing_Food Preparation_Natural Gas_Range_E7_Baseline Forecast | Commercial | Warehouse (WA) | Existing | Food Preparation | Natural Gas | Range | E7 |  | Baseline Forecast | bar: 2019 to 2045
Commercial_Warehouse (WA)_Existing_Food Preparation_Natural Gas_Range_E8_Baseline Forecast | Commercial | Warehouse (WA) | Existing | Food Preparation | Natural Gas | Range | E8 |  | Baseline Forecast | bar: 2019 to 2045
Commercial_Warehouse (WA)_Existing_Food Preparation_Natural Gas_Range_E9_Baseline Forecast | Commercial | Warehouse (WA) | Existing | Food Preparation | Natural Gas | Range | E9 |  | Baseline Forecast | bar: 2019 to 2045
Commercial_Warehouse (WA)_Existing_Food Preparation_Natural Gas_Range_E10_Baseline Forecast | Commercial | Warehouse (WA) | Existing | Food Preparation | Natural Gas | Range | E10 |  | Baseline Forecast | bar: 2019 to 2045
Commercial_Warehouse (WA)_Existing_Food Preparation_Natural Gas_Steamer_E1_Baseline Forecast | Commercial | Warehouse (WA) | Existing | Food Preparation | Natural Gas | Steamer | E1 | Standard | Baseline Forecast | 50% | 50% | 50% | 50% | 50% | 50% | 50% | 50% | 50% | 50% | 50% | 50% | 50% | 50% | 50% | 50% | 50% | 50% | 50% | 50% | 50% | 50% | 50% | 50% | 50% | 50% | 50%
Commercial_Warehouse (WA)_Existing_Food Preparation_Natural Gas_Steamer_E2_Baseline Forecast | Commercial | Warehouse (WA) | Existing | Food Preparation | Natural Gas | Steamer | E2 | ENERGY STAR | Baseline Forecast | 50% | 50% | 50% | 50% | 50% | 50% | 50% | 50% | 50% | 50% | 50% | 50% | 50% | 50% | 50% | 50% | 50% | 50% | 50% | 50% | 50% | 50% | 50% | 50% | 50% | 50% | 50%
Commercial_Warehouse (WA)_Existing_Food Preparation_Natural Gas_Steamer_E3_Baseline Forecast | Commercial | Warehouse (WA) | Existing | Food Preparation | Natural Gas | Steamer | E3 |  | Baseline Forecast | bar: 2019 to 2045
Commercial_Warehouse (WA)_Existing_Food Preparation_Natural Gas_Steamer_E4_Baseline Forecast | Commercial | Warehouse (WA) | Existing | Food Preparation | Natural Gas | Steamer | E4 |  | Baseline Forecast | bar: 2019 to 2045
Commercial_Warehouse (WA)_Existing_Food Preparation_Natural Gas_Steamer_E5_Baseline Forecast | Commercial | Warehouse (WA) | Existing | Food Preparation | Natural Gas | Steamer | E5 |  | Baseline Forecast | bar: 2019 to 2045
Commercial_Warehouse (WA)_Existing_Food Preparation_Natural Gas_Steamer_E6_Baseline Forecast | Commercial | Warehouse (WA) | Existing | Food Preparation | Natural Gas | Steamer | E6 |  | Baseline Forecast | bar: 2019 to 2045
Commercial_Warehouse (WA)_Existing_Food Preparation_Natural Gas_Steamer_E7_Baseline Forecast | Commercial | Warehouse (WA) | Existing | Food Preparation | Natural Gas | Steamer | E7 |  | Baseline Forecast | bar: 2019 to 2045
Commercial_Warehouse (WA)_Existing_Food Preparation_Natural Gas_Steamer_E8_Baseline Forecast | Commercial | Warehouse (WA) | Existing | Food Preparation | Natural Gas | Steamer | E8 |  | Baseline Forecast | bar: 2019 to 2045
Commercial_Warehouse (WA)_Existing_Food Preparation_Natural Gas_Steamer_E9_Baseline Forecast | Commercial | Warehouse (WA) | Existing | Food Preparation | Natural Gas | Steamer | E9 |  | Baseline Forecast | bar: 2019 to 2045
Commercial_Warehouse (WA)_Existing_Food Preparation_Natural Gas_Steamer_E10_Baseline Forecast | Commercial | Warehouse (WA) | Existing | Food Preparation | Natural Gas | Steamer | E10 |  | Baseline Forecast | bar: 2019 to 2045
Commercial_Warehouse (WA)_Existing_Food Preparation_Natural Gas_Food Prep Other_E1_Baseline Forecast | Commercial | Warehouse (WA) | Existing | Food Preparation | Natural Gas | Food Prep Other | E1 | Standard | Baseline Forecast | 74% | 74% | 74% | 74% | 74% | 74% | 74% | 74% | 74% | 74% | 74% | 74% | 74% | 74% | 74% | 74% | 74% | 74% | 74% | 74% | 74% | 74% | 74% | 74% | 74% | 74% | 74%
Commercial_Warehouse (WA)_Existing_Food Preparation_Natural Gas_Food Prep Other_E2_Baseline Forecast | Commercial | Warehouse (WA) | Existing | Food Preparation | Natural Gas | Food Prep Other | E2 | ENERGY STAR | Baseline Forecast | 26% | 26% | 26% | 26% | 26% | 26% | 26% | 26% | 26% | 26% | 26% | 26% | 26% | 26% | 26% | 26% | 26% | 26% | 26% | 26% | 26% | 26% | 26% | 26% | 26% | 26% | 26%
Commercial_Warehouse (WA)_Existing_Food Preparation_Natural Gas_Food Prep Other_E3_Baseline Forecast | Commercial | Warehouse (WA) | Existing | Food Preparation | Natural Gas | Food Prep Other | E3 |  | Baseline Forecast | bar: 2019 to 2045
Commercial_Warehouse (WA)_Existing_Food Preparation_Natural Gas_Food Prep Other_E4_Baseline Forecast | Commercial | Warehouse (WA) | Existing | Food Preparation | Natural Gas | Food Prep Other | E4 |  | Baseline Forecast | bar: 2019 to 2045
Commercial_Warehouse (WA)_Existing_Food Preparation_Natural Gas_Food Prep Other_E5_Baseline Forecast | Commercial | Warehouse (WA) | Existing | Food Preparation | Natural Gas | Food Prep Other | E5 |  | Baseline Forecast | bar: 2019 to 2045
Commercial_Warehouse (WA)_Existing_Food Preparation_Natural Gas_Food Prep Other_E6_Baseline Forecast | Commercial | Warehouse (WA) | Existing | Food Preparation | Natural Gas | Food Prep Other | E6 |  | Baseline Forecast | bar: 2019 to 2045
Commercial_Warehouse (WA)_Existing_Food Preparation_Natural Gas_Food Prep Other_E7_Baseline Forecast | Commercial | Warehouse (WA) | Existing | Food Preparation | Natural Gas | Food Prep Other | E7 |  | Baseline Forecast | bar: 2019 to 2045
Commercial_Warehouse (WA)_Existing_Food Preparation_Natural Gas_Food Prep Other_E8_Baseline Forecast | Commercial | Warehouse (WA) | Existing | Food Preparation | Natural Gas | Food Prep Other | E8 |  | Baseline Forecast | bar: 2019 to 2045
Commercial_Warehouse (WA)_Existing_Food Preparation_Natural Gas_Food Prep Other_E9_Baseline Forecast | Commercial | Warehouse (WA) | Existing | Food Preparation | Natural Gas | Food Prep Other | E9 |  | Baseline Forecast | bar: 2019 to 2045
Commercial_Warehouse (WA)_Existing_Food Preparation_Natural Gas_Food Prep Other_E10_Baseline Forecast | Commercial | Warehouse (WA) | Existing | Food Preparation | Natural Gas | Food Prep Other | E10 |  | Baseline Forecast | bar: 2019 to 2045
Commercial_Warehouse (WA)_Existing_Miscellaneous_Natural Gas_Pool Heater_E1_Baseline Forecast | Commercial | Warehouse (WA) | Existing | Miscellaneous | Natural Gas | Pool Heater | E1 | Standard (EF .82) | Baseline Forecast | 90% | 90% | 90% | 90% | 90% | 90% | 90% | 90% | 90% | 90% | 90% | 90% | 90% | 90% | 90% | 90% | 90% | 90% | 90% | 90% | 90% | 90% | 90% | 90% | 90% | 90% | 90%
Commercial_Warehouse (WA)_Existing_Miscellaneous_Natural Gas_Pool Heater_E2_Baseline Forecast | Commercial | Warehouse (WA) | Existing | Miscellaneous | Natural Gas | Pool Heater | E2 | Condensing (EF .90) | Baseline Forecast | 10% | 10% | 10% | 10% | 10% | 10% | 10% | 10% | 10% | 10% | 10% | 10% | 10% | 10% | 10% | 10% | 10% | 10% | 10% | 10% | 10% | 10% | 10% | 10% | 10% | 10% | 10%
Commercial_Warehouse (WA)_Existing_Miscellaneous_Natural Gas_Pool Heater_E3_Baseline Forecast | Commercial | Warehouse (WA) | Existing | Miscellaneous | Natural Gas | Pool Heater | E3 |  | Baseline Forecast | bar: 2019 to 2045
Commercial_Warehouse (WA)_Existing_Miscellaneous_Natural Gas_Pool Heater_E4_Baseline Forecast | Commercial | Warehouse (WA) | Existing | Miscellaneous | Natural Gas | Pool Heater | E4 |  | Baseline Forecast | bar: 2019 to 2045
Commercial_Warehouse (WA)_Existing_Miscellaneous_Natural Gas_Pool Heater_E5_Baseline Forecast | Commercial | Warehouse (WA) | Existing | Miscellaneous | Natural Gas | Pool Heater | E5 |  | Baseline Forecast | bar: 2019 to 2045
Commercial_Warehouse (WA)_Existing_Miscellaneous_Natural Gas_Pool Heater_E6_Baseline Forecast | Commercial | Warehouse (WA) | Existing | Miscellaneous | Natural Gas | Pool Heater | E6 |  | Baseline Forecast | bar: 2019 to 2045
Commercial_Warehouse (WA)_Existing_Miscellaneous_Natural Gas_Pool Heater_E7_Baseline Forecast | Commercial | Warehouse (WA) | Existing | Miscellaneous | Natural Gas | Pool Heater | E7 |  | Baseline Forecast | bar: 2019 to 2045
Commercial_Warehouse (WA)_Existing_Miscellaneous_Natural Gas_Pool Heater_E8_Baseline Forecast | Commercial | Warehouse (WA) | Existing | Miscellaneous | Natural Gas | Pool Heater | E8 |  | Baseline Forecast | bar: 2019 to 2045
Commercial_Warehouse (WA)_Existing_Miscellaneous_Natural Gas_Pool Heater_E9_Baseline Forecast | Commercial | Warehouse (WA) | Existing | Miscellaneous | Natural Gas | Pool Heater | E9 |  | Baseline Forecast | bar: 2019 to 2045
Commercial_Warehouse (WA)_Existing_Miscellaneous_Natural Gas_Pool Heater_E10_Baseline Forecast | Commercial | Warehouse (WA) | Existing | Miscellaneous | Natural Gas | Pool Heater | E10 |  | Baseline Forecast | bar: 2019 to 2045
Commercial_Warehouse (WA)_Existing_Miscellaneous_Natural Gas_Miscellaneous_E1_Baseline Forecast | Commercial | Warehouse (WA) | Existing | Miscellaneous | Natural Gas | Miscellaneous | E1 | Standard | Baseline Forecast | 100% | 100% | 100% | 100% | 100% | 100% | 100% | 100% | 100% | 100% | 100% | 100% | 100% | 100% | 100% | 100% | 100% | 100% | 100% | 100% | 100% | 100% | 100% | 100% | 100% | 100% | 100%
Commercial_Warehouse (WA)_Existing_Miscellaneous_Natural Gas_Miscellaneous_E2_Baseline Forecast | Commercial | Warehouse (WA) | Existing | Miscellaneous | Natural Gas | Miscellaneous | E2 |  | Baseline Forecast | bar: 2019 to 2045
Commercial_Warehouse (WA)_Existing_Miscellaneous_Natural Gas_Miscellaneous_E3_Baseline Forecast | Commercial | Warehouse (WA) | Existing | Miscellaneous | Natural Gas | Miscellaneous | E3 |  | Baseline Forecast | bar: 2019 to 2045
Commercial_Warehouse (WA)_Existing_Miscellaneous_Natural Gas_Miscellaneous_E4_Baseline Forecast | Commercial | Warehouse (WA) | Existing | Miscellaneous | Natural Gas | Miscellaneous | E4 |  | Baseline Forecast | bar: 2019 to 2045
Commercial_Warehouse (WA)_Existing_Miscellaneous_Natural Gas_Miscellaneous_E5_Baseline Forecast | Commercial | Warehouse (WA) | Existing | Miscellaneous | Natural Gas | Miscellaneous | E5 |  | Baseline Forecast | bar: 2019 to 2045
Commercial_Warehouse (WA)_Existing_Miscellaneous_Natural Gas_Miscellaneous_E6_Baseline Forecast | Commercial | Warehouse (WA) | Existing | Miscellaneous | Natural Gas | Miscellaneous | E6 |  | Baseline Forecast | bar: 2019 to 2045
Commercial_Warehouse (WA)_Existing_Miscellaneous_Natural Gas_Miscellaneous_E7_Baseline Forecast | Commercial | Warehouse (WA) | Existing | Miscellaneous | Natural Gas | Miscellaneous | E7 |  | Baseline Forecast | bar: 2019 to 2045
Commercial_Warehouse (WA)_Existing_Miscellaneous_Natural Gas_Miscellaneous_E8_Baseline Forecast | Commercial | Warehouse (WA) | Existing | Miscellaneous | Natural Gas | Miscellaneous | E8 |  | Baseline Forecast | bar: 2019 to 2045
Commercial_Warehouse (WA)_Existing_Miscellaneous_Natural Gas_Miscellaneous_E9_Baseline Forecast | Commercial | Warehouse (WA) | Existing | Miscellaneous | Natural Gas | Miscellaneous | E9 |  | Baseline Forecast | bar: 2019 to 2045
Commercial_Warehouse (WA)_Existing_Miscellaneous_Natural Gas_Miscellaneous_E10_Baseline Forecast | Commercial | Warehouse (WA) | Existing | Miscellaneous | Natural Gas | Miscellaneous | E10 |  | Baseline Forecast | bar: 2019 to 2045
Commercial_Warehouse (WA)_New_Space Heating_Natural Gas_Furnace_E1_Baseline Forecast | Commercial | Warehouse (WA) | New | Space Heating | Natural Gas | Furnace | E1 | AFUE 80% (Standard) | Baseline Forecast | 100% | 100% | 100% | 100% | 100% | 100% | 100% | 100% | 100% | 100% | 100% | 100% | 100% | 100% | 100% | 100% | 100% | 100% | 100% | 100% | 100% | 100% | 100% | 100% | 100% | 100% | 100%
Commercial_Warehouse (WA)_New_Space Heating_Natural Gas_Furnace_E2_Baseline Forecast | Commercial | Warehouse (WA) | New | Space Heating | Natural Gas | Furnace | E2 | AFUE 90% | Baseline Forecast | bar: 2019 to 2045
Commercial_Warehouse (WA)_New_Space Heating_Natural Gas_Furnace_E3_Baseline Forecast | Commercial | Warehouse (WA) | New | Space Heating | Natural Gas | Furnace | E3 | AFUE 96% | Baseline Forecast | bar: 2019 to 2045
Commercial_Warehouse (WA)_New_Space Heating_Natural Gas_Furnace_E4_Baseline Forecast | Commercial | Warehouse (WA) | New | Space Heating | Natural Gas | Furnace | E4 |  | Baseline Forecast | bar: 2019 to 2045
Commercial_Warehouse (WA)_New_Space Heating_Natural Gas_Furnace_E5_Baseline Forecast | Commercial | Warehouse (WA) | New | Space Heating | Natural Gas | Furnace | E5 |  | Baseline Forecast | bar: 2019 to 2045
Commercial_Warehouse (WA)_New_Space Heating_Natural Gas_Furnace_E6_Baseline Forecast | Commercial | Warehouse (WA) | New | Space Heating | Natural Gas | Furnace | E6 |  | Baseline Forecast | bar: 2019 to 2045
Commercial_Warehouse (WA)_New_Space Heating_Natural Gas_Furnace_E7_Baseline Forecast | Commercial | Warehouse (WA) | New | Space Heating | Natural Gas | Furnace | E7 |  | Baseline Forecast | bar: 2019 to 2045
Commercial_Warehouse (WA)_New_Space Heating_Natural Gas_Furnace_E8_Baseline Forecast | Commercial | Warehouse (WA) | New | Space Heating | Natural Gas | Furnace | E8 |  | Baseline Forecast | bar: 2019 to 2045
Commercial_Warehouse (WA)_New_Space Heating_Natural Gas_Furnace_E9_Baseline Forecast | Commercial | Warehouse (WA) | New | Space Heating | Natural Gas | Furnace | E9 |  | Baseline Forecast | bar: 2019 to 2045
Commercial_Warehouse (WA)_New_Space Heating_Natural Gas_Furnace_E10_Baseline Forecast | Commercial | Warehouse (WA) | New | Space Heating | Natural Gas | Furnace | E10 |  | Baseline Forecast | bar: 2019 to 2045
Commercial_Warehouse (WA)_New_Space Heating_Natural Gas_Boiler_E1_Baseline Forecast | Commercial | Warehouse (WA) | New | Space Heating | Natural Gas | Boiler | E1 | AFUE 80% (Standard) | Baseline Forecast | 100% | 100% | 100% | 100% | 100% | 100% | 100% | 100% | 100% | 100% | 100% | 100% | 100% | 100% | 100% | 100% | 100% | 100% | 100% | 100% | 100% | 100% | 100% | 100% | 100% | 100% | 100%
Commercial_Warehouse (WA)_New_Space Heating_Natural Gas_Boiler_E2_Baseline Forecast | Commercial | Warehouse (WA) | New | Space Heating | Natural Gas | Boiler | E2 | AFUE 85% | Baseline Forecast | bar: 2019 to 2045
Commercial_Warehouse (WA)_New_Space Heating_Natural Gas_Boiler_E3_Baseline Forecast | Commercial | Warehouse (WA) | New | Space Heating | Natural Gas | Boiler | E3 | AFUE 97% | Baseline Forecast | bar: 2019 to 2045
Commercial_Warehouse (WA)_New_Space Heating_Natural Gas_Boiler_E4_Baseline Forecast | Commercial | Warehouse (WA) | New | Space Heating | Natural Gas | Boiler | E4 | Convert to NG Air Source Heat Pump | Baseline Forecast | bar: 2019 to 2045
Commercial_Warehouse (WA)_New_Space Heating_Natural Gas_Boiler_E5_Baseline Forecast | Commercial | Warehouse (WA) | New | Space Heating | Natural Gas | Boiler | E5 |  | Baseline Forecast | bar: 2019 to 2045
Commercial_Warehouse (WA)_New_Space Heating_Natural Gas_Boiler_E6_Baseline Forecast | Commercial | Warehouse (WA) | New | Space Heating | Natural Gas | Boiler | E6 |  | Baseline Forecast | bar: 2019 to 2045
Commercial_Warehouse (WA)_New_Space Heating_Natural Gas_Boiler_E7_Baseline Forecast | Commercial | Warehouse (WA) | New | Space Heating | Natural Gas | Boiler | E7 |  | Baseline Forecast | bar: 2019 to 2045
Commercial_Warehouse (WA)_New_Space Heating_Natural Gas_Boiler_E8_Baseline Forecast | Commercial | Warehouse (WA) | New | Space Heating | Natural Gas | Boiler | E8 |  | Baseline Forecast | bar: 2019 to 2045
Commercial_Warehouse (WA)_New_Space Heating_Natural Gas_Boiler_E9_Baseline Forecast | Commercial | Warehouse (WA) | New | Space Heating | Natural Gas | Boiler | E9 |  | Baseline Forecast | bar: 2019 to 2045
Commercial_Warehouse (WA)_New_Space Heating_Natural Gas_Boiler_E10_Baseline Forecast | Commercial | Warehouse (WA) | New | Space Heating | Natural Gas | Boiler | E10 |  | Baseline Forecast | bar: 2019 to 2045
Commercial_Warehouse (WA)_New_Space Heating_Natural Gas_Unit Heater_E1_Baseline Forecast | Commercial | Warehouse (WA) | New | Space Heating | Natural Gas | Unit Heater | E1 | Standard | Baseline Forecast | 100% | 100% | 100% | 100% | 100% | 100% | 100% | 100% | 100% | 100% | 100% | 100% | 100% | 100% | 100% | 100% | 100% | 100% | 100% | 100% | 100% | 100% | 100% | 100% | 100% | 100% | 100%
Commercial_Warehouse (WA)_New_Space Heating_Natural Gas_Unit Heater_E2_Baseline Forecast | Commercial | Warehouse (WA) | New | Space Heating | Natural Gas | Unit Heater | E2 | Condensing | Baseline Forecast | bar: 2019 to 2045
Commercial_Warehouse (WA)_New_Space Heating_Natural Gas_Unit Heater_E3_Baseline Forecast | Commercial | Warehouse (WA) | New | Space Heating | Natural Gas | Unit Heater | E3 | Infrared Radiant | Baseline Forecast | bar: 2019 to 2045
Commercial_Warehouse (WA)_New_Space Heating_Natural Gas_Unit Heater_E4_Baseline Forecast | Commercial | Warehouse (WA) | New | Space Heating | Natural Gas | Unit Heater | E4 |  | Baseline Forecast | bar: 2019 to 2045
Commercial_Warehouse (WA)_New_Space Heating_Natural Gas_Unit Heater_E5_Baseline Forecast | Commercial | Warehouse (WA) | New | Space Heating | Natural Gas | Unit Heater | E5 |  | Baseline Forecast | bar: 2019 to 2045
Commercial_Warehouse (WA)_New_Space Heating_Natural Gas_Unit Heater_E6_Baseline Forecast | Commercial | Warehouse (WA) | New | Space Heating | Natural Gas | Unit Heater | E6 |  | Baseline Forecast | bar: 2019 to 2045
Commercial_Warehouse (WA)_New_Space Heating_Natural Gas_Unit Heater_E7_Baseline Forecast | Commercial | Warehouse (WA) | New | Space Heating | Natural Gas | Unit Heater | E7 |  | Baseline Forecast | bar: 2019 to 2045
Commercial_Warehouse (WA)_New_Space Heating_Natural Gas_Unit Heater_E8_Baseline Forecast | Commercial | Warehouse (WA) | New | Space Heating | Natural Gas | Unit Heater | E8 |  | Baseline Forecast | bar: 2019 to 2045
Commercial_Warehouse (WA)_New_Space Heating_Natural Gas_Unit Heater_E9_Baseline Forecast | Commercial | Warehouse (WA) | New | Space Heating | Natural Gas | Unit Heater | E9 |  | Baseline Forecast | bar: 2019 to 2045
Commercial_Warehouse (WA)_New_Space Heating_Natural Gas_Unit Heater_E10_Baseline Forecast | Commercial | Warehouse (WA) | New | Space Heating | Natural Gas | Unit Heater | E10 |  | Baseline Forecast | bar: 2019 to 2045
Commercial_Warehouse (WA)_New_Water Heating_Natural Gas_Water Heater_E1_Baseline Forecast | Commercial | Warehouse (WA) | New | Water Heating | Natural Gas | Water Heater | E1 | TE 0.80 | Baseline Forecast | 47% | 47% | 47% | 47% | 47% | 47% | 47% | 47% | 47% | 47% | 47% | 47% | 47% | 47% | 47% | 47% | 47% | 47% | 47% | 47% | 47% | 47% | 47% | 47% | 47% | 47% | 47%
Commercial_Warehouse (WA)_New_Water Heating_Natural Gas_Water Heater_E2_Baseline Forecast | Commercial | Warehouse (WA) | New | Water Heating | Natural Gas | Water Heater | E2 | TE 0.90 | Baseline Forecast | bar: 2019 to 2045
Commercial_Warehouse (WA)_New_Water Heating_Natural Gas_Water Heater_E3_Baseline Forecast | Commercial | Warehouse (WA) | New | Water Heating | Natural Gas | Water Heater | E3 | TE 0.94 | Baseline Forecast | 53% | 53% | 53% | 53% | 53% | 53% | 53% | 53% | 53% | 53% | 53% | 53% | 53% | 53% | 53% | 53% | 53% | 53% | 53% | 53% | 53% | 53% | 53% | 53% | 53% | 53% | 53%
Commercial_Warehouse (WA)_New_Water Heating_Natural Gas_Water Heater_E4_Baseline Forecast | Commercial | Warehouse (WA) | New | Water Heating | Natural Gas | Water Heater | E4 | Instantaneous TE 0.94 | Baseline Forecast | bar: 2019 to 2045
Commercial_Warehouse (WA)_New_Water Heating_Natural Gas_Water Heater_E5_Baseline Forecast | Commercial | Warehouse (WA) | New | Water Heating | Natural Gas | Water Heater | E5 | Gas-Fired Absorption HPWH | Baseline Forecast | bar: 2019 to 2045
Commercial_Warehouse (WA)_New_Water Heating_Natural Gas_Water Heater_E6_Baseline Forecast | Commercial | Warehouse (WA) | New | Water Heating | Natural Gas | Water Heater | E6 |  | Baseline Forecast | bar: 2019 to 2045
Commercial_Warehouse (WA)_New_Water Heating_Natural Gas_Water Heater_E7_Baseline Forecast | Commercial | Warehouse (WA) | New | Water Heating | Natural Gas | Water Heater | E7 |  | Baseline Forecast | bar: 2019 to 2045
Commercial_Warehouse (WA)_New_Water Heating_Natural Gas_Water Heater_E8_Baseline Forecast | Commercial | Warehouse (WA) | New | Water Heating | Natural Gas | Water Heater | E8 |  | Baseline Forecast | bar: 2019 to 2045
Commercial_Warehouse (WA)_New_Water Heating_Natural Gas_Water Heater_E9_Baseline Forecast | Commercial | Warehouse (WA) | New | Water Heating | Natural Gas | Water Heater | E9 |  | Baseline Forecast | bar: 2019 to 2045
Commercial_Warehouse (WA)_New_Water Heating_Natural Gas_Water Heater_E10_Baseline Forecast | Commercial | Warehouse (WA) | New | Water Heating | Natural Gas | Water Heater | E10 |  | Baseline Forecast | bar: 2019 to 2045
Commercial_Warehouse (WA)_New_Food Preparation_Natural Gas_Oven_E1_Baseline Forecast | Commercial | Warehouse (WA) | New | Food Preparation | Natural Gas | Oven | E1 | Standard | Baseline Forecast | 41% | 41% | 41% | 41% | 41% | 41% | 41% | 41% | 41% | 41% | 41% | 41% | 41% | 41% | 41% | 41% | 41% | 41% | 41% | 41% | 41% | 41% | 41% | 41% | 41% | 41% | 41%
Commercial_Warehouse (WA)_New_Food Preparation_Natural Gas_Oven_E2_Baseline Forecast | Commercial | Warehouse (WA) | New | Food Preparation | Natural Gas | Oven | E2 | ENERGY STAR (>42% Baking Efficiency) | Baseline Forecast | 59% | 59% | 59% | 59% | 59% | 59% | 59% | 59% | 59% | 59% | 59% | 59% | 59% | 59% | 59% | 59% | 59% | 59% | 59% | 59% | 59% | 59% | 59% | 59% | 59% | 59% | 59%
Commercial_Warehouse (WA)_New_Food Preparation_Natural Gas_Oven_E3_Baseline Forecast | Commercial | Warehouse (WA) | New | Food Preparation | Natural Gas | Oven | E3 |  | Baseline Forecast | bar: 2019 to 2045
Commercial_Warehouse (WA)_New_Food Preparation_Natural Gas_Oven_E4_Baseline Forecast | Commercial | Warehouse (WA) | New | Food Preparation | Natural Gas | Oven | E4 |  | Baseline Forecast | bar: 2019 to 2045
Commercial_Warehouse (WA)_New_Food Preparation_Natural Gas_Oven_E5_Baseline Forecast | Commercial | Warehouse (WA) | New | Food Preparation | Natural Gas | Oven | E5 |  | Baseline Forecast | bar: 2019 to 2045
Commercial_Warehouse (WA)_New_Food Preparation_Natural Gas_Oven_E6_Baseline Forecast | Commercial | Warehouse (WA) | New | Food Preparation | Natural Gas | Oven | E6 |  | Baseline Forecast | bar: 2019 to 2045
Commercial_Warehouse (WA)_New_Food Preparation_Natural Gas_Oven_E7_Baseline Forecast | Commercial | Warehouse (WA) | New | Food Preparation | Natural Gas | Oven | E7 |  | Baseline Forecast | bar: 2019 to 2045
Commercial_Warehouse (WA)_New_Food Preparation_Natural Gas_Oven_E8_Baseline Forecast | Commercial | Warehouse (WA) | New | Food Preparation | Natural Gas | Oven | E8 |  | Baseline Forecast | bar: 2019 to 2045
Commercial_Warehouse (WA)_New_Food Preparation_Natural Gas_Oven_E9_Baseline Forecast | Commercial | Warehouse (WA) | New | Food Preparation | Natural Gas | Oven | E9 |  | Baseline Forecast | bar: 2019 to 2045
Commercial_Warehouse (WA)_New_Food Preparation_Natural Gas_Oven_E10_Baseline Forecast | Commercial | Warehouse (WA) | New | Food Preparation | Natural Gas | Oven | E10 |  | Baseline Forecast | bar: 2019 to 2045
Commercial_Warehouse (WA)_New_Food Preparation_Natural Gas_Conveyor Oven_E1_Baseline Forecast | Commercial | Warehouse (WA) | New | Food Preparation | Natural Gas | Conveyor Oven | E1 | Standard | Baseline Forecast | 41% | 41% | 41% | 41% | 41% | 41% | 41% | 41% | 41% | 41% | 41% | 41% | 41% | 41% | 41% | 41% | 41% | 41% | 41% | 41% | 41% | 41% | 41% | 41% | 41% | 41% | 41%
Commercial_Warehouse (WA)_New_Food Preparation_Natural Gas_Conveyor Oven_E2_Baseline Forecast | Commercial | Warehouse (WA) | New | Food Preparation | Natural Gas | Conveyor Oven | E2 | ENERGY STAR (>42% Baking Efficiency) | Baseline Forecast | 59% | 59% | 59% | 59% | 59% | 59% | 59% | 59% | 59% | 59% | 59% | 59% | 59% | 59% | 59% | 59% | 59% | 59% | 59% | 59% | 59% | 59% | 59% | 59% | 59% | 59% | 59%
Commercial_Warehouse (WA)_New_Food Preparation_Natural Gas_Conveyor Oven_E3_Baseline Forecast | Commercial | Warehouse (WA) | New | Food Preparation | Natural Gas | Conveyor Oven | E3 |  | Baseline Forecast | bar: 2019 to 2045
Commercial_Warehouse (WA)_New_Food Preparation_Natural Gas_Conveyor Oven_E4_Baseline Forecast | Commercial | Warehouse (WA) | New | Food Preparation | Natural Gas | Conveyor Oven | E4 |  | Baseline Forecast | bar: 2019 to 2045
Commercial_Warehouse (WA)_New_Food Preparation_Natural Gas_Conveyor Oven_E5_Baseline Forecast | Commercial | Warehouse (WA) | New | Food Preparation | Natural Gas | Conveyor Oven | E5 |  | Baseline Forecast | bar: 2019 to 2045
Commercial_Warehouse (WA)_New_Food Preparation_Natural Gas_Conveyor Oven_E6_Baseline Forecast | Commercial | Warehouse (WA) | New | Food Preparation | Natural Gas | Conveyor Oven | E6 |  | Baseline Forecast | bar: 2019 to 2045
Commercial_Warehouse (WA)_New_Food Preparation_Natural Gas_Conveyor Oven_E7_Baseline Forecast | Commercial | Warehouse (WA) | New | Food Preparation | Natural Gas | Conveyor Oven | E7 |  | Baseline Forecast | bar: 2019 to 2045
Commercial_Warehouse (WA)_New_Food Preparation_Natural Gas_Conveyor Oven_E8_Baseline Forecast | Commercial | Warehouse (WA) | New | Food Preparation | Natural Gas | Conveyor Oven | E8 |  | Baseline Forecast | bar: 2019 to 2045
Commercial_Warehouse (WA)_New_Food Preparation_Natural Gas_Conveyor Oven_E9_Baseline Forecast | Commercial | Warehouse (WA) | New | Food Preparation | Natural Gas | Conveyor Oven | E9 |  | Baseline Forecast | bar: 2019 to 2045
Commercial_Warehouse (WA)_New_Food Preparation_Natural Gas_Conveyor Oven_E10_Baseline Forecast | Commercial | Warehouse (WA) | New | Food Preparation | Natural Gas | Conveyor Oven | E10 |  | Baseline Forecast | bar: 2019 to 2045
Commercial_Warehouse (WA)_New_Food Preparation_Natural Gas_Double Rack Oven_E1_Baseline Forecast | Commercial | Warehouse (WA) | New | Food Preparation | Natural Gas | Double Rack Oven | E1 | Standard | Baseline Forecast | 41% | 41% | 41% | 41% | 41% | 41% | 41% | 41% | 41% | 41% | 41% | 41% | 41% | 41% | 41% | 41% | 41% | 41% | 41% | 41% | 41% | 41% | 41% | 41% | 41% | 41% | 41%
Commercial_Warehouse (WA)_New_Food Preparation_Natural Gas_Double Rack Oven_E2_Baseline Forecast | Commercial | Warehouse (WA) | New | Food Preparation | Natural Gas | Double Rack Oven | E2 | FTSC Qualified (>50% Cooking Efficiency) | Baseline Forecast | 59% | 59% | 59% | 59% | 59% | 59% | 59% | 59% | 59% | 59% | 59% | 59% | 59% | 59% | 59% | 59% | 59% | 59% | 59% | 59% | 59% | 59% | 59% | 59% | 59% | 59% | 59%
Commercial_Warehouse (WA)_New_Food Preparation_Natural Gas_Double Rack Oven_E3_Baseline Forecast | Commercial | Warehouse (WA) | New | Food Preparation | Natural Gas | Double Rack Oven | E3 |  | Baseline Forecast | bar: 2019 to 2045
Commercial_Warehouse (WA)_New_Food Preparation_Natural Gas_Double Rack Oven_E4_Baseline Forecast | Commercial | Warehouse (WA) | New | Food Preparation | Natural Gas | Double Rack Oven | E4 |  | Baseline Forecast | bar: 2019 to 2045
Commercial_Warehouse (WA)_New_Food Preparation_Natural Gas_Double Rack Oven_E5_Baseline Forecast | Commercial | Warehouse (WA) | New | Food Preparation | Natural Gas | Double Rack Oven | E5 |  | Baseline Forecast | bar: 2019 to 2045
Commercial_Warehouse (WA)_New_Food Preparation_Natural Gas_Double Rack Oven_E6_Baseline Forecast | Commercial | Warehouse (WA) | New | Food Preparation | Natural Gas | Double Rack Oven | E6 |  | Baseline Forecast | bar: 2019 to 2045
Commercial_Warehouse (WA)_New_Food Preparation_Natural Gas_Double Rack Oven_E7_Baseline Forecast | Commercial | Warehouse (WA) | New | Food Preparation | Natural Gas | Double Rack Oven | E7 |  | Baseline Forecast | bar: 2019 to 2045
Commercial_Warehouse (WA)_New_Food Preparation_Natural Gas_Double Rack Oven_E8_Baseline Forecast | Commercial | Warehouse (WA) | New | Food Preparation | Natural Gas | Double Rack Oven | E8 |  | Baseline Forecast | bar: 2019 to 2045
Commercial_Warehouse (WA)_New_Food Preparation_Natural Gas_Double Rack Oven_E9_Baseline Forecast | Commercial | Warehouse (WA) | New | Food Preparation | Natural Gas | Double Rack Oven | E9 |  | Baseline Forecast | bar: 2019 to 2045
Commercial_Warehouse (WA)_New_Food Preparation_Natural Gas_Double Rack Oven_E10_Baseline Forecast | Commercial | Warehouse (WA) | New | Food Preparation | Natural Gas | Double Rack Oven | E10 |  | Baseline Forecast | bar: 2019 to 2045
Commercial_Warehouse (WA)_New_Food Preparation_Natural Gas_Fryer_E1_Baseline Forecast | Commercial | Warehouse (WA) | New | Food Preparation | Natural Gas | Fryer | E1 | Standard | Baseline Forecast | 74% | 74% | 74% | 74% | 74% | 74% | 74% | 74% | 74% | 74% | 74% | 74% | 74% | 74% | 74% | 74% | 74% | 74% | 74% | 74% | 74% | 74% | 74% | 74% | 74% | 74% | 74%
Commercial_Warehouse (WA)_New_Food Preparation_Natural Gas_Fryer_E2_Baseline Forecast | Commercial | Warehouse (WA) | New | Food Preparation | Natural Gas | Fryer | E2 | ENERGY STAR | Baseline Forecast | 26% | 26% | 26% | 26% | 26% | 26% | 26% | 26% | 26% | 26% | 26% | 26% | 26% | 26% | 26% | 26% | 26% | 26% | 26% | 26% | 26% | 26% | 26% | 26% | 26% | 26% | 26%
Commercial_Warehouse (WA)_New_Food Preparation_Natural Gas_Fryer_E3_Baseline Forecast | Commercial | Warehouse (WA) | New | Food Preparation | Natural Gas | Fryer | E3 |  | Baseline Forecast | bar: 2019 to 2045
Commercial_Warehouse (WA)_New_Food Preparation_Natural Gas_Fryer_E4_Baseline Forecast | Commercial | Warehouse (WA) | New | Food Preparation | Natural Gas | Fryer | E4 |  | Baseline Forecast | bar: 2019 to 2045
Commercial_Warehouse (WA)_New_Food Preparation_Natural Gas_Fryer_E5_Baseline Forecast | Commercial | Warehouse (WA) | New | Food Preparation | Natural Gas | Fryer | E5 |  | Baseline Forecast | bar: 2019 to 2045
Commercial_Warehouse (WA)_New_Food Preparation_Natural Gas_Fryer_E6_Baseline Forecast | Commercial | Warehouse (WA) | New | Food Preparation | Natural Gas | Fryer | E6 |  | Baseline Forecast | bar: 2019 to 2045
Commercial_Warehouse (WA)_New_Food Preparation_Natural Gas_Fryer_E7_Baseline Forecast | Commercial | Warehouse (WA) | New | Food Preparation | Natural Gas | Fryer | E7 |  | Baseline Forecast | bar: 2019 to 2045
Commercial_Warehouse (WA)_New_Food Preparation_Natural Gas_Fryer_E8_Baseline Forecast | Commercial | Warehouse (WA) | New | Food Preparation | Natural Gas | Fryer | E8 |  | Baseline Forecast | bar: 2019 to 2045
Commercial_Warehouse (WA)_New_Food Preparation_Natural Gas_Fryer_E9_Baseline Forecast | Commercial | Warehouse (WA) | New | Food Preparation | Natural Gas | Fryer | E9 |  | Baseline Forecast | bar: 2019 to 2045
Commercial_Warehouse (WA)_New_Food Preparation_Natural Gas_Fryer_E10_Baseline Forecast | Commercial | Warehouse (WA) | New | Food Preparation | Natural Gas | Fryer | E10 |  | Baseline Forecast | bar: 2019 to 2045
Commercial_Warehouse (WA)_New_Food Preparation_Natural Gas_Broiler_E1_Baseline Forecast | Commercial | Warehouse (WA) | New | Food Preparation | Natural Gas | Broiler | E1 | Standard | Baseline Forecast | 74% | 74% | 74% | 74% | 74% | 74% | 74% | 74% | 74% | 74% | 74% | 74% | 74% | 74% | 74% | 74% | 74% | 74% | 74% | 74% | 74% | 74% | 74% | 74% | 74% | 74% | 74%
Commercial_Warehouse (WA)_New_Food Preparation_Natural Gas_Broiler_E2_Baseline Forecast | Commercial | Warehouse (WA) | New | Food Preparation | Natural Gas | Broiler | E2 | Infrared Burners | Baseline Forecast | 26% | 26% | 26% | 26% | 26% | 26% | 26% | 26% | 26% | 26% | 26% | 26% | 26% | 26% | 26% | 26% | 26% | 26% | 26% | 26% | 26% | 26% | 26% | 26% | 26% | 26% | 26%
Commercial_Warehouse (WA)_New_Food Preparation_Natural Gas_Broiler_E3_Baseline Forecast | Commercial | Warehouse (WA) | New | Food Preparation | Natural Gas | Broiler | E3 |  | Baseline Forecast | bar: 2019 to 2045
Commercial_Warehouse (WA)_New_Food Preparation_Natural Gas_Broiler_E4_Baseline Forecast | Commercial | Warehouse (WA) | New | Food Preparation | Natural Gas | Broiler | E4 |  | Baseline Forecast | bar: 2019 to 2045
Commercial_Warehouse (WA)_New_Food Preparation_Natural Gas_Broiler_E5_Baseline Forecast | Commercial | Warehouse (WA) | New | Food Preparation | Natural Gas | Broiler | E5 |  | Baseline Forecast | bar: 2019 to 2045
Commercial_Warehouse (WA)_New_Food Preparation_Natural Gas_Broiler_E6_Baseline Forecast | Commercial | Warehouse (WA) | New | Food Preparation | Natural Gas | Broiler | E6 |  | Baseline Forecast | bar: 2019 to 2045
Commercial_Warehouse (WA)_New_Food Preparation_Natural Gas_Broiler_E7_Baseline Forecast | Commercial | Warehouse (WA) | New | Food Preparation | Natural Gas | Broiler | E7 |  | Baseline Forecast | bar: 2019 to 2045
Commercial_Warehouse (WA)_New_Food Preparation_Natural Gas_Broiler_E8_Baseline Forecast | Commercial | Warehouse (WA) | New | Food Preparation | Natural Gas | Broiler | E8 |  | Baseline Forecast | bar: 2019 to 2045
Commercial_Warehouse (WA)_New_Food Preparation_Natural Gas_Broiler_E9_Baseline Forecast | Commercial | Warehouse (WA) | New | Food Preparation | Natural Gas | Broiler | E9 |  | Baseline Forecast | bar: 2019 to 2045
Commercial_Warehouse (WA)_New_Food Preparation_Natural Gas_Broiler_E10_Baseline Forecast | Commercial | Warehouse (WA) | New | Food Preparation | Natural Gas | Broiler | E10 |  | Baseline Forecast | bar: 2019 to 2045
Commercial_Warehouse (WA)_New_Food Preparation_Natural Gas_Griddle_E1_Baseline Forecast | Commercial | Warehouse (WA) | New | Food Preparation | Natural Gas | Griddle | E1 | Standard | Baseline Forecast | 71% | 71% | 71% | 71% | 71% | 71% | 71% | 71% | 71% | 71% | 71% | 71% | 71% | 71% | 71% | 71% | 71% | 71% | 71% | 71% | 71% | 71% | 71% | 71% | 71% | 71% | 71%
Commercial_Warehouse (WA)_New_Food Preparation_Natural Gas_Griddle_E2_Baseline Forecast | Commercial | Warehouse (WA) | New | Food Preparation | Natural Gas | Griddle | E2 | ENERGY STAR | Baseline Forecast | 29% | 29% | 29% | 29% | 29% | 29% | 29% | 29% | 29% | 29% | 29% | 29% | 29% | 29% | 29% | 29% | 29% | 29% | 29% | 29% | 29% | 29% | 29% | 29% | 29% | 29% | 29%
Commercial_Warehouse (WA)_New_Food Preparation_Natural Gas_Griddle_E3_Baseline Forecast | Commercial | Warehouse (WA) | New | Food Preparation | Natural Gas | Griddle | E3 |  | Baseline Forecast | bar: 2019 to 2045
Commercial_Warehouse (WA)_New_Food Preparation_Natural Gas_Griddle_E4_Baseline Forecast | Commercial | Warehouse (WA) | New | Food Preparation | Natural Gas | Griddle | E4 |  | Baseline Forecast | bar: 2019 to 2045
Commercial_Warehouse (WA)_New_Food Preparation_Natural Gas_Griddle_E5_Baseline Forecast | Commercial | Warehouse (WA) | New | Food Preparation | Natural Gas | Griddle | E5 |  | Baseline Forecast | bar: 2019 to 2045
Commercial_Warehouse (WA)_New_Food Preparation_Natural Gas_Griddle_E6_Baseline Forecast | Commercial | Warehouse (WA) | New | Food Preparation | Natural Gas | Griddle | E6 |  | Baseline Forecast | bar: 2019 to 2045
Commercial_Warehouse (WA)_New_Food Preparation_Natural Gas_Griddle_E7_Baseline Forecast | Commercial | Warehouse (WA) | New | Food Preparation | Natural Gas | Griddle | E7 |  | Baseline Forecast | bar: 2019 to 2045
Commercial_Warehouse (WA)_New_Food Preparation_Natural Gas_Griddle_E8_Baseline Forecast | Commercial | Warehouse (WA) | New | Food Preparation | Natural Gas | Griddle | E8 |  | Baseline Forecast | bar: 2019 to 2045
Commercial_Warehouse (WA)_New_Food Preparation_Natural Gas_Griddle_E9_Baseline Forecast | Commercial | Warehouse (WA) | New | Food Preparation | Natural Gas | Griddle | E9 |  | Baseline Forecast | bar: 2019 to 2045
Commercial_Warehouse (WA)_New_Food Preparation_Natural Gas_Griddle_E10_Baseline Forecast | Commercial | Warehouse (WA) | New | Food Preparation | Natural Gas | Griddle | E10 |  | Baseline Forecast | bar: 2019 to 2045
Commercial_Warehouse (WA)_New_Food Preparation_Natural Gas_Range_E1_Baseline Forecast | Commercial | Warehouse (WA) | New | Food Preparation | Natural Gas | Range | E1 | Standard | Baseline Forecast | 41% | 41% | 41% | 41% | 41% | 41% | 41% | 41% | 41% | 41% | 41% | 41% | 41% | 41% | 41% | 41% | 41% | 41% | 41% | 41% | 41% | 41% | 41% | 41% | 41% | 41% | 41%
Commercial_Warehouse (WA)_New_Food Preparation_Natural Gas_Range_E2_Baseline Forecast | Commercial | Warehouse (WA) | New | Food Preparation | Natural Gas | Range | E2 | High Efficiency | Baseline Forecast | 59% | 59% | 59% | 59% | 59% | 59% | 59% | 59% | 59% | 59% | 59% | 59% | 59% | 59% | 59% | 59% | 59% | 59% | 59% | 59% | 59% | 59% | 59% | 59% | 59% | 59% | 59%
Commercial_Warehouse (WA)_New_Food Preparation_Natural Gas_Range_E3_Baseline Forecast | Commercial | Warehouse (WA) | New | Food Preparation | Natural Gas | Range | E3 |  | Baseline Forecast | bar: 2019 to 2045
Commercial_Warehouse (WA)_New_Food Preparation_Natural Gas_Range_E4_Baseline Forecast | Commercial | Warehouse (WA) | New | Food Preparation | Natural Gas | Range | E4 |  | Baseline Forecast | bar: 2019 to 2045
Commercial_Warehouse (WA)_New_Food Preparation_Natural Gas_Range_E5_Baseline Forecast | Commercial | Warehouse (WA) | New | Food Preparation | Natural Gas | Range | E5 |  | Baseline Forecast | bar: 2019 to 2045
Commercial_Warehouse (WA)_New_Food Preparation_Natural Gas_Range_E6_Baseline Forecast | Commercial | Warehouse (WA) | New | Food Preparation | Natural Gas | Range | E6 |  | Baseline Forecast | bar: 2019 to 2045
Commercial_Warehouse (WA)_New_Food Preparation_Natural Gas_Range_E7_Baseline Forecast | Commercial | Warehouse (WA) | New | Food Preparation | Natural Gas | Range | E7 |  | Baseline Forecast | bar: 2019 to 2045
Commercial_Warehouse (WA)_New_Food Preparation_Natural Gas_Range_E8_Baseline Forecast | Commercial | Warehouse (WA) | New | Food Preparation | Natural Gas | Range | E8 |  | Baseline Forecast | bar: 2019 to 2045
Commercial_Warehouse (WA)_New_Food Preparation_Natural Gas_Range_E9_Baseline Forecast | Commercial | Warehouse (WA) | New | Food Preparation | Natural Gas | Range | E9 |  | Baseline Forecast | bar: 2019 to 2045
Commercial_Warehouse (WA)_New_Food Preparation_Natural Gas_Range_E10_Baseline Forecast | Commercial | Warehouse (WA) | New | Food Preparation | Natural Gas | Range | E10 |  | Baseline Forecast | bar: 2019 to 2045
Commercial_Warehouse (WA)_New_Food Preparation_Natural Gas_Steamer_E1_Baseline Forecast | Commercial | Warehouse (WA) | New | Food Preparation | Natural Gas | Steamer | E1 | Standard | Baseline Forecast | 50% | 50% | 50% | 50% | 50% | 50% | 50% | 50% | 50% | 50% | 50% | 50% | 50% | 50% | 50% | 50% | 50% | 50% | 50% | 50% | 50% | 50% | 50% | 50% | 50% | 50% | 50%
Commercial_Warehouse (WA)_New_Food Preparation_Natural Gas_Steamer_E2_Baseline Forecast | Commercial | Warehouse (WA) | New | Food Preparation | Natural Gas | Steamer | E2 | ENERGY STAR | Baseline Forecast | 50% | 50% | 50% | 50% | 50% | 50% | 50% | 50% | 50% | 50% | 50% | 50% | 50% | 50% | 50% | 50% | 50% | 50% | 50% | 50% | 50% | 50% | 50% | 50% | 50% | 50% | 50%
Commercial_Warehouse (WA)_New_Food Preparation_Natural Gas_Steamer_E3_Baseline Forecast | Commercial | Warehouse (WA) | New | Food Preparation | Natural Gas | Steamer | E3 |  | Baseline Forecast | bar: 2019 to 2045
Commercial_Warehouse (WA)_New_Food Preparation_Natural Gas_Steamer_E4_Baseline Forecast | Commercial | Warehouse (WA) | New | Food Preparation | Natural Gas | Steamer | E4 |  | Baseline Forecast | bar: 2019 to 2045
Commercial_Warehouse (WA)_New_Food Preparation_Natural Gas_Steamer_E5_Baseline Forecast | Commercial | Warehouse (WA) | New | Food Preparation | Natural Gas | Steamer | E5 |  | Baseline Forecast | bar: 2019 to 2045
Commercial_Warehouse (WA)_New_Food Preparation_Natural Gas_Steamer_E6_Baseline Forecast | Commercial | Warehouse (WA) | New | Food Preparation | Natural Gas | Steamer | E6 |  | Baseline Forecast | bar: 2019 to 2045
Commercial_Warehouse (WA)_New_Food Preparation_Natural Gas_Steamer_E7_Baseline Forecast | Commercial | Warehouse (WA) | New | Food Preparation | Natural Gas | Steamer | E7 |  | Baseline Forecast | bar: 2019 to 2045
Commercial_Warehouse (WA)_New_Food Preparation_Natural Gas_Steamer_E8_Baseline Forecast | Commercial | Warehouse (WA) | New | Food Preparation | Natural Gas | Steamer | E8 |  | Baseline Forecast | bar: 2019 to 2045
Commercial_Warehouse (WA)_New_Food Preparation_Natural Gas_Steamer_E9_Baseline Forecast | Commercial | Warehouse (WA) | New | Food Preparation | Natural Gas | Steamer | E9 |  | Baseline Forecast | bar: 2019 to 2045
Commercial_Warehouse (WA)_New_Food Preparation_Natural Gas_Steamer_E10_Baseline Forecast | Commercial | Warehouse (WA) | New | Food Preparation | Natural Gas | Steamer | E10 |  | Baseline Forecast | bar: 2019 to 2045
Commercial_Warehouse (WA)_New_Food Preparation_Natural Gas_Food Prep Other_E1_Baseline Forecast | Commercial | Warehouse (WA) | New | Food Preparation | Natural Gas | Food Prep Other | E1 | Standard | Baseline Forecast | 74% | 74% | 74% | 74% | 74% | 74% | 74% | 74% | 74% | 74% | 74% | 74% | 74% | 74% | 74% | 74% | 74% | 74% | 74% | 74% | 74% | 74% | 74% | 74% | 74% | 74% | 74%
Commercial_Warehouse (WA)_New_Food Preparation_Natural Gas_Food Prep Other_E2_Baseline Forecast | Commercial | Warehouse (WA) | New | Food Preparation | Natural Gas | Food Prep Other | E2 | ENERGY STAR | Baseline Forecast | 26% | 26% | 26% | 26% | 26% | 26% | 26% | 26% | 26% | 26% | 26% | 26% | 26% | 26% | 26% | 26% | 26% | 26% | 26% | 26% | 26% | 26% | 26% | 26% | 26% | 26% | 26%
Commercial_Warehouse (WA)_New_Food Preparation_Natural Gas_Food Prep Other_E3_Baseline Forecast | Commercial | Warehouse (WA) | New | Food Preparation | Natural Gas | Food Prep Other | E3 |  | Baseline Forecast | bar: 2019 to 2045
Commercial_Warehouse (WA)_New_Food Preparation_Natural Gas_Food Prep Other_E4_Baseline Forecast | Commercial | Warehouse (WA) | New | Food Preparation | Natural Gas | Food Prep Other | E4 |  | Baseline Forecast | bar: 2019 to 2045
Commercial_Warehouse (WA)_New_Food Preparation_Natural Gas_Food Prep Other_E5_Baseline Forecast | Commercial | Warehouse (WA) | New | Food Preparation | Natural Gas | Food Prep Other | E5 |  | Baseline Forecast | bar: 2019 to 2045
Commercial_Warehouse (WA)_New_Food Preparation_Natural Gas_Food Prep Other_E6_Baseline Forecast | Commercial | Warehouse (WA) | New | Food Preparation | Natural Gas | Food Prep Other | E6 |  | Baseline Forecast | bar: 2019 to 2045
Commercial_Warehouse (WA)_New_Food Preparation_Natural Gas_Food Prep Other_E7_Baseline Forecast | Commercial | Warehouse (WA) | New | Food Preparation | Natural Gas | Food Prep Other | E7 |  | Baseline Forecast | bar: 2019 to 2045
Commercial_Warehouse (WA)_New_Food Preparation_Natural Gas_Food Prep Other_E8_Baseline Forecast | Commercial | Warehouse (WA) | New | Food Preparation | Natural Gas | Food Prep Other | E8 |  | Baseline Forecast | bar: 2019 to 2045
Commercial_Warehouse (WA)_New_Food Preparation_Natural Gas_Food Prep Other_E9_Baseline Forecast | Commercial | Warehouse (WA) | New | Food Preparation | Natural Gas | Food Prep Other | E9 |  | Baseline Forecast | bar: 2019 to 2045
Commercial_Warehouse (WA)_New_Food Preparation_Natural Gas_Food Prep Other_E10_Baseline Forecast | Commercial | Warehouse (WA) | New | Food Preparation | Natural Gas | Food Prep Other | E10 |  | Baseline Forecast | bar: 2019 to 2045
Commercial_Warehouse (WA)_New_Miscellaneous_Natural Gas_Pool Heater_E1_Baseline Forecast | Commercial | Warehouse (WA) | New | Miscellaneous | Natural Gas | Pool Heater | E1 | Standard (EF .82) | Baseline Forecast | 90% | 90% | 90% | 90% | 90% | 90% | 90% | 90% | 90% | 90% | 90% | 90% | 90% | 90% | 90% | 90% | 90% | 90% | 90% | 90% | 90% | 90% | 90% | 90% | 90% | 90% | 90%
Commercial_Warehouse (WA)_New_Miscellaneous_Natural Gas_Pool Heater_E2_Baseline Forecast | Commercial | Warehouse (WA) | New | Miscellaneous | Natural Gas | Pool Heater | E2 | Condensing (EF .90) | Baseline Forecast | 10% | 10% | 10% | 10% | 10% | 10% | 10% | 10% | 10% | 10% | 10% | 10% | 10% | 10% | 10% | 10% | 10% | 10% | 10% | 10% | 10% | 10% | 10% | 10% | 10% | 10% | 10%
Commercial_Warehouse (WA)_New_Miscellaneous_Natural Gas_Pool Heater_E3_Baseline Forecast | Commercial | Warehouse (WA) | New | Miscellaneous | Natural Gas | Pool Heater | E3 |  | Baseline Forecast | bar: 2019 to 2045
Commercial_Warehouse (WA)_New_Miscellaneous_Natural Gas_Pool Heater_E4_Baseline Forecast | Commercial | Warehouse (WA) | New | Miscellaneous | Natural Gas | Pool Heater | E4 |  | Baseline Forecast | bar: 2019 to 2045
Commercial_Warehouse (WA)_New_Miscellaneous_Natural Gas_Pool Heater_E5_Baseline Forecast | Commercial | Warehouse (WA) | New | Miscellaneous | Natural Gas | Pool Heater | E5 |  | Baseline Forecast | bar: 2019 to 2045
Commercial_Warehouse (WA)_New_Miscellaneous_Natural Gas_Pool Heater_E6_Baseline Forecast | Commercial | Warehouse (WA) | New | Miscellaneous | Natural Gas | Pool Heater | E6 |  | Baseline Forecast | bar: 2019 to 2045
Commercial_Warehouse (WA)_New_Miscellaneous_Natural Gas_Pool Heater_E7_Baseline Forecast | Commercial | Warehouse (WA) | New | Miscellaneous | Natural Gas | Pool Heater | E7 |  | Baseline Forecast | bar: 2019 to 2045
Commercial_Warehouse (WA)_New_Miscellaneous_Natural Gas_Pool Heater_E8_Baseline Forecast | Commercial | Warehouse (WA) | New | Miscellaneous | Natural Gas | Pool Heater | E8 |  | Baseline Forecast | bar: 2019 to 2045
Commercial_Warehouse (WA)_New_Miscellaneous_Natural Gas_Pool Heater_E9_Baseline Forecast | Commercial | Warehouse (WA) | New | Miscellaneous | Natural Gas | Pool Heater | E9 |  | Baseline Forecast | bar: 2019 to 2045
Commercial_Warehouse (WA)_New_Miscellaneous_Natural Gas_Pool Heater_E10_Baseline Forecast | Commercial | Warehouse (WA) | New | Miscellaneous | Natural Gas | Pool Heater | E10 |  | Baseline Forecast | bar: 2019 to 2045
Commercial_Warehouse (WA)_New_Miscellaneous_Natural Gas_Miscellaneous_E1_Baseline Forecast | Commercial | Warehouse (WA) | New | Miscellaneous | Natural Gas | Miscellaneous | E1 | Standard | Baseline Forecast | 100% | 100% | 100% | 100% | 100% | 100% | 100% | 100% | 100% | 100% | 100% | 100% | 100% | 100% | 100% | 100% | 100% | 100% | 100% | 100% | 100% | 100% | 100% | 100% | 100% | 100% | 100%
Commercial_Warehouse (WA)_New_Miscellaneous_Natural Gas_Miscellaneous_E2_Baseline Forecast | Commercial | Warehouse (WA) | New | Miscellaneous | Natural Gas | Miscellaneous | E2 |  | Baseline Forecast | bar: 2019 to 2045
Commercial_Warehouse (WA)_New_Miscellaneous_Natural Gas_Miscellaneous_E3_Baseline Forecast | Commercial | Warehouse (WA) | New | Miscellaneous | Natural Gas | Miscellaneous | E3 |  | Baseline Forecast | bar: 2019 to 2045
Commercial_Warehouse (WA)_New_Miscellaneous_Natural Gas_Miscellaneous_E4_Baseline Forecast | Commercial | Warehouse (WA) | New | Miscellaneous | Natural Gas | Miscellaneous | E4 |  | Baseline Forecast | bar: 2019 to 2045
Commercial_Warehouse (WA)_New_Miscellaneous_Natural Gas_Miscellaneous_E5_Baseline Forecast | Commercial | Warehouse (WA) | New | Miscellaneous | Natural Gas | Miscellaneous | E5 |  | Baseline Forecast | bar: 2019 to 2045
Commercial_Warehouse (WA)_New_Miscellaneous_Natural Gas_Miscellaneous_E6_Baseline Forecast | Commercial | Warehouse (WA) | New | Miscellaneous | Natural Gas | Miscellaneous | E6 |  | Baseline Forecast | bar: 2019 to 2045
Commercial_Warehouse (WA)_New_Miscellaneous_Natural Gas_Miscellaneous_E7_Baseline Forecast | Commercial | Warehouse (WA) | New | Miscellaneous | Natural Gas | Miscellaneous | E7 |  | Baseline Forecast | bar: 2019 to 2045
Commercial_Warehouse (WA)_New_Miscellaneous_Natural Gas_Miscellaneous_E8_Baseline Forecast | Commercial | Warehouse (WA) | New | Miscellaneous | Natural Gas | Miscellaneous | E8 |  | Baseline Forecast | bar: 2019 to 2045
Commercial_Warehouse (WA)_New_Miscellaneous_Natural Gas_Miscellaneous_E9_Baseline Forecast | Commercial | Warehouse (WA) | New | Miscellaneous | Natural Gas | Miscellaneous | E9 |  | Baseline Forecast | bar: 2019 to 2045
Commercial_Warehouse (WA)_New_Miscellaneous_Natural Gas_Miscellaneous_E10_Baseline Forecast | Commercial | Warehouse (WA) | New | Miscellaneous | Natural Gas | Miscellaneous | E10 |  | Baseline Forecast | bar: 2019 to 2045
Commercial_Miscellaneous (WA)_Existing_Space Heating_Natural Gas_Furnace_E1_Baseline Forecast | Commercial | Miscellaneous (WA) | Existing | Space Heating | Natural Gas | Furnace | E1 | AFUE 80% (Standard) | Baseline Forecast | 100% | 100% | 100% | 100% | 100% | 100% | 100% | 100% | 100% | 100% | 100% | 100% | 100% | 100% | 100% | 100% | 100% | 100% | 100% | 100% | 100% | 100% | 100% | 100% | 100% | 100% | 100%
Commercial_Miscellaneous (WA)_Existing_Space Heating_Natural Gas_Furnace_E2_Baseline Forecast | Commercial | Miscellaneous (WA) | Existing | Space Heating | Natural Gas | Furnace | E2 | AFUE 90% | Baseline Forecast | bar: 2019 to 2045
Commercial_Miscellaneous (WA)_Existing_Space Heating_Natural Gas_Furnace_E3_Baseline Forecast | Commercial | Miscellaneous (WA) | Existing | Space Heating | Natural Gas | Furnace | E3 | AFUE 96% | Baseline Forecast | bar: 2019 to 2045
Commercial_Miscellaneous (WA)_Existing_Space Heating_Natural Gas_Furnace_E4_Baseline Forecast | Commercial | Miscellaneous (WA) | Existing | Space Heating | Natural Gas | Furnace | E4 |  | Baseline Forecast | bar: 2019 to 2045
Commercial_Miscellaneous (WA)_Existing_Space Heating_Natural Gas_Furnace_E5_Baseline Forecast | Commercial | Miscellaneous (WA) | Existing | Space Heating | Natural Gas | Furnace | E5 |  | Baseline Forecast | bar: 2019 to 2045
Commercial_Miscellaneous (WA)_Existing_Space Heating_Natural Gas_Furnace_E6_Baseline Forecast | Commercial | Miscellaneous (WA) | Existing | Space Heating | Natural Gas | Furnace | E6 |  | Baseline Forecast | bar: 2019 to 2045
Commercial_Miscellaneous (WA)_Existing_Space Heating_Natural Gas_Furnace_E7_Baseline Forecast | Commercial | Miscellaneous (WA) | Existing | Space Heating | Natural Gas | Furnace | E7 |  | Baseline Forecast | bar: 2019 to 2045
Commercial_Miscellaneous (WA)_Existing_Space Heating_Natural Gas_Furnace_E8_Baseline Forecast | Commercial | Miscellaneous (WA) | Existing | Space Heating | Natural Gas | Furnace | E8 |  | Baseline Forecast | bar: 2019 to 2045
Commercial_Miscellaneous (WA)_Existing_Space Heating_Natural Gas_Furnace_E9_Baseline Forecast | Commercial | Miscellaneous (WA) | Existing | Space Heating | Natural Gas | Furnace | E9 |  | Baseline Forecast | bar: 2019 to 2045
Commercial_Miscellaneous (WA)_Existing_Space Heating_Natural Gas_Furnace_E10_Baseline Forecast | Commercial | Miscellaneous (WA) | Existing | Space Heating | Natural Gas | Furnace | E10 |  | Baseline Forecast | bar: 2019 to 2045
Commercial_Miscellaneous (WA)_Existing_Space Heating_Natural Gas_Boiler_E1_Baseline Forecast | Commercial | Miscellaneous (WA) | Existing | Space Heating | Natural Gas | Boiler | E1 | AFUE 80% (Standard) | Baseline Forecast | 75.52% | 75.86% | 76.22% | 75.68% | 76.05% | 75.67% | 76.06% | 75.66% | 76.07% | 75.65% | 76.08% | 75.64% | 76.09% | 75.63% | 76.1% | 75.86% | 76.36% | 75.86% | 75.34% | 76.13% | 75.86% | 75.34% | 76.13% | 76.13% | 76.13% | 76.13% | 76.13%
Commercial_Miscellaneous (WA)_Existing_Space Heating_Natural Gas_Boiler_E2_Baseline Forecast | Commercial | Miscellaneous (WA) | Existing | Space Heating | Natural Gas | Boiler | E2 | AFUE 85% | Baseline Forecast | bar: 2019 to 2045
Commercial_Miscellaneous (WA)_Existing_Space Heating_Natural Gas_Boiler_E3_Baseline Forecast | Commercial | Miscellaneous (WA) | Existing | Space Heating | Natural Gas | Boiler | E3 | AFUE 97% | Baseline Forecast | 24.48% | 24.14% | 23.78% | 24.32% | 23.95% | 24.33% | 23.94% | 24.34% | 23.93% | 24.35% | 23.92% | 24.36% | 23.91% | 24.37% | 23.9% | 24.14% | 23.64% | 24.14% | 24.66% | 23.87% | 24.14% | 24.66% | 23.87% | 23.87% | 23.87% | 23.87% | 23.87%
Commercial_Miscellaneous (WA)_Existing_Space Heating_Natural Gas_Boiler_E4_Baseline Forecast | Commercial | Miscellaneous (WA) | Existing | Space Heating | Natural Gas | Boiler | E4 | Convert to NG Air Source Heat Pump | Baseline Forecast | bar: 2019 to 2045
Commercial_Miscellaneous (WA)_Existing_Space Heating_Natural Gas_Boiler_E5_Baseline Forecast | Commercial | Miscellaneous (WA) | Existing | Space Heating | Natural Gas | Boiler | E5 |  | Baseline Forecast | bar: 2019 to 2045
Commercial_Miscellaneous (WA)_Existing_Space Heating_Natural Gas_Boiler_E6_Baseline Forecast | Commercial | Miscellaneous (WA) | Existing | Space Heating | Natural Gas | Boiler | E6 |  | Baseline Forecast | bar: 2019 to 2045
Commercial_Miscellaneous (WA)_Existing_Space Heating_Natural Gas_Boiler_E7_Baseline Forecast | Commercial | Miscellaneous (WA) | Existing | Space Heating | Natural Gas | Boiler | E7 |  | Baseline Forecast | bar: 2019 to 2045
Commercial_Miscellaneous (WA)_Existing_Space Heating_Natural Gas_Boiler_E8_Baseline Forecast | Commercial | Miscellaneous (WA) | Existing | Space Heating | Natural Gas | Boiler | E8 |  | Baseline Forecast | bar: 2019 to 2045
Commercial_Miscellaneous (WA)_Existing_Space Heating_Natural Gas_Boiler_E9_Baseline Forecast | Commercial | Miscellaneous (WA) | Existing | Space Heating | Natural Gas | Boiler | E9 |  | Baseline Forecast | bar: 2019 to 2045
Commercial_Miscellaneous (WA)_Existing_Space Heating_Natural Gas_Boiler_E10_Baseline Forecast | Commercial | Miscellaneous (WA) | Existing | Space Heating | Natural Gas | Boiler | E10 |  | Baseline Forecast | bar: 2019 to 2045
Commercial_Miscellaneous (WA)_Existing_Space Heating_Natural Gas_Unit Heater_E1_Baseline Forecast | Commercial | Miscellaneous (WA) | Existing | Space Heating | Natural Gas | Unit Heater | E1 | Standard | Baseline Forecast | 100% | 100% | 100% | 100% | 100% | 100% | 100% | 100% | 100% | 100% | 100% | 100% | 100% | 100% | 100% | 100% | 100% | 100% | 100% | 100% | 100% | 100% | 100% | 100% | 100% | 100% | 100%
Commercial_Miscellaneous (WA)_Existing_Space Heating_Natural Gas_Unit Heater_E2_Baseline Forecast | Commercial | Miscellaneous (WA) | Existing | Space Heating | Natural Gas | Unit Heater | E2 | Condensing | Baseline Forecast | bar: 2019 to 2045
Commercial_Miscellaneous (WA)_Existing_Space Heating_Natural Gas_Unit Heater_E3_Baseline Forecast | Commercial | Miscellaneous (WA) | Existing | Space Heating | Natural Gas | Unit Heater | E3 | Infrared Radiant | Baseline Forecast | bar: 2019 to 2045
Commercial_Miscellaneous (WA)_Existing_Space Heating_Natural Gas_Unit Heater_E4_Baseline Forecast | Commercial | Miscellaneous (WA) | Existing | Space Heating | Natural Gas | Unit Heater | E4 |  | Baseline Forecast | bar: 2019 to 2045
Commercial_Miscellaneous (WA)_Existing_Space Heating_Natural Gas_Unit Heater_E5_Baseline Forecast | Commercial | Miscellaneous (WA) | Existing | Space Heating | Natural Gas | Unit Heater | E5 |  | Baseline Forecast | bar: 2019 to 2045
Commercial_Miscellaneous (WA)_Existing_Space Heating_Natural Gas_Unit Heater_E6_Baseline Forecast | Commercial | Miscellaneous (WA) | Existing | Space Heating | Natural Gas | Unit Heater | E6 |  | Baseline Forecast | bar: 2019 to 2045
Commercial_Miscellaneous (WA)_Existing_Space Heating_Natural Gas_Unit Heater_E7_Baseline Forecast | Commercial | Miscellaneous (WA) | Existing | Space Heating | Natural Gas | Unit Heater | E7 |  | Baseline Forecast | bar: 2019 to 2045
Commercial_Miscellaneous (WA)_Existing_Space Heating_Natural Gas_Unit Heater_E8_Baseline Forecast | Commercial | Miscellaneous (WA) | Existing | Space Heating | Natural Gas | Unit Heater | E8 |  | Baseline Forecast | bar: 2019 to 2045
Commercial_Miscellaneous (WA)_Existing_Space Heating_Natural Gas_Unit Heater_E9_Baseline Forecast | Commercial | Miscellaneous (WA) | Existing | Space Heating | Natural Gas | Unit Heater | E9 |  | Baseline Forecast | bar: 2019 to 2045
Commercial_Miscellaneous (WA)_Existing_Space Heating_Natural Gas_Unit Heater_E10_Baseline Forecast | Commercial | Miscellaneous (WA) | Existing | Space Heating | Natural Gas | Unit Heater | E10 |  | Baseline Forecast | bar: 2019 to 2045
Commercial_Miscellaneous (WA)_Existing_Water Heating_Natural Gas_Water Heater_E1_Baseline Forecast | Commercial | Miscellaneous (WA) | Existing | Water Heating | Natural Gas | Water Heater | E1 | TE 0.80 | Baseline Forecast | 47% | 47% | 47% | 47% | 47% | 47% | 47% | 47% | 47% | 47% | 47% | 47% | 47% | 47% | 47% | 47% | 47% | 47% | 47% | 47% | 47% | 47% | 47% | 47% | 47% | 47% | 47%
Commercial_Miscellaneous (WA)_Existing_Water Heating_Natural Gas_Water Heater_E2_Baseline Forecast | Commercial | Miscellaneous (WA) | Existing | Water Heating | Natural Gas | Water Heater | E2 | TE 0.90 | Baseline Forecast | bar: 2019 to 2045
Commercial_Miscellaneous (WA)_Existing_Water Heating_Natural Gas_Water Heater_E3_Baseline Forecast | Commercial | Miscellaneous (WA) | Existing | Water Heating | Natural Gas | Water Heater | E3 | TE 0.94 | Baseline Forecast | 53% | 53% | 53% | 53% | 53% | 53% | 53% | 53% | 53% | 53% | 53% | 53% | 53% | 53% | 53% | 53% | 53% | 53% | 53% | 53% | 53% | 53% | 53% | 53% | 53% | 53% | 53%
Commercial_Miscellaneous (WA)_Existing_Water Heating_Natural Gas_Water Heater_E4_Baseline Forecast | Commercial | Miscellaneous (WA) | Existing | Water Heating | Natural Gas | Water Heater | E4 | Instantaneous TE 0.94 | Baseline Forecast | bar: 2019 to 2045
Commercial_Miscellaneous (WA)_Existing_Water Heating_Natural Gas_Water Heater_E5_Baseline Forecast | Commercial | Miscellaneous (WA) | Existing | Water Heating | Natural Gas | Water Heater | E5 | Gas-Fired Absorption HPWH | Baseline Forecast | bar: 2019 to 2045
Commercial_Miscellaneous (WA)_Existing_Water Heating_Natural Gas_Water Heater_E6_Baseline Forecast | Commercial | Miscellaneous (WA) | Existing | Water Heating | Natural Gas | Water Heater | E6 |  | Baseline Forecast | bar: 2019 to 2045
Commercial_Miscellaneous (WA)_Existing_Water Heating_Natural Gas_Water Heater_E7_Baseline Forecast | Commercial | Miscellaneous (WA) | Existing | Water Heating | Natural Gas | Water Heater | E7 |  | Baseline Forecast | bar: 2019 to 2045
Commercial_Miscellaneous (WA)_Existing_Water Heating_Natural Gas_Water Heater_E8_Baseline Forecast | Commercial | Miscellaneous (WA) | Existing | Water Heating | Natural Gas | Water Heater | E8 |  | Baseline Forecast | bar: 2019 to 2045
Commercial_Miscellaneous (WA)_Existing_Water Heating_Natural Gas_Water Heater_E9_Baseline Forecast | Commercial | Miscellaneous (WA) | Existing | Water Heating | Natural Gas | Water Heater | E9 |  | Baseline Forecast | bar: 2019 to 2045
Commercial_Miscellaneous (WA)_Existing_Water Heating_Natural Gas_Water Heater_E10_Baseline Forecast | Commercial | Miscellaneous (WA) | Existing | Water Heating | Natural Gas | Water Heater | E10 |  | Baseline Forecast | bar: 2019 to 2045
Commercial_Miscellaneous (WA)_Existing_Food Preparation_Natural Gas_Oven_E1_Baseline Forecast | Commercial | Miscellaneous (WA) | Existing | Food Preparation | Natural Gas | Oven | E1 | Standard | Baseline Forecast | 41% | 41% | 41% | 41% | 41% | 41% | 41% | 41% | 41% | 41% | 41% | 41% | 41% | 41% | 41% | 41% | 41% | 41% | 41% | 41% | 41% | 41% | 41% | 41% | 41% | 41% | 41%
Commercial_Miscellaneous (WA)_Existing_Food Preparation_Natural Gas_Oven_E2_Baseline Forecast | Commercial | Miscellaneous (WA) | Existing | Food Preparation | Natural Gas | Oven | E2 | ENERGY STAR (>42% Baking Efficiency) | Baseline Forecast | 59% | 59% | 59% | 59% | 59% | 59% | 59% | 59% | 59% | 59% | 59% | 59% | 59% | 59% | 59% | 59% | 59% | 59% | 59% | 59% | 59% | 59% | 59% | 59% | 59% | 59% | 59%
Commercial_Miscellaneous (WA)_Existing_Food Preparation_Natural Gas_Oven_E3_Baseline Forecast | Commercial | Miscellaneous (WA) | Existing | Food Preparation | Natural Gas | Oven | E3 |  | Baseline Forecast | bar: 2019 to 2045
Commercial_Miscellaneous (WA)_Existing_Food Preparation_Natural Gas_Oven_E4_Baseline Forecast | Commercial | Miscellaneous (WA) | Existing | Food Preparation | Natural Gas | Oven | E4 |  | Baseline Forecast | bar: 2019 to 2045
Commercial_Miscellaneous (WA)_Existing_Food Preparation_Natural Gas_Oven_E5_Baseline Forecast | Commercial | Miscellaneous (WA) | Existing | Food Preparation | Natural Gas | Oven | E5 |  | Baseline Forecast | bar: 2019 to 2045
Commercial_Miscellaneous (WA)_Existing_Food Preparation_Natural Gas_Oven_E6_Baseline Forecast | Commercial | Miscellaneous (WA) | Existing | Food Preparation | Natural Gas | Oven | E6 |  | Baseline Forecast | bar: 2019 to 2045
Commercial_Miscellaneous (WA)_Existing_Food Preparation_Natural Gas_Oven_E7_Baseline Forecast | Commercial | Miscellaneous (WA) | Existing | Food Preparation | Natural Gas | Oven | E7 |  | Baseline Forecast | bar: 2019 to 2045
Commercial_Miscellaneous (WA)_Existing_Food Preparation_Natural Gas_Oven_E8_Baseline Forecast | Commercial | Miscellaneous (WA) | Existing | Food Preparation | Natural Gas | Oven | E8 |  | Baseline Forecast | bar: 2019 to 2045
Commercial_Miscellaneous (WA)_Existing_Food Preparation_Natural Gas_Oven_E9_Baseline Forecast | Commercial | Miscellaneous (WA) | Existing | Food Preparation | Natural Gas | Oven | E9 |  | Baseline Forecast | bar: 2019 to 2045
Commercial_Miscellaneous (WA)_Existing_Food Preparation_Natural Gas_Oven_E10_Baseline Forecast | Commercial | Miscellaneous (WA) | Existing | Food Preparation | Natural Gas | Oven | E10 |  | Baseline Forecast | bar: 2019 to 2045
Commercial_Miscellaneous (WA)_Existing_Food Preparation_Natural Gas_Conveyor Oven_E1_Baseline Forecast | Commercial | Miscellaneous (WA) | Existing | Food Preparation | Natural Gas | Conveyor Oven | E1 | Standard | Baseline Forecast | 41% | 41% | 41% | 41% | 41% | 41% | 41% | 41% | 41% | 41% | 41% | 41% | 41% | 41% | 41% | 41% | 41% | 41% | 41% | 41% | 41% | 41% | 41% | 41% | 41% | 41% | 41%
Commercial_Miscellaneous (WA)_Existing_Food Preparation_Natural Gas_Conveyor Oven_E2_Baseline Forecast | Commercial | Miscellaneous (WA) | Existing | Food Preparation | Natural Gas | Conveyor Oven | E2 | ENERGY STAR (>42% Baking Efficiency) | Baseline Forecast | 59% | 59% | 59% | 59% | 59% | 59% | 59% | 59% | 59% | 59% | 59% | 59% | 59% | 59% | 59% | 59% | 59% | 59% | 59% | 59% | 59% | 59% | 59% | 59% | 59% | 59% | 59%
Commercial_Miscellaneous (WA)_Existing_Food Preparation_Natural Gas_Conveyor Oven_E3_Baseline Forecast | Commercial | Miscellaneous (WA) | Existing | Food Preparation | Natural Gas | Conveyor Oven | E3 |  | Baseline Forecast | bar: 2019 to 2045
Commercial_Miscellaneous (WA)_Existing_Food Preparation_Natural Gas_Conveyor Oven_E4_Baseline Forecast | Commercial | Miscellaneous (WA) | Existing | Food Preparation | Natural Gas | Conveyor Oven | E4 |  | Baseline Forecast | bar: 2019 to 2045
Commercial_Miscellaneous (WA)_Existing_Food Preparation_Natural Gas_Conveyor Oven_E5_Baseline Forecast | Commercial | Miscellaneous (WA) | Existing | Food Preparation | Natural Gas | Conveyor Oven | E5 |  | Baseline Forecast | bar: 2019 to 2045
Commercial_Miscellaneous (WA)_Existing_Food Preparation_Natural Gas_Conveyor Oven_E6_Baseline Forecast | Commercial | Miscellaneous (WA) | Existing | Food Preparation | Natural Gas | Conveyor Oven | E6 |  | Baseline Forecast | bar: 2019 to 2045
Commercial_Miscellaneous (WA)_Existing_Food Preparation_Natural Gas_Conveyor Oven_E7_Baseline Forecast | Commercial | Miscellaneous (WA) | Existing | Food Preparation | Natural Gas | Conveyor Oven | E7 |  | Baseline Forecast | bar: 2019 to 2045
Commercial_Miscellaneous (WA)_Existing_Food Preparation_Natural Gas_Conveyor Oven_E8_Baseline Forecast | Commercial | Miscellaneous (WA) | Existing | Food Preparation | Natural Gas | Conveyor Oven | E8 |  | Baseline Forecast | bar: 2019 to 2045
Commercial_Miscellaneous (WA)_Existing_Food Preparation_Natural Gas_Conveyor Oven_E9_Baseline Forecast | Commercial | Miscellaneous (WA) | Existing | Food Preparation | Natural Gas | Conveyor Oven | E9 |  | Baseline Forecast | bar: 2019 to 2045
Commercial_Miscellaneous (WA)_Existing_Food Preparation_Natural Gas_Conveyor Oven_E10_Baseline Forecast | Commercial | Miscellaneous (WA) | Existing | Food Preparation | Natural Gas | Conveyor Oven | E10 |  | Baseline Forecast | bar: 2019 to 2045
Commercial_Miscellaneous (WA)_Existing_Food Preparation_Natural Gas_Double Rack Oven_E1_Baseline Forecast | Commercial | Miscellaneous (WA) | Existing | Food Preparation | Natural Gas | Double Rack Oven | E1 | Standard | Baseline Forecast | 41% | 41% | 41% | 41% | 41% | 41% | 41% | 41% | 41% | 41% | 41% | 41% | 41% | 41% | 41% | 41% | 41% | 41% | 41% | 41% | 41% | 41% | 41% | 41% | 41% | 41% | 41%
Commercial_Miscellaneous (WA)_Existing_Food Preparation_Natural Gas_Double Rack Oven_E2_Baseline Forecast | Commercial | Miscellaneous (WA) | Existing | Food Preparation | Natural Gas | Double Rack Oven | E2 | FTSC Qualified (>50% Cooking Efficiency) | Baseline Forecast | 59% | 59% | 59% | 59% | 59% | 59% | 59% | 59% | 59% | 59% | 59% | 59% | 59% | 59% | 59% | 59% | 59% | 59% | 59% | 59% | 59% | 59% | 59% | 59% | 59% | 59% | 59%
Commercial_Miscellaneous (WA)_Existing_Food Preparation_Natural Gas_Double Rack Oven_E3_Baseline Forecast | Commercial | Miscellaneous (WA) | Existing | Food Preparation | Natural Gas | Double Rack Oven | E3 |  | Baseline Forecast | bar: 2019 to 2045
Commercial_Miscellaneous (WA)_Existing_Food Preparation_Natural Gas_Double Rack Oven_E4_Baseline Forecast | Commercial | Miscellaneous (WA) | Existing | Food Preparation | Natural Gas | Double Rack Oven | E4 |  | Baseline Forecast | bar: 2019 to 2045
Commercial_Miscellaneous (WA)_Existing_Food Preparation_Natural Gas_Double Rack Oven_E5_Baseline Forecast | Commercial | Miscellaneous (WA) | Existing | Food Preparation | Natural Gas | Double Rack Oven | E5 |  | Baseline Forecast | bar: 2019 to 2045
Commercial_Miscellaneous (WA)_Existing_Food Preparation_Natural Gas_Double Rack Oven_E6_Baseline Forecast | Commercial | Miscellaneous (WA) | Existing | Food Preparation | Natural Gas | Double Rack Oven | E6 |  | Baseline Forecast | bar: 2019 to 2045
Commercial_Miscellaneous (WA)_Existing_Food Preparation_Natural Gas_Double Rack Oven_E7_Baseline Forecast | Commercial | Miscellaneous (WA) | Existing | Food Preparation | Natural Gas | Double Rack Oven | E7 |  | Baseline Forecast | bar: 2019 to 2045
Commercial_Miscellaneous (WA)_Existing_Food Preparation_Natural Gas_Double Rack Oven_E8_Baseline Forecast | Commercial | Miscellaneous (WA) | Existing | Food Preparation | Natural Gas | Double Rack Oven | E8 |  | Baseline Forecast | bar: 2019 to 2045
Commercial_Miscellaneous (WA)_Existing_Food Preparation_Natural Gas_Double Rack Oven_E9_Baseline Forecast | Commercial | Miscellaneous (WA) | Existing | Food Preparation | Natural Gas | Double Rack Oven | E9 |  | Baseline Forecast | bar: 2019 to 2045
Commercial_Miscellaneous (WA)_Existing_Food Preparation_Natural Gas_Double Rack Oven_E10_Baseline Forecast | Commercial | Miscellaneous (WA) | Existing | Food Preparation | Natural Gas | Double Rack Oven | E10 |  | Baseline Forecast | bar: 2019 to 2045
Commercial_Miscellaneous (WA)_Existing_Food Preparation_Natural Gas_Fryer_E1_Baseline Forecast | Commercial | Miscellaneous (WA) | Existing | Food Preparation | Natural Gas | Fryer | E1 | Standard | Baseline Forecast | 74% | 74% | 74% | 74% | 74% | 74% | 74% | 74% | 74% | 74% | 74% | 74% | 74% | 74% | 74% | 74% | 74% | 74% | 74% | 74% | 74% | 74% | 74% | 74% | 74% | 74% | 74%
Commercial_Miscellaneous (WA)_Existing_Food Preparation_Natural Gas_Fryer_E2_Baseline Forecast | Commercial | Miscellaneous (WA) | Existing | Food Preparation | Natural Gas | Fryer | E2 | ENERGY STAR | Baseline Forecast | 26% | 26% | 26% | 26% | 26% | 26% | 26% | 26% | 26% | 26% | 26% | 26% | 26% | 26% | 26% | 26% | 26% | 26% | 26% | 26% | 26% | 26% | 26% | 26% | 26% | 26% | 26%
Commercial_Miscellaneous (WA)_Existing_Food Preparation_Natural Gas_Fryer_E3_Baseline Forecast | Commercial | Miscellaneous (WA) | Existing | Food Preparation | Natural Gas | Fryer | E3 |  | Baseline Forecast | bar: 2019 to 2045
Commercial_Miscellaneous (WA)_Existing_Food Preparation_Natural Gas_Fryer_E4_Baseline Forecast | Commercial | Miscellaneous (WA) | Existing | Food Preparation | Natural Gas | Fryer | E4 |  | Baseline Forecast | bar: 2019 to 2045
Commercial_Miscellaneous (WA)_Existing_Food Preparation_Natural Gas_Fryer_E5_Baseline Forecast | Commercial | Miscellaneous (WA) | Existing | Food Preparation | Natural Gas | Fryer | E5 |  | Baseline Forecast | bar: 2019 to 2045
Commercial_Miscellaneous (WA)_Existing_Food Preparation_Natural Gas_Fryer_E6_Baseline Forecast | Commercial | Miscellaneous (WA) | Existing | Food Preparation | Natural Gas | Fryer | E6 |  | Baseline Forecast | bar: 2019 to 2045
Commercial_Miscellaneous (WA)_Existing_Food Preparation_Natural Gas_Fryer_E7_Baseline Forecast | Commercial | Miscellaneous (WA) | Existing | Food Preparation | Natural Gas | Fryer | E7 |  | Baseline Forecast | bar: 2019 to 2045
Commercial_Miscellaneous (WA)_Existing_Food Preparation_Natural Gas_Fryer_E8_Baseline Forecast | Commercial | Miscellaneous (WA) | Existing | Food Preparation | Natural Gas | Fryer | E8 |  | Baseline Forecast | bar: 2019 to 2045
Commercial_Miscellaneous (WA)_Existing_Food Preparation_Natural Gas_Fryer_E9_Baseline Forecast | Commercial | Miscellaneous (WA) | Existing | Food Preparation | Natural Gas | Fryer | E9 |  | Baseline Forecast | bar: 2019 to 2045
Commercial_Miscellaneous (WA)_Existing_Food Preparation_Natural Gas_Fryer_E10_Baseline Forecast | Commercial | Miscellaneous (WA) | Existing | Food Preparation | Natural Gas | Fryer | E10 |  | Baseline Forecast | bar: 2019 to 2045
Commercial_Miscellaneous (WA)_Existing_Food Preparation_Natural Gas_Broiler_E1_Baseline Forecast | Commercial | Miscellaneous (WA) | Existing | Food Preparation | Natural Gas | Broiler | E1 | Standard | Baseline Forecast | 74% | 74% | 74% | 74% | 74% | 74% | 74% | 74% | 74% | 74% | 74% | 74% | 74% | 74% | 74% | 74% | 74% | 74% | 74% | 74% | 74% | 74% | 74% | 74% | 74% | 74% | 74%
Commercial_Miscellaneous (WA)_Existing_Food Preparation_Natural Gas_Broiler_E2_Baseline Forecast | Commercial | Miscellaneous (WA) | Existing | Food Preparation | Natural Gas | Broiler | E2 | Infrared Burners | Baseline Forecast | 26% | 26% | 26% | 26% | 26% | 26% | 26% | 26% | 26% | 26% | 26% | 26% | 26% | 26% | 26% | 26% | 26% | 26% | 26% | 26% | 26% | 26% | 26% | 26% | 26% | 26% | 26%
Commercial_Miscellaneous (WA)_Existing_Food Preparation_Natural Gas_Broiler_E3_Baseline Forecast | Commercial | Miscellaneous (WA) | Existing | Food Preparation | Natural Gas | Broiler | E3 |  | Baseline Forecast | bar: 2019 to 2045
Commercial_Miscellaneous (WA)_Existing_Food Preparation_Natural Gas_Broiler_E4_Baseline Forecast | Commercial | Miscellaneous (WA) | Existing | Food Preparation | Natural Gas | Broiler | E4 |  | Baseline Forecast | bar: 2019 to 2045
Commercial_Miscellaneous (WA)_Existing_Food Preparation_Natural Gas_Broiler_E5_Baseline Forecast | Commercial | Miscellaneous (WA) | Existing | Food Preparation | Natural Gas | Broiler | E5 |  | Baseline Forecast | bar: 2019 to 2045
Commercial_Miscellaneous (WA)_Existing_Food Preparation_Natural Gas_Broiler_E6_Baseline Forecast | Commercial | Miscellaneous (WA) | Existing | Food Preparation | Natural Gas | Broiler | E6 |  | Baseline Forecast | bar: 2019 to 2045
Commercial_Miscellaneous (WA)_Existing_Food Preparation_Natural Gas_Broiler_E7_Baseline Forecast | Commercial | Miscellaneous (WA) | Existing | Food Preparation | Natural Gas | Broiler | E7 |  | Baseline Forecast | bar: 2019 to 2045
Commercial_Miscellaneous (WA)_Existing_Food Preparation_Natural Gas_Broiler_E8_Baseline Forecast | Commercial | Miscellaneous (WA) | Existing | Food Preparation | Natural Gas | Broiler | E8 |  | Baseline Forecast | bar: 2019 to 2045
Commercial_Miscellaneous (WA)_Existing_Food Preparation_Natural Gas_Broiler_E9_Baseline Forecast | Commercial | Miscellaneous (WA) | Existing | Food Preparation | Natural Gas | Broiler | E9 |  | Baseline Forecast | bar: 2019 to 2045
Commercial_Miscellaneous (WA)_Existing_Food Preparation_Natural Gas_Broiler_E10_Baseline Forecast | Commercial | Miscellaneous (WA) | Existing | Food Preparation | Natural Gas | Broiler | E10 |  | Baseline Forecast | bar: 2019 to 2045
Commercial_Miscellaneous (WA)_Existing_Food Preparation_Natural Gas_Griddle_E1_Baseline Forecast | Commercial | Miscellaneous (WA) | Existing | Food Preparation | Natural Gas | Griddle | E1 | Standard | Baseline Forecast | 71% | 71% | 71% | 71% | 71% | 71% | 71% | 71% | 71% | 71% | 71% | 71% | 71% | 71% | 71% | 71% | 71% | 71% | 71% | 71% | 71% | 71% | 71% | 71% | 71% | 71% | 71%
Commercial_Miscellaneous (WA)_Existing_Food Preparation_Natural Gas_Griddle_E2_Baseline Forecast | Commercial | Miscellaneous (WA) | Existing | Food Preparation | Natural Gas | Griddle | E2 | ENERGY STAR | Baseline Forecast | 29% | 29% | 29% | 29% | 29% | 29% | 29% | 29% | 29% | 29% | 29% | 29% | 29% | 29% | 29% | 29% | 29% | 29% | 29% | 29% | 29% | 29% | 29% | 29% | 29% | 29% | 29%
Commercial_Miscellaneous (WA)_Existing_Food Preparation_Natural Gas_Griddle_E3_Baseline Forecast | Commercial | Miscellaneous (WA) | Existing | Food Preparation | Natural Gas | Griddle | E3 |  | Baseline Forecast | bar: 2019 to 2045
Commercial_Miscellaneous (WA)_Existing_Food Preparation_Natural Gas_Griddle_E4_Baseline Forecast | Commercial | Miscellaneous (WA) | Existing | Food Preparation | Natural Gas | Griddle | E4 |  | Baseline Forecast | bar: 2019 to 2045
Commercial_Miscellaneous (WA)_Existing_Food Preparation_Natural Gas_Griddle_E5_Baseline Forecast | Commercial | Miscellaneous (WA) | Existing | Food Preparation | Natural Gas | Griddle | E5 |  | Baseline Forecast | bar: 2019 to 2045
Commercial_Miscellaneous (WA)_Existing_Food Preparation_Natural Gas_Griddle_E6_Baseline Forecast | Commercial | Miscellaneous (WA) | Existing | Food Preparation | Natural Gas | Griddle | E6 |  | Baseline Forecast | bar: 2019 to 2045
Commercial_Miscellaneous (WA)_Existing_Food Preparation_Natural Gas_Griddle_E7_Baseline Forecast | Commercial | Miscellaneous (WA) | Existing | Food Preparation | Natural Gas | Griddle | E7 |  | Baseline Forecast | bar: 2019 to 2045
Commercial_Miscellaneous (WA)_Existing_Food Preparation_Natural Gas_Griddle_E8_Baseline Forecast | Commercial | Miscellaneous (WA) | Existing | Food Preparation | Natural Gas | Griddle | E8 |  | Baseline Forecast | bar: 2019 to 2045
Commercial_Miscellaneous (WA)_Existing_Food Preparation_Natural Gas_Griddle_E9_Baseline Forecast | Commercial | Miscellaneous (WA) | Existing | Food Preparation | Natural Gas | Griddle | E9 |  | Baseline Forecast | bar: 2019 to 2045
Commercial_Miscellaneous (WA)_Existing_Food Preparation_Natural Gas_Griddle_E10_Baseline Forecast | Commercial | Miscellaneous (WA) | Existing | Food Preparation | Natural Gas | Griddle | E10 |  | Baseline Forecast | bar: 2019 to 2045
Commercial_Miscellaneous (WA)_Existing_Food Preparation_Natural Gas_Range_E1_Baseline Forecast | Commercial | Miscellaneous (WA) | Existing | Food Preparation | Natural Gas | Range | E1 | Standard | Baseline Forecast | 41% | 41% | 41% | 41% | 41% | 41% | 41% | 41% | 41% | 41% | 41% | 41% | 41% | 41% | 41% | 41% | 41% | 41% | 41% | 41% | 41% | 41% | 41% | 41% | 41% | 41% | 41%
Commercial_Miscellaneous (WA)_Existing_Food Preparation_Natural Gas_Range_E2_Baseline Forecast | Commercial | Miscellaneous (WA) | Existing | Food Preparation | Natural Gas | Range | E2 | High Efficiency | Baseline Forecast | 59% | 59% | 59% | 59% | 59% | 59% | 59% | 59% | 59% | 59% | 59% | 59% | 59% | 59% | 59% | 59% | 59% | 59% | 59% | 59% | 59% | 59% | 59% | 59% | 59% | 59% | 59%
Commercial_Miscellaneous (WA)_Existing_Food Preparation_Natural Gas_Range_E3_Baseline Forecast | Commercial | Miscellaneous (WA) | Existing | Food Preparation | Natural Gas | Range | E3 |  | Baseline Forecast | bar: 2019 to 2045
Commercial_Miscellaneous (WA)_Existing_Food Preparation_Natural Gas_Range_E4_Baseline Forecast | Commercial | Miscellaneous (WA) | Existing | Food Preparation | Natural Gas | Range | E4 |  | Baseline Forecast | bar: 2019 to 2045
Commercial_Miscellaneous (WA)_Existing_Food Preparation_Natural Gas_Range_E5_Baseline Forecast | Commercial | Miscellaneous (WA) | Existing | Food Preparation | Natural Gas | Range | E5 |  | Baseline Forecast | bar: 2019 to 2045
Commercial_Miscellaneous (WA)_Existing_Food Preparation_Natural Gas_Range_E6_Baseline Forecast | Commercial | Miscellaneous (WA) | Existing | Food Preparation | Natural Gas | Range | E6 |  | Baseline Forecast | bar: 2019 to 2045
Commercial_Miscellaneous (WA)_Existing_Food Preparation_Natural Gas_Range_E7_Baseline Forecast | Commercial | Miscellaneous (WA) | Existing | Food Preparation | Natural Gas | Range | E7 |  | Baseline Forecast | bar: 2019 to 2045
Commercial_Miscellaneous (WA)_Existing_Food Preparation_Natural Gas_Range_E8_Baseline Forecast | Commercial | Miscellaneous (WA) | Existing | Food Preparation | Natural Gas | Range | E8 |  | Baseline Forecast | bar: 2019 to 2045
Commercial_Miscellaneous (WA)_Existing_Food Preparation_Natural Gas_Range_E9_Baseline Forecast | Commercial | Miscellaneous (WA) | Existing | Food Preparation | Natural Gas | Range | E9 |  | Baseline Forecast | bar: 2019 to 2045
Commercial_Miscellaneous (WA)_Existing_Food Preparation_Natural Gas_Range_E10_Baseline Forecast | Commercial | Miscellaneous (WA) | Existing | Food Preparation | Natural Gas | Range | E10 |  | Baseline Forecast | bar: 2019 to 2045
Commercial_Miscellaneous (WA)_Existing_Food Preparation_Natural Gas_Steamer_E1_Baseline Forecast | Commercial | Miscellaneous (WA) | Existing | Food Preparation | Natural Gas | Steamer | E1 | Standard | Baseline Forecast | 50% | 50% | 50% | 50% | 50% | 50% | 50% | 50% | 50% | 50% | 50% | 50% | 50% | 50% | 50% | 50% | 50% | 50% | 50% | 50% | 50% | 50% | 50% | 50% | 50% | 50% | 50%
Commercial_Miscellaneous (WA)_Existing_Food Preparation_Natural Gas_Steamer_E2_Baseline Forecast | Commercial | Miscellaneous (WA) | Existing | Food Preparation | Natural Gas | Steamer | E2 | ENERGY STAR | Baseline Forecast | 50% | 50% | 50% | 50% | 50% | 50% | 50% | 50% | 50% | 50% | 50% | 50% | 50% | 50% | 50% | 50% | 50% | 50% | 50% | 50% | 50% | 50% | 50% | 50% | 50% | 50% | 50%
Commercial_Miscellaneous (WA)_Existing_Food Preparation_Natural Gas_Steamer_E3_Baseline Forecast | Commercial | Miscellaneous (WA) | Existing | Food Preparation | Natural Gas | Steamer | E3 |  | Baseline Forecast | bar: 2019 to 2045
Commercial_Miscellaneous (WA)_Existing_Food Preparation_Natural Gas_Steamer_E4_Baseline Forecast | Commercial | Miscellaneous (WA) | Existing | Food Preparation | Natural Gas | Steamer | E4 |  | Baseline Forecast | bar: 2019 to 2045
Commercial_Miscellaneous (WA)_Existing_Food Preparation_Natural Gas_Steamer_E5_Baseline Forecast | Commercial | Miscellaneous (WA) | Existing | Food Preparation | Natural Gas | Steamer | E5 |  | Baseline Forecast | bar: 2019 to 2045
Commercial_Miscellaneous (WA)_Existing_Food Preparation_Natural Gas_Steamer_E6_Baseline Forecast | Commercial | Miscellaneous (WA) | Existing | Food Preparation | Natural Gas | Steamer | E6 |  | Baseline Forecast | bar: 2019 to 2045
Commercial_Miscellaneous (WA)_Existing_Food Preparation_Natural Gas_Steamer_E7_Baseline Forecast | Commercial | Miscellaneous (WA) | Existing | Food Preparation | Natural Gas | Steamer | E7 |  | Baseline Forecast | bar: 2019 to 2045
Commercial_Miscellaneous (WA)_Existing_Food Preparation_Natural Gas_Steamer_E8_Baseline Forecast | Commercial | Miscellaneous (WA) | Existing | Food Preparation | Natural Gas | Steamer | E8 |  | Baseline Forecast | bar: 2019 to 2045
Commercial_Miscellaneous (WA)_Existing_Food Preparation_Natural Gas_Steamer_E9_Baseline Forecast | Commercial | Miscellaneous (WA) | Existing | Food Preparation | Natural Gas | Steamer | E9 |  | Baseline Forecast | bar: 2019 to 2045
Commercial_Miscellaneous (WA)_Existing_Food Preparation_Natural Gas_Steamer_E10_Baseline Forecast | Commercial | Miscellaneous (WA) | Existing | Food Preparation | Natural Gas | Steamer | E10 |  | Baseline Forecast | bar: 2019 to 2045
Commercial_Miscellaneous (WA)_Existing_Food Preparation_Natural Gas_Food Prep Other_E1_Baseline Forecast | Commercial | Miscellaneous (WA) | Existing | Food Preparation | Natural Gas | Food Prep Other | E1 | Standard | Baseline Forecast | 74% | 74% | 74% | 74% | 74% | 74% | 74% | 74% | 74% | 74% | 74% | 74% | 74% | 74% | 74% | 74% | 74% | 74% | 74% | 74% | 74% | 74% | 74% | 74% | 74% | 74% | 74%
Commercial_Miscellaneous (WA)_Existing_Food Preparation_Natural Gas_Food Prep Other_E2_Baseline Forecast | Commercial | Miscellaneous (WA) | Existing | Food Preparation | Natural Gas | Food Prep Other | E2 | ENERGY STAR | Baseline Forecast | 26% | 26% | 26% | 26% | 26% | 26% | 26% | 26% | 26% | 26% | 26% | 26% | 26% | 26% | 26% | 26% | 26% | 26% | 26% | 26% | 26% | 26% | 26% | 26% | 26% | 26% | 26%
Commercial_Miscellaneous (WA)_Existing_Food Preparation_Natural Gas_Food Prep Other_E3_Baseline Forecast | Commercial | Miscellaneous (WA) | Existing | Food Preparation | Natural Gas | Food Prep Other | E3 |  | Baseline Forecast | bar: 2019 to 2045
Commercial_Miscellaneous (WA)_Existing_Food Preparation_Natural Gas_Food Prep Other_E4_Baseline Forecast | Commercial | Miscellaneous (WA) | Existing | Food Preparation | Natural Gas | Food Prep Other | E4 |  | Baseline Forecast | bar: 2019 to 2045
Commercial_Miscellaneous (WA)_Existing_Food Preparation_Natural Gas_Food Prep Other_E5_Baseline Forecast | Commercial | Miscellaneous (WA) | Existing | Food Preparation | Natural Gas | Food Prep Other | E5 |  | Baseline Forecast | bar: 2019 to 2045
Commercial_Miscellaneous (WA)_Existing_Food Preparation_Natural Gas_Food Prep Other_E6_Baseline Forecast | Commercial | Miscellaneous (WA) | Existing | Food Preparation | Natural Gas | Food Prep Other | E6 |  | Baseline Forecast | bar: 2019 to 2045
Commercial_Miscellaneous (WA)_Existing_Food Preparation_Natural Gas_Food Prep Other_E7_Baseline Forecast | Commercial | Miscellaneous (WA) | Existing | Food Preparation | Natural Gas | Food Prep Other | E7 |  | Baseline Forecast | bar: 2019 to 2045
Commercial_Miscellaneous (WA)_Existing_Food Preparation_Natural Gas_Food Prep Other_E8_Baseline Forecast | Commercial | Miscellaneous (WA) | Existing | Food Preparation | Natural Gas | Food Prep Other | E8 |  | Baseline Forecast | bar: 2019 to 2045
Commercial_Miscellaneous (WA)_Existing_Food Preparation_Natural Gas_Food Prep Other_E9_Baseline Forecast | Commercial | Miscellaneous (WA) | Existing | Food Preparation | Natural Gas | Food Prep Other | E9 |  | Baseline Forecast | bar: 2019 to 2045
Commercial_Miscellaneous (WA)_Existing_Food Preparation_Natural Gas_Food Prep Other_E10_Baseline Forecast | Commercial | Miscellaneous (WA) | Existing | Food Preparation | Natural Gas | Food Prep Other | E10 |  | Baseline Forecast | bar: 2019 to 2045
Commercial_Miscellaneous (WA)_Existing_Miscellaneous_Natural Gas_Pool Heater_E1_Baseline Forecast | Commercial | Miscellaneous (WA) | Existing | Miscellaneous | Natural Gas | Pool Heater | E1 | Standard (EF .82) | Baseline Forecast | 90% | 90% | 90% | 90% | 90% | 90% | 90% | 90% | 90% | 90% | 90% | 90% | 90% | 90% | 90% | 90% | 90% | 90% | 90% | 90% | 90% | 90% | 90% | 90% | 90% | 90% | 90%
Commercial_Miscellaneous (WA)_Existing_Miscellaneous_Natural Gas_Pool Heater_E2_Baseline Forecast | Commercial | Miscellaneous (WA) | Existing | Miscellaneous | Natural Gas | Pool Heater | E2 | Condensing (EF .90) | Baseline Forecast | 10% | 10% | 10% | 10% | 10% | 10% | 10% | 10% | 10% | 10% | 10% | 10% | 10% | 10% | 10% | 10% | 10% | 10% | 10% | 10% | 10% | 10% | 10% | 10% | 10% | 10% | 10%
Commercial_Miscellaneous (WA)_Existing_Miscellaneous_Natural Gas_Pool Heater_E3_Baseline Forecast | Commercial | Miscellaneous (WA) | Existing | Miscellaneous | Natural Gas | Pool Heater | E3 |  | Baseline Forecast | bar: 2019 to 2045
Commercial_Miscellaneous (WA)_Existing_Miscellaneous_Natural Gas_Pool Heater_E4_Baseline Forecast | Commercial | Miscellaneous (WA) | Existing | Miscellaneous | Natural Gas | Pool Heater | E4 |  | Baseline Forecast | bar: 2019 to 2045
Commercial_Miscellaneous (WA)_Existing_Miscellaneous_Natural Gas_Pool Heater_E5_Baseline Forecast | Commercial | Miscellaneous (WA) | Existing | Miscellaneous | Natural Gas | Pool Heater | E5 |  | Baseline Forecast | bar: 2019 to 2045
Commercial_Miscellaneous (WA)_Existing_Miscellaneous_Natural Gas_Pool Heater_E6_Baseline Forecast | Commercial | Miscellaneous (WA) | Existing | Miscellaneous | Natural Gas | Pool Heater | E6 |  | Baseline Forecast | bar: 2019 to 2045
Commercial_Miscellaneous (WA)_Existing_Miscellaneous_Natural Gas_Pool Heater_E7_Baseline Forecast | Commercial | Miscellaneous (WA) | Existing | Miscellaneous | Natural Gas | Pool Heater | E7 |  | Baseline Forecast | bar: 2019 to 2045
Commercial_Miscellaneous (WA)_Existing_Miscellaneous_Natural Gas_Pool Heater_E8_Baseline Forecast | Commercial | Miscellaneous (WA) | Existing | Miscellaneous | Natural Gas | Pool Heater | E8 |  | Baseline Forecast | bar: 2019 to 2045
Commercial_Miscellaneous (WA)_Existing_Miscellaneous_Natural Gas_Pool Heater_E9_Baseline Forecast | Commercial | Miscellaneous (WA) | Existing | Miscellaneous | Natural Gas | Pool Heater | E9 |  | Baseline Forecast | bar: 2019 to 2045
Commercial_Miscellaneous (WA)_Existing_Miscellaneous_Natural Gas_Pool Heater_E10_Baseline Forecast | Commercial | Miscellaneous (WA) | Existing | Miscellaneous | Natural Gas | Pool Heater | E10 |  | Baseline Forecast | bar: 2019 to 2045
Commercial_Miscellaneous (WA)_Existing_Miscellaneous_Natural Gas_Miscellaneous_E1_Baseline Forecast | Commercial | Miscellaneous (WA) | Existing | Miscellaneous | Natural Gas | Miscellaneous | E1 | Standard | Baseline Forecast | 100% | 100% | 100% | 100% | 100% | 100% | 100% | 100% | 100% | 100% | 100% | 100% | 100% | 100% | 100% | 100% | 100% | 100% | 100% | 100% | 100% | 100% | 100% | 100% | 100% | 100% | 100%
Commercial_Miscellaneous (WA)_Existing_Miscellaneous_Natural Gas_Miscellaneous_E2_Baseline Forecast | Commercial | Miscellaneous (WA) | Existing | Miscellaneous | Natural Gas | Miscellaneous | E2 |  | Baseline Forecast | bar: 2019 to 2045
Commercial_Miscellaneous (WA)_Existing_Miscellaneous_Natural Gas_Miscellaneous_E3_Baseline Forecast | Commercial | Miscellaneous (WA) | Existing | Miscellaneous | Natural Gas | Miscellaneous | E3 |  | Baseline Forecast | bar: 2019 to 2045
Commercial_Miscellaneous (WA)_Existing_Miscellaneous_Natural Gas_Miscellaneous_E4_Baseline Forecast | Commercial | Miscellaneous (WA) | Existing | Miscellaneous | Natural Gas | Miscellaneous | E4 |  | Baseline Forecast | bar: 2019 to 2045
Commercial_Miscellaneous (WA)_Existing_Miscellaneous_Natural Gas_Miscellaneous_E5_Baseline Forecast | Commercial | Miscellaneous (WA) | Existing | Miscellaneous | Natural Gas | Miscellaneous | E5 |  | Baseline Forecast | bar: 2019 to 2045
Commercial_Miscellaneous (WA)_Existing_Miscellaneous_Natural Gas_Miscellaneous_E6_Baseline Forecast | Commercial | Miscellaneous (WA) | Existing | Miscellaneous | Natural Gas | Miscellaneous | E6 |  | Baseline Forecast | bar: 2019 to 2045
Commercial_Miscellaneous (WA)_Existing_Miscellaneous_Natural Gas_Miscellaneous_E7_Baseline Forecast | Commercial | Miscellaneous (WA) | Existing | Miscellaneous | Natural Gas | Miscellaneous | E7 |  | Baseline Forecast | bar: 2019 to 2045
Commercial_Miscellaneous (WA)_Existing_Miscellaneous_Natural Gas_Miscellaneous_E8_Baseline Forecast | Commercial | Miscellaneous (WA) | Existing | Miscellaneous | Natural Gas | Miscellaneous | E8 |  | Baseline Forecast | bar: 2019 to 2045
Commercial_Miscellaneous (WA)_Existing_Miscellaneous_Natural Gas_Miscellaneous_E9_Baseline Forecast | Commercial | Miscellaneous (WA) | Existing | Miscellaneous | Natural Gas | Miscellaneous | E9 |  | Baseline Forecast | bar: 2019 to 2045
Commercial_Miscellaneous (WA)_Existing_Miscellaneous_Natural Gas_Miscellaneous_E10_Baseline Forecast | Commercial | Miscellaneous (WA) | Existing | Miscellaneous | Natural Gas | Miscellaneous | E10 |  | Baseline Forecast | bar: 2019 to 2045
Commercial_Miscellaneous (WA)_New_Space Heating_Natural Gas_Furnace_E1_Baseline Forecast | Commercial | Miscellaneous (WA) | New | Space Heating | Natural Gas | Furnace | E1 | AFUE 80% (Standard) | Baseline Forecast | 100% | 100% | 100% | 100% | 100% | 100% | 100% | 100% | 100% | 100% | 100% | 100% | 100% | 100% | 100% | 100% | 100% | 100% | 100% | 100% | 100% | 100% | 100% | 100% | 100% | 100% | 100%
Commercial_Miscellaneous (WA)_New_Space Heating_Natural Gas_Furnace_E2_Baseline Forecast | Commercial | Miscellaneous (WA) | New | Space Heating | Natural Gas | Furnace | E2 | AFUE 90% | Baseline Forecast | bar: 2019 to 2045
Commercial_Miscellaneous (WA)_New_Space Heating_Natural Gas_Furnace_E3_Baseline Forecast | Commercial | Miscellaneous (WA) | New | Space Heating | Natural Gas | Furnace | E3 | AFUE 96% | Baseline Forecast | bar: 2019 to 2045
Commercial_Miscellaneous (WA)_New_Space Heating_Natural Gas_Furnace_E4_Baseline Forecast | Commercial | Miscellaneous (WA) | New | Space Heating | Natural Gas | Furnace | E4 |  | Baseline Forecast | bar: 2019 to 2045
Commercial_Miscellaneous (WA)_New_Space Heating_Natural Gas_Furnace_E5_Baseline Forecast | Commercial | Miscellaneous (WA) | New | Space Heating | Natural Gas | Furnace | E5 |  | Baseline Forecast | bar: 2019 to 2045
Commercial_Miscellaneous (WA)_New_Space Heating_Natural Gas_Furnace_E6_Baseline Forecast | Commercial | Miscellaneous (WA) | New | Space Heating | Natural Gas | Furnace | E6 |  | Baseline Forecast | bar: 2019 to 2045
Commercial_Miscellaneous (WA)_New_Space Heating_Natural Gas_Furnace_E7_Baseline Forecast | Commercial | Miscellaneous (WA) | New | Space Heating | Natural Gas | Furnace | E7 |  | Baseline Forecast | bar: 2019 to 2045
Commercial_Miscellaneous (WA)_New_Space Heating_Natural Gas_Furnace_E8_Baseline Forecast | Commercial | Miscellaneous (WA) | New | Space Heating | Natural Gas | Furnace | E8 |  | Baseline Forecast | bar: 2019 to 2045
Commercial_Miscellaneous (WA)_New_Space Heating_Natural Gas_Furnace_E9_Baseline Forecast | Commercial | Miscellaneous (WA) | New | Space Heating | Natural Gas | Furnace | E9 |  | Baseline Forecast | bar: 2019 to 2045
Commercial_Miscellaneous (WA)_New_Space Heating_Natural Gas_Furnace_E10_Baseline Forecast | Commercial | Miscellaneous (WA) | New | Space Heating | Natural Gas | Furnace | E10 |  | Baseline Forecast | bar: 2019 to 2045
Commercial_Miscellaneous (WA)_New_Space Heating_Natural Gas_Boiler_E1_Baseline Forecast | Commercial | Miscellaneous (WA) | New | Space Heating | Natural Gas | Boiler | E1 | AFUE 80% (Standard) | Baseline Forecast | 87.9% | 88.45% | 88.45% | 88.19% | 88.19% | 87.9% | 87.61% | 87.3% | 87.3% | 86.98% | 86.98% | 86.63% | 86.63% | 86.27% | 86.27% | 86.27% | 89.03% | 88.71% | 88.71% | 88.37% | 88.71% | 88.71% | 88.37% | 88.37% | 88.37% | 88.37% | 88.37%
Commercial_Miscellaneous (WA)_New_Space Heating_Natural Gas_Boiler_E2_Baseline Forecast | Commercial | Miscellaneous (WA) | New | Space Heating | Natural Gas | Boiler | E2 | AFUE 85% | Baseline Forecast | bar: 2019 to 2045
Commercial_Miscellaneous (WA)_New_Space Heating_Natural Gas_Boiler_E3_Baseline Forecast | Commercial | Miscellaneous (WA) | New | Space Heating | Natural Gas | Boiler | E3 | AFUE 97% | Baseline Forecast | 12.1% | 11.55% | 11.55% | 11.81% | 11.81% | 12.1% | 12.39% | 12.7% | 12.7% | 13.02% | 13.02% | 13.37% | 13.37% | 13.73% | 13.73% | 13.73% | 10.97% | 11.29% | 11.29% | 11.63% | 11.29% | 11.29% | 11.63% | 11.63% | 11.63% | 11.63% | 11.63%
Commercial_Miscellaneous (WA)_New_Space Heating_Natural Gas_Boiler_E4_Baseline Forecast | Commercial | Miscellaneous (WA) | New | Space Heating | Natural Gas | Boiler | E4 | Convert to NG Air Source Heat Pump | Baseline Forecast | bar: 2019 to 2045
Commercial_Miscellaneous (WA)_New_Space Heating_Natural Gas_Boiler_E5_Baseline Forecast | Commercial | Miscellaneous (WA) | New | Space Heating | Natural Gas | Boiler | E5 |  | Baseline Forecast | bar: 2019 to 2045
Commercial_Miscellaneous (WA)_New_Space Heating_Natural Gas_Boiler_E6_Baseline Forecast | Commercial | Miscellaneous (WA) | New | Space Heating | Natural Gas | Boiler | E6 |  | Baseline Forecast | bar: 2019 to 2045
Commercial_Miscellaneous (WA)_New_Space Heating_Natural Gas_Boiler_E7_Baseline Forecast | Commercial | Miscellaneous (WA) | New | Space Heating | Natural Gas | Boiler | E7 |  | Baseline Forecast | bar: 2019 to 2045
Commercial_Miscellaneous (WA)_New_Space Heating_Natural Gas_Boiler_E8_Baseline Forecast | Commercial | Miscellaneous (WA) | New | Space Heating | Natural Gas | Boiler | E8 |  | Baseline Forecast | bar: 2019 to 2045
Commercial_Miscellaneous (WA)_New_Space Heating_Natural Gas_Boiler_E9_Baseline Forecast | Commercial | Miscellaneous (WA) | New | Space Heating | Natural Gas | Boiler | E9 |  | Baseline Forecast | bar: 2019 to 2045
Commercial_Miscellaneous (WA)_New_Space Heating_Natural Gas_Boiler_E10_Baseline Forecast | Commercial | Miscellaneous (WA) | New | Space Heating | Natural Gas | Boiler | E10 |  | Baseline Forecast | bar: 2019 to 2045
Commercial_Miscellaneous (WA)_New_Space Heating_Natural Gas_Unit Heater_E1_Baseline Forecast | Commercial | Miscellaneous (WA) | New | Space Heating | Natural Gas | Unit Heater | E1 | Standard | Baseline Forecast | 100% | 100% | 100% | 100% | 100% | 100% | 100% | 100% | 100% | 100% | 100% | 100% | 100% | 100% | 100% | 100% | 100% | 100% | 100% | 100% | 100% | 100% | 100% | 100% | 100% | 100% | 100%
Commercial_Miscellaneous (WA)_New_Space Heating_Natural Gas_Unit Heater_E2_Baseline Forecast | Commercial | Miscellaneous (WA) | New | Space Heating | Natural Gas | Unit Heater | E2 | Condensing | Baseline Forecast | bar: 2019 to 2045
Commercial_Miscellaneous (WA)_New_Space Heating_Natural Gas_Unit Heater_E3_Baseline Forecast | Commercial | Miscellaneous (WA) | New | Space Heating | Natural Gas | Unit Heater | E3 | Infrared Radiant | Baseline Forecast | bar: 2019 to 2045
Commercial_Miscellaneous (WA)_New_Space Heating_Natural Gas_Unit Heater_E4_Baseline Forecast | Commercial | Miscellaneous (WA) | New | Space Heating | Natural Gas | Unit Heater | E4 |  | Baseline Forecast | bar: 2019 to 2045
Commercial_Miscellaneous (WA)_New_Space Heating_Natural Gas_Unit Heater_E5_Baseline Forecast | Commercial | Miscellaneous (WA) | New | Space Heating | Natural Gas | Unit Heater | E5 |  | Baseline Forecast | bar: 2019 to 2045
Commercial_Miscellaneous (WA)_New_Space Heating_Natural Gas_Unit Heater_E6_Baseline Forecast | Commercial | Miscellaneous (WA) | New | Space Heating | Natural Gas | Unit Heater | E6 |  | Baseline Forecast | bar: 2019 to 2045
Commercial_Miscellaneous (WA)_New_Space Heating_Natural Gas_Unit Heater_E7_Baseline Forecast | Commercial | Miscellaneous (WA) | New | Space Heating | Natural Gas | Unit Heater | E7 |  | Baseline Forecast | bar: 2019 to 2045
Commercial_Miscellaneous (WA)_New_Space Heating_Natural Gas_Unit Heater_E8_Baseline Forecast | Commercial | Miscellaneous (WA) | New | Space Heating | Natural Gas | Unit Heater | E8 |  | Baseline Forecast | bar: 2019 to 2045
Commercial_Miscellaneous (WA)_New_Space Heating_Natural Gas_Unit Heater_E9_Baseline Forecast | Commercial | Miscellaneous (WA) | New | Space Heating | Natural Gas | Unit Heater | E9 |  | Baseline Forecast | bar: 2019 to 2045
Commercial_Miscellaneous (WA)_New_Space Heating_Natural Gas_Unit Heater_E10_Baseline Forecast | Commercial | Miscellaneous (WA) | New | Space Heating | Natural Gas | Unit Heater | E10 |  | Baseline Forecast | bar: 2019 to 2045
Commercial_Miscellaneous (WA)_New_Water Heating_Natural Gas_Water Heater_E1_Baseline Forecast | Commercial | Miscellaneous (WA) | New | Water Heating | Natural Gas | Water Heater | E1 | TE 0.80 | Baseline Forecast | 47% | 47% | 47% | 47% | 47% | 47% | 47% | 47% | 47% | 47% | 47% | 47% | 47% | 47% | 47% | 47% | 47% | 47% | 47% | 47% | 47% | 47% | 47% | 47% | 47% | 47% | 47%
Commercial_Miscellaneous (WA)_New_Water Heating_Natural Gas_Water Heater_E2_Baseline Forecast | Commercial | Miscellaneous (WA) | New | Water Heating | Natural Gas | Water Heater | E2 | TE 0.90 | Baseline Forecast | bar: 2019 to 2045
Commercial_Miscellaneous (WA)_New_Water Heating_Natural Gas_Water Heater_E3_Baseline Forecast | Commercial | Miscellaneous (WA) | New | Water Heating | Natural Gas | Water Heater | E3 | TE 0.94 | Baseline Forecast | 53% | 53% | 53% | 53% | 53% | 53% | 53% | 53% | 53% | 53% | 53% | 53% | 53% | 53% | 53% | 53% | 53% | 53% | 53% | 53% | 53% | 53% | 53% | 53% | 53% | 53% | 53%
Commercial_Miscellaneous (WA)_New_Water Heating_Natural Gas_Water Heater_E4_Baseline Forecast | Commercial | Miscellaneous (WA) | New | Water Heating | Natural Gas | Water Heater | E4 | Instantaneous TE 0.94 | Baseline Forecast | bar: 2019 to 2045
Commercial_Miscellaneous (WA)_New_Water Heating_Natural Gas_Water Heater_E5_Baseline Forecast | Commercial | Miscellaneous (WA) | New | Water Heating | Natural Gas | Water Heater | E5 | Gas-Fired Absorption HPWH | Baseline Forecast | bar: 2019 to 2045
Commercial_Miscellaneous (WA)_New_Water Heating_Natural Gas_Water Heater_E6_Baseline Forecast | Commercial | Miscellaneous (WA) | New | Water Heating | Natural Gas | Water Heater | E6 |  | Baseline Forecast | bar: 2019 to 2045
Commercial_Miscellaneous (WA)_New_Water Heating_Natural Gas_Water Heater_E7_Baseline Forecast | Commercial | Miscellaneous (WA) | New | Water Heating | Natural Gas | Water Heater | E7 |  | Baseline Forecast | bar: 2019 to 2045
Commercial_Miscellaneous (WA)_New_Water Heating_Natural Gas_Water Heater_E8_Baseline Forecast | Commercial | Miscellaneous (WA) | New | Water Heating | Natural Gas | Water Heater | E8 |  | Baseline Forecast | bar: 2019 to 2045
Commercial_Miscellaneous (WA)_New_Water Heating_Natural Gas_Water Heater_E9_Baseline Forecast | Commercial | Miscellaneous (WA) | New | Water Heating | Natural Gas | Water Heater | E9 |  | Baseline Forecast | bar: 2019 to 2045
Commercial_Miscellaneous (WA)_New_Water Heating_Natural Gas_Water Heater_E10_Baseline Forecast | Commercial | Miscellaneous (WA) | New | Water Heating | Natural Gas | Water Heater | E10 |  | Baseline Forecast | bar: 2019 to 2045
Commercial_Miscellaneous (WA)_New_Food Preparation_Natural Gas_Oven_E1_Baseline Forecast | Commercial | Miscellaneous (WA) | New | Food Preparation | Natural Gas | Oven | E1 | Standard | Baseline Forecast | 41% | 41% | 41% | 41% | 41% | 41% | 41% | 41% | 41% | 41% | 41% | 41% | 41% | 41% | 41% | 41% | 41% | 41% | 41% | 41% | 41% | 41% | 41% | 41% | 41% | 41% | 41%
Commercial_Miscellaneous (WA)_New_Food Preparation_Natural Gas_Oven_E2_Baseline Forecast | Commercial | Miscellaneous (WA) | New | Food Preparation | Natural Gas | Oven | E2 | ENERGY STAR (>42% Baking Efficiency) | Baseline Forecast | 59% | 59% | 59% | 59% | 59% | 59% | 59% | 59% | 59% | 59% | 59% | 59% | 59% | 59% | 59% | 59% | 59% | 59% | 59% | 59% | 59% | 59% | 59% | 59% | 59% | 59% | 59%
Commercial_Miscellaneous (WA)_New_Food Preparation_Natural Gas_Oven_E3_Baseline Forecast | Commercial | Miscellaneous (WA) | New | Food Preparation | Natural Gas | Oven | E3 |  | Baseline Forecast | bar: 2019 to 2045
Commercial_Miscellaneous (WA)_New_Food Preparation_Natural Gas_Oven_E4_Baseline Forecast | Commercial | Miscellaneous (WA) | New | Food Preparation | Natural Gas | Oven | E4 |  | Baseline Forecast | bar: 2019 to 2045
Commercial_Miscellaneous (WA)_New_Food Preparation_Natural Gas_Oven_E5_Baseline Forecast | Commercial | Miscellaneous (WA) | New | Food Preparation | Natural Gas | Oven | E5 |  | Baseline Forecast | bar: 2019 to 2045
Commercial_Miscellaneous (WA)_New_Food Preparation_Natural Gas_Oven_E6_Baseline Forecast | Commercial | Miscellaneous (WA) | New | Food Preparation | Natural Gas | Oven | E6 |  | Baseline Forecast | bar: 2019 to 2045
Commercial_Miscellaneous (WA)_New_Food Preparation_Natural Gas_Oven_E7_Baseline Forecast | Commercial | Miscellaneous (WA) | New | Food Preparation | Natural Gas | Oven | E7 |  | Baseline Forecast | bar: 2019 to 2045
Commercial_Miscellaneous (WA)_New_Food Preparation_Natural Gas_Oven_E8_Baseline Forecast | Commercial | Miscellaneous (WA) | New | Food Preparation | Natural Gas | Oven | E8 |  | Baseline Forecast | bar: 2019 to 2045
Commercial_Miscellaneous (WA)_New_Food Preparation_Natural Gas_Oven_E9_Baseline Forecast | Commercial | Miscellaneous (WA) | New | Food Preparation | Natural Gas | Oven | E9 |  | Baseline Forecast | bar: 2019 to 2045
Commercial_Miscellaneous (WA)_New_Food Preparation_Natural Gas_Oven_E10_Baseline Forecast | Commercial | Miscellaneous (WA) | New | Food Preparation | Natural Gas | Oven | E10 |  | Baseline Forecast | bar: 2019 to 2045
Commercial_Miscellaneous (WA)_New_Food Preparation_Natural Gas_Conveyor Oven_E1_Baseline Forecast | Commercial | Miscellaneous (WA) | New | Food Preparation | Natural Gas | Conveyor Oven | E1 | Standard | Baseline Forecast | 41% | 41% | 41% | 41% | 41% | 41% | 41% | 41% | 41% | 41% | 41% | 41% | 41% | 41% | 41% | 41% | 41% | 41% | 41% | 41% | 41% | 41% | 41% | 41% | 41% | 41% | 41%
Commercial_Miscellaneous (WA)_New_Food Preparation_Natural Gas_Conveyor Oven_E2_Baseline Forecast | Commercial | Miscellaneous (WA) | New | Food Preparation | Natural Gas | Conveyor Oven | E2 | ENERGY STAR (>42% Baking Efficiency) | Baseline Forecast | 59% | 59% | 59% | 59% | 59% | 59% | 59% | 59% | 59% | 59% | 59% | 59% | 59% | 59% | 59% | 59% | 59% | 59% | 59% | 59% | 59% | 59% | 59% | 59% | 59% | 59% | 59%
Commercial_Miscellaneous (WA)_New_Food Preparation_Natural Gas_Conveyor Oven_E3_Baseline Forecast | Commercial | Miscellaneous (WA) | New | Food Preparation | Natural Gas | Conveyor Oven | E3 |  | Baseline Forecast | bar: 2019 to 2045
Commercial_Miscellaneous (WA)_New_Food Preparation_Natural Gas_Conveyor Oven_E4_Baseline Forecast | Commercial | Miscellaneous (WA) | New | Food Preparation | Natural Gas | Conveyor Oven | E4 |  | Baseline Forecast | bar: 2019 to 2045
Commercial_Miscellaneous (WA)_New_Food Preparation_Natural Gas_Conveyor Oven_E5_Baseline Forecast | Commercial | Miscellaneous (WA) | New | Food Preparation | Natural Gas | Conveyor Oven | E5 |  | Baseline Forecast | bar: 2019 to 2045
Commercial_Miscellaneous (WA)_New_Food Preparation_Natural Gas_Conveyor Oven_E6_Baseline Forecast | Commercial | Miscellaneous (WA) | New | Food Preparation | Natural Gas | Conveyor Oven | E6 |  | Baseline Forecast | bar: 2019 to 2045
Commercial_Miscellaneous (WA)_New_Food Preparation_Natural Gas_Conveyor Oven_E7_Baseline Forecast | Commercial | Miscellaneous (WA) | New | Food Preparation | Natural Gas | Conveyor Oven | E7 |  | Baseline Forecast | bar: 2019 to 2045
Commercial_Miscellaneous (WA)_New_Food Preparation_Natural Gas_Conveyor Oven_E8_Baseline Forecast | Commercial | Miscellaneous (WA) | New | Food Preparation | Natural Gas | Conveyor Oven | E8 |  | Baseline Forecast | bar: 2019 to 2045
Commercial_Miscellaneous (WA)_New_Food Preparation_Natural Gas_Conveyor Oven_E9_Baseline Forecast | Commercial | Miscellaneous (WA) | New | Food Preparation | Natural Gas | Conveyor Oven | E9 |  | Baseline Forecast | bar: 2019 to 2045
Commercial_Miscellaneous (WA)_New_Food Preparation_Natural Gas_Conveyor Oven_E10_Baseline Forecast | Commercial | Miscellaneous (WA) | New | Food Preparation | Natural Gas | Conveyor Oven | E10 |  | Baseline Forecast | bar: 2019 to 2045
Commercial_Miscellaneous (WA)_New_Food Preparation_Natural Gas_Double Rack Oven_E1_Baseline Forecast | Commercial | Miscellaneous (WA) | New | Food Preparation | Natural Gas | Double Rack Oven | E1 | Standard | Baseline Forecast | 41% | 41% | 41% | 41% | 41% | 41% | 41% | 41% | 41% | 41% | 41% | 41% | 41% | 41% | 41% | 41% | 41% | 41% | 41% | 41% | 41% | 41% | 41% | 41% | 41% | 41% | 41%
Commercial_Miscellaneous (WA)_New_Food Preparation_Natural Gas_Double Rack Oven_E2_Baseline Forecast | Commercial | Miscellaneous (WA) | New | Food Preparation | Natural Gas | Double Rack Oven | E2 | FTSC Qualified (>50% Cooking Efficiency) | Baseline Forecast | 59% | 59% | 59% | 59% | 59% | 59% | 59% | 59% | 59% | 59% | 59% | 59% | 59% | 59% | 59% | 59% | 59% | 59% | 59% | 59% | 59% | 59% | 59% | 59% | 59% | 59% | 59%
Commercial_Miscellaneous (WA)_New_Food Preparation_Natural Gas_Double Rack Oven_E3_Baseline Forecast | Commercial | Miscellaneous (WA) | New | Food Preparation | Natural Gas | Double Rack Oven | E3 |  | Baseline Forecast | bar: 2019 to 2045
Commercial_Miscellaneous (WA)_New_Food Preparation_Natural Gas_Double Rack Oven_E4_Baseline Forecast | Commercial | Miscellaneous (WA) | New | Food Preparation | Natural Gas | Double Rack Oven | E4 |  | Baseline Forecast | bar: 2019 to 2045
Commercial_Miscellaneous (WA)_New_Food Preparation_Natural Gas_Double Rack Oven_E5_Baseline Forecast | Commercial | Miscellaneous (WA) | New | Food Preparation | Natural Gas | Double Rack Oven | E5 |  | Baseline Forecast | bar: 2019 to 2045
Commercial_Miscellaneous (WA)_New_Food Preparation_Natural Gas_Double Rack Oven_E6_Baseline Forecast | Commercial | Miscellaneous (WA) | New | Food Preparation | Natural Gas | Double Rack Oven | E6 |  | Baseline Forecast | bar: 2019 to 2045
Commercial_Miscellaneous (WA)_New_Food Preparation_Natural Gas_Double Rack Oven_E7_Baseline Forecast | Commercial | Miscellaneous (WA) | New | Food Preparation | Natural Gas | Double Rack Oven | E7 |  | Baseline Forecast | bar: 2019 to 2045
Commercial_Miscellaneous (WA)_New_Food Preparation_Natural Gas_Double Rack Oven_E8_Baseline Forecast | Commercial | Miscellaneous (WA) | New | Food Preparation | Natural Gas | Double Rack Oven | E8 |  | Baseline Forecast | bar: 2019 to 2045
Commercial_Miscellaneous (WA)_New_Food Preparation_Natural Gas_Double Rack Oven_E9_Baseline Forecast | Commercial | Miscellaneous (WA) | New | Food Preparation | Natural Gas | Double Rack Oven | E9 |  | Baseline Forecast | bar: 2019 to 2045
Commercial_Miscellaneous (WA)_New_Food Preparation_Natural Gas_Double Rack Oven_E10_Baseline Forecast | Commercial | Miscellaneous (WA) | New | Food Preparation | Natural Gas | Double Rack Oven | E10 |  | Baseline Forecast | bar: 2019 to 2045
Commercial_Miscellaneous (WA)_New_Food Preparation_Natural Gas_Fryer_E1_Baseline Forecast | Commercial | Miscellaneous (WA) | New | Food Preparation | Natural Gas | Fryer | E1 | Standard | Baseline Forecast | 74% | 74% | 74% | 74% | 74% | 74% | 74% | 74% | 74% | 74% | 74% | 74% | 74% | 74% | 74% | 74% | 74% | 74% | 74% | 74% | 74% | 74% | 74% | 74% | 74% | 74% | 74%
Commercial_Miscellaneous (WA)_New_Food Preparation_Natural Gas_Fryer_E2_Baseline Forecast | Commercial | Miscellaneous (WA) | New | Food Preparation | Natural Gas | Fryer | E2 | ENERGY STAR | Baseline Forecast | 26% | 26% | 26% | 26% | 26% | 26% | 26% | 26% | 26% | 26% | 26% | 26% | 26% | 26% | 26% | 26% | 26% | 26% | 26% | 26% | 26% | 26% | 26% | 26% | 26% | 26% | 26%
Commercial_Miscellaneous (WA)_New_Food Preparation_Natural Gas_Fryer_E3_Baseline Forecast | Commercial | Miscellaneous (WA) | New | Food Preparation | Natural Gas | Fryer | E3 |  | Baseline Forecast | bar: 2019 to 2045
Commercial_Miscellaneous (WA)_New_Food Preparation_Natural Gas_Fryer_E4_Baseline Forecast | Commercial | Miscellaneous (WA) | New | Food Preparation | Natural Gas | Fryer | E4 |  | Baseline Forecast | bar: 2019 to 2045
Commercial_Miscellaneous (WA)_New_Food Preparation_Natural Gas_Fryer_E5_Baseline Forecast | Commercial | Miscellaneous (WA) | New | Food Preparation | Natural Gas | Fryer | E5 |  | Baseline Forecast | bar: 2019 to 2045
Commercial_Miscellaneous (WA)_New_Food Preparation_Natural Gas_Fryer_E6_Baseline Forecast | Commercial | Miscellaneous (WA) | New | Food Preparation | Natural Gas | Fryer | E6 |  | Baseline Forecast | bar: 2019 to 2045
Commercial_Miscellaneous (WA)_New_Food Preparation_Natural Gas_Fryer_E7_Baseline Forecast | Commercial | Miscellaneous (WA) | New | Food Preparation | Natural Gas | Fryer | E7 |  | Baseline Forecast | bar: 2019 to 2045
Commercial_Miscellaneous (WA)_New_Food Preparation_Natural Gas_Fryer_E8_Baseline Forecast | Commercial | Miscellaneous (WA) | New | Food Preparation | Natural Gas | Fryer | E8 |  | Baseline Forecast | bar: 2019 to 2045
Commercial_Miscellaneous (WA)_New_Food Preparation_Natural Gas_Fryer_E9_Baseline Forecast | Commercial | Miscellaneous (WA) | New | Food Preparation | Natural Gas | Fryer | E9 |  | Baseline Forecast | bar: 2019 to 2045
Commercial_Miscellaneous (WA)_New_Food Preparation_Natural Gas_Fryer_E10_Baseline Forecast | Commercial | Miscellaneous (WA) | New | Food Preparation | Natural Gas | Fryer | E10 |  | Baseline Forecast | bar: 2019 to 2045
Commercial_Miscellaneous (WA)_New_Food Preparation_Natural Gas_Broiler_E1_Baseline Forecast | Commercial | Miscellaneous (WA) | New | Food Preparation | Natural Gas | Broiler | E1 | Standard | Baseline Forecast | 74% | 74% | 74% | 74% | 74% | 74% | 74% | 74% | 74% | 74% | 74% | 74% | 74% | 74% | 74% | 74% | 74% | 74% | 74% | 74% | 74% | 74% | 74% | 74% | 74% | 74% | 74%
Commercial_Miscellaneous (WA)_New_Food Preparation_Natural Gas_Broiler_E2_Baseline Forecast | Commercial | Miscellaneous (WA) | New | Food Preparation | Natural Gas | Broiler | E2 | Infrared Burners | Baseline Forecast | 26% | 26% | 26% | 26% | 26% | 26% | 26% | 26% | 26% | 26% | 26% | 26% | 26% | 26% | 26% | 26% | 26% | 26% | 26% | 26% | 26% | 26% | 26% | 26% | 26% | 26% | 26%
Commercial_Miscellaneous (WA)_New_Food Preparation_Natural Gas_Broiler_E3_Baseline Forecast | Commercial | Miscellaneous (WA) | New | Food Preparation | Natural Gas | Broiler | E3 |  | Baseline Forecast | bar: 2019 to 2045
Commercial_Miscellaneous (WA)_New_Food Preparation_Natural Gas_Broiler_E4_Baseline Forecast | Commercial | Miscellaneous (WA) | New | Food Preparation | Natural Gas | Broiler | E4 |  | Baseline Forecast | bar: 2019 to 2045
Commercial_Miscellaneous (WA)_New_Food Preparation_Natural Gas_Broiler_E5_Baseline Forecast | Commercial | Miscellaneous (WA) | New | Food Preparation | Natural Gas | Broiler | E5 |  | Baseline Forecast | bar: 2019 to 2045
Commercial_Miscellaneous (WA)_New_Food Preparation_Natural Gas_Broiler_E6_Baseline Forecast | Commercial | Miscellaneous (WA) | New | Food Preparation | Natural Gas | Broiler | E6 |  | Baseline Forecast | bar: 2019 to 2045
Commercial_Miscellaneous (WA)_New_Food Preparation_Natural Gas_Broiler_E7_Baseline Forecast | Commercial | Miscellaneous (WA) | New | Food Preparation | Natural Gas | Broiler | E7 |  | Baseline Forecast | bar: 2019 to 2045
Commercial_Miscellaneous (WA)_New_Food Preparation_Natural Gas_Broiler_E8_Baseline Forecast | Commercial | Miscellaneous (WA) | New | Food Preparation | Natural Gas | Broiler | E8 |  | Baseline Forecast | bar: 2019 to 2045
Commercial_Miscellaneous (WA)_New_Food Preparation_Natural Gas_Broiler_E9_Baseline Forecast | Commercial | Miscellaneous (WA) | New | Food Preparation | Natural Gas | Broiler | E9 |  | Baseline Forecast | bar: 2019 to 2045
Commercial_Miscellaneous (WA)_New_Food Preparation_Natural Gas_Broiler_E10_Baseline Forecast | Commercial | Miscellaneous (WA) | New | Food Preparation | Natural Gas | Broiler | E10 |  | Baseline Forecast | bar: 2019 to 2045
Commercial_Miscellaneous (WA)_New_Food Preparation_Natural Gas_Griddle_E1_Baseline Forecast | Commercial | Miscellaneous (WA) | New | Food Preparation | Natural Gas | Griddle | E1 | Standard | Baseline Forecast | 71% | 71% | 71% | 71% | 71% | 71% | 71% | 71% | 71% | 71% | 71% | 71% | 71% | 71% | 71% | 71% | 71% | 71% | 71% | 71% | 71% | 71% | 71% | 71% | 71% | 71% | 71%
Commercial_Miscellaneous (WA)_New_Food Preparation_Natural Gas_Griddle_E2_Baseline Forecast | Commercial | Miscellaneous (WA) | New | Food Preparation | Natural Gas | Griddle | E2 | ENERGY STAR | Baseline Forecast | 29% | 29% | 29% | 29% | 29% | 29% | 29% | 29% | 29% | 29% | 29% | 29% | 29% | 29% | 29% | 29% | 29% | 29% | 29% | 29% | 29% | 29% | 29% | 29% | 29% | 29% | 29%
Commercial_Miscellaneous (WA)_New_Food Preparation_Natural Gas_Griddle_E3_Baseline Forecast | Commercial | Miscellaneous (WA) | New | Food Preparation | Natural Gas | Griddle | E3 |  | Baseline Forecast | bar: 2019 to 2045
Commercial_Miscellaneous (WA)_New_Food Preparation_Natural Gas_Griddle_E4_Baseline Forecast | Commercial | Miscellaneous (WA) | New | Food Preparation | Natural Gas | Griddle | E4 |  | Baseline Forecast | bar: 2019 to 2045
Commercial_Miscellaneous (WA)_New_Food Preparation_Natural Gas_Griddle_E5_Baseline Forecast | Commercial | Miscellaneous (WA) | New | Food Preparation | Natural Gas | Griddle | E5 |  | Baseline Forecast | bar: 2019 to 2045
Commercial_Miscellaneous (WA)_New_Food Preparation_Natural Gas_Griddle_E6_Baseline Forecast | Commercial | Miscellaneous (WA) | New | Food Preparation | Natural Gas | Griddle | E6 |  | Baseline Forecast | bar: 2019 to 2045
Commercial_Miscellaneous (WA)_New_Food Preparation_Natural Gas_Griddle_E7_Baseline Forecast | Commercial | Miscellaneous (WA) | New | Food Preparation | Natural Gas | Griddle | E7 |  | Baseline Forecast | bar: 2019 to 2045
Commercial_Miscellaneous (WA)_New_Food Preparation_Natural Gas_Griddle_E8_Baseline Forecast | Commercial | Miscellaneous (WA) | New | Food Preparation | Natural Gas | Griddle | E8 |  | Baseline Forecast | bar: 2019 to 2045
Commercial_Miscellaneous (WA)_New_Food Preparation_Natural Gas_Griddle_E9_Baseline Forecast | Commercial | Miscellaneous (WA) | New | Food Preparation | Natural Gas | Griddle | E9 |  | Baseline Forecast | bar: 2019 to 2045
Commercial_Miscellaneous (WA)_New_Food Preparation_Natural Gas_Griddle_E10_Baseline Forecast | Commercial | Miscellaneous (WA) | New | Food Preparation | Natural Gas | Griddle | E10 |  | Baseline Forecast | bar: 2019 to 2045
Commercial_Miscellaneous (WA)_New_Food Preparation_Natural Gas_Range_E1_Baseline Forecast | Commercial | Miscellaneous (WA) | New | Food Preparation | Natural Gas | Range | E1 | Standard | Baseline Forecast | 41% | 41% | 41% | 41% | 41% | 41% | 41% | 41% | 41% | 41% | 41% | 41% | 41% | 41% | 41% | 41% | 41% | 41% | 41% | 41% | 41% | 41% | 41% | 41% | 41% | 41% | 41%
Commercial_Miscellaneous (WA)_New_Food Preparation_Natural Gas_Range_E2_Baseline Forecast | Commercial | Miscellaneous (WA) | New | Food Preparation | Natural Gas | Range | E2 | High Efficiency | Baseline Forecast | 59% | 59% | 59% | 59% | 59% | 59% | 59% | 59% | 59% | 59% | 59% | 59% | 59% | 59% | 59% | 59% | 59% | 59% | 59% | 59% | 59% | 59% | 59% | 59% | 59% | 59% | 59%
Commercial_Miscellaneous (WA)_New_Food Preparation_Natural Gas_Range_E3_Baseline Forecast | Commercial | Miscellaneous (WA) | New | Food Preparation | Natural Gas | Range | E3 |  | Baseline Forecast | bar: 2019 to 2045
Commercial_Miscellaneous (WA)_New_Food Preparation_Natural Gas_Range_E4_Baseline Forecast | Commercial | Miscellaneous (WA) | New | Food Preparation | Natural Gas | Range | E4 |  | Baseline Forecast | bar: 2019 to 2045
Commercial_Miscellaneous (WA)_New_Food Preparation_Natural Gas_Range_E5_Baseline Forecast | Commercial | Miscellaneous (WA) | New | Food Preparation | Natural Gas | Range | E5 |  | Baseline Forecast | bar: 2019 to 2045
Commercial_Miscellaneous (WA)_New_Food Preparation_Natural Gas_Range_E6_Baseline Forecast | Commercial | Miscellaneous (WA) | New | Food Preparation | Natural Gas | Range | E6 |  | Baseline Forecast | bar: 2019 to 2045
Commercial_Miscellaneous (WA)_New_Food Preparation_Natural Gas_Range_E7_Baseline Forecast | Commercial | Miscellaneous (WA) | New | Food Preparation | Natural Gas | Range | E7 |  | Baseline Forecast | bar: 2019 to 2045
Commercial_Miscellaneous (WA)_New_Food Preparation_Natural Gas_Range_E8_Baseline Forecast | Commercial | Miscellaneous (WA) | New | Food Preparation | Natural Gas | Range | E8 |  | Baseline Forecast | bar: 2019 to 2045
Commercial_Miscellaneous (WA)_New_Food Preparation_Natural Gas_Range_E9_Baseline Forecast | Commercial | Miscellaneous (WA) | New | Food Preparation | Natural Gas | Range | E9 |  | Baseline Forecast | bar: 2019 to 2045
Commercial_Miscellaneous (WA)_New_Food Preparation_Natural Gas_Range_E10_Baseline Forecast | Commercial | Miscellaneous (WA) | New | Food Preparation | Natural Gas | Range | E10 |  | Baseline Forecast | bar: 2019 to 2045
Commercial_Miscellaneous (WA)_New_Food Preparation_Natural Gas_Steamer_E1_Baseline Forecast | Commercial | Miscellaneous (WA) | New | Food Preparation | Natural Gas | Steamer | E1 | Standard | Baseline Forecast | 50% | 50% | 50% | 50% | 50% | 50% | 50% | 50% | 50% | 50% | 50% | 50% | 50% | 50% | 50% | 50% | 50% | 50% | 50% | 50% | 50% | 50% | 50% | 50% | 50% | 50% | 50%
Commercial_Miscellaneous (WA)_New_Food Preparation_Natural Gas_Steamer_E2_Baseline Forecast | Commercial | Miscellaneous (WA) | New | Food Preparation | Natural Gas | Steamer | E2 | ENERGY STAR | Baseline Forecast | 50% | 50% | 50% | 50% | 50% | 50% | 50% | 50% | 50% | 50% | 50% | 50% | 50% | 50% | 50% | 50% | 50% | 50% | 50% | 50% | 50% | 50% | 50% | 50% | 50% | 50% | 50%
Commercial_Miscellaneous (WA)_New_Food Preparation_Natural Gas_Steamer_E3_Baseline Forecast | Commercial | Miscellaneous (WA) | New | Food Preparation | Natural Gas | Steamer | E3 |  | Baseline Forecast | bar: 2019 to 2045
Commercial_Miscellaneous (WA)_New_Food Preparation_Natural Gas_Steamer_E4_Baseline Forecast | Commercial | Miscellaneous (WA) | New | Food Preparation | Natural Gas | Steamer | E4 |  | Baseline Forecast | bar: 2019 to 2045
Commercial_Miscellaneous (WA)_New_Food Preparation_Natural Gas_Steamer_E5_Baseline Forecast | Commercial | Miscellaneous (WA) | New | Food Preparation | Natural Gas | Steamer | E5 |  | Baseline Forecast | bar: 2019 to 2045
Commercial_Miscellaneous (WA)_New_Food Preparation_Natural Gas_Steamer_E6_Baseline Forecast | Commercial | Miscellaneous (WA) | New | Food Preparation | Natural Gas | Steamer | E6 |  | Baseline Forecast | bar: 2019 to 2045
Commercial_Miscellaneous (WA)_New_Food Preparation_Natural Gas_Steamer_E7_Baseline Forecast | Commercial | Miscellaneous (WA) | New | Food Preparation | Natural Gas | Steamer | E7 |  | Baseline Forecast | bar: 2019 to 2045
Commercial_Miscellaneous (WA)_New_Food Preparation_Natural Gas_Steamer_E8_Baseline Forecast | Commercial | Miscellaneous (WA) | New | Food Preparation | Natural Gas | Steamer | E8 |  | Baseline Forecast | bar: 2019 to 2045
Commercial_Miscellaneous (WA)_New_Food Preparation_Natural Gas_Steamer_E9_Baseline Forecast | Commercial | Miscellaneous (WA) | New | Food Preparation | Natural Gas | Steamer | E9 |  | Baseline Forecast | bar: 2019 to 2045
Commercial_Miscellaneous (WA)_New_Food Preparation_Natural Gas_Steamer_E10_Baseline Forecast | Commercial | Miscellaneous (WA) | New | Food Preparation | Natural Gas | Steamer | E10 |  | Baseline Forecast | bar: 2019 to 2045
Commercial_Miscellaneous (WA)_New_Food Preparation_Natural Gas_Food Prep Other_E1_Baseline Forecast | Commercial | Miscellaneous (WA) | New | Food Preparation | Natural Gas | Food Prep Other | E1 | Standard | Baseline Forecast | 74% | 74% | 74% | 74% | 74% | 74% | 74% | 74% | 74% | 74% | 74% | 74% | 74% | 74% | 74% | 74% | 74% | 74% | 74% | 74% | 74% | 74% | 74% | 74% | 74% | 74% | 74%
Commercial_Miscellaneous (WA)_New_Food Preparation_Natural Gas_Food Prep Other_E2_Baseline Forecast | Commercial | Miscellaneous (WA) | New | Food Preparation | Natural Gas | Food Prep Other | E2 | ENERGY STAR | Baseline Forecast | 26% | 26% | 26% | 26% | 26% | 26% | 26% | 26% | 26% | 26% | 26% | 26% | 26% | 26% | 26% | 26% | 26% | 26% | 26% | 26% | 26% | 26% | 26% | 26% | 26% | 26% | 26%
Commercial_Miscellaneous (WA)_New_Food Preparation_Natural Gas_Food Prep Other_E3_Baseline Forecast | Commercial | Miscellaneous (WA) | New | Food Preparation | Natural Gas | Food Prep Other | E3 |  | Baseline Forecast | bar: 2019 to 2045
Commercial_Miscellaneous (WA)_New_Food Preparation_Natural Gas_Food Prep Other_E4_Baseline Forecast | Commercial | Miscellaneous (WA) | New | Food Preparation | Natural Gas | Food Prep Other | E4 |  | Baseline Forecast | bar: 2019 to 2045
Commercial_Miscellaneous (WA)_New_Food Preparation_Natural Gas_Food Prep Other_E5_Baseline Forecast | Commercial | Miscellaneous (WA) | New | Food Preparation | Natural Gas | Food Prep Other | E5 |  | Baseline Forecast | bar: 2019 to 2045
Commercial_Miscellaneous (WA)_New_Food Preparation_Natural Gas_Food Prep Other_E6_Baseline Forecast | Commercial | Miscellaneous (WA) | New | Food Preparation | Natural Gas | Food Prep Other | E6 |  | Baseline Forecast | bar: 2019 to 2045
Commercial_Miscellaneous (WA)_New_Food Preparation_Natural Gas_Food Prep Other_E7_Baseline Forecast | Commercial | Miscellaneous (WA) | New | Food Preparation | Natural Gas | Food Prep Other | E7 |  | Baseline Forecast | bar: 2019 to 2045
Commercial_Miscellaneous (WA)_New_Food Preparation_Natural Gas_Food Prep Other_E8_Baseline Forecast | Commercial | Miscellaneous (WA) | New | Food Preparation | Natural Gas | Food Prep Other | E8 |  | Baseline Forecast | bar: 2019 to 2045
Commercial_Miscellaneous (WA)_New_Food Preparation_Natural Gas_Food Prep Other_E9_Baseline Forecast | Commercial | Miscellaneous (WA) | New | Food Preparation | Natural Gas | Food Prep Other | E9 |  | Baseline Forecast | bar: 2019 to 2045
Commercial_Miscellaneous (WA)_New_Food Preparation_Natural Gas_Food Prep Other_E10_Baseline Forecast | Commercial | Miscellaneous (WA) | New | Food Preparation | Natural Gas | Food Prep Other | E10 |  | Baseline Forecast | bar: 2019 to 2045
Commercial_Miscellaneous (WA)_New_Miscellaneous_Natural Gas_Pool Heater_E1_Baseline Forecast | Commercial | Miscellaneous (WA) | New | Miscellaneous | Natural Gas | Pool Heater | E1 | Standard (EF .82) | Baseline Forecast | 90% | 90% | 90% | 90% | 90% | 90% | 90% | 90% | 90% | 90% | 90% | 90% | 90% | 90% | 90% | 90% | 90% | 90% | 90% | 90% | 90% | 90% | 90% | 90% | 90% | 90% | 90%
Commercial_Miscellaneous (WA)_New_Miscellaneous_Natural Gas_Pool Heater_E2_Baseline Forecast | Commercial | Miscellaneous (WA) | New | Miscellaneous | Natural Gas | Pool Heater | E2 | Condensing (EF .90) | Baseline Forecast | 10% | 10% | 10% | 10% | 10% | 10% | 10% | 10% | 10% | 10% | 10% | 10% | 10% | 10% | 10% | 10% | 10% | 10% | 10% | 10% | 10% | 10% | 10% | 10% | 10% | 10% | 10%
Commercial_Miscellaneous (WA)_New_Miscellaneous_Natural Gas_Pool Heater_E3_Baseline Forecast | Commercial | Miscellaneous (WA) | New | Miscellaneous | Natural Gas | Pool Heater | E3 |  | Baseline Forecast | bar: 2019 to 2045
Commercial_Miscellaneous (WA)_New_Miscellaneous_Natural Gas_Pool Heater_E4_Baseline Forecast | Commercial | Miscellaneous (WA) | New | Miscellaneous | Natural Gas | Pool Heater | E4 |  | Baseline Forecast | bar: 2019 to 2045
Commercial_Miscellaneous (WA)_New_Miscellaneous_Natural Gas_Pool Heater_E5_Baseline Forecast | Commercial | Miscellaneous (WA) | New | Miscellaneous | Natural Gas | Pool Heater | E5 |  | Baseline Forecast | bar: 2019 to 2045
Commercial_Miscellaneous (WA)_New_Miscellaneous_Natural Gas_Pool Heater_E6_Baseline Forecast | Commercial | Miscellaneous (WA) | New | Miscellaneous | Natural Gas | Pool Heater | E6 |  | Baseline Forecast | bar: 2019 to 2045
Commercial_Miscellaneous (WA)_New_Miscellaneous_Natural Gas_Pool Heater_E7_Baseline Forecast | Commercial | Miscellaneous (WA) | New | Miscellaneous | Natural Gas | Pool Heater | E7 |  | Baseline Forecast | bar: 2019 to 2045
Commercial_Miscellaneous (WA)_New_Miscellaneous_Natural Gas_Pool Heater_E8_Baseline Forecast | Commercial | Miscellaneous (WA) | New | Miscellaneous | Natural Gas | Pool Heater | E8 |  | Baseline Forecast | bar: 2019 to 2045
Commercial_Miscellaneous (WA)_New_Miscellaneous_Natural Gas_Pool Heater_E9_Baseline Forecast | Commercial | Miscellaneous (WA) | New | Miscellaneous | Natural Gas | Pool Heater | E9 |  | Baseline Forecast | bar: 2019 to 2045
Commercial_Miscellaneous (WA)_New_Miscellaneous_Natural Gas_Pool Heater_E10_Baseline Forecast | Commercial | Miscellaneous (WA) | New | Miscellaneous | Natural Gas | Pool Heater | E10 |  | Baseline Forecast | bar: 2019 to 2045
Commercial_Miscellaneous (WA)_New_Miscellaneous_Natural Gas_Miscellaneous_E1_Baseline Forecast | Commercial | Miscellaneous (WA) | New | Miscellaneous | Natural Gas | Miscellaneous | E1 | Standard | Baseline Forecast | 100% | 100% | 100% | 100% | 100% | 100% | 100% | 100% | 100% | 100% | 100% | 100% | 100% | 100% | 100% | 100% | 100% | 100% | 100% | 100% | 100% | 100% | 100% | 100% | 100% | 100% | 100%
Commercial_Miscellaneous (WA)_New_Miscellaneous_Natural Gas_Miscellaneous_E2_Baseline Forecast | Commercial | Miscellaneous (WA) | New | Miscellaneous | Natural Gas | Miscellaneous | E2 |  | Baseline Forecast | bar: 2019 to 2045
Commercial_Miscellaneous (WA)_New_Miscellaneous_Natural Gas_Miscellaneous_E3_Baseline Forecast | Commercial | Miscellaneous (WA) | New | Miscellaneous | Natural Gas | Miscellaneous | E3 |  | Baseline Forecast | bar: 2019 to 2045
Commercial_Miscellaneous (WA)_New_Miscellaneous_Natural Gas_Miscellaneous_E4_Baseline Forecast | Commercial | Miscellaneous (WA) | New | Miscellaneous | Natural Gas | Miscellaneous | E4 |  | Baseline Forecast | bar: 2019 to 2045
Commercial_Miscellaneous (WA)_New_Miscellaneous_Natural Gas_Miscellaneous_E5_Baseline Forecast | Commercial | Miscellaneous (WA) | New | Miscellaneous | Natural Gas | Miscellaneous | E5 |  | Baseline Forecast | bar: 2019 to 2045
Commercial_Miscellaneous (WA)_New_Miscellaneous_Natural Gas_Miscellaneous_E6_Baseline Forecast | Commercial | Miscellaneous (WA) | New | Miscellaneous | Natural Gas | Miscellaneous | E6 |  | Baseline Forecast | bar: 2019 to 2045
Commercial_Miscellaneous (WA)_New_Miscellaneous_Natural Gas_Miscellaneous_E7_Baseline Forecast | Commercial | Miscellaneous (WA) | New | Miscellaneous | Natural Gas | Miscellaneous | E7 |  | Baseline Forecast | bar: 2019 to 2045
Commercial_Miscellaneous (WA)_New_Miscellaneous_Natural Gas_Miscellaneous_E8_Baseline Forecast | Commercial | Miscellaneous (WA) | New | Miscellaneous | Natural Gas | Miscellaneous | E8 |  | Baseline Forecast | bar: 2019 to 2045
Commercial_Miscellaneous (WA)_New_Miscellaneous_Natural Gas_Miscellaneous_E9_Baseline Forecast | Commercial | Miscellaneous (WA) | New | Miscellaneous | Natural Gas | Miscellaneous | E9 |  | Baseline Forecast | bar: 2019 to 2045
Commercial_Miscellaneous (WA)_New_Miscellaneous_Natural Gas_Miscellaneous_E10_Baseline Forecast | Commercial | Miscellaneous (WA) | New | Miscellaneous | Natural Gas | Miscellaneous | E10 |  | Baseline Forecast | bar: 2019 to 2045
Commercial_Office (ID)_Existing_Space Heating_Natural Gas_Furnace_E1_Baseline Forecast | Commercial | Office (ID) | Existing | Space Heating | Natural Gas | Furnace | E1 | AFUE 80% (Standard) | Baseline Forecast | 100% | 100% | 100% | 100% | 100% | 100% | 100% | 100% | 100% | 100% | 100% | 100% | 100% | 100% | 100% | 100% | 100% | 100% | 100% | 100% | 100% | 100% | 100% | 100% | 100% | 100% | 100%
Commercial_Office (ID)_Existing_Space Heating_Natural Gas_Furnace_E2_Baseline Forecast | Commercial | Office (ID) | Existing | Space Heating | Natural Gas | Furnace | E2 | AFUE 90% | Baseline Forecast | bar: 2019 to 2045
Commercial_Office (ID)_Existing_Space Heating_Natural Gas_Furnace_E3_Baseline Forecast | Commercial | Office (ID) | Existing | Space Heating | Natural Gas | Furnace | E3 | AFUE 96% | Baseline Forecast | bar: 2019 to 2045
Commercial_Office (ID)_Existing_Space Heating_Natural Gas_Furnace_E4_Baseline Forecast | Commercial | Office (ID) | Existing | Space Heating | Natural Gas | Furnace | E4 |  | Baseline Forecast | bar: 2019 to 2045
Commercial_Office (ID)_Existing_Space Heating_Natural Gas_Furnace_E5_Baseline Forecast | Commercial | Office (ID) | Existing | Space Heating | Natural Gas | Furnace | E5 |  | Baseline Forecast | bar: 2019 to 2045
Commercial_Office (ID)_Existing_Space Heating_Natural Gas_Furnace_E6_Baseline Forecast | Commercial | Office (ID) | Existing | Space Heating | Natural Gas | Furnace | E6 |  | Baseline Forecast | bar: 2019 to 2045
Commercial_Office (ID)_Existing_Space Heating_Natural Gas_Furnace_E7_Baseline Forecast | Commercial | Office (ID) | Existing | Space Heating | Natural Gas | Furnace | E7 |  | Baseline Forecast | bar: 2019 to 2045
Commercial_Office (ID)_Existing_Space Heating_Natural Gas_Furnace_E8_Baseline Forecast | Commercial | Office (ID) | Existing | Space Heating | Natural Gas | Furnace | E8 |  | Baseline Forecast | bar: 2019 to 2045
Commercial_Office (ID)_Existing_Space Heating_Natural Gas_Furnace_E9_Baseline Forecast | Commercial | Office (ID) | Existing | Space Heating | Natural Gas | Furnace | E9 |  | Baseline Forecast | bar: 2019 to 2045
Commercial_Office (ID)_Existing_Space Heating_Natural Gas_Furnace_E10_Baseline Forecast | Commercial | Office (ID) | Existing | Space Heating | Natural Gas | Furnace | E10 |  | Baseline Forecast | bar: 2019 to 2045
Commercial_Office (ID)_Existing_Space Heating_Natural Gas_Boiler_E1_Baseline Forecast | Commercial | Office (ID) | Existing | Space Heating | Natural Gas | Boiler | E1 | AFUE 80% (Standard) | Baseline Forecast | 87.61% | 87.44% | 87.07% | 86.88% | 88.37% | 88.19% | 87.81% | 87.61% | 75.47% | 75.07% | 76.27% | 75.86% | 75.44% | 75% | 88.07% | 87.85% | 87.61% | 87.36% | 87.11% | 86.84% | 87.36% | 87.11% | 86.84% | 86.84% | 86.84% | 86.84% | 86.84%
Commercial_Office (ID)_Existing_Space Heating_Natural Gas_Boiler_E2_Baseline Forecast | Commercial | Office (ID) | Existing | Space Heating | Natural Gas | Boiler | E2 | AFUE 85% | Baseline Forecast | bar: 2019 to 2045
Commercial_Office (ID)_Existing_Space Heating_Natural Gas_Boiler_E3_Baseline Forecast | Commercial | Office (ID) | Existing | Space Heating | Natural Gas | Boiler | E3 | AFUE 97% | Baseline Forecast | 12.39% | 12.56% | 12.93% | 13.12% | 11.63% | 11.81% | 12.19% | 12.39% | 24.53% | 24.93% | 23.73% | 24.14% | 24.56% | 25% | 11.93% | 12.15% | 12.39% | 12.64% | 12.89% | 13.16% | 12.64% | 12.89% | 13.16% | 13.16% | 13.16% | 13.16% | 13.16%
Commercial_Office (ID)_Existing_Space Heating_Natural Gas_Boiler_E4_Baseline Forecast | Commercial | Office (ID) | Existing | Space Heating | Natural Gas | Boiler | E4 | Convert to NG Air Source Heat Pump | Baseline Forecast | bar: 2019 to 2045
Commercial_Office (ID)_Existing_Space Heating_Natural Gas_Boiler_E5_Baseline Forecast | Commercial | Office (ID) | Existing | Space Heating | Natural Gas | Boiler | E5 |  | Baseline Forecast | bar: 2019 to 2045
Commercial_Office (ID)_Existing_Space Heating_Natural Gas_Boiler_E6_Baseline Forecast | Commercial | Office (ID) | Existing | Space Heating | Natural Gas | Boiler | E6 |  | Baseline Forecast | bar: 2019 to 2045
Commercial_Office (ID)_Existing_Space Heating_Natural Gas_Boiler_E7_Baseline Forecast | Commercial | Office (ID) | Existing | Space Heating | Natural Gas | Boiler | E7 |  | Baseline Forecast | bar: 2019 to 2045
Commercial_Office (ID)_Existing_Space Heating_Natural Gas_Boiler_E8_Baseline Forecast | Commercial | Office (ID) | Existing | Space Heating | Natural Gas | Boiler | E8 |  | Baseline Forecast | bar: 2019 to 2045
Commercial_Office (ID)_Existing_Space Heating_Natural Gas_Boiler_E9_Baseline Forecast | Commercial | Office (ID) | Existing | Space Heating | Natural Gas | Boiler | E9 |  | Baseline Forecast | bar: 2019 to 2045
Commercial_Office (ID)_Existing_Space Heating_Natural Gas_Boiler_E10_Baseline Forecast | Commercial | Office (ID) | Existing | Space Heating | Natural Gas | Boiler | E10 |  | Baseline Forecast | bar: 2019 to 2045
Commercial_Office (ID)_Existing_Space Heating_Natural Gas_Unit Heater_E1_Baseline Forecast | Commercial | Office (ID) | Existing | Space Heating | Natural Gas | Unit Heater | E1 | Standard | Baseline Forecast | 100% | 100% | 100% | 100% | 100% | 100% | 100% | 100% | 100% | 100% | 100% | 100% | 100% | 100% | 100% | 100% | 100% | 100% | 100% | 100% | 100% | 100% | 100% | 100% | 100% | 100% | 100%
Commercial_Office (ID)_Existing_Space Heating_Natural Gas_Unit Heater_E2_Baseline Forecast | Commercial | Office (ID) | Existing | Space Heating | Natural Gas | Unit Heater | E2 | Condensing | Baseline Forecast | bar: 2019 to 2045
Commercial_Office (ID)_Existing_Space Heating_Natural Gas_Unit Heater_E3_Baseline Forecast | Commercial | Office (ID) | Existing | Space Heating | Natural Gas | Unit Heater | E3 | Infrared Radiant | Baseline Forecast | bar: 2019 to 2045
Commercial_Office (ID)_Existing_Space Heating_Natural Gas_Unit Heater_E4_Baseline Forecast | Commercial | Office (ID) | Existing | Space Heating | Natural Gas | Unit Heater | E4 |  | Baseline Forecast | bar: 2019 to 2045
Commercial_Office (ID)_Existing_Space Heating_Natural Gas_Unit Heater_E5_Baseline Forecast | Commercial | Office (ID) | Existing | Space Heating | Natural Gas | Unit Heater | E5 |  | Baseline Forecast | bar: 2019 to 2045
Commercial_Office (ID)_Existing_Space Heating_Natural Gas_Unit Heater_E6_Baseline Forecast | Commercial | Office (ID) | Existing | Space Heating | Natural Gas | Unit Heater | E6 |  | Baseline Forecast | bar: 2019 to 2045
Commercial_Office (ID)_Existing_Space Heating_Natural Gas_Unit Heater_E7_Baseline Forecast | Commercial | Office (ID) | Existing | Space Heating | Natural Gas | Unit Heater | E7 |  | Baseline Forecast | bar: 2019 to 2045
Commercial_Office (ID)_Existing_Space Heating_Natural Gas_Unit Heater_E8_Baseline Forecast | Commercial | Office (ID) | Existing | Space Heating | Natural Gas | Unit Heater | E8 |  | Baseline Forecast | bar: 2019 to 2045
Commercial_Office (ID)_Existing_Space Heating_Natural Gas_Unit Heater_E9_Baseline Forecast | Commercial | Office (ID) | Existing | Space Heating | Natural Gas | Unit Heater | E9 |  | Baseline Forecast | bar: 2019 to 2045
Commercial_Office (ID)_Existing_Space Heating_Natural Gas_Unit Heater_E10_Baseline Forecast | Commercial | Office (ID) | Existing | Space Heating | Natural Gas | Unit Heater | E10 |  | Baseline Forecast | bar: 2019 to 2045
Commercial_Office (ID)_Existing_Water Heating_Natural Gas_Water Heater_E1_Baseline Forecast | Commercial | Office (ID) | Existing | Water Heating | Natural Gas | Water Heater | E1 | TE 0.80 | Baseline Forecast | 47% | 47% | 47% | 47% | 47% | 47% | 47% | 47% | 47% | 47% | 47% | 47% | 47% | 47% | 47% | 47% | 47% | 47% | 47% | 47% | 47% | 47% | 47% | 47% | 47% | 47% | 47%
Commercial_Office (ID)_Existing_Water Heating_Natural Gas_Water Heater_E2_Baseline Forecast | Commercial | Office (ID) | Existing | Water Heating | Natural Gas | Water Heater | E2 | TE 0.90 | Baseline Forecast | bar: 2019 to 2045
Commercial_Office (ID)_Existing_Water Heating_Natural Gas_Water Heater_E3_Baseline Forecast | Commercial | Office (ID) | Existing | Water Heating | Natural Gas | Water Heater | E3 | TE 0.94 | Baseline Forecast | 53% | 53% | 53% | 53% | 53% | 53% | 53% | 53% | 53% | 53% | 53% | 53% | 53% | 53% | 53% | 53% | 53% | 53% | 53% | 53% | 53% | 53% | 53% | 53% | 53% | 53% | 53%
Commercial_Office (ID)_Existing_Water Heating_Natural Gas_Water Heater_E4_Baseline Forecast | Commercial | Office (ID) | Existing | Water Heating | Natural Gas | Water Heater | E4 | Instantaneous TE 0.94 | Baseline Forecast | bar: 2019 to 2045
Commercial_Office (ID)_Existing_Water Heating_Natural Gas_Water Heater_E5_Baseline Forecast | Commercial | Office (ID) | Existing | Water Heating | Natural Gas | Water Heater | E5 | Gas-Fired Absorption HPWH | Baseline Forecast | bar: 2019 to 2045
Commercial_Office (ID)_Existing_Water Heating_Natural Gas_Water Heater_E6_Baseline Forecast | Commercial | Office (ID) | Existing | Water Heating | Natural Gas | Water Heater | E6 |  | Baseline Forecast | bar: 2019 to 2045
Commercial_Office (ID)_Existing_Water Heating_Natural Gas_Water Heater_E7_Baseline Forecast | Commercial | Office (ID) | Existing | Water Heating | Natural Gas | Water Heater | E7 |  | Baseline Forecast | bar: 2019 to 2045
Commercial_Office (ID)_Existing_Water Heating_Natural Gas_Water Heater_E8_Baseline Forecast | Commercial | Office (ID) | Existing | Water Heating | Natural Gas | Water Heater | E8 |  | Baseline Forecast | bar: 2019 to 2045
Commercial_Office (ID)_Existing_Water Heating_Natural Gas_Water Heater_E9_Baseline Forecast | Commercial | Office (ID) | Existing | Water Heating | Natural Gas | Water Heater | E9 |  | Baseline Forecast | bar: 2019 to 2045
Commercial_Office (ID)_Existing_Water Heating_Natural Gas_Water Heater_E10_Baseline Forecast | Commercial | Office (ID) | Existing | Water Heating | Natural Gas | Water Heater | E10 |  | Baseline Forecast | bar: 2019 to 2045
Commercial_Office (ID)_Existing_Food Preparation_Natural Gas_Oven_E1_Baseline Forecast | Commercial | Office (ID) | Existing | Food Preparation | Natural Gas | Oven | E1 | Standard | Baseline Forecast | 41% | 41% | 41% | 41% | 41% | 41% | 41% | 41% | 41% | 41% | 41% | 41% | 41% | 41% | 41% | 41% | 41% | 41% | 41% | 41% | 41% | 41% | 41% | 41% | 41% | 41% | 41%
Commercial_Office (ID)_Existing_Food Preparation_Natural Gas_Oven_E2_Baseline Forecast | Commercial | Office (ID) | Existing | Food Preparation | Natural Gas | Oven | E2 | ENERGY STAR (>42% Baking Efficiency) | Baseline Forecast | 59% | 59% | 59% | 59% | 59% | 59% | 59% | 59% | 59% | 59% | 59% | 59% | 59% | 59% | 59% | 59% | 59% | 59% | 59% | 59% | 59% | 59% | 59% | 59% | 59% | 59% | 59%
Commercial_Office (ID)_Existing_Food Preparation_Natural Gas_Oven_E3_Baseline Forecast | Commercial | Office (ID) | Existing | Food Preparation | Natural Gas | Oven | E3 |  | Baseline Forecast | bar: 2019 to 2045
Commercial_Office (ID)_Existing_Food Preparation_Natural Gas_Oven_E4_Baseline Forecast | Commercial | Office (ID) | Existing | Food Preparation | Natural Gas | Oven | E4 |  | Baseline Forecast | bar: 2019 to 2045
Commercial_Office (ID)_Existing_Food Preparation_Natural Gas_Oven_E5_Baseline Forecast | Commercial | Office (ID) | Existing | Food Preparation | Natural Gas | Oven | E5 |  | Baseline Forecast | bar: 2019 to 2045
Commercial_Office (ID)_Existing_Food Preparation_Natural Gas_Oven_E6_Baseline Forecast | Commercial | Office (ID) | Existing | Food Preparation | Natural Gas | Oven | E6 |  | Baseline Forecast | bar: 2019 to 2045
Commercial_Office (ID)_Existing_Food Preparation_Natural Gas_Oven_E7_Baseline Forecast | Commercial | Office (ID) | Existing | Food Preparation | Natural Gas | Oven | E7 |  | Baseline Forecast | bar: 2019 to 2045
Commercial_Office (ID)_Existing_Food Preparation_Natural Gas_Oven_E8_Baseline Forecast | Commercial | Office (ID) | Existing | Food Preparation | Natural Gas | Oven | E8 |  | Baseline Forecast | bar: 2019 to 2045
Commercial_Office (ID)_Existing_Food Preparation_Natural Gas_Oven_E9_Baseline Forecast | Commercial | Office (ID) | Existing | Food Preparation | Natural Gas | Oven | E9 |  | Baseline Forecast | bar: 2019 to 2045
Commercial_Office (ID)_Existing_Food Preparation_Natural Gas_Oven_E10_Baseline Forecast | Commercial | Office (ID) | Existing | Food Preparation | Natural Gas | Oven | E10 |  | Baseline Forecast | bar: 2019 to 2045
Commercial_Office (ID)_Existing_Food Preparation_Natural Gas_Conveyor Oven_E1_Baseline Forecast | Commercial | Office (ID) | Existing | Food Preparation | Natural Gas | Conveyor Oven | E1 | Standard | Baseline Forecast | 41% | 41% | 41% | 41% | 41% | 41% | 41% | 41% | 41% | 41% | 41% | 41% | 41% | 41% | 41% | 41% | 41% | 41% | 41% | 41% | 41% | 41% | 41% | 41% | 41% | 41% | 41%
Commercial_Office (ID)_Existing_Food Preparation_Natural Gas_Conveyor Oven_E2_Baseline Forecast | Commercial | Office (ID) | Existing | Food Preparation | Natural Gas | Conveyor Oven | E2 | ENERGY STAR (>42% Baking Efficiency) | Baseline Forecast | 59% | 59% | 59% | 59% | 59% | 59% | 59% | 59% | 59% | 59% | 59% | 59% | 59% | 59% | 59% | 59% | 59% | 59% | 59% | 59% | 59% | 59% | 59% | 59% | 59% | 59% | 59%
Commercial_Office (ID)_Existing_Food Preparation_Natural Gas_Conveyor Oven_E3_Baseline Forecast | Commercial | Office (ID) | Existing | Food Preparation | Natural Gas | Conveyor Oven | E3 |  | Baseline Forecast | bar: 2019 to 2045
Commercial_Office (ID)_Existing_Food Preparation_Natural Gas_Conveyor Oven_E4_Baseline Forecast | Commercial | Office (ID) | Existing | Food Preparation | Natural Gas | Conveyor Oven | E4 |  | Baseline Forecast | bar: 2019 to 2045
Commercial_Office (ID)_Existing_Food Preparation_Natural Gas_Conveyor Oven_E5_Baseline Forecast | Commercial | Office (ID) | Existing | Food Preparation | Natural Gas | Conveyor Oven | E5 |  | Baseline Forecast | bar: 2019 to 2045
Commercial_Office (ID)_Existing_Food Preparation_Natural Gas_Conveyor Oven_E6_Baseline Forecast | Commercial | Office (ID) | Existing | Food Preparation | Natural Gas | Conveyor Oven | E6 |  | Baseline Forecast | bar: 2019 to 2045
Commercial_Office (ID)_Existing_Food Preparation_Natural Gas_Conveyor Oven_E7_Baseline Forecast | Commercial | Office (ID) | Existing | Food Preparation | Natural Gas | Conveyor Oven | E7 |  | Baseline Forecast | bar: 2019 to 2045
Commercial_Office (ID)_Existing_Food Preparation_Natural Gas_Conveyor Oven_E8_Baseline Forecast | Commercial | Office (ID) | Existing | Food Preparation | Natural Gas | Conveyor Oven | E8 |  | Baseline Forecast | bar: 2019 to 2045
Commercial_Office (ID)_Existing_Food Preparation_Natural Gas_Conveyor Oven_E9_Baseline Forecast | Commercial | Office (ID) | Existing | Food Preparation | Natural Gas | Conveyor Oven | E9 |  | Baseline Forecast | bar: 2019 to 2045
Commercial_Office (ID)_Existing_Food Preparation_Natural Gas_Conveyor Oven_E10_Baseline Forecast | Commercial | Office (ID) | Existing | Food Preparation | Natural Gas | Conveyor Oven | E10 |  | Baseline Forecast | bar: 2019 to 2045
Commercial_Office (ID)_Existing_Food Preparation_Natural Gas_Double Rack Oven_E1_Baseline Forecast | Commercial | Office (ID) | Existing | Food Preparation | Natural Gas | Double Rack Oven | E1 | Standard | Baseline Forecast | 41% | 41% | 41% | 41% | 41% | 41% | 41% | 41% | 41% | 41% | 41% | 41% | 41% | 41% | 41% | 41% | 41% | 41% | 41% | 41% | 41% | 41% | 41% | 41% | 41% | 41% | 41%
Commercial_Office (ID)_Existing_Food Preparation_Natural Gas_Double Rack Oven_E2_Baseline Forecast | Commercial | Office (ID) | Existing | Food Preparation | Natural Gas | Double Rack Oven | E2 | FTSC Qualified (>50% Cooking Efficiency) | Baseline Forecast | 59% | 59% | 59% | 59% | 59% | 59% | 59% | 59% | 59% | 59% | 59% | 59% | 59% | 59% | 59% | 59% | 59% | 59% | 59% | 59% | 59% | 59% | 59% | 59% | 59% | 59% | 59%
Commercial_Office (ID)_Existing_Food Preparation_Natural Gas_Double Rack Oven_E3_Baseline Forecast | Commercial | Office (ID) | Existing | Food Preparation | Natural Gas | Double Rack Oven | E3 |  | Baseline Forecast | bar: 2019 to 2045
Commercial_Office (ID)_Existing_Food Preparation_Natural Gas_Double Rack Oven_E4_Baseline Forecast | Commercial | Office (ID) | Existing | Food Preparation | Natural Gas | Double Rack Oven | E4 |  | Baseline Forecast | bar: 2019 to 2045
Commercial_Office (ID)_Existing_Food Preparation_Natural Gas_Double Rack Oven_E5_Baseline Forecast | Commercial | Office (ID) | Existing | Food Preparation | Natural Gas | Double Rack Oven | E5 |  | Baseline Forecast | bar: 2019 to 2045
Commercial_Office (ID)_Existing_Food Preparation_Natural Gas_Double Rack Oven_E6_Baseline Forecast | Commercial | Office (ID) | Existing | Food Preparation | Natural Gas | Double Rack Oven | E6 |  | Baseline Forecast | bar: 2019 to 2045
Commercial_Office (ID)_Existing_Food Preparation_Natural Gas_Double Rack Oven_E7_Baseline Forecast | Commercial | Office (ID) | Existing | Food Preparation | Natural Gas | Double Rack Oven | E7 |  | Baseline Forecast | bar: 2019 to 2045
Commercial_Office (ID)_Existing_Food Preparation_Natural Gas_Double Rack Oven_E8_Baseline Forecast | Commercial | Office (ID) | Existing | Food Preparation | Natural Gas | Double Rack Oven | E8 |  | Baseline Forecast | bar: 2019 to 2045
Commercial_Office (ID)_Existing_Food Preparation_Natural Gas_Double Rack Oven_E9_Baseline Forecast | Commercial | Office (ID) | Existing | Food Preparation | Natural Gas | Double Rack Oven | E9 |  | Baseline Forecast | bar: 2019 to 2045
Commercial_Office (ID)_Existing_Food Preparation_Natural Gas_Double Rack Oven_E10_Baseline Forecast | Commercial | Office (ID) | Existing | Food Preparation | Natural Gas | Double Rack Oven | E10 |  | Baseline Forecast | bar: 2019 to 2045
Commercial_Office (ID)_Existing_Food Preparation_Natural Gas_Fryer_E1_Baseline Forecast | Commercial | Office (ID) | Existing | Food Preparation | Natural Gas | Fryer | E1 | Standard | Baseline Forecast | 74% | 74% | 74% | 74% | 74% | 74% | 74% | 74% | 74% | 74% | 74% | 74% | 74% | 74% | 74% | 74% | 74% | 74% | 74% | 74% | 74% | 74% | 74% | 74% | 74% | 74% | 74%
Commercial_Office (ID)_Existing_Food Preparation_Natural Gas_Fryer_E2_Baseline Forecast | Commercial | Office (ID) | Existing | Food Preparation | Natural Gas | Fryer | E2 | ENERGY STAR | Baseline Forecast | 26% | 26% | 26% | 26% | 26% | 26% | 26% | 26% | 26% | 26% | 26% | 26% | 26% | 26% | 26% | 26% | 26% | 26% | 26% | 26% | 26% | 26% | 26% | 26% | 26% | 26% | 26%
Commercial_Office (ID)_Existing_Food Preparation_Natural Gas_Fryer_E3_Baseline Forecast | Commercial | Office (ID) | Existing | Food Preparation | Natural Gas | Fryer | E3 |  | Baseline Forecast | bar: 2019 to 2045
Commercial_Office (ID)_Existing_Food Preparation_Natural Gas_Fryer_E4_Baseline Forecast | Commercial | Office (ID) | Existing | Food Preparation | Natural Gas | Fryer | E4 |  | Baseline Forecast | bar: 2019 to 2045
Commercial_Office (ID)_Existing_Food Preparation_Natural Gas_Fryer_E5_Baseline Forecast | Commercial | Office (ID) | Existing | Food Preparation | Natural Gas | Fryer | E5 |  | Baseline Forecast | bar: 2019 to 2045
Commercial_Office (ID)_Existing_Food Preparation_Natural Gas_Fryer_E6_Baseline Forecast | Commercial | Office (ID) | Existing | Food Preparation | Natural Gas | Fryer | E6 |  | Baseline Forecast | bar: 2019 to 2045
Commercial_Office (ID)_Existing_Food Preparation_Natural Gas_Fryer_E7_Baseline Forecast | Commercial | Office (ID) | Existing | Food Preparation | Natural Gas | Fryer | E7 |  | Baseline Forecast | bar: 2019 to 2045
Commercial_Office (ID)_Existing_Food Preparation_Natural Gas_Fryer_E8_Baseline Forecast | Commercial | Office (ID) | Existing | Food Preparation | Natural Gas | Fryer | E8 |  | Baseline Forecast | bar: 2019 to 2045
Commercial_Office (ID)_Existing_Food Preparation_Natural Gas_Fryer_E9_Baseline Forecast | Commercial | Office (ID) | Existing | Food Preparation | Natural Gas | Fryer | E9 |  | Baseline Forecast | bar: 2019 to 2045
Commercial_Office (ID)_Existing_Food Preparation_Natural Gas_Fryer_E10_Baseline Forecast | Commercial | Office (ID) | Existing | Food Preparation | Natural Gas | Fryer | E10 |  | Baseline Forecast | bar: 2019 to 2045
Commercial_Office (ID)_Existing_Food Preparation_Natural Gas_Broiler_E1_Baseline Forecast | Commercial | Office (ID) | Existing | Food Preparation | Natural Gas | Broiler | E1 | Standard | Baseline Forecast | 74% | 74% | 74% | 74% | 74% | 74% | 74% | 74% | 74% | 74% | 74% | 74% | 74% | 74% | 74% | 74% | 74% | 74% | 74% | 74% | 74% | 74% | 74% | 74% | 74% | 74% | 74%
Commercial_Office (ID)_Existing_Food Preparation_Natural Gas_Broiler_E2_Baseline Forecast | Commercial | Office (ID) | Existing | Food Preparation | Natural Gas | Broiler | E2 | Infrared Burners | Baseline Forecast | 26% | 26% | 26% | 26% | 26% | 26% | 26% | 26% | 26% | 26% | 26% | 26% | 26% | 26% | 26% | 26% | 26% | 26% | 26% | 26% | 26% | 26% | 26% | 26% | 26% | 26% | 26%
Commercial_Office (ID)_Existing_Food Preparation_Natural Gas_Broiler_E3_Baseline Forecast | Commercial | Office (ID) | Existing | Food Preparation | Natural Gas | Broiler | E3 |  | Baseline Forecast | bar: 2019 to 2045
Commercial_Office (ID)_Existing_Food Preparation_Natural Gas_Broiler_E4_Baseline Forecast | Commercial | Office (ID) | Existing | Food Preparation | Natural Gas | Broiler | E4 |  | Baseline Forecast | bar: 2019 to 2045
Commercial_Office (ID)_Existing_Food Preparation_Natural Gas_Broiler_E5_Baseline Forecast | Commercial | Office (ID) | Existing | Food Preparation | Natural Gas | Broiler | E5 |  | Baseline Forecast | bar: 2019 to 2045
Commercial_Office (ID)_Existing_Food Preparation_Natural Gas_Broiler_E6_Baseline Forecast | Commercial | Office (ID) | Existing | Food Preparation | Natural Gas | Broiler | E6 |  | Baseline Forecast | bar: 2019 to 2045
Commercial_Office (ID)_Existing_Food Preparation_Natural Gas_Broiler_E7_Baseline Forecast | Commercial | Office (ID) | Existing | Food Preparation | Natural Gas | Broiler | E7 |  | Baseline Forecast | bar: 2019 to 2045
Commercial_Office (ID)_Existing_Food Preparation_Natural Gas_Broiler_E8_Baseline Forecast | Commercial | Office (ID) | Existing | Food Preparation | Natural Gas | Broiler | E8 |  | Baseline Forecast | bar: 2019 to 2045
Commercial_Office (ID)_Existing_Food Preparation_Natural Gas_Broiler_E9_Baseline Forecast | Commercial | Office (ID) | Existing | Food Preparation | Natural Gas | Broiler | E9 |  | Baseline Forecast | bar: 2019 to 2045
Commercial_Office (ID)_Existing_Food Preparation_Natural Gas_Broiler_E10_Baseline Forecast | Commercial | Office (ID) | Existing | Food Preparation | Natural Gas | Broiler | E10 |  | Baseline Forecast | bar: 2019 to 2045
Commercial_Office (ID)_Existing_Food Preparation_Natural Gas_Griddle_E1_Baseline Forecast | Commercial | Office (ID) | Existing | Food Preparation | Natural Gas | Griddle | E1 | Standard | Baseline Forecast | 71% | 71% | 71% | 71% | 71% | 71% | 71% | 71% | 71% | 71% | 71% | 71% | 71% | 71% | 71% | 71% | 71% | 71% | 71% | 71% | 71% | 71% | 71% | 71% | 71% | 71% | 71%
Commercial_Office (ID)_Existing_Food Preparation_Natural Gas_Griddle_E2_Baseline Forecast | Commercial | Office (ID) | Existing | Food Preparation | Natural Gas | Griddle | E2 | ENERGY STAR | Baseline Forecast | 29% | 29% | 29% | 29% | 29% | 29% | 29% | 29% | 29% | 29% | 29% | 29% | 29% | 29% | 29% | 29% | 29% | 29% | 29% | 29% | 29% | 29% | 29% | 29% | 29% | 29% | 29%
Commercial_Office (ID)_Existing_Food Preparation_Natural Gas_Griddle_E3_Baseline Forecast | Commercial | Office (ID) | Existing | Food Preparation | Natural Gas | Griddle | E3 |  | Baseline Forecast | bar: 2019 to 2045
Commercial_Office (ID)_Existing_Food Preparation_Natural Gas_Griddle_E4_Baseline Forecast | Commercial | Office (ID) | Existing | Food Preparation | Natural Gas | Griddle | E4 |  | Baseline Forecast | bar: 2019 to 2045
Commercial_Office (ID)_Existing_Food Preparation_Natural Gas_Griddle_E5_Baseline Forecast | Commercial | Office (ID) | Existing | Food Preparation | Natural Gas | Griddle | E5 |  | Baseline Forecast | bar: 2019 to 2045
Commercial_Office (ID)_Existing_Food Preparation_Natural Gas_Griddle_E6_Baseline Forecast | Commercial | Office (ID) | Existing | Food Preparation | Natural Gas | Griddle | E6 |  | Baseline Forecast | bar: 2019 to 2045
Commercial_Office (ID)_Existing_Food Preparation_Natural Gas_Griddle_E7_Baseline Forecast | Commercial | Office (ID) | Existing | Food Preparation | Natural Gas | Griddle | E7 |  | Baseline Forecast | bar: 2019 to 2045
Commercial_Office (ID)_Existing_Food Preparation_Natural Gas_Griddle_E8_Baseline Forecast | Commercial | Office (ID) | Existing | Food Preparation | Natural Gas | Griddle | E8 |  | Baseline Forecast | bar: 2019 to 2045
Commercial_Office (ID)_Existing_Food Preparation_Natural Gas_Griddle_E9_Baseline Forecast | Commercial | Office (ID) | Existing | Food Preparation | Natural Gas | Griddle | E9 |  | Baseline Forecast | bar: 2019 to 2045
Commercial_Office (ID)_Existing_Food Preparation_Natural Gas_Griddle_E10_Baseline Forecast | Commercial | Office (ID) | Existing | Food Preparation | Natural Gas | Griddle | E10 |  | Baseline Forecast | bar: 2019 to 2045
Commercial_Office (ID)_Existing_Food Preparation_Natural Gas_Range_E1_Baseline Forecast | Commercial | Office (ID) | Existing | Food Preparation | Natural Gas | Range | E1 | Standard | Baseline Forecast | 41% | 41% | 41% | 41% | 41% | 41% | 41% | 41% | 41% | 41% | 41% | 41% | 41% | 41% | 41% | 41% | 41% | 41% | 41% | 41% | 41% | 41% | 41% | 41% | 41% | 41% | 41%
Commercial_Office (ID)_Existing_Food Preparation_Natural Gas_Range_E2_Baseline Forecast | Commercial | Office (ID) | Existing | Food Preparation | Natural Gas | Range | E2 | High Efficiency | Baseline Forecast | 59% | 59% | 59% | 59% | 59% | 59% | 59% | 59% | 59% | 59% | 59% | 59% | 59% | 59% | 59% | 59% | 59% | 59% | 59% | 59% | 59% | 59% | 59% | 59% | 59% | 59% | 59%
Commercial_Office (ID)_Existing_Food Preparation_Natural Gas_Range_E3_Baseline Forecast | Commercial | Office (ID) | Existing | Food Preparation | Natural Gas | Range | E3 |  | Baseline Forecast | bar: 2019 to 2045
Commercial_Office (ID)_Existing_Food Preparation_Natural Gas_Range_E4_Baseline Forecast | Commercial | Office (ID) | Existing | Food Preparation | Natural Gas | Range | E4 |  | Baseline Forecast | bar: 2019 to 2045
Commercial_Office (ID)_Existing_Food Preparation_Natural Gas_Range_E5_Baseline Forecast | Commercial | Office (ID) | Existing | Food Preparation | Natural Gas | Range | E5 |  | Baseline Forecast | bar: 2019 to 2045
Commercial_Office (ID)_Existing_Food Preparation_Natural Gas_Range_E6_Baseline Forecast | Commercial | Office (ID) | Existing | Food Preparation | Natural Gas | Range | E6 |  | Baseline Forecast | bar: 2019 to 2045
Commercial_Office (ID)_Existing_Food Preparation_Natural Gas_Range_E7_Baseline Forecast | Commercial | Office (ID) | Existing | Food Preparation | Natural Gas | Range | E7 |  | Baseline Forecast | bar: 2019 to 2045
Commercial_Office (ID)_Existing_Food Preparation_Natural Gas_Range_E8_Baseline Forecast | Commercial | Office (ID) | Existing | Food Preparation | Natural Gas | Range | E8 |  | Baseline Forecast | bar: 2019 to 2045
Commercial_Office (ID)_Existing_Food Preparation_Natural Gas_Range_E9_Baseline Forecast | Commercial | Office (ID) | Existing | Food Preparation | Natural Gas | Range | E9 |  | Baseline Forecast | bar: 2019 to 2045
Commercial_Office (ID)_Existing_Food Preparation_Natural Gas_Range_E10_Baseline Forecast | Commercial | Office (ID) | Existing | Food Preparation | Natural Gas | Range | E10 |  | Baseline Forecast | bar: 2019 to 2045
Commercial_Office (ID)_Existing_Food Preparation_Natural Gas_Steamer_E1_Baseline Forecast | Commercial | Office (ID) | Existing | Food Preparation | Natural Gas | Steamer | E1 | Standard | Baseline Forecast | 50% | 50% | 50% | 50% | 50% | 50% | 50% | 50% | 50% | 50% | 50% | 50% | 50% | 50% | 50% | 50% | 50% | 50% | 50% | 50% | 50% | 50% | 50% | 50% | 50% | 50% | 50%
Commercial_Office (ID)_Existing_Food Preparation_Natural Gas_Steamer_E2_Baseline Forecast | Commercial | Office (ID) | Existing | Food Preparation | Natural Gas | Steamer | E2 | ENERGY STAR | Baseline Forecast | 50% | 50% | 50% | 50% | 50% | 50% | 50% | 50% | 50% | 50% | 50% | 50% | 50% | 50% | 50% | 50% | 50% | 50% | 50% | 50% | 50% | 50% | 50% | 50% | 50% | 50% | 50%
Commercial_Office (ID)_Existing_Food Preparation_Natural Gas_Steamer_E3_Baseline Forecast | Commercial | Office (ID) | Existing | Food Preparation | Natural Gas | Steamer | E3 |  | Baseline Forecast | bar: 2019 to 2045
Commercial_Office (ID)_Existing_Food Preparation_Natural Gas_Steamer_E4_Baseline Forecast | Commercial | Office (ID) | Existing | Food Preparation | Natural Gas | Steamer | E4 |  | Baseline Forecast | bar: 2019 to 2045
Commercial_Office (ID)_Existing_Food Preparation_Natural Gas_Steamer_E5_Baseline Forecast | Commercial | Office (ID) | Existing | Food Preparation | Natural Gas | Steamer | E5 |  | Baseline Forecast | bar: 2019 to 2045
Commercial_Office (ID)_Existing_Food Preparation_Natural Gas_Steamer_E6_Baseline Forecast | Commercial | Office (ID) | Existing | Food Preparation | Natural Gas | Steamer | E6 |  | Baseline Forecast | bar: 2019 to 2045
Commercial_Office (ID)_Existing_Food Preparation_Natural Gas_Steamer_E7_Baseline Forecast | Commercial | Office (ID) | Existing | Food Preparation | Natural Gas | Steamer | E7 |  | Baseline Forecast | bar: 2019 to 2045
Commercial_Office (ID)_Existing_Food Preparation_Natural Gas_Steamer_E8_Baseline Forecast | Commercial | Office (ID) | Existing | Food Preparation | Natural Gas | Steamer | E8 |  | Baseline Forecast | bar: 2019 to 2045
Commercial_Office (ID)_Existing_Food Preparation_Natural Gas_Steamer_E9_Baseline Forecast | Commercial | Office (ID) | Existing | Food Preparation | Natural Gas | Steamer | E9 |  | Baseline Forecast | bar: 2019 to 2045
Commercial_Office (ID)_Existing_Food Preparation_Natural Gas_Steamer_E10_Baseline Forecast | Commercial | Office (ID) | Existing | Food Preparation | Natural Gas | Steamer | E10 |  | Baseline Forecast | bar: 2019 to 2045
Commercial_Office (ID)_Existing_Food Preparation_Natural Gas_Food Prep Other_E1_Baseline Forecast | Commercial | Office (ID) | Existing | Food Preparation | Natural Gas | Food Prep Other | E1 | Standard | Baseline Forecast | 74% | 74% | 74% | 74% | 74% | 74% | 74% | 74% | 74% | 74% | 74% | 74% | 74% | 74% | 74% | 74% | 74% | 74% | 74% | 74% | 74% | 74% | 74% | 74% | 74% | 74% | 74%
Commercial_Office (ID)_Existing_Food Preparation_Natural Gas_Food Prep Other_E2_Baseline Forecast | Commercial | Office (ID) | Existing | Food Preparation | Natural Gas | Food Prep Other | E2 | ENERGY STAR | Baseline Forecast | 26% | 26% | 26% | 26% | 26% | 26% | 26% | 26% | 26% | 26% | 26% | 26% | 26% | 26% | 26% | 26% | 26% | 26% | 26% | 26% | 26% | 26% | 26% | 26% | 26% | 26% | 26%
Commercial_Office (ID)_Existing_Food Preparation_Natural Gas_Food Prep Other_E3_Baseline Forecast | Commercial | Office (ID) | Existing | Food Preparation | Natural Gas | Food Prep Other | E3 |  | Baseline Forecast | bar: 2019 to 2045
Commercial_Office (ID)_Existing_Food Preparation_Natural Gas_Food Prep Other_E4_Baseline Forecast | Commercial | Office (ID) | Existing | Food Preparation | Natural Gas | Food Prep Other | E4 |  | Baseline Forecast | bar: 2019 to 2045
Commercial_Office (ID)_Existing_Food Preparation_Natural Gas_Food Prep Other_E5_Baseline Forecast | Commercial | Office (ID) | Existing | Food Preparation | Natural Gas | Food Prep Other | E5 |  | Baseline Forecast | bar: 2019 to 2045
Commercial_Office (ID)_Existing_Food Preparation_Natural Gas_Food Prep Other_E6_Baseline Forecast | Commercial | Office (ID) | Existing | Food Preparation | Natural Gas | Food Prep Other | E6 |  | Baseline Forecast | bar: 2019 to 2045
Commercial_Office (ID)_Existing_Food Preparation_Natural Gas_Food Prep Other_E7_Baseline Forecast | Commercial | Office (ID) | Existing | Food Preparation | Natural Gas | Food Prep Other | E7 |  | Baseline Forecast | bar: 2019 to 2045
Commercial_Office (ID)_Existing_Food Preparation_Natural Gas_Food Prep Other_E8_Baseline Forecast | Commercial | Office (ID) | Existing | Food Preparation | Natural Gas | Food Prep Other | E8 |  | Baseline Forecast | bar: 2019 to 2045
Commercial_Office (ID)_Existing_Food Preparation_Natural Gas_Food Prep Other_E9_Baseline Forecast | Commercial | Office (ID) | Existing | Food Preparation | Natural Gas | Food Prep Other | E9 |  | Baseline Forecast | bar: 2019 to 2045
Commercial_Office (ID)_Existing_Food Preparation_Natural Gas_Food Prep Other_E10_Baseline Forecast | Commercial | Office (ID) | Existing | Food Preparation | Natural Gas | Food Prep Other | E10 |  | Baseline Forecast | bar: 2019 to 2045
Commercial_Office (ID)_Existing_Miscellaneous_Natural Gas_Pool Heater_E1_Baseline Forecast | Commercial | Office (ID) | Existing | Miscellaneous | Natural Gas | Pool Heater | E1 | Standard (EF .82) | Baseline Forecast | 90% | 90% | 90% | 90% | 90% | 90% | 90% | 90% | 90% | 90% | 90% | 90% | 90% | 90% | 90% | 90% | 90% | 90% | 90% | 90% | 90% | 90% | 90% | 90% | 90% | 90% | 90%
Commercial_Office (ID)_Existing_Miscellaneous_Natural Gas_Pool Heater_E2_Baseline Forecast | Commercial | Office (ID) | Existing | Miscellaneous | Natural Gas | Pool Heater | E2 | Condensing (EF .90) | Baseline Forecast | 10% | 10% | 10% | 10% | 10% | 10% | 10% | 10% | 10% | 10% | 10% | 10% | 10% | 10% | 10% | 10% | 10% | 10% | 10% | 10% | 10% | 10% | 10% | 10% | 10% | 10% | 10%
Commercial_Office (ID)_Existing_Miscellaneous_Natural Gas_Pool Heater_E3_Baseline Forecast | Commercial | Office (ID) | Existing | Miscellaneous | Natural Gas | Pool Heater | E3 |  | Baseline Forecast | bar: 2019 to 2045
Commercial_Office (ID)_Existing_Miscellaneous_Natural Gas_Pool Heater_E4_Baseline Forecast | Commercial | Office (ID) | Existing | Miscellaneous | Natural Gas | Pool Heater | E4 |  | Baseline Forecast | bar: 2019 to 2045
Commercial_Office (ID)_Existing_Miscellaneous_Natural Gas_Pool Heater_E5_Baseline Forecast | Commercial | Office (ID) | Existing | Miscellaneous | Natural Gas | Pool Heater | E5 |  | Baseline Forecast | bar: 2019 to 2045
Commercial_Office (ID)_Existing_Miscellaneous_Natural Gas_Pool Heater_E6_Baseline Forecast | Commercial | Office (ID) | Existing | Miscellaneous | Natural Gas | Pool Heater | E6 |  | Baseline Forecast | bar: 2019 to 2045
Commercial_Office (ID)_Existing_Miscellaneous_Natural Gas_Pool Heater_E7_Baseline Forecast | Commercial | Office (ID) | Existing | Miscellaneous | Natural Gas | Pool Heater | E7 |  | Baseline Forecast | bar: 2019 to 2045
Commercial_Office (ID)_Existing_Miscellaneous_Natural Gas_Pool Heater_E8_Baseline Forecast | Commercial | Office (ID) | Existing | Miscellaneous | Natural Gas | Pool Heater | E8 |  | Baseline Forecast | bar: 2019 to 2045
Commercial_Office (ID)_Existing_Miscellaneous_Natural Gas_Pool Heater_E9_Baseline Forecast | Commercial | Office (ID) | Existing | Miscellaneous | Natural Gas | Pool Heater | E9 |  | Baseline Forecast | bar: 2019 to 2045
Commercial_Office (ID)_Existing_Miscellaneous_Natural Gas_Pool Heater_E10_Baseline Forecast | Commercial | Office (ID) | Existing | Miscellaneous | Natural Gas | Pool Heater | E10 |  | Baseline Forecast | bar: 2019 to 2045
Commercial_Office (ID)_Existing_Miscellaneous_Natural Gas_Miscellaneous_E1_Baseline Forecast | Commercial | Office (ID) | Existing | Miscellaneous | Natural Gas | Miscellaneous | E1 | Standard | Baseline Forecast | 100% | 100% | 100% | 100% | 100% | 100% | 100% | 100% | 100% | 100% | 100% | 100% | 100% | 100% | 100% | 100% | 100% | 100% | 100% | 100% | 100% | 100% | 100% | 100% | 100% | 100% | 100%
Commercial_Office (ID)_Existing_Miscellaneous_Natural Gas_Miscellaneous_E2_Baseline Forecast | Commercial | Office (ID) | Existing | Miscellaneous | Natural Gas | Miscellaneous | E2 |  | Baseline Forecast | bar: 2019 to 2045
Commercial_Office (ID)_Existing_Miscellaneous_Natural Gas_Miscellaneous_E3_Baseline Forecast | Commercial | Office (ID) | Existing | Miscellaneous | Natural Gas | Miscellaneous | E3 |  | Baseline Forecast | bar: 2019 to 2045
Commercial_Office (ID)_Existing_Miscellaneous_Natural Gas_Miscellaneous_E4_Baseline Forecast | Commercial | Office (ID) | Existing | Miscellaneous | Natural Gas | Miscellaneous | E4 |  | Baseline Forecast | bar: 2019 to 2045
Commercial_Office (ID)_Existing_Miscellaneous_Natural Gas_Miscellaneous_E5_Baseline Forecast | Commercial | Office (ID) | Existing | Miscellaneous | Natural Gas | Miscellaneous | E5 |  | Baseline Forecast | bar: 2019 to 2045
Commercial_Office (ID)_Existing_Miscellaneous_Natural Gas_Miscellaneous_E6_Baseline Forecast | Commercial | Office (ID) | Existing | Miscellaneous | Natural Gas | Miscellaneous | E6 |  | Baseline Forecast | bar: 2019 to 2045
Commercial_Office (ID)_Existing_Miscellaneous_Natural Gas_Miscellaneous_E7_Baseline Forecast | Commercial | Office (ID) | Existing | Miscellaneous | Natural Gas | Miscellaneous | E7 |  | Baseline Forecast | bar: 2019 to 2045
Commercial_Office (ID)_Existing_Miscellaneous_Natural Gas_Miscellaneous_E8_Baseline Forecast | Commercial | Office (ID) | Existing | Miscellaneous | Natural Gas | Miscellaneous | E8 |  | Baseline Forecast | bar: 2019 to 2045
Commercial_Office (ID)_Existing_Miscellaneous_Natural Gas_Miscellaneous_E9_Baseline Forecast | Commercial | Office (ID) | Existing | Miscellaneous | Natural Gas | Miscellaneous | E9 |  | Baseline Forecast | bar: 2019 to 2045
Commercial_Office (ID)_Existing_Miscellaneous_Natural Gas_Miscellaneous_E10_Baseline Forecast | Commercial | Office (ID) | Existing | Miscellaneous | Natural Gas | Miscellaneous | E10 |  | Baseline Forecast | bar: 2019 to 2045
Commercial_Office (ID)_New_Space Heating_Natural Gas_Furnace_E1_Baseline Forecast | Commercial | Office (ID) | New | Space Heating | Natural Gas | Furnace | E1 | AFUE 80% (Standard) | Baseline Forecast | 100% | 100% | 100% | 100% | 100% | 100% | 100% | 100% | 100% | 100% | 100% | 100% | 100% | 100% | 100% | 100% | 100% | 100% | 100% | 100% | 100% | 100% | 100% | 100% | 100% | 100% | 100%
Commercial_Office (ID)_New_Space Heating_Natural Gas_Furnace_E2_Baseline Forecast | Commercial | Office (ID) | New | Space Heating | Natural Gas | Furnace | E2 | AFUE 90% | Baseline Forecast | bar: 2019 to 2045
Commercial_Office (ID)_New_Space Heating_Natural Gas_Furnace_E3_Baseline Forecast | Commercial | Office (ID) | New | Space Heating | Natural Gas | Furnace | E3 | AFUE 96% | Baseline Forecast | bar: 2019 to 2045
Commercial_Office (ID)_New_Space Heating_Natural Gas_Furnace_E4_Baseline Forecast | Commercial | Office (ID) | New | Space Heating | Natural Gas | Furnace | E4 |  | Baseline Forecast | bar: 2019 to 2045
Commercial_Office (ID)_New_Space Heating_Natural Gas_Furnace_E5_Baseline Forecast | Commercial | Office (ID) | New | Space Heating | Natural Gas | Furnace | E5 |  | Baseline Forecast | bar: 2019 to 2045
Commercial_Office (ID)_New_Space Heating_Natural Gas_Furnace_E6_Baseline Forecast | Commercial | Office (ID) | New | Space Heating | Natural Gas | Furnace | E6 |  | Baseline Forecast | bar: 2019 to 2045
Commercial_Office (ID)_New_Space Heating_Natural Gas_Furnace_E7_Baseline Forecast | Commercial | Office (ID) | New | Space Heating | Natural Gas | Furnace | E7 |  | Baseline Forecast | bar: 2019 to 2045
Commercial_Office (ID)_New_Space Heating_Natural Gas_Furnace_E8_Baseline Forecast | Commercial | Office (ID) | New | Space Heating | Natural Gas | Furnace | E8 |  | Baseline Forecast | bar: 2019 to 2045
Commercial_Office (ID)_New_Space Heating_Natural Gas_Furnace_E9_Baseline Forecast | Commercial | Office (ID) | New | Space Heating | Natural Gas | Furnace | E9 |  | Baseline Forecast | bar: 2019 to 2045
Commercial_Office (ID)_New_Space Heating_Natural Gas_Furnace_E10_Baseline Forecast | Commercial | Office (ID) | New | Space Heating | Natural Gas | Furnace | E10 |  | Baseline Forecast | bar: 2019 to 2045
Commercial_Office (ID)_New_Space Heating_Natural Gas_Boiler_E1_Baseline Forecast | Commercial | Office (ID) | New | Space Heating | Natural Gas | Boiler | E1 | AFUE 80% (Standard) | Baseline Forecast | 100% | 100% | 100% | 100% | 100% | 100% | 100% | 100% | 100% | 100% | 100% | 100% | 100% | 100% | 100% | 100% | 100% | 100% | 100% | 100% | 100% | 100% | 100% | 100% | 100% | 100% | 100%
Commercial_Office (ID)_New_Space Heating_Natural Gas_Boiler_E2_Baseline Forecast | Commercial | Office (ID) | New | Space Heating | Natural Gas | Boiler | E2 | AFUE 85% | Baseline Forecast | bar: 2019 to 2045
Commercial_Office (ID)_New_Space Heating_Natural Gas_Boiler_E3_Baseline Forecast | Commercial | Office (ID) | New | Space Heating | Natural Gas | Boiler | E3 | AFUE 97% | Baseline Forecast | bar: 2019 to 2045
Commercial_Office (ID)_New_Space Heating_Natural Gas_Boiler_E4_Baseline Forecast | Commercial | Office (ID) | New | Space Heating | Natural Gas | Boiler | E4 | Convert to NG Air Source Heat Pump | Baseline Forecast | bar: 2019 to 2045
Commercial_Office (ID)_New_Space Heating_Natural Gas_Boiler_E5_Baseline Forecast | Commercial | Office (ID) | New | Space Heating | Natural Gas | Boiler | E5 |  | Baseline Forecast | bar: 2019 to 2045
Commercial_Office (ID)_New_Space Heating_Natural Gas_Boiler_E6_Baseline Forecast | Commercial | Office (ID) | New | Space Heating | Natural Gas | Boiler | E6 |  | Baseline Forecast | bar: 2019 to 2045
Commercial_Office (ID)_New_Space Heating_Natural Gas_Boiler_E7_Baseline Forecast | Commercial | Office (ID) | New | Space Heating | Natural Gas | Boiler | E7 |  | Baseline Forecast | bar: 2019 to 2045
Commercial_Office (ID)_New_Space Heating_Natural Gas_Boiler_E8_Baseline Forecast | Commercial | Office (ID) | New | Space Heating | Natural Gas | Boiler | E8 |  | Baseline Forecast | bar: 2019 to 2045
Commercial_Office (ID)_New_Space Heating_Natural Gas_Boiler_E9_Baseline Forecast | Commercial | Office (ID) | New | Space Heating | Natural Gas | Boiler | E9 |  | Baseline Forecast | bar: 2019 to 2045
Commercial_Office (ID)_New_Space Heating_Natural Gas_Boiler_E10_Baseline Forecast | Commercial | Office (ID) | New | Space Heating | Natural Gas | Boiler | E10 |  | Baseline Forecast | bar: 2019 to 2045
Commercial_Office (ID)_New_Space Heating_Natural Gas_Unit Heater_E1_Baseline Forecast | Commercial | Office (ID) | New | Space Heating | Natural Gas | Unit Heater | E1 | Standard | Baseline Forecast | 100% | 100% | 100% | 100% | 100% | 100% | 100% | 100% | 100% | 100% | 100% | 100% | 100% | 100% | 100% | 100% | 100% | 100% | 100% | 100% | 100% | 100% | 100% | 100% | 100% | 100% | 100%
Commercial_Office (ID)_New_Space Heating_Natural Gas_Unit Heater_E2_Baseline Forecast | Commercial | Office (ID) | New | Space Heating | Natural Gas | Unit Heater | E2 | Condensing | Baseline Forecast | bar: 2019 to 2045
Commercial_Office (ID)_New_Space Heating_Natural Gas_Unit Heater_E3_Baseline Forecast | Commercial | Office (ID) | New | Space Heating | Natural Gas | Unit Heater | E3 | Infrared Radiant | Baseline Forecast | bar: 2019 to 2045
Commercial_Office (ID)_New_Space Heating_Natural Gas_Unit Heater_E4_Baseline Forecast | Commercial | Office (ID) | New | Space Heating | Natural Gas | Unit Heater | E4 |  | Baseline Forecast | bar: 2019 to 2045
Commercial_Office (ID)_New_Space Heating_Natural Gas_Unit Heater_E5_Baseline Forecast | Commercial | Office (ID) | New | Space Heating | Natural Gas | Unit Heater | E5 |  | Baseline Forecast | bar: 2019 to 2045
Commercial_Office (ID)_New_Space Heating_Natural Gas_Unit Heater_E6_Baseline Forecast | Commercial | Office (ID) | New | Space Heating | Natural Gas | Unit Heater | E6 |  | Baseline Forecast | bar: 2019 to 2045
Commercial_Office (ID)_New_Space Heating_Natural Gas_Unit Heater_E7_Baseline Forecast | Commercial | Office (ID) | New | Space Heating | Natural Gas | Unit Heater | E7 |  | Baseline Forecast | bar: 2019 to 2045
Commercial_Office (ID)_New_Space Heating_Natural Gas_Unit Heater_E8_Baseline Forecast | Commercial | Office (ID) | New | Space Heating | Natural Gas | Unit Heater | E8 |  | Baseline Forecast | bar: 2019 to 2045
Commercial_Office (ID)_New_Space Heating_Natural Gas_Unit Heater_E9_Baseline Forecast | Commercial | Office (ID) | New | Space Heating | Natural Gas | Unit Heater | E9 |  | Baseline Forecast | bar: 2019 to 2045
Commercial_Office (ID)_New_Space Heating_Natural Gas_Unit Heater_E10_Baseline Forecast | Commercial | Office (ID) | New | Space Heating | Natural Gas | Unit Heater | E10 |  | Baseline Forecast | bar: 2019 to 2045
Commercial_Office (ID)_New_Water Heating_Natural Gas_Water Heater_E1_Baseline Forecast | Commercial | Office (ID) | New | Water Heating | Natural Gas | Water Heater | E1 | TE 0.80 | Baseline Forecast | 47% | 47% | 47% | 47% | 47% | 47% | 47% | 47% | 47% | 47% | 47% | 47% | 47% | 47% | 47% | 47% | 47% | 47% | 47% | 47% | 47% | 47% | 47% | 47% | 47% | 47% | 47%
Commercial_Office (ID)_New_Water Heating_Natural Gas_Water Heater_E2_Baseline Forecast | Commercial | Office (ID) | New | Water Heating | Natural Gas | Water Heater | E2 | TE 0.90 | Baseline Forecast | bar: 2019 to 2045
Commercial_Office (ID)_New_Water Heating_Natural Gas_Water Heater_E3_Baseline Forecast | Commercial | Office (ID) | New | Water Heating | Natural Gas | Water Heater | E3 | TE 0.94 | Baseline Forecast | 53% | 53% | 53% | 53% | 53% | 53% | 53% | 53% | 53% | 53% | 53% | 53% | 53% | 53% | 53% | 53% | 53% | 53% | 53% | 53% | 53% | 53% | 53% | 53% | 53% | 53% | 53%
Commercial_Office (ID)_New_Water Heating_Natural Gas_Water Heater_E4_Baseline Forecast | Commercial | Office (ID) | New | Water Heating | Natural Gas | Water Heater | E4 | Instantaneous TE 0.94 | Baseline Forecast | bar: 2019 to 2045
Commercial_Office (ID)_New_Water Heating_Natural Gas_Water Heater_E5_Baseline Forecast | Commercial | Office (ID) | New | Water Heating | Natural Gas | Water Heater | E5 | Gas-Fired Absorption HPWH | Baseline Forecast | bar: 2019 to 2045
Commercial_Office (ID)_New_Water Heating_Natural Gas_Water Heater_E6_Baseline Forecast | Commercial | Office (ID) | New | Water Heating | Natural Gas | Water Heater | E6 |  | Baseline Forecast | bar: 2019 to 2045
Commercial_Office (ID)_New_Water Heating_Natural Gas_Water Heater_E7_Baseline Forecast | Commercial | Office (ID) | New | Water Heating | Natural Gas | Water Heater | E7 |  | Baseline Forecast | bar: 2019 to 2045
Commercial_Office (ID)_New_Water Heating_Natural Gas_Water Heater_E8_Baseline Forecast | Commercial | Office (ID) | New | Water Heating | Natural Gas | Water Heater | E8 |  | Baseline Forecast | bar: 2019 to 2045
Commercial_Office (ID)_New_Water Heating_Natural Gas_Water Heater_E9_Baseline Forecast | Commercial | Office (ID) | New | Water Heating | Natural Gas | Water Heater | E9 |  | Baseline Forecast | bar: 2019 to 2045
Commercial_Office (ID)_New_Water Heating_Natural Gas_Water Heater_E10_Baseline Forecast | Commercial | Office (ID) | New | Water Heating | Natural Gas | Water Heater | E10 |  | Baseline Forecast | bar: 2019 to 2045
Commercial_Office (ID)_New_Food Preparation_Natural Gas_Oven_E1_Baseline Forecast | Commercial | Office (ID) | New | Food Preparation | Natural Gas | Oven | E1 | Standard | Baseline Forecast | 41% | 41% | 41% | 41% | 41% | 41% | 41% | 41% | 41% | 41% | 41% | 41% | 41% | 41% | 41% | 41% | 41% | 41% | 41% | 41% | 41% | 41% | 41% | 41% | 41% | 41% | 41%
Commercial_Office (ID)_New_Food Preparation_Natural Gas_Oven_E2_Baseline Forecast | Commercial | Office (ID) | New | Food Preparation | Natural Gas | Oven | E2 | ENERGY STAR (>42% Baking Efficiency) | Baseline Forecast | 59% | 59% | 59% | 59% | 59% | 59% | 59% | 59% | 59% | 59% | 59% | 59% | 59% | 59% | 59% | 59% | 59% | 59% | 59% | 59% | 59% | 59% | 59% | 59% | 59% | 59% | 59%
Commercial_Office (ID)_New_Food Preparation_Natural Gas_Oven_E3_Baseline Forecast | Commercial | Office (ID) | New | Food Preparation | Natural Gas | Oven | E3 |  | Baseline Forecast | bar: 2019 to 2045
Commercial_Office (ID)_New_Food Preparation_Natural Gas_Oven_E4_Baseline Forecast | Commercial | Office (ID) | New | Food Preparation | Natural Gas | Oven | E4 |  | Baseline Forecast | bar: 2019 to 2045
Commercial_Office (ID)_New_Food Preparation_Natural Gas_Oven_E5_Baseline Forecast | Commercial | Office (ID) | New | Food Preparation | Natural Gas | Oven | E5 |  | Baseline Forecast | bar: 2019 to 2045
Commercial_Office (ID)_New_Food Preparation_Natural Gas_Oven_E6_Baseline Forecast | Commercial | Office (ID) | New | Food Preparation | Natural Gas | Oven | E6 |  | Baseline Forecast | bar: 2019 to 2045
Commercial_Office (ID)_New_Food Preparation_Natural Gas_Oven_E7_Baseline Forecast | Commercial | Office (ID) | New | Food Preparation | Natural Gas | Oven | E7 |  | Baseline Forecast | bar: 2019 to 2045
Commercial_Office (ID)_New_Food Preparation_Natural Gas_Oven_E8_Baseline Forecast | Commercial | Office (ID) | New | Food Preparation | Natural Gas | Oven | E8 |  | Baseline Forecast | bar: 2019 to 2045
Commercial_Office (ID)_New_Food Preparation_Natural Gas_Oven_E9_Baseline Forecast | Commercial | Office (ID) | New | Food Preparation | Natural Gas | Oven | E9 |  | Baseline Forecast | bar: 2019 to 2045
Commercial_Office (ID)_New_Food Preparation_Natural Gas_Oven_E10_Baseline Forecast | Commercial | Office (ID) | New | Food Preparation | Natural Gas | Oven | E10 |  | Baseline Forecast | bar: 2019 to 2045
Commercial_Office (ID)_New_Food Preparation_Natural Gas_Conveyor Oven_E1_Baseline Forecast | Commercial | Office (ID) | New | Food Preparation | Natural Gas | Conveyor Oven | E1 | Standard | Baseline Forecast | 41% | 41% | 41% | 41% | 41% | 41% | 41% | 41% | 41% | 41% | 41% | 41% | 41% | 41% | 41% | 41% | 41% | 41% | 41% | 41% | 41% | 41% | 41% | 41% | 41% | 41% | 41%
Commercial_Office (ID)_New_Food Preparation_Natural Gas_Conveyor Oven_E2_Baseline Forecast | Commercial | Office (ID) | New | Food Preparation | Natural Gas | Conveyor Oven | E2 | ENERGY STAR (>42% Baking Efficiency) | Baseline Forecast | 59% | 59% | 59% | 59% | 59% | 59% | 59% | 59% | 59% | 59% | 59% | 59% | 59% | 59% | 59% | 59% | 59% | 59% | 59% | 59% | 59% | 59% | 59% | 59% | 59% | 59% | 59%
Commercial_Office (ID)_New_Food Preparation_Natural Gas_Conveyor Oven_E3_Baseline Forecast | Commercial | Office (ID) | New | Food Preparation | Natural Gas | Conveyor Oven | E3 |  | Baseline Forecast | bar: 2019 to 2045
Commercial_Office (ID)_New_Food Preparation_Natural Gas_Conveyor Oven_E4_Baseline Forecast | Commercial | Office (ID) | New | Food Preparation | Natural Gas | Conveyor Oven | E4 |  | Baseline Forecast | bar: 2019 to 2045
Commercial_Office (ID)_New_Food Preparation_Natural Gas_Conveyor Oven_E5_Baseline Forecast | Commercial | Office (ID) | New | Food Preparation | Natural Gas | Conveyor Oven | E5 |  | Baseline Forecast | bar: 2019 to 2045
Commercial_Office (ID)_New_Food Preparation_Natural Gas_Conveyor Oven_E6_Baseline Forecast | Commercial | Office (ID) | New | Food Preparation | Natural Gas | Conveyor Oven | E6 |  | Baseline Forecast | bar: 2019 to 2045
Commercial_Office (ID)_New_Food Preparation_Natural Gas_Conveyor Oven_E7_Baseline Forecast | Commercial | Office (ID) | New | Food Preparation | Natural Gas | Conveyor Oven | E7 |  | Baseline Forecast | bar: 2019 to 2045
Commercial_Office (ID)_New_Food Preparation_Natural Gas_Conveyor Oven_E8_Baseline Forecast | Commercial | Office (ID) | New | Food Preparation | Natural Gas | Conveyor Oven | E8 |  | Baseline Forecast | bar: 2019 to 2045
Commercial_Office (ID)_New_Food Preparation_Natural Gas_Conveyor Oven_E9_Baseline Forecast | Commercial | Office (ID) | New | Food Preparation | Natural Gas | Conveyor Oven | E9 |  | Baseline Forecast | bar: 2019 to 2045
Commercial_Office (ID)_New_Food Preparation_Natural Gas_Conveyor Oven_E10_Baseline Forecast | Commercial | Office (ID) | New | Food Preparation | Natural Gas | Conveyor Oven | E10 |  | Baseline Forecast | bar: 2019 to 2045
Commercial_Office (ID)_New_Food Preparation_Natural Gas_Double Rack Oven_E1_Baseline Forecast | Commercial | Office (ID) | New | Food Preparation | Natural Gas | Double Rack Oven | E1 | Standard | Baseline Forecast | 41% | 41% | 41% | 41% | 41% | 41% | 41% | 41% | 41% | 41% | 41% | 41% | 41% | 41% | 41% | 41% | 41% | 41% | 41% | 41% | 41% | 41% | 41% | 41% | 41% | 41% | 41%
Commercial_Office (ID)_New_Food Preparation_Natural Gas_Double Rack Oven_E2_Baseline Forecast | Commercial | Office (ID) | New | Food Preparation | Natural Gas | Double Rack Oven | E2 | FTSC Qualified (>50% Cooking Efficiency) | Baseline Forecast | 59% | 59% | 59% | 59% | 59% | 59% | 59% | 59% | 59% | 59% | 59% | 59% | 59% | 59% | 59% | 59% | 59% | 59% | 59% | 59% | 59% | 59% | 59% | 59% | 59% | 59% | 59%
Commercial_Office (ID)_New_Food Preparation_Natural Gas_Double Rack Oven_E3_Baseline Forecast | Commercial | Office (ID) | New | Food Preparation | Natural Gas | Double Rack Oven | E3 |  | Baseline Forecast | bar: 2019 to 2045
Commercial_Office (ID)_New_Food Preparation_Natural Gas_Double Rack Oven_E4_Baseline Forecast | Commercial | Office (ID) | New | Food Preparation | Natural Gas | Double Rack Oven | E4 |  | Baseline Forecast | bar: 2019 to 2045
Commercial_Office (ID)_New_Food Preparation_Natural Gas_Double Rack Oven_E5_Baseline Forecast | Commercial | Office (ID) | New | Food Preparation | Natural Gas | Double Rack Oven | E5 |  | Baseline Forecast | bar: 2019 to 2045
Commercial_Office (ID)_New_Food Preparation_Natural Gas_Double Rack Oven_E6_Baseline Forecast | Commercial | Office (ID) | New | Food Preparation | Natural Gas | Double Rack Oven | E6 |  | Baseline Forecast | bar: 2019 to 2045
Commercial_Office (ID)_New_Food Preparation_Natural Gas_Double Rack Oven_E7_Baseline Forecast | Commercial | Office (ID) | New | Food Preparation | Natural Gas | Double Rack Oven | E7 |  | Baseline Forecast | bar: 2019 to 2045
Commercial_Office (ID)_New_Food Preparation_Natural Gas_Double Rack Oven_E8_Baseline Forecast | Commercial | Office (ID) | New | Food Preparation | Natural Gas | Double Rack Oven | E8 |  | Baseline Forecast | bar: 2019 to 2045
Commercial_Office (ID)_New_Food Preparation_Natural Gas_Double Rack Oven_E9_Baseline Forecast | Commercial | Office (ID) | New | Food Preparation | Natural Gas | Double Rack Oven | E9 |  | Baseline Forecast | bar: 2019 to 2045
Commercial_Office (ID)_New_Food Preparation_Natural Gas_Double Rack Oven_E10_Baseline Forecast | Commercial | Office (ID) | New | Food Preparation | Natural Gas | Double Rack Oven | E10 |  | Baseline Forecast | bar: 2019 to 2045
Commercial_Office (ID)_New_Food Preparation_Natural Gas_Fryer_E1_Baseline Forecast | Commercial | Office (ID) | New | Food Preparation | Natural Gas | Fryer | E1 | Standard | Baseline Forecast | 74% | 74% | 74% | 74% | 74% | 74% | 74% | 74% | 74% | 74% | 74% | 74% | 74% | 74% | 74% | 74% | 74% | 74% | 74% | 74% | 74% | 74% | 74% | 74% | 74% | 74% | 74%
Commercial_Office (ID)_New_Food Preparation_Natural Gas_Fryer_E2_Baseline Forecast | Commercial | Office (ID) | New | Food Preparation | Natural Gas | Fryer | E2 | ENERGY STAR | Baseline Forecast | 26% | 26% | 26% | 26% | 26% | 26% | 26% | 26% | 26% | 26% | 26% | 26% | 26% | 26% | 26% | 26% | 26% | 26% | 26% | 26% | 26% | 26% | 26% | 26% | 26% | 26% | 26%
Commercial_Office (ID)_New_Food Preparation_Natural Gas_Fryer_E3_Baseline Forecast | Commercial | Office (ID) | New | Food Preparation | Natural Gas | Fryer | E3 |  | Baseline Forecast | bar: 2019 to 2045
Commercial_Office (ID)_New_Food Preparation_Natural Gas_Fryer_E4_Baseline Forecast | Commercial | Office (ID) | New | Food Preparation | Natural Gas | Fryer | E4 |  | Baseline Forecast | bar: 2019 to 2045
Commercial_Office (ID)_New_Food Preparation_Natural Gas_Fryer_E5_Baseline Forecast | Commercial | Office (ID) | New | Food Preparation | Natural Gas | Fryer | E5 |  | Baseline Forecast | bar: 2019 to 2045
Commercial_Office (ID)_New_Food Preparation_Natural Gas_Fryer_E6_Baseline Forecast | Commercial | Office (ID) | New | Food Preparation | Natural Gas | Fryer | E6 |  | Baseline Forecast | bar: 2019 to 2045
Commercial_Office (ID)_New_Food Preparation_Natural Gas_Fryer_E7_Baseline Forecast | Commercial | Office (ID) | New | Food Preparation | Natural Gas | Fryer | E7 |  | Baseline Forecast | bar: 2019 to 2045
Commercial_Office (ID)_New_Food Preparation_Natural Gas_Fryer_E8_Baseline Forecast | Commercial | Office (ID) | New | Food Preparation | Natural Gas | Fryer | E8 |  | Baseline Forecast | bar: 2019 to 2045
Commercial_Office (ID)_New_Food Preparation_Natural Gas_Fryer_E9_Baseline Forecast | Commercial | Office (ID) | New | Food Preparation | Natural Gas | Fryer | E9 |  | Baseline Forecast | bar: 2019 to 2045
Commercial_Office (ID)_New_Food Preparation_Natural Gas_Fryer_E10_Baseline Forecast | Commercial | Office (ID) | New | Food Preparation | Natural Gas | Fryer | E10 |  | Baseline Forecast | bar: 2019 to 2045
Commercial_Office (ID)_New_Food Preparation_Natural Gas_Broiler_E1_Baseline Forecast | Commercial | Office (ID) | New | Food Preparation | Natural Gas | Broiler | E1 | Standard | Baseline Forecast | 74% | 74% | 74% | 74% | 74% | 74% | 74% | 74% | 74% | 74% | 74% | 74% | 74% | 74% | 74% | 74% | 74% | 74% | 74% | 74% | 74% | 74% | 74% | 74% | 74% | 74% | 74%
Commercial_Office (ID)_New_Food Preparation_Natural Gas_Broiler_E2_Baseline Forecast | Commercial | Office (ID) | New | Food Preparation | Natural Gas | Broiler | E2 | Infrared Burners | Baseline Forecast | 26% | 26% | 26% | 26% | 26% | 26% | 26% | 26% | 26% | 26% | 26% | 26% | 26% | 26% | 26% | 26% | 26% | 26% | 26% | 26% | 26% | 26% | 26% | 26% | 26% | 26% | 26%
Commercial_Office (ID)_New_Food Preparation_Natural Gas_Broiler_E3_Baseline Forecast | Commercial | Office (ID) | New | Food Preparation | Natural Gas | Broiler | E3 |  | Baseline Forecast | bar: 2019 to 2045
Commercial_Office (ID)_New_Food Preparation_Natural Gas_Broiler_E4_Baseline Forecast | Commercial | Office (ID) | New | Food Preparation | Natural Gas | Broiler | E4 |  | Baseline Forecast | bar: 2019 to 2045
Commercial_Office (ID)_New_Food Preparation_Natural Gas_Broiler_E5_Baseline Forecast | Commercial | Office (ID) | New | Food Preparation | Natural Gas | Broiler | E5 |  | Baseline Forecast | bar: 2019 to 2045
Commercial_Office (ID)_New_Food Preparation_Natural Gas_Broiler_E6_Baseline Forecast | Commercial | Office (ID) | New | Food Preparation | Natural Gas | Broiler | E6 |  | Baseline Forecast | bar: 2019 to 2045
Commercial_Office (ID)_New_Food Preparation_Natural Gas_Broiler_E7_Baseline Forecast | Commercial | Office (ID) | New | Food Preparation | Natural Gas | Broiler | E7 |  | Baseline Forecast | bar: 2019 to 2045
Commercial_Office (ID)_New_Food Preparation_Natural Gas_Broiler_E8_Baseline Forecast | Commercial | Office (ID) | New | Food Preparation | Natural Gas | Broiler | E8 |  | Baseline Forecast | bar: 2019 to 2045
Commercial_Office (ID)_New_Food Preparation_Natural Gas_Broiler_E9_Baseline Forecast | Commercial | Office (ID) | New | Food Preparation | Natural Gas | Broiler | E9 |  | Baseline Forecast | bar: 2019 to 2045
Commercial_Office (ID)_New_Food Preparation_Natural Gas_Broiler_E10_Baseline Forecast | Commercial | Office (ID) | New | Food Preparation | Natural Gas | Broiler | E10 |  | Baseline Forecast | bar: 2019 to 2045
Commercial_Office (ID)_New_Food Preparation_Natural Gas_Griddle_E1_Baseline Forecast | Commercial | Office (ID) | New | Food Preparation | Natural Gas | Griddle | E1 | Standard | Baseline Forecast | 71% | 71% | 71% | 71% | 71% | 71% | 71% | 71% | 71% | 71% | 71% | 71% | 71% | 71% | 71% | 71% | 71% | 71% | 71% | 71% | 71% | 71% | 71% | 71% | 71% | 71% | 71%
Commercial_Office (ID)_New_Food Preparation_Natural Gas_Griddle_E2_Baseline Forecast | Commercial | Office (ID) | New | Food Preparation | Natural Gas | Griddle | E2 | ENERGY STAR | Baseline Forecast | 29% | 29% | 29% | 29% | 29% | 29% | 29% | 29% | 29% | 29% | 29% | 29% | 29% | 29% | 29% | 29% | 29% | 29% | 29% | 29% | 29% | 29% | 29% | 29% | 29% | 29% | 29%
Commercial_Office (ID)_New_Food Preparation_Natural Gas_Griddle_E3_Baseline Forecast | Commercial | Office (ID) | New | Food Preparation | Natural Gas | Griddle | E3 |  | Baseline Forecast | bar: 2019 to 2045
Commercial_Office (ID)_New_Food Preparation_Natural Gas_Griddle_E4_Baseline Forecast | Commercial | Office (ID) | New | Food Preparation | Natural Gas | Griddle | E4 |  | Baseline Forecast | bar: 2019 to 2045
Commercial_Office (ID)_New_Food Preparation_Natural Gas_Griddle_E5_Baseline Forecast | Commercial | Office (ID) | New | Food Preparation | Natural Gas | Griddle | E5 |  | Baseline Forecast | bar: 2019 to 2045
Commercial_Office (ID)_New_Food Preparation_Natural Gas_Griddle_E6_Baseline Forecast | Commercial | Office (ID) | New | Food Preparation | Natural Gas | Griddle | E6 |  | Baseline Forecast | bar: 2019 to 2045
Commercial_Office (ID)_New_Food Preparation_Natural Gas_Griddle_E7_Baseline Forecast | Commercial | Office (ID) | New | Food Preparation | Natural Gas | Griddle | E7 |  | Baseline Forecast | bar: 2019 to 2045
Commercial_Office (ID)_New_Food Preparation_Natural Gas_Griddle_E8_Baseline Forecast | Commercial | Office (ID) | New | Food Preparation | Natural Gas | Griddle | E8 |  | Baseline Forecast | bar: 2019 to 2045
Commercial_Office (ID)_New_Food Preparation_Natural Gas_Griddle_E9_Baseline Forecast | Commercial | Office (ID) | New | Food Preparation | Natural Gas | Griddle | E9 |  | Baseline Forecast | bar: 2019 to 2045
Commercial_Office (ID)_New_Food Preparation_Natural Gas_Griddle_E10_Baseline Forecast | Commercial | Office (ID) | New | Food Preparation | Natural Gas | Griddle | E10 |  | Baseline Forecast | bar: 2019 to 2045
Commercial_Office (ID)_New_Food Preparation_Natural Gas_Range_E1_Baseline Forecast | Commercial | Office (ID) | New | Food Preparation | Natural Gas | Range | E1 | Standard | Baseline Forecast | 41% | 41% | 41% | 41% | 41% | 41% | 41% | 41% | 41% | 41% | 41% | 41% | 41% | 41% | 41% | 41% | 41% | 41% | 41% | 41% | 41% | 41% | 41% | 41% | 41% | 41% | 41%
Commercial_Office (ID)_New_Food Preparation_Natural Gas_Range_E2_Baseline Forecast | Commercial | Office (ID) | New | Food Preparation | Natural Gas | Range | E2 | High Efficiency | Baseline Forecast | 59% | 59% | 59% | 59% | 59% | 59% | 59% | 59% | 59% | 59% | 59% | 59% | 59% | 59% | 59% | 59% | 59% | 59% | 59% | 59% | 59% | 59% | 59% | 59% | 59% | 59% | 59%
Commercial_Office (ID)_New_Food Preparation_Natural Gas_Range_E3_Baseline Forecast | Commercial | Office (ID) | New | Food Preparation | Natural Gas | Range | E3 |  | Baseline Forecast | bar: 2019 to 2045
Commercial_Office (ID)_New_Food Preparation_Natural Gas_Range_E4_Baseline Forecast | Commercial | Office (ID) | New | Food Preparation | Natural Gas | Range | E4 |  | Baseline Forecast | bar: 2019 to 2045
Commercial_Office (ID)_New_Food Preparation_Natural Gas_Range_E5_Baseline Forecast | Commercial | Office (ID) | New | Food Preparation | Natural Gas | Range | E5 |  | Baseline Forecast | bar: 2019 to 2045
Commercial_Office (ID)_New_Food Preparation_Natural Gas_Range_E6_Baseline Forecast | Commercial | Office (ID) | New | Food Preparation | Natural Gas | Range | E6 |  | Baseline Forecast | bar: 2019 to 2045
Commercial_Office (ID)_New_Food Preparation_Natural Gas_Range_E7_Baseline Forecast | Commercial | Office (ID) | New | Food Preparation | Natural Gas | Range | E7 |  | Baseline Forecast | bar: 2019 to 2045
Commercial_Office (ID)_New_Food Preparation_Natural Gas_Range_E8_Baseline Forecast | Commercial | Office (ID) | New | Food Preparation | Natural Gas | Range | E8 |  | Baseline Forecast | bar: 2019 to 2045
Commercial_Office (ID)_New_Food Preparation_Natural Gas_Range_E9_Baseline Forecast | Commercial | Office (ID) | New | Food Preparation | Natural Gas | Range | E9 |  | Baseline Forecast | bar: 2019 to 2045
Commercial_Office (ID)_New_Food Preparation_Natural Gas_Range_E10_Baseline Forecast | Commercial | Office (ID) | New | Food Preparation | Natural Gas | Range | E10 |  | Baseline Forecast | bar: 2019 to 2045
Commercial_Office (ID)_New_Food Preparation_Natural Gas_Steamer_E1_Baseline Forecast | Commercial | Office (ID) | New | Food Preparation | Natural Gas | Steamer | E1 | Standard | Baseline Forecast | 50% | 50% | 50% | 50% | 50% | 50% | 50% | 50% | 50% | 50% | 50% | 50% | 50% | 50% | 50% | 50% | 50% | 50% | 50% | 50% | 50% | 50% | 50% | 50% | 50% | 50% | 50%
Commercial_Office (ID)_New_Food Preparation_Natural Gas_Steamer_E2_Baseline Forecast | Commercial | Office (ID) | New | Food Preparation | Natural Gas | Steamer | E2 | ENERGY STAR | Baseline Forecast | 50% | 50% | 50% | 50% | 50% | 50% | 50% | 50% | 50% | 50% | 50% | 50% | 50% | 50% | 50% | 50% | 50% | 50% | 50% | 50% | 50% | 50% | 50% | 50% | 50% | 50% | 50%
Commercial_Office (ID)_New_Food Preparation_Natural Gas_Steamer_E3_Baseline Forecast | Commercial | Office (ID) | New | Food Preparation | Natural Gas | Steamer | E3 |  | Baseline Forecast | bar: 2019 to 2045
Commercial_Office (ID)_New_Food Preparation_Natural Gas_Steamer_E4_Baseline Forecast | Commercial | Office (ID) | New | Food Preparation | Natural Gas | Steamer | E4 |  | Baseline Forecast | bar: 2019 to 2045
Commercial_Office (ID)_New_Food Preparation_Natural Gas_Steamer_E5_Baseline Forecast | Commercial | Office (ID) | New | Food Preparation | Natural Gas | Steamer | E5 |  | Baseline Forecast | bar: 2019 to 2045
Commercial_Office (ID)_New_Food Preparation_Natural Gas_Steamer_E6_Baseline Forecast | Commercial | Office (ID) | New | Food Preparation | Natural Gas | Steamer | E6 |  | Baseline Forecast | bar: 2019 to 2045
Commercial_Office (ID)_New_Food Preparation_Natural Gas_Steamer_E7_Baseline Forecast | Commercial | Office (ID) | New | Food Preparation | Natural Gas | Steamer | E7 |  | Baseline Forecast | bar: 2019 to 2045
Commercial_Office (ID)_New_Food Preparation_Natural Gas_Steamer_E8_Baseline Forecast | Commercial | Office (ID) | New | Food Preparation | Natural Gas | Steamer | E8 |  | Baseline Forecast | bar: 2019 to 2045
Commercial_Office (ID)_New_Food Preparation_Natural Gas_Steamer_E9_Baseline Forecast | Commercial | Office (ID) | New | Food Preparation | Natural Gas | Steamer | E9 |  | Baseline Forecast | bar: 2019 to 2045
Commercial_Office (ID)_New_Food Preparation_Natural Gas_Steamer_E10_Baseline Forecast | Commercial | Office (ID) | New | Food Preparation | Natural Gas | Steamer | E10 |  | Baseline Forecast | bar: 2019 to 2045
Commercial_Office (ID)_New_Food Preparation_Natural Gas_Food Prep Other_E1_Baseline Forecast | Commercial | Office (ID) | New | Food Preparation | Natural Gas | Food Prep Other | E1 | Standard | Baseline Forecast | 74% | 74% | 74% | 74% | 74% | 74% | 74% | 74% | 74% | 74% | 74% | 74% | 74% | 74% | 74% | 74% | 74% | 74% | 74% | 74% | 74% | 74% | 74% | 74% | 74% | 74% | 74%
Commercial_Office (ID)_New_Food Preparation_Natural Gas_Food Prep Other_E2_Baseline Forecast | Commercial | Office (ID) | New | Food Preparation | Natural Gas | Food Prep Other | E2 | ENERGY STAR | Baseline Forecast | 26% | 26% | 26% | 26% | 26% | 26% | 26% | 26% | 26% | 26% | 26% | 26% | 26% | 26% | 26% | 26% | 26% | 26% | 26% | 26% | 26% | 26% | 26% | 26% | 26% | 26% | 26%
Commercial_Office (ID)_New_Food Preparation_Natural Gas_Food Prep Other_E3_Baseline Forecast | Commercial | Office (ID) | New | Food Preparation | Natural Gas | Food Prep Other | E3 |  | Baseline Forecast | bar: 2019 to 2045
Commercial_Office (ID)_New_Food Preparation_Natural Gas_Food Prep Other_E4_Baseline Forecast | Commercial | Office (ID) | New | Food Preparation | Natural Gas | Food Prep Other | E4 |  | Baseline Forecast | bar: 2019 to 2045
Commercial_Office (ID)_New_Food Preparation_Natural Gas_Food Prep Other_E5_Baseline Forecast | Commercial | Office (ID) | New | Food Preparation | Natural Gas | Food Prep Other | E5 |  | Baseline Forecast | bar: 2019 to 2045
Commercial_Office (ID)_New_Food Preparation_Natural Gas_Food Prep Other_E6_Baseline Forecast | Commercial | Office (ID) | New | Food Preparation | Natural Gas | Food Prep Other | E6 |  | Baseline Forecast | bar: 2019 to 2045
Commercial_Office (ID)_New_Food Preparation_Natural Gas_Food Prep Other_E7_Baseline Forecast | Commercial | Office (ID) | New | Food Preparation | Natural Gas | Food Prep Other | E7 |  | Baseline Forecast | bar: 2019 to 2045
Commercial_Office (ID)_New_Food Preparation_Natural Gas_Food Prep Other_E8_Baseline Forecast | Commercial | Office (ID) | New | Food Preparation | Natural Gas | Food Prep Other | E8 |  | Baseline Forecast | bar: 2019 to 2045
Commercial_Office (ID)_New_Food Preparation_Natural Gas_Food Prep Other_E9_Baseline Forecast | Commercial | Office (ID) | New | Food Preparation | Natural Gas | Food Prep Other | E9 |  | Baseline Forecast | bar: 2019 to 2045
Commercial_Office (ID)_New_Food Preparation_Natural Gas_Food Prep Other_E10_Baseline Forecast | Commercial | Office (ID) | New | Food Preparation | Natural Gas | Food Prep Other | E10 |  | Baseline Forecast | bar: 2019 to 2045
Commercial_Office (ID)_New_Miscellaneous_Natural Gas_Pool Heater_E1_Baseline Forecast | Commercial | Office (ID) | New | Miscellaneous | Natural Gas | Pool Heater | E1 | Standard (EF .82) | Baseline Forecast | 90% | 90% | 90% | 90% | 90% | 90% | 90% | 90% | 90% | 90% | 90% | 90% | 90% | 90% | 90% | 90% | 90% | 90% | 90% | 90% | 90% | 90% | 90% | 90% | 90% | 90% | 90%
Commercial_Office (ID)_New_Miscellaneous_Natural Gas_Pool Heater_E2_Baseline Forecast | Commercial | Office (ID) | New | Miscellaneous | Natural Gas | Pool Heater | E2 | Condensing (EF .90) | Baseline Forecast | 10% | 10% | 10% | 10% | 10% | 10% | 10% | 10% | 10% | 10% | 10% | 10% | 10% | 10% | 10% | 10% | 10% | 10% | 10% | 10% | 10% | 10% | 10% | 10% | 10% | 10% | 10%
Commercial_Office (ID)_New_Miscellaneous_Natural Gas_Pool Heater_E3_Baseline Forecast | Commercial | Office (ID) | New | Miscellaneous | Natural Gas | Pool Heater | E3 |  | Baseline Forecast | bar: 2019 to 2045
Commercial_Office (ID)_New_Miscellaneous_Natural Gas_Pool Heater_E4_Baseline Forecast | Commercial | Office (ID) | New | Miscellaneous | Natural Gas | Pool Heater | E4 |  | Baseline Forecast | bar: 2019 to 2045
Commercial_Office (ID)_New_Miscellaneous_Natural Gas_Pool Heater_E5_Baseline Forecast | Commercial | Office (ID) | New | Miscellaneous | Natural Gas | Pool Heater | E5 |  | Baseline Forecast | bar: 2019 to 2045
Commercial_Office (ID)_New_Miscellaneous_Natural Gas_Pool Heater_E6_Baseline Forecast | Commercial | Office (ID) | New | Miscellaneous | Natural Gas | Pool Heater | E6 |  | Baseline Forecast | bar: 2019 to 2045
Commercial_Office (ID)_New_Miscellaneous_Natural Gas_Pool Heater_E7_Baseline Forecast | Commercial | Office (ID) | New | Miscellaneous | Natural Gas | Pool Heater | E7 |  | Baseline Forecast | bar: 2019 to 2045
Commercial_Office (ID)_New_Miscellaneous_Natural Gas_Pool Heater_E8_Baseline Forecast | Commercial | Office (ID) | New | Miscellaneous | Natural Gas | Pool Heater | E8 |  | Baseline Forecast | bar: 2019 to 2045
Commercial_Office (ID)_New_Miscellaneous_Natural Gas_Pool Heater_E9_Baseline Forecast | Commercial | Office (ID) | New | Miscellaneous | Natural Gas | Pool Heater | E9 |  | Baseline Forecast | bar: 2019 to 2045
Commercial_Office (ID)_New_Miscellaneous_Natural Gas_Pool Heater_E10_Baseline Forecast | Commercial | Office (ID) | New | Miscellaneous | Natural Gas | Pool Heater | E10 |  | Baseline Forecast | bar: 2019 to 2045
Commercial_Office (ID)_New_Miscellaneous_Natural Gas_Miscellaneous_E1_Baseline Forecast | Commercial | Office (ID) | New | Miscellaneous | Natural Gas | Miscellaneous | E1 | Standard | Baseline Forecast | 100% | 100% | 100% | 100% | 100% | 100% | 100% | 100% | 100% | 100% | 100% | 100% | 100% | 100% | 100% | 100% | 100% | 100% | 100% | 100% | 100% | 100% | 100% | 100% | 100% | 100% | 100%
Commercial_Office (ID)_New_Miscellaneous_Natural Gas_Miscellaneous_E2_Baseline Forecast | Commercial | Office (ID) | New | Miscellaneous | Natural Gas | Miscellaneous | E2 |  | Baseline Forecast | bar: 2019 to 2045
Commercial_Office (ID)_New_Miscellaneous_Natural Gas_Miscellaneous_E3_Baseline Forecast | Commercial | Office (ID) | New | Miscellaneous | Natural Gas | Miscellaneous | E3 |  | Baseline Forecast | bar: 2019 to 2045
Commercial_Office (ID)_New_Miscellaneous_Natural Gas_Miscellaneous_E4_Baseline Forecast | Commercial | Office (ID) | New | Miscellaneous | Natural Gas | Miscellaneous | E4 |  | Baseline Forecast | bar: 2019 to 2045
Commercial_Office (ID)_New_Miscellaneous_Natural Gas_Miscellaneous_E5_Baseline Forecast | Commercial | Office (ID) | New | Miscellaneous | Natural Gas | Miscellaneous | E5 |  | Baseline Forecast | bar: 2019 to 2045
Commercial_Office (ID)_New_Miscellaneous_Natural Gas_Miscellaneous_E6_Baseline Forecast | Commercial | Office (ID) | New | Miscellaneous | Natural Gas | Miscellaneous | E6 |  | Baseline Forecast | bar: 2019 to 2045
Commercial_Office (ID)_New_Miscellaneous_Natural Gas_Miscellaneous_E7_Baseline Forecast | Commercial | Office (ID) | New | Miscellaneous | Natural Gas | Miscellaneous | E7 |  | Baseline Forecast | bar: 2019 to 2045
Commercial_Office (ID)_New_Miscellaneous_Natural Gas_Miscellaneous_E8_Baseline Forecast | Commercial | Office (ID) | New | Miscellaneous | Natural Gas | Miscellaneous | E8 |  | Baseline Forecast | bar: 2019 to 2045
Commercial_Office (ID)_New_Miscellaneous_Natural Gas_Miscellaneous_E9_Baseline Forecast | Commercial | Office (ID) | New | Miscellaneous | Natural Gas | Miscellaneous | E9 |  | Baseline Forecast | bar: 2019 to 2045
Commercial_Office (ID)_New_Miscellaneous_Natural Gas_Miscellaneous_E10_Baseline Forecast | Commercial | Office (ID) | New | Miscellaneous | Natural Gas | Miscellaneous | E10 |  | Baseline Forecast | bar: 2019 to 2045
Commercial_Restaurant (ID)_Existing_Space Heating_Natural Gas_Furnace_E1_Baseline Forecast | Commercial | Restaurant (ID) | Existing | Space Heating | Natural Gas | Furnace | E1 | AFUE 80% (Standard) | Baseline Forecast | 100% | 100% | 100% | 100% | 100% | 100% | 100% | 100% | 100% | 100% | 100% | 100% | 100% | 100% | 100% | 100% | 100% | 100% | 100% | 100% | 100% | 100% | 100% | 100% | 100% | 100% | 100%
Commercial_Restaurant (ID)_Existing_Space Heating_Natural Gas_Furnace_E2_Baseline Forecast | Commercial | Restaurant (ID) | Existing | Space Heating | Natural Gas | Furnace | E2 | AFUE 90% | Baseline Forecast | bar: 2019 to 2045
Commercial_Restaurant (ID)_Existing_Space Heating_Natural Gas_Furnace_E3_Baseline Forecast | Commercial | Restaurant (ID) | Existing | Space Heating | Natural Gas | Furnace | E3 | AFUE 96% | Baseline Forecast | bar: 2019 to 2045
Commercial_Restaurant (ID)_Existing_Space Heating_Natural Gas_Furnace_E4_Baseline Forecast | Commercial | Restaurant (ID) | Existing | Space Heating | Natural Gas | Furnace | E4 |  | Baseline Forecast | bar: 2019 to 2045
Commercial_Restaurant (ID)_Existing_Space Heating_Natural Gas_Furnace_E5_Baseline Forecast | Commercial | Restaurant (ID) | Existing | Space Heating | Natural Gas | Furnace | E5 |  | Baseline Forecast | bar: 2019 to 2045
Commercial_Restaurant (ID)_Existing_Space Heating_Natural Gas_Furnace_E6_Baseline Forecast | Commercial | Restaurant (ID) | Existing | Space Heating | Natural Gas | Furnace | E6 |  | Baseline Forecast | bar: 2019 to 2045
Commercial_Restaurant (ID)_Existing_Space Heating_Natural Gas_Furnace_E7_Baseline Forecast | Commercial | Restaurant (ID) | Existing | Space Heating | Natural Gas | Furnace | E7 |  | Baseline Forecast | bar: 2019 to 2045
Commercial_Restaurant (ID)_Existing_Space Heating_Natural Gas_Furnace_E8_Baseline Forecast | Commercial | Restaurant (ID) | Existing | Space Heating | Natural Gas | Furnace | E8 |  | Baseline Forecast | bar: 2019 to 2045
Commercial_Restaurant (ID)_Existing_Space Heating_Natural Gas_Furnace_E9_Baseline Forecast | Commercial | Restaurant (ID) | Existing | Space Heating | Natural Gas | Furnace | E9 |  | Baseline Forecast | bar: 2019 to 2045
Commercial_Restaurant (ID)_Existing_Space Heating_Natural Gas_Furnace_E10_Baseline Forecast | Commercial | Restaurant (ID) | Existing | Space Heating | Natural Gas | Furnace | E10 |  | Baseline Forecast | bar: 2019 to 2045
Commercial_Restaurant (ID)_Existing_Space Heating_Natural Gas_Boiler_E1_Baseline Forecast | Commercial | Restaurant (ID) | Existing | Space Heating | Natural Gas | Boiler | E1 | AFUE 80% (Standard) | Baseline Forecast | 77.3% | 77.3% | 77.3% | 75.86% | 75.86% | 75.86% | 74.23% | 66.27% | 66.27% | 63.87% | 63.87% | 63.87% | 63.87% | 61.11% | 61.11% | 67.69% | 67.69% | 67.69% | 64.71% | 64.71% | 67.69% | 64.71% | 64.71% | 64.71% | 64.71% | 64.71% | 64.71%
Commercial_Restaurant (ID)_Existing_Space Heating_Natural Gas_Boiler_E2_Baseline Forecast | Commercial | Restaurant (ID) | Existing | Space Heating | Natural Gas | Boiler | E2 | AFUE 85% | Baseline Forecast | bar: 2019 to 2045
Commercial_Restaurant (ID)_Existing_Space Heating_Natural Gas_Boiler_E3_Baseline Forecast | Commercial | Restaurant (ID) | Existing | Space Heating | Natural Gas | Boiler | E3 | AFUE 97% | Baseline Forecast | 22.7% | 22.7% | 22.7% | 24.14% | 24.14% | 24.14% | 25.77% | 33.73% | 33.73% | 36.13% | 36.13% | 36.13% | 36.13% | 38.89% | 38.89% | 32.31% | 32.31% | 32.31% | 35.29% | 35.29% | 32.31% | 35.29% | 35.29% | 35.29% | 35.29% | 35.29% | 35.29%
Commercial_Restaurant (ID)_Existing_Space Heating_Natural Gas_Boiler_E4_Baseline Forecast | Commercial | Restaurant (ID) | Existing | Space Heating | Natural Gas | Boiler | E4 | Convert to NG Air Source Heat Pump | Baseline Forecast | bar: 2019 to 2045
Commercial_Restaurant (ID)_Existing_Space Heating_Natural Gas_Boiler_E5_Baseline Forecast | Commercial | Restaurant (ID) | Existing | Space Heating | Natural Gas | Boiler | E5 |  | Baseline Forecast | bar: 2019 to 2045
Commercial_Restaurant (ID)_Existing_Space Heating_Natural Gas_Boiler_E6_Baseline Forecast | Commercial | Restaurant (ID) | Existing | Space Heating | Natural Gas | Boiler | E6 |  | Baseline Forecast | bar: 2019 to 2045
Commercial_Restaurant (ID)_Existing_Space Heating_Natural Gas_Boiler_E7_Baseline Forecast | Commercial | Restaurant (ID) | Existing | Space Heating | Natural Gas | Boiler | E7 |  | Baseline Forecast | bar: 2019 to 2045
Commercial_Restaurant (ID)_Existing_Space Heating_Natural Gas_Boiler_E8_Baseline Forecast | Commercial | Restaurant (ID) | Existing | Space Heating | Natural Gas | Boiler | E8 |  | Baseline Forecast | bar: 2019 to 2045
Commercial_Restaurant (ID)_Existing_Space Heating_Natural Gas_Boiler_E9_Baseline Forecast | Commercial | Restaurant (ID) | Existing | Space Heating | Natural Gas | Boiler | E9 |  | Baseline Forecast | bar: 2019 to 2045
Commercial_Restaurant (ID)_Existing_Space Heating_Natural Gas_Boiler_E10_Baseline Forecast | Commercial | Restaurant (ID) | Existing | Space Heating | Natural Gas | Boiler | E10 |  | Baseline Forecast | bar: 2019 to 2045
Commercial_Restaurant (ID)_Existing_Space Heating_Natural Gas_Unit Heater_E1_Baseline Forecast | Commercial | Restaurant (ID) | Existing | Space Heating | Natural Gas | Unit Heater | E1 | Standard | Baseline Forecast | 100% | 100% | 100% | 100% | 100% | 100% | 100% | 100% | 100% | 100% | 100% | 100% | 100% | 100% | 100% | 100% | 100% | 100% | 100% | 100% | 100% | 100% | 100% | 100% | 100% | 100% | 100%
Commercial_Restaurant (ID)_Existing_Space Heating_Natural Gas_Unit Heater_E2_Baseline Forecast | Commercial | Restaurant (ID) | Existing | Space Heating | Natural Gas | Unit Heater | E2 | Condensing | Baseline Forecast | bar: 2019 to 2045
Commercial_Restaurant (ID)_Existing_Space Heating_Natural Gas_Unit Heater_E3_Baseline Forecast | Commercial | Restaurant (ID) | Existing | Space Heating | Natural Gas | Unit Heater | E3 | Infrared Radiant | Baseline Forecast | bar: 2019 to 2045
Commercial_Restaurant (ID)_Existing_Space Heating_Natural Gas_Unit Heater_E4_Baseline Forecast | Commercial | Restaurant (ID) | Existing | Space Heating | Natural Gas | Unit Heater | E4 |  | Baseline Forecast | bar: 2019 to 2045
Commercial_Restaurant (ID)_Existing_Space Heating_Natural Gas_Unit Heater_E5_Baseline Forecast | Commercial | Restaurant (ID) | Existing | Space Heating | Natural Gas | Unit Heater | E5 |  | Baseline Forecast | bar: 2019 to 2045
Commercial_Restaurant (ID)_Existing_Space Heating_Natural Gas_Unit Heater_E6_Baseline Forecast | Commercial | Restaurant (ID) | Existing | Space Heating | Natural Gas | Unit Heater | E6 |  | Baseline Forecast | bar: 2019 to 2045
Commercial_Restaurant (ID)_Existing_Space Heating_Natural Gas_Unit Heater_E7_Baseline Forecast | Commercial | Restaurant (ID) | Existing | Space Heating | Natural Gas | Unit Heater | E7 |  | Baseline Forecast | bar: 2019 to 2045
Commercial_Restaurant (ID)_Existing_Space Heating_Natural Gas_Unit Heater_E8_Baseline Forecast | Commercial | Restaurant (ID) | Existing | Space Heating | Natural Gas | Unit Heater | E8 |  | Baseline Forecast | bar: 2019 to 2045
Commercial_Restaurant (ID)_Existing_Space Heating_Natural Gas_Unit Heater_E9_Baseline Forecast | Commercial | Restaurant (ID) | Existing | Space Heating | Natural Gas | Unit Heater | E9 |  | Baseline Forecast | bar: 2019 to 2045
Commercial_Restaurant (ID)_Existing_Space Heating_Natural Gas_Unit Heater_E10_Baseline Forecast | Commercial | Restaurant (ID) | Existing | Space Heating | Natural Gas | Unit Heater | E10 |  | Baseline Forecast | bar: 2019 to 2045
Commercial_Restaurant (ID)_Existing_Water Heating_Natural Gas_Water Heater_E1_Baseline Forecast | Commercial | Restaurant (ID) | Existing | Water Heating | Natural Gas | Water Heater | E1 | TE 0.80 | Baseline Forecast | 47% | 47% | 47% | 47% | 47% | 47% | 47% | 47% | 47% | 47% | 47% | 47% | 47% | 47% | 47% | 47% | 47% | 47% | 47% | 47% | 47% | 47% | 47% | 47% | 47% | 47% | 47%
Commercial_Restaurant (ID)_Existing_Water Heating_Natural Gas_Water Heater_E2_Baseline Forecast | Commercial | Restaurant (ID) | Existing | Water Heating | Natural Gas | Water Heater | E2 | TE 0.90 | Baseline Forecast | bar: 2019 to 2045
Commercial_Restaurant (ID)_Existing_Water Heating_Natural Gas_Water Heater_E3_Baseline Forecast | Commercial | Restaurant (ID) | Existing | Water Heating | Natural Gas | Water Heater | E3 | TE 0.94 | Baseline Forecast | 53% | 53% | 53% | 53% | 53% | 53% | 53% | 53% | 53% | 53% | 53% | 53% | 53% | 53% | 53% | 53% | 53% | 53% | 53% | 53% | 53% | 53% | 53% | 53% | 53% | 53% | 53%
Commercial_Restaurant (ID)_Existing_Water Heating_Natural Gas_Water Heater_E4_Baseline Forecast | Commercial | Restaurant (ID) | Existing | Water Heating | Natural Gas | Water Heater | E4 | Instantaneous TE 0.94 | Baseline Forecast | bar: 2019 to 2045
Commercial_Restaurant (ID)_Existing_Water Heating_Natural Gas_Water Heater_E5_Baseline Forecast | Commercial | Restaurant (ID) | Existing | Water Heating | Natural Gas | Water Heater | E5 | Gas-Fired Absorption HPWH | Baseline Forecast | bar: 2019 to 2045
Commercial_Restaurant (ID)_Existing_Water Heating_Natural Gas_Water Heater_E6_Baseline Forecast | Commercial | Restaurant (ID) | Existing | Water Heating | Natural Gas | Water Heater | E6 |  | Baseline Forecast | bar: 2019 to 2045
Commercial_Restaurant (ID)_Existing_Water Heating_Natural Gas_Water Heater_E7_Baseline Forecast | Commercial | Restaurant (ID) | Existing | Water Heating | Natural Gas | Water Heater | E7 |  | Baseline Forecast | bar: 2019 to 2045
Commercial_Restaurant (ID)_Existing_Water Heating_Natural Gas_Water Heater_E8_Baseline Forecast | Commercial | Restaurant (ID) | Existing | Water Heating | Natural Gas | Water Heater | E8 |  | Baseline Forecast | bar: 2019 to 2045
Commercial_Restaurant (ID)_Existing_Water Heating_Natural Gas_Water Heater_E9_Baseline Forecast | Commercial | Restaurant (ID) | Existing | Water Heating | Natural Gas | Water Heater | E9 |  | Baseline Forecast | bar: 2019 to 2045
Commercial_Restaurant (ID)_Existing_Water Heating_Natural Gas_Water Heater_E10_Baseline Forecast | Commercial | Restaurant (ID) | Existing | Water Heating | Natural Gas | Water Heater | E10 |  | Baseline Forecast | bar: 2019 to 2045
Commercial_Restaurant (ID)_Existing_Food Preparation_Natural Gas_Oven_E1_Baseline Forecast | Commercial | Restaurant (ID) | Existing | Food Preparation | Natural Gas | Oven | E1 | Standard | Baseline Forecast | 41% | 41% | 41% | 41% | 41% | 41% | 41% | 41% | 41% | 41% | 41% | 41% | 41% | 41% | 41% | 41% | 41% | 41% | 41% | 41% | 41% | 41% | 41% | 41% | 41% | 41% | 41%
Commercial_Restaurant (ID)_Existing_Food Preparation_Natural Gas_Oven_E2_Baseline Forecast | Commercial | Restaurant (ID) | Existing | Food Preparation | Natural Gas | Oven | E2 | ENERGY STAR (>42% Baking Efficiency) | Baseline Forecast | 59% | 59% | 59% | 59% | 59% | 59% | 59% | 59% | 59% | 59% | 59% | 59% | 59% | 59% | 59% | 59% | 59% | 59% | 59% | 59% | 59% | 59% | 59% | 59% | 59% | 59% | 59%
Commercial_Restaurant (ID)_Existing_Food Preparation_Natural Gas_Oven_E3_Baseline Forecast | Commercial | Restaurant (ID) | Existing | Food Preparation | Natural Gas | Oven | E3 |  | Baseline Forecast | bar: 2019 to 2045
Commercial_Restaurant (ID)_Existing_Food Preparation_Natural Gas_Oven_E4_Baseline Forecast | Commercial | Restaurant (ID) | Existing | Food Preparation | Natural Gas | Oven | E4 |  | Baseline Forecast | bar: 2019 to 2045
Commercial_Restaurant (ID)_Existing_Food Preparation_Natural Gas_Oven_E5_Baseline Forecast | Commercial | Restaurant (ID) | Existing | Food Preparation | Natural Gas | Oven | E5 |  | Baseline Forecast | bar: 2019 to 2045
Commercial_Restaurant (ID)_Existing_Food Preparation_Natural Gas_Oven_E6_Baseline Forecast | Commercial | Restaurant (ID) | Existing | Food Preparation | Natural Gas | Oven | E6 |  | Baseline Forecast | bar: 2019 to 2045
Commercial_Restaurant (ID)_Existing_Food Preparation_Natural Gas_Oven_E7_Baseline Forecast | Commercial | Restaurant (ID) | Existing | Food Preparation | Natural Gas | Oven | E7 |  | Baseline Forecast | bar: 2019 to 2045
Commercial_Restaurant (ID)_Existing_Food Preparation_Natural Gas_Oven_E8_Baseline Forecast | Commercial | Restaurant (ID) | Existing | Food Preparation | Natural Gas | Oven | E8 |  | Baseline Forecast | bar: 2019 to 2045
Commercial_Restaurant (ID)_Existing_Food Preparation_Natural Gas_Oven_E9_Baseline Forecast | Commercial | Restaurant (ID) | Existing | Food Preparation | Natural Gas | Oven | E9 |  | Baseline Forecast | bar: 2019 to 2045
Commercial_Restaurant (ID)_Existing_Food Preparation_Natural Gas_Oven_E10_Baseline Forecast | Commercial | Restaurant (ID) | Existing | Food Preparation | Natural Gas | Oven | E10 |  | Baseline Forecast | bar: 2019 to 2045
Commercial_Restaurant (ID)_Existing_Food Preparation_Natural Gas_Conveyor Oven_E1_Baseline Forecast | Commercial | Restaurant (ID) | Existing | Food Preparation | Natural Gas | Conveyor Oven | E1 | Standard | Baseline Forecast | 41% | 41% | 41% | 41% | 41% | 41% | 41% | 41% | 41% | 41% | 41% | 41% | 41% | 41% | 41% | 41% | 41% | 41% | 41% | 41% | 41% | 41% | 41% | 41% | 41% | 41% | 41%
Commercial_Restaurant (ID)_Existing_Food Preparation_Natural Gas_Conveyor Oven_E2_Baseline Forecast | Commercial | Restaurant (ID) | Existing | Food Preparation | Natural Gas | Conveyor Oven | E2 | ENERGY STAR (>42% Baking Efficiency) | Baseline Forecast | 59% | 59% | 59% | 59% | 59% | 59% | 59% | 59% | 59% | 59% | 59% | 59% | 59% | 59% | 59% | 59% | 59% | 59% | 59% | 59% | 59% | 59% | 59% | 59% | 59% | 59% | 59%
Commercial_Restaurant (ID)_Existing_Food Preparation_Natural Gas_Conveyor Oven_E3_Baseline Forecast | Commercial | Restaurant (ID) | Existing | Food Preparation | Natural Gas | Conveyor Oven | E3 |  | Baseline Forecast | bar: 2019 to 2045
Commercial_Restaurant (ID)_Existing_Food Preparation_Natural Gas_Conveyor Oven_E4_Baseline Forecast | Commercial | Restaurant (ID) | Existing | Food Preparation | Natural Gas | Conveyor Oven | E4 |  | Baseline Forecast | bar: 2019 to 2045
Commercial_Restaurant (ID)_Existing_Food Preparation_Natural Gas_Conveyor Oven_E5_Baseline Forecast | Commercial | Restaurant (ID) | Existing | Food Preparation | Natural Gas | Conveyor Oven | E5 |  | Baseline Forecast | bar: 2019 to 2045
Commercial_Restaurant (ID)_Existing_Food Preparation_Natural Gas_Conveyor Oven_E6_Baseline Forecast | Commercial | Restaurant (ID) | Existing | Food Preparation | Natural Gas | Conveyor Oven | E6 |  | Baseline Forecast | bar: 2019 to 2045
Commercial_Restaurant (ID)_Existing_Food Preparation_Natural Gas_Conveyor Oven_E7_Baseline Forecast | Commercial | Restaurant (ID) | Existing | Food Preparation | Natural Gas | Conveyor Oven | E7 |  | Baseline Forecast | bar: 2019 to 2045
Commercial_Restaurant (ID)_Existing_Food Preparation_Natural Gas_Conveyor Oven_E8_Baseline Forecast | Commercial | Restaurant (ID) | Existing | Food Preparation | Natural Gas | Conveyor Oven | E8 |  | Baseline Forecast | bar: 2019 to 2045
Commercial_Restaurant (ID)_Existing_Food Preparation_Natural Gas_Conveyor Oven_E9_Baseline Forecast | Commercial | Restaurant (ID) | Existing | Food Preparation | Natural Gas | Conveyor Oven | E9 |  | Baseline Forecast | bar: 2019 to 2045
Commercial_Restaurant (ID)_Existing_Food Preparation_Natural Gas_Conveyor Oven_E10_Baseline Forecast | Commercial | Restaurant (ID) | Existing | Food Preparation | Natural Gas | Conveyor Oven | E10 |  | Baseline Forecast | bar: 2019 to 2045
Commercial_Restaurant (ID)_Existing_Food Preparation_Natural Gas_Double Rack Oven_E1_Baseline Forecast | Commercial | Restaurant (ID) | Existing | Food Preparation | Natural Gas | Double Rack Oven | E1 | Standard | Baseline Forecast | 41% | 41% | 41% | 41% | 41% | 41% | 41% | 41% | 41% | 41% | 41% | 41% | 41% | 41% | 41% | 41% | 41% | 41% | 41% | 41% | 41% | 41% | 41% | 41% | 41% | 41% | 41%
Commercial_Restaurant (ID)_Existing_Food Preparation_Natural Gas_Double Rack Oven_E2_Baseline Forecast | Commercial | Restaurant (ID) | Existing | Food Preparation | Natural Gas | Double Rack Oven | E2 | FTSC Qualified (>50% Cooking Efficiency) | Baseline Forecast | 59% | 59% | 59% | 59% | 59% | 59% | 59% | 59% | 59% | 59% | 59% | 59% | 59% | 59% | 59% | 59% | 59% | 59% | 59% | 59% | 59% | 59% | 59% | 59% | 59% | 59% | 59%
Commercial_Restaurant (ID)_Existing_Food Preparation_Natural Gas_Double Rack Oven_E3_Baseline Forecast | Commercial | Restaurant (ID) | Existing | Food Preparation | Natural Gas | Double Rack Oven | E3 |  | Baseline Forecast | bar: 2019 to 2045
Commercial_Restaurant (ID)_Existing_Food Preparation_Natural Gas_Double Rack Oven_E4_Baseline Forecast | Commercial | Restaurant (ID) | Existing | Food Preparation | Natural Gas | Double Rack Oven | E4 |  | Baseline Forecast | bar: 2019 to 2045
Commercial_Restaurant (ID)_Existing_Food Preparation_Natural Gas_Double Rack Oven_E5_Baseline Forecast | Commercial | Restaurant (ID) | Existing | Food Preparation | Natural Gas | Double Rack Oven | E5 |  | Baseline Forecast | bar: 2019 to 2045
Commercial_Restaurant (ID)_Existing_Food Preparation_Natural Gas_Double Rack Oven_E6_Baseline Forecast | Commercial | Restaurant (ID) | Existing | Food Preparation | Natural Gas | Double Rack Oven | E6 |  | Baseline Forecast | bar: 2019 to 2045
Commercial_Restaurant (ID)_Existing_Food Preparation_Natural Gas_Double Rack Oven_E7_Baseline Forecast | Commercial | Restaurant (ID) | Existing | Food Preparation | Natural Gas | Double Rack Oven | E7 |  | Baseline Forecast | bar: 2019 to 2045
Commercial_Restaurant (ID)_Existing_Food Preparation_Natural Gas_Double Rack Oven_E8_Baseline Forecast | Commercial | Restaurant (ID) | Existing | Food Preparation | Natural Gas | Double Rack Oven | E8 |  | Baseline Forecast | bar: 2019 to 2045
Commercial_Restaurant (ID)_Existing_Food Preparation_Natural Gas_Double Rack Oven_E9_Baseline Forecast | Commercial | Restaurant (ID) | Existing | Food Preparation | Natural Gas | Double Rack Oven | E9 |  | Baseline Forecast | bar: 2019 to 2045
Commercial_Restaurant (ID)_Existing_Food Preparation_Natural Gas_Double Rack Oven_E10_Baseline Forecast | Commercial | Restaurant (ID) | Existing | Food Preparation | Natural Gas | Double Rack Oven | E10 |  | Baseline Forecast | bar: 2019 to 2045
Commercial_Restaurant (ID)_Existing_Food Preparation_Natural Gas_Fryer_E1_Baseline Forecast | Commercial | Restaurant (ID) | Existing | Food Preparation | Natural Gas | Fryer | E1 | Standard | Baseline Forecast | 74% | 74% | 74% | 74% | 74% | 74% | 74% | 74% | 74% | 74% | 74% | 74% | 74% | 74% | 74% | 74% | 74% | 74% | 74% | 74% | 74% | 74% | 74% | 74% | 74% | 74% | 74%
Commercial_Restaurant (ID)_Existing_Food Preparation_Natural Gas_Fryer_E2_Baseline Forecast | Commercial | Restaurant (ID) | Existing | Food Preparation | Natural Gas | Fryer | E2 | ENERGY STAR | Baseline Forecast | 26% | 26% | 26% | 26% | 26% | 26% | 26% | 26% | 26% | 26% | 26% | 26% | 26% | 26% | 26% | 26% | 26% | 26% | 26% | 26% | 26% | 26% | 26% | 26% | 26% | 26% | 26%
Commercial_Restaurant (ID)_Existing_Food Preparation_Natural Gas_Fryer_E3_Baseline Forecast | Commercial | Restaurant (ID) | Existing | Food Preparation | Natural Gas | Fryer | E3 |  | Baseline Forecast | bar: 2019 to 2045
Commercial_Restaurant (ID)_Existing_Food Preparation_Natural Gas_Fryer_E4_Baseline Forecast | Commercial | Restaurant (ID) | Existing | Food Preparation | Natural Gas | Fryer | E4 |  | Baseline Forecast | bar: 2019 to 2045
Commercial_Restaurant (ID)_Existing_Food Preparation_Natural Gas_Fryer_E5_Baseline Forecast | Commercial | Restaurant (ID) | Existing | Food Preparation | Natural Gas | Fryer | E5 |  | Baseline Forecast | bar: 2019 to 2045
Commercial_Restaurant (ID)_Existing_Food Preparation_Natural Gas_Fryer_E6_Baseline Forecast | Commercial | Restaurant (ID) | Existing | Food Preparation | Natural Gas | Fryer | E6 |  | Baseline Forecast | bar: 2019 to 2045
Commercial_Restaurant (ID)_Existing_Food Preparation_Natural Gas_Fryer_E7_Baseline Forecast | Commercial | Restaurant (ID) | Existing | Food Preparation | Natural Gas | Fryer | E7 |  | Baseline Forecast | bar: 2019 to 2045
Commercial_Restaurant (ID)_Existing_Food Preparation_Natural Gas_Fryer_E8_Baseline Forecast | Commercial | Restaurant (ID) | Existing | Food Preparation | Natural Gas | Fryer | E8 |  | Baseline Forecast | bar: 2019 to 2045
Commercial_Restaurant (ID)_Existing_Food Preparation_Natural Gas_Fryer_E9_Baseline Forecast | Commercial | Restaurant (ID) | Existing | Food Preparation | Natural Gas | Fryer | E9 |  | Baseline Forecast | bar: 2019 to 2045
Commercial_Restaurant (ID)_Existing_Food Preparation_Natural Gas_Fryer_E10_Baseline Forecast | Commercial | Restaurant (ID) | Existing | Food Preparation | Natural Gas | Fryer | E10 |  | Baseline Forecast | bar: 2019 to 2045
Commercial_Restaurant (ID)_Existing_Food Preparation_Natural Gas_Broiler_E1_Baseline Forecast | Commercial | Restaurant (ID) | Existing | Food Preparation | Natural Gas | Broiler | E1 | Standard | Baseline Forecast | 74% | 74% | 74% | 74% | 74% | 74% | 74% | 74% | 74% | 74% | 74% | 74% | 74% | 74% | 74% | 74% | 74% | 74% | 74% | 74% | 74% | 74% | 74% | 74% | 74% | 74% | 74%
Commercial_Restaurant (ID)_Existing_Food Preparation_Natural Gas_Broiler_E2_Baseline Forecast | Commercial | Restaurant (ID) | Existing | Food Preparation | Natural Gas | Broiler | E2 | Infrared Burners | Baseline Forecast | 26% | 26% | 26% | 26% | 26% | 26% | 26% | 26% | 26% | 26% | 26% | 26% | 26% | 26% | 26% | 26% | 26% | 26% | 26% | 26% | 26% | 26% | 26% | 26% | 26% | 26% | 26%
Commercial_Restaurant (ID)_Existing_Food Preparation_Natural Gas_Broiler_E3_Baseline Forecast | Commercial | Restaurant (ID) | Existing | Food Preparation | Natural Gas | Broiler | E3 |  | Baseline Forecast | bar: 2019 to 2045
Commercial_Restaurant (ID)_Existing_Food Preparation_Natural Gas_Broiler_E4_Baseline Forecast | Commercial | Restaurant (ID) | Existing | Food Preparation | Natural Gas | Broiler | E4 |  | Baseline Forecast | bar: 2019 to 2045
Commercial_Restaurant (ID)_Existing_Food Preparation_Natural Gas_Broiler_E5_Baseline Forecast | Commercial | Restaurant (ID) | Existing | Food Preparation | Natural Gas | Broiler | E5 |  | Baseline Forecast | bar: 2019 to 2045
Commercial_Restaurant (ID)_Existing_Food Preparation_Natural Gas_Broiler_E6_Baseline Forecast | Commercial | Restaurant (ID) | Existing | Food Preparation | Natural Gas | Broiler | E6 |  | Baseline Forecast | bar: 2019 to 2045
Commercial_Restaurant (ID)_Existing_Food Preparation_Natural Gas_Broiler_E7_Baseline Forecast | Commercial | Restaurant (ID) | Existing | Food Preparation | Natural Gas | Broiler | E7 |  | Baseline Forecast | bar: 2019 to 2045
Commercial_Restaurant (ID)_Existing_Food Preparation_Natural Gas_Broiler_E8_Baseline Forecast | Commercial | Restaurant (ID) | Existing | Food Preparation | Natural Gas | Broiler | E8 |  | Baseline Forecast | bar: 2019 to 2045
Commercial_Restaurant (ID)_Existing_Food Preparation_Natural Gas_Broiler_E9_Baseline Forecast | Commercial | Restaurant (ID) | Existing | Food Preparation | Natural Gas | Broiler | E9 |  | Baseline Forecast | bar: 2019 to 2045
Commercial_Restaurant (ID)_Existing_Food Preparation_Natural Gas_Broiler_E10_Baseline Forecast | Commercial | Restaurant (ID) | Existing | Food Preparation | Natural Gas | Broiler | E10 |  | Baseline Forecast | bar: 2019 to 2045
Commercial_Restaurant (ID)_Existing_Food Preparation_Natural Gas_Griddle_E1_Baseline Forecast | Commercial | Restaurant (ID) | Existing | Food Preparation | Natural Gas | Griddle | E1 | Standard | Baseline Forecast | 71% | 71% | 71% | 71% | 71% | 71% | 71% | 71% | 71% | 71% | 71% | 71% | 71% | 71% | 71% | 71% | 71% | 71% | 71% | 71% | 71% | 71% | 71% | 71% | 71% | 71% | 71%
Commercial_Restaurant (ID)_Existing_Food Preparation_Natural Gas_Griddle_E2_Baseline Forecast | Commercial | Restaurant (ID) | Existing | Food Preparation | Natural Gas | Griddle | E2 | ENERGY STAR | Baseline Forecast | 29% | 29% | 29% | 29% | 29% | 29% | 29% | 29% | 29% | 29% | 29% | 29% | 29% | 29% | 29% | 29% | 29% | 29% | 29% | 29% | 29% | 29% | 29% | 29% | 29% | 29% | 29%
Commercial_Restaurant (ID)_Existing_Food Preparation_Natural Gas_Griddle_E3_Baseline Forecast | Commercial | Restaurant (ID) | Existing | Food Preparation | Natural Gas | Griddle | E3 |  | Baseline Forecast | bar: 2019 to 2045
Commercial_Restaurant (ID)_Existing_Food Preparation_Natural Gas_Griddle_E4_Baseline Forecast | Commercial | Restaurant (ID) | Existing | Food Preparation | Natural Gas | Griddle | E4 |  | Baseline Forecast | bar: 2019 to 2045
Commercial_Restaurant (ID)_Existing_Food Preparation_Natural Gas_Griddle_E5_Baseline Forecast | Commercial | Restaurant (ID) | Existing | Food Preparation | Natural Gas | Griddle | E5 |  | Baseline Forecast | bar: 2019 to 2045
Commercial_Restaurant (ID)_Existing_Food Preparation_Natural Gas_Griddle_E6_Baseline Forecast | Commercial | Restaurant (ID) | Existing | Food Preparation | Natural Gas | Griddle | E6 |  | Baseline Forecast | bar: 2019 to 2045
Commercial_Restaurant (ID)_Existing_Food Preparation_Natural Gas_Griddle_E7_Baseline Forecast | Commercial | Restaurant (ID) | Existing | Food Preparation | Natural Gas | Griddle | E7 |  | Baseline Forecast | bar: 2019 to 2045
Commercial_Restaurant (ID)_Existing_Food Preparation_Natural Gas_Griddle_E8_Baseline Forecast | Commercial | Restaurant (ID) | Existing | Food Preparation | Natural Gas | Griddle | E8 |  | Baseline Forecast | bar: 2019 to 2045
Commercial_Restaurant (ID)_Existing_Food Preparation_Natural Gas_Griddle_E9_Baseline Forecast | Commercial | Restaurant (ID) | Existing | Food Preparation | Natural Gas | Griddle | E9 |  | Baseline Forecast | bar: 2019 to 2045
Commercial_Restaurant (ID)_Existing_Food Preparation_Natural Gas_Griddle_E10_Baseline Forecast | Commercial | Restaurant (ID) | Existing | Food Preparation | Natural Gas | Griddle | E10 |  | Baseline Forecast | bar: 2019 to 2045
Commercial_Restaurant (ID)_Existing_Food Preparation_Natural Gas_Range_E1_Baseline Forecast | Commercial | Restaurant (ID) | Existing | Food Preparation | Natural Gas | Range | E1 | Standard | Baseline Forecast | 41% | 41% | 41% | 41% | 41% | 41% | 41% | 41% | 41% | 41% | 41% | 41% | 41% | 41% | 41% | 41% | 41% | 41% | 41% | 41% | 41% | 41% | 41% | 41% | 41% | 41% | 41%
Commercial_Restaurant (ID)_Existing_Food Preparation_Natural Gas_Range_E2_Baseline Forecast | Commercial | Restaurant (ID) | Existing | Food Preparation | Natural Gas | Range | E2 | High Efficiency | Baseline Forecast | 59% | 59% | 59% | 59% | 59% | 59% | 59% | 59% | 59% | 59% | 59% | 59% | 59% | 59% | 59% | 59% | 59% | 59% | 59% | 59% | 59% | 59% | 59% | 59% | 59% | 59% | 59%
Commercial_Restaurant (ID)_Existing_Food Preparation_Natural Gas_Range_E3_Baseline Forecast | Commercial | Restaurant (ID) | Existing | Food Preparation | Natural Gas | Range | E3 |  | Baseline Forecast | bar: 2019 to 2045
Commercial_Restaurant (ID)_Existing_Food Preparation_Natural Gas_Range_E4_Baseline Forecast | Commercial | Restaurant (ID) | Existing | Food Preparation | Natural Gas | Range | E4 |  | Baseline Forecast | bar: 2019 to 2045
Commercial_Restaurant (ID)_Existing_Food Preparation_Natural Gas_Range_E5_Baseline Forecast | Commercial | Restaurant (ID) | Existing | Food Preparation | Natural Gas | Range | E5 |  | Baseline Forecast | bar: 2019 to 2045
Commercial_Restaurant (ID)_Existing_Food Preparation_Natural Gas_Range_E6_Baseline Forecast | Commercial | Restaurant (ID) | Existing | Food Preparation | Natural Gas | Range | E6 |  | Baseline Forecast | bar: 2019 to 2045
Commercial_Restaurant (ID)_Existing_Food Preparation_Natural Gas_Range_E7_Baseline Forecast | Commercial | Restaurant (ID) | Existing | Food Preparation | Natural Gas | Range | E7 |  | Baseline Forecast | bar: 2019 to 2045
Commercial_Restaurant (ID)_Existing_Food Preparation_Natural Gas_Range_E8_Baseline Forecast | Commercial | Restaurant (ID) | Existing | Food Preparation | Natural Gas | Range | E8 |  | Baseline Forecast | bar: 2019 to 2045
Commercial_Restaurant (ID)_Existing_Food Preparation_Natural Gas_Range_E9_Baseline Forecast | Commercial | Restaurant (ID) | Existing | Food Preparation | Natural Gas | Range | E9 |  | Baseline Forecast | bar: 2019 to 2045
Commercial_Restaurant (ID)_Existing_Food Preparation_Natural Gas_Range_E10_Baseline Forecast | Commercial | Restaurant (ID) | Existing | Food Preparation | Natural Gas | Range | E10 |  | Baseline Forecast | bar: 2019 to 2045
Commercial_Restaurant (ID)_Existing_Food Preparation_Natural Gas_Steamer_E1_Baseline Forecast | Commercial | Restaurant (ID) | Existing | Food Preparation | Natural Gas | Steamer | E1 | Standard | Baseline Forecast | 50% | 50% | 50% | 50% | 50% | 50% | 50% | 50% | 50% | 50% | 50% | 50% | 50% | 50% | 50% | 50% | 50% | 50% | 50% | 50% | 50% | 50% | 50% | 50% | 50% | 50% | 50%
Commercial_Restaurant (ID)_Existing_Food Preparation_Natural Gas_Steamer_E2_Baseline Forecast | Commercial | Restaurant (ID) | Existing | Food Preparation | Natural Gas | Steamer | E2 | ENERGY STAR | Baseline Forecast | 50% | 50% | 50% | 50% | 50% | 50% | 50% | 50% | 50% | 50% | 50% | 50% | 50% | 50% | 50% | 50% | 50% | 50% | 50% | 50% | 50% | 50% | 50% | 50% | 50% | 50% | 50%
Commercial_Restaurant (ID)_Existing_Food Preparation_Natural Gas_Steamer_E3_Baseline Forecast | Commercial | Restaurant (ID) | Existing | Food Preparation | Natural Gas | Steamer | E3 |  | Baseline Forecast | bar: 2019 to 2045
Commercial_Restaurant (ID)_Existing_Food Preparation_Natural Gas_Steamer_E4_Baseline Forecast | Commercial | Restaurant (ID) | Existing | Food Preparation | Natural Gas | Steamer | E4 |  | Baseline Forecast | bar: 2019 to 2045
Commercial_Restaurant (ID)_Existing_Food Preparation_Natural Gas_Steamer_E5_Baseline Forecast | Commercial | Restaurant (ID) | Existing | Food Preparation | Natural Gas | Steamer | E5 |  | Baseline Forecast | bar: 2019 to 2045
Commercial_Restaurant (ID)_Existing_Food Preparation_Natural Gas_Steamer_E6_Baseline Forecast | Commercial | Restaurant (ID) | Existing | Food Preparation | Natural Gas | Steamer | E6 |  | Baseline Forecast | bar: 2019 to 2045
Commercial_Restaurant (ID)_Existing_Food Preparation_Natural Gas_Steamer_E7_Baseline Forecast | Commercial | Restaurant (ID) | Existing | Food Preparation | Natural Gas | Steamer | E7 |  | Baseline Forecast | bar: 2019 to 2045
Commercial_Restaurant (ID)_Existing_Food Preparation_Natural Gas_Steamer_E8_Baseline Forecast | Commercial | Restaurant (ID) | Existing | Food Preparation | Natural Gas | Steamer | E8 |  | Baseline Forecast | bar: 2019 to 2045
Commercial_Restaurant (ID)_Existing_Food Preparation_Natural Gas_Steamer_E9_Baseline Forecast | Commercial | Restaurant (ID) | Existing | Food Preparation | Natural Gas | Steamer | E9 |  | Baseline Forecast | bar: 2019 to 2045
Commercial_Restaurant (ID)_Existing_Food Preparation_Natural Gas_Steamer_E10_Baseline Forecast | Commercial | Restaurant (ID) | Existing | Food Preparation | Natural Gas | Steamer | E10 |  | Baseline Forecast | bar: 2019 to 2045
Commercial_Restaurant (ID)_Existing_Food Preparation_Natural Gas_Food Prep Other_E1_Baseline Forecast | Commercial | Restaurant (ID) | Existing | Food Preparation | Natural Gas | Food Prep Other | E1 | Standard | Baseline Forecast | 74% | 74% | 74% | 74% | 74% | 74% | 74% | 74% | 74% | 74% | 74% | 74% | 74% | 74% | 74% | 74% | 74% | 74% | 74% | 74% | 74% | 74% | 74% | 74% | 74% | 74% | 74%
Commercial_Restaurant (ID)_Existing_Food Preparation_Natural Gas_Food Prep Other_E2_Baseline Forecast | Commercial | Restaurant (ID) | Existing | Food Preparation | Natural Gas | Food Prep Other | E2 | ENERGY STAR | Baseline Forecast | 26% | 26% | 26% | 26% | 26% | 26% | 26% | 26% | 26% | 26% | 26% | 26% | 26% | 26% | 26% | 26% | 26% | 26% | 26% | 26% | 26% | 26% | 26% | 26% | 26% | 26% | 26%
Commercial_Restaurant (ID)_Existing_Food Preparation_Natural Gas_Food Prep Other_E3_Baseline Forecast | Commercial | Restaurant (ID) | Existing | Food Preparation | Natural Gas | Food Prep Other | E3 |  | Baseline Forecast | bar: 2019 to 2045
Commercial_Restaurant (ID)_Existing_Food Preparation_Natural Gas_Food Prep Other_E4_Baseline Forecast | Commercial | Restaurant (ID) | Existing | Food Preparation | Natural Gas | Food Prep Other | E4 |  | Baseline Forecast | bar: 2019 to 2045
Commercial_Restaurant (ID)_Existing_Food Preparation_Natural Gas_Food Prep Other_E5_Baseline Forecast | Commercial | Restaurant (ID) | Existing | Food Preparation | Natural Gas | Food Prep Other | E5 |  | Baseline Forecast | bar: 2019 to 2045
Commercial_Restaurant (ID)_Existing_Food Preparation_Natural Gas_Food Prep Other_E6_Baseline Forecast | Commercial | Restaurant (ID) | Existing | Food Preparation | Natural Gas | Food Prep Other | E6 |  | Baseline Forecast | bar: 2019 to 2045
Commercial_Restaurant (ID)_Existing_Food Preparation_Natural Gas_Food Prep Other_E7_Baseline Forecast | Commercial | Restaurant (ID) | Existing | Food Preparation | Natural Gas | Food Prep Other | E7 |  | Baseline Forecast | bar: 2019 to 2045
Commercial_Restaurant (ID)_Existing_Food Preparation_Natural Gas_Food Prep Other_E8_Baseline Forecast | Commercial | Restaurant (ID) | Existing | Food Preparation | Natural Gas | Food Prep Other | E8 |  | Baseline Forecast | bar: 2019 to 2045
Commercial_Restaurant (ID)_Existing_Food Preparation_Natural Gas_Food Prep Other_E9_Baseline Forecast | Commercial | Restaurant (ID) | Existing | Food Preparation | Natural Gas | Food Prep Other | E9 |  | Baseline Forecast | bar: 2019 to 2045
Commercial_Restaurant (ID)_Existing_Food Preparation_Natural Gas_Food Prep Other_E10_Baseline Forecast | Commercial | Restaurant (ID) | Existing | Food Preparation | Natural Gas | Food Prep Other | E10 |  | Baseline Forecast | bar: 2019 to 2045
Commercial_Restaurant (ID)_Existing_Miscellaneous_Natural Gas_Pool Heater_E1_Baseline Forecast | Commercial | Restaurant (ID) | Existing | Miscellaneous | Natural Gas | Pool Heater | E1 | Standard (EF .82) | Baseline Forecast | 90% | 90% | 90% | 90% | 90% | 90% | 90% | 90% | 90% | 90% | 90% | 90% | 90% | 90% | 90% | 90% | 90% | 90% | 90% | 90% | 90% | 90% | 90% | 90% | 90% | 90% | 90%
Commercial_Restaurant (ID)_Existing_Miscellaneous_Natural Gas_Pool Heater_E2_Baseline Forecast | Commercial | Restaurant (ID) | Existing | Miscellaneous | Natural Gas | Pool Heater | E2 | Condensing (EF .90) | Baseline Forecast | 10% | 10% | 10% | 10% | 10% | 10% | 10% | 10% | 10% | 10% | 10% | 10% | 10% | 10% | 10% | 10% | 10% | 10% | 10% | 10% | 10% | 10% | 10% | 10% | 10% | 10% | 10%
Commercial_Restaurant (ID)_Existing_Miscellaneous_Natural Gas_Pool Heater_E3_Baseline Forecast | Commercial | Restaurant (ID) | Existing | Miscellaneous | Natural Gas | Pool Heater | E3 |  | Baseline Forecast | bar: 2019 to 2045
Commercial_Restaurant (ID)_Existing_Miscellaneous_Natural Gas_Pool Heater_E4_Baseline Forecast | Commercial | Restaurant (ID) | Existing | Miscellaneous | Natural Gas | Pool Heater | E4 |  | Baseline Forecast | bar: 2019 to 2045
Commercial_Restaurant (ID)_Existing_Miscellaneous_Natural Gas_Pool Heater_E5_Baseline Forecast | Commercial | Restaurant (ID) | Existing | Miscellaneous | Natural Gas | Pool Heater | E5 |  | Baseline Forecast | bar: 2019 to 2045
Commercial_Restaurant (ID)_Existing_Miscellaneous_Natural Gas_Pool Heater_E6_Baseline Forecast | Commercial | Restaurant (ID) | Existing | Miscellaneous | Natural Gas | Pool Heater | E6 |  | Baseline Forecast | bar: 2019 to 2045
Commercial_Restaurant (ID)_Existing_Miscellaneous_Natural Gas_Pool Heater_E7_Baseline Forecast | Commercial | Restaurant (ID) | Existing | Miscellaneous | Natural Gas | Pool Heater | E7 |  | Baseline Forecast | bar: 2019 to 2045
Commercial_Restaurant (ID)_Existing_Miscellaneous_Natural Gas_Pool Heater_E8_Baseline Forecast | Commercial | Restaurant (ID) | Existing | Miscellaneous | Natural Gas | Pool Heater | E8 |  | Baseline Forecast | bar: 2019 to 2045
Commercial_Restaurant (ID)_Existing_Miscellaneous_Natural Gas_Pool Heater_E9_Baseline Forecast | Commercial | Restaurant (ID) | Existing | Miscellaneous | Natural Gas | Pool Heater | E9 |  | Baseline Forecast | bar: 2019 to 2045
Commercial_Restaurant (ID)_Existing_Miscellaneous_Natural Gas_Pool Heater_E10_Baseline Forecast | Commercial | Restaurant (ID) | Existing | Miscellaneous | Natural Gas | Pool Heater | E10 |  | Baseline Forecast | bar: 2019 to 2045
Commercial_Restaurant (ID)_Existing_Miscellaneous_Natural Gas_Miscellaneous_E1_Baseline Forecast | Commercial | Restaurant (ID) | Existing | Miscellaneous | Natural Gas | Miscellaneous | E1 | Standard | Baseline Forecast | 100% | 100% | 100% | 100% | 100% | 100% | 100% | 100% | 100% | 100% | 100% | 100% | 100% | 100% | 100% | 100% | 100% | 100% | 100% | 100% | 100% | 100% | 100% | 100% | 100% | 100% | 100%
Commercial_Restaurant (ID)_Existing_Miscellaneous_Natural Gas_Miscellaneous_E2_Baseline Forecast | Commercial | Restaurant (ID) | Existing | Miscellaneous | Natural Gas | Miscellaneous | E2 |  | Baseline Forecast | bar: 2019 to 2045
Commercial_Restaurant (ID)_Existing_Miscellaneous_Natural Gas_Miscellaneous_E3_Baseline Forecast | Commercial | Restaurant (ID) | Existing | Miscellaneous | Natural Gas | Miscellaneous | E3 |  | Baseline Forecast | bar: 2019 to 2045
Commercial_Restaurant (ID)_Existing_Miscellaneous_Natural Gas_Miscellaneous_E4_Baseline Forecast | Commercial | Restaurant (ID) | Existing | Miscellaneous | Natural Gas | Miscellaneous | E4 |  | Baseline Forecast | bar: 2019 to 2045
Commercial_Restaurant (ID)_Existing_Miscellaneous_Natural Gas_Miscellaneous_E5_Baseline Forecast | Commercial | Restaurant (ID) | Existing | Miscellaneous | Natural Gas | Miscellaneous | E5 |  | Baseline Forecast | bar: 2019 to 2045
Commercial_Restaurant (ID)_Existing_Miscellaneous_Natural Gas_Miscellaneous_E6_Baseline Forecast | Commercial | Restaurant (ID) | Existing | Miscellaneous | Natural Gas | Miscellaneous | E6 |  | Baseline Forecast | bar: 2019 to 2045
Commercial_Restaurant (ID)_Existing_Miscellaneous_Natural Gas_Miscellaneous_E7_Baseline Forecast | Commercial | Restaurant (ID) | Existing | Miscellaneous | Natural Gas | Miscellaneous | E7 |  | Baseline Forecast | bar: 2019 to 2045
Commercial_Restaurant (ID)_Existing_Miscellaneous_Natural Gas_Miscellaneous_E8_Baseline Forecast | Commercial | Restaurant (ID) | Existing | Miscellaneous | Natural Gas | Miscellaneous | E8 |  | Baseline Forecast | bar: 2019 to 2045
Commercial_Restaurant (ID)_Existing_Miscellaneous_Natural Gas_Miscellaneous_E9_Baseline Forecast | Commercial | Restaurant (ID) | Existing | Miscellaneous | Natural Gas | Miscellaneous | E9 |  | Baseline Forecast | bar: 2019 to 2045
Commercial_Restaurant (ID)_Existing_Miscellaneous_Natural Gas_Miscellaneous_E10_Baseline Forecast | Commercial | Restaurant (ID) | Existing | Miscellaneous | Natural Gas | Miscellaneous | E10 |  | Baseline Forecast | bar: 2019 to 2045
Commercial_Restaurant (ID)_New_Space Heating_Natural Gas_Furnace_E1_Baseline Forecast | Commercial | Restaurant (ID) | New | Space Heating | Natural Gas | Furnace | E1 | AFUE 80% (Standard) | Baseline Forecast | 100% | 100% | 100% | 100% | 100% | 100% | 100% | 100% | 100% | 100% | 100% | 100% | 100% | 100% | 100% | 100% | 100% | 100% | 100% | 100% | 100% | 100% | 100% | 100% | 100% | 100% | 100%
Commercial_Restaurant (ID)_New_Space Heating_Natural Gas_Furnace_E2_Baseline Forecast | Commercial | Restaurant (ID) | New | Space Heating | Natural Gas | Furnace | E2 | AFUE 90% | Baseline Forecast | bar: 2019 to 2045
Commercial_Restaurant (ID)_New_Space Heating_Natural Gas_Furnace_E3_Baseline Forecast | Commercial | Restaurant (ID) | New | Space Heating | Natural Gas | Furnace | E3 | AFUE 96% | Baseline Forecast | bar: 2019 to 2045
Commercial_Restaurant (ID)_New_Space Heating_Natural Gas_Furnace_E4_Baseline Forecast | Commercial | Restaurant (ID) | New | Space Heating | Natural Gas | Furnace | E4 |  | Baseline Forecast | bar: 2019 to 2045
Commercial_Restaurant (ID)_New_Space Heating_Natural Gas_Furnace_E5_Baseline Forecast | Commercial | Restaurant (ID) | New | Space Heating | Natural Gas | Furnace | E5 |  | Baseline Forecast | bar: 2019 to 2045
Commercial_Restaurant (ID)_New_Space Heating_Natural Gas_Furnace_E6_Baseline Forecast | Commercial | Restaurant (ID) | New | Space Heating | Natural Gas | Furnace | E6 |  | Baseline Forecast | bar: 2019 to 2045
Commercial_Restaurant (ID)_New_Space Heating_Natural Gas_Furnace_E7_Baseline Forecast | Commercial | Restaurant (ID) | New | Space Heating | Natural Gas | Furnace | E7 |  | Baseline Forecast | bar: 2019 to 2045
Commercial_Restaurant (ID)_New_Space Heating_Natural Gas_Furnace_E8_Baseline Forecast | Commercial | Restaurant (ID) | New | Space Heating | Natural Gas | Furnace | E8 |  | Baseline Forecast | bar: 2019 to 2045
Commercial_Restaurant (ID)_New_Space Heating_Natural Gas_Furnace_E9_Baseline Forecast | Commercial | Restaurant (ID) | New | Space Heating | Natural Gas | Furnace | E9 |  | Baseline Forecast | bar: 2019 to 2045
Commercial_Restaurant (ID)_New_Space Heating_Natural Gas_Furnace_E10_Baseline Forecast | Commercial | Restaurant (ID) | New | Space Heating | Natural Gas | Furnace | E10 |  | Baseline Forecast | bar: 2019 to 2045
Commercial_Restaurant (ID)_New_Space Heating_Natural Gas_Boiler_E1_Baseline Forecast | Commercial | Restaurant (ID) | New | Space Heating | Natural Gas | Boiler | E1 | AFUE 80% (Standard) | Baseline Forecast | 79.71% | 82.5% | 82.5% | 82.5% | 79.71% | 79.71% | 79.71% | 79.71% | 61.11% | 61.11% | 61.11% | 61.11% | 61.11% | 61.11% | 61.11% | 61.11% | 70.21% | 70.21% | 70.21% | 70.21% | 70.21% | 70.21% | 70.21% | 70.21% | 70.21% | 70.21% | 70.21%
Commercial_Restaurant (ID)_New_Space Heating_Natural Gas_Boiler_E2_Baseline Forecast | Commercial | Restaurant (ID) | New | Space Heating | Natural Gas | Boiler | E2 | AFUE 85% | Baseline Forecast | bar: 2019 to 2045
Commercial_Restaurant (ID)_New_Space Heating_Natural Gas_Boiler_E3_Baseline Forecast | Commercial | Restaurant (ID) | New | Space Heating | Natural Gas | Boiler | E3 | AFUE 97% | Baseline Forecast | 20.29% | 17.5% | 17.5% | 17.5% | 20.29% | 20.29% | 20.29% | 20.29% | 38.89% | 38.89% | 38.89% | 38.89% | 38.89% | 38.89% | 38.89% | 38.89% | 29.79% | 29.79% | 29.79% | 29.79% | 29.79% | 29.79% | 29.79% | 29.79% | 29.79% | 29.79% | 29.79%
Commercial_Restaurant (ID)_New_Space Heating_Natural Gas_Boiler_E4_Baseline Forecast | Commercial | Restaurant (ID) | New | Space Heating | Natural Gas | Boiler | E4 | Convert to NG Air Source Heat Pump | Baseline Forecast | bar: 2019 to 2045
Commercial_Restaurant (ID)_New_Space Heating_Natural Gas_Boiler_E5_Baseline Forecast | Commercial | Restaurant (ID) | New | Space Heating | Natural Gas | Boiler | E5 |  | Baseline Forecast | bar: 2019 to 2045
Commercial_Restaurant (ID)_New_Space Heating_Natural Gas_Boiler_E6_Baseline Forecast | Commercial | Restaurant (ID) | New | Space Heating | Natural Gas | Boiler | E6 |  | Baseline Forecast | bar: 2019 to 2045
Commercial_Restaurant (ID)_New_Space Heating_Natural Gas_Boiler_E7_Baseline Forecast | Commercial | Restaurant (ID) | New | Space Heating | Natural Gas | Boiler | E7 |  | Baseline Forecast | bar: 2019 to 2045
Commercial_Restaurant (ID)_New_Space Heating_Natural Gas_Boiler_E8_Baseline Forecast | Commercial | Restaurant (ID) | New | Space Heating | Natural Gas | Boiler | E8 |  | Baseline Forecast | bar: 2019 to 2045
Commercial_Restaurant (ID)_New_Space Heating_Natural Gas_Boiler_E9_Baseline Forecast | Commercial | Restaurant (ID) | New | Space Heating | Natural Gas | Boiler | E9 |  | Baseline Forecast | bar: 2019 to 2045
Commercial_Restaurant (ID)_New_Space Heating_Natural Gas_Boiler_E10_Baseline Forecast | Commercial | Restaurant (ID) | New | Space Heating | Natural Gas | Boiler | E10 |  | Baseline Forecast | bar: 2019 to 2045
Commercial_Restaurant (ID)_New_Space Heating_Natural Gas_Unit Heater_E1_Baseline Forecast | Commercial | Restaurant (ID) | New | Space Heating | Natural Gas | Unit Heater | E1 | Standard | Baseline Forecast | 100% | 100% | 100% | 100% | 100% | 100% | 100% | 100% | 100% | 100% | 100% | 100% | 100% | 100% | 100% | 100% | 100% | 100% | 100% | 100% | 100% | 100% | 100% | 100% | 100% | 100% | 100%
Commercial_Restaurant (ID)_New_Space Heating_Natural Gas_Unit Heater_E2_Baseline Forecast | Commercial | Restaurant (ID) | New | Space Heating | Natural Gas | Unit Heater | E2 | Condensing | Baseline Forecast | bar: 2019 to 2045
Commercial_Restaurant (ID)_New_Space Heating_Natural Gas_Unit Heater_E3_Baseline Forecast | Commercial | Restaurant (ID) | New | Space Heating | Natural Gas | Unit Heater | E3 | Infrared Radiant | Baseline Forecast | bar: 2019 to 2045
Commercial_Restaurant (ID)_New_Space Heating_Natural Gas_Unit Heater_E4_Baseline Forecast | Commercial | Restaurant (ID) | New | Space Heating | Natural Gas | Unit Heater | E4 |  | Baseline Forecast | bar: 2019 to 2045
Commercial_Restaurant (ID)_New_Space Heating_Natural Gas_Unit Heater_E5_Baseline Forecast | Commercial | Restaurant (ID) | New | Space Heating | Natural Gas | Unit Heater | E5 |  | Baseline Forecast | bar: 2019 to 2045
Commercial_Restaurant (ID)_New_Space Heating_Natural Gas_Unit Heater_E6_Baseline Forecast | Commercial | Restaurant (ID) | New | Space Heating | Natural Gas | Unit Heater | E6 |  | Baseline Forecast | bar: 2019 to 2045
Commercial_Restaurant (ID)_New_Space Heating_Natural Gas_Unit Heater_E7_Baseline Forecast | Commercial | Restaurant (ID) | New | Space Heating | Natural Gas | Unit Heater | E7 |  | Baseline Forecast | bar: 2019 to 2045
Commercial_Restaurant (ID)_New_Space Heating_Natural Gas_Unit Heater_E8_Baseline Forecast | Commercial | Restaurant (ID) | New | Space Heating | Natural Gas | Unit Heater | E8 |  | Baseline Forecast | bar: 2019 to 2045
Commercial_Restaurant (ID)_New_Space Heating_Natural Gas_Unit Heater_E9_Baseline Forecast | Commercial | Restaurant (ID) | New | Space Heating | Natural Gas | Unit Heater | E9 |  | Baseline Forecast | bar: 2019 to 2045
Commercial_Restaurant (ID)_New_Space Heating_Natural Gas_Unit Heater_E10_Baseline Forecast | Commercial | Restaurant (ID) | New | Space Heating | Natural Gas | Unit Heater | E10 |  | Baseline Forecast | bar: 2019 to 2045
Commercial_Restaurant (ID)_New_Water Heating_Natural Gas_Water Heater_E1_Baseline Forecast | Commercial | Restaurant (ID) | New | Water Heating | Natural Gas | Water Heater | E1 | TE 0.80 | Baseline Forecast | 47% | 47% | 47% | 47% | 47% | 47% | 47% | 47% | 47% | 47% | 47% | 47% | 47% | 47% | 47% | 47% | 47% | 47% | 47% | 47% | 47% | 47% | 47% | 47% | 47% | 47% | 47%
Commercial_Restaurant (ID)_New_Water Heating_Natural Gas_Water Heater_E2_Baseline Forecast | Commercial | Restaurant (ID) | New | Water Heating | Natural Gas | Water Heater | E2 | TE 0.90 | Baseline Forecast | bar: 2019 to 2045
Commercial_Restaurant (ID)_New_Water Heating_Natural Gas_Water Heater_E3_Baseline Forecast | Commercial | Restaurant (ID) | New | Water Heating | Natural Gas | Water Heater | E3 | TE 0.94 | Baseline Forecast | 53% | 53% | 53% | 53% | 53% | 53% | 53% | 53% | 53% | 53% | 53% | 53% | 53% | 53% | 53% | 53% | 53% | 53% | 53% | 53% | 53% | 53% | 53% | 53% | 53% | 53% | 53%
Commercial_Restaurant (ID)_New_Water Heating_Natural Gas_Water Heater_E4_Baseline Forecast | Commercial | Restaurant (ID) | New | Water Heating | Natural Gas | Water Heater | E4 | Instantaneous TE 0.94 | Baseline Forecast | bar: 2019 to 2045
Commercial_Restaurant (ID)_New_Water Heating_Natural Gas_Water Heater_E5_Baseline Forecast | Commercial | Restaurant (ID) | New | Water Heating | Natural Gas | Water Heater | E5 | Gas-Fired Absorption HPWH | Baseline Forecast | bar: 2019 to 2045
Commercial_Restaurant (ID)_New_Water Heating_Natural Gas_Water Heater_E6_Baseline Forecast | Commercial | Restaurant (ID) | New | Water Heating | Natural Gas | Water Heater | E6 |  | Baseline Forecast | bar: 2019 to 2045
Commercial_Restaurant (ID)_New_Water Heating_Natural Gas_Water Heater_E7_Baseline Forecast | Commercial | Restaurant (ID) | New | Water Heating | Natural Gas | Water Heater | E7 |  | Baseline Forecast | bar: 2019 to 2045
Commercial_Restaurant (ID)_New_Water Heating_Natural Gas_Water Heater_E8_Baseline Forecast | Commercial | Restaurant (ID) | New | Water Heating | Natural Gas | Water Heater | E8 |  | Baseline Forecast | bar: 2019 to 2045
Commercial_Restaurant (ID)_New_Water Heating_Natural Gas_Water Heater_E9_Baseline Forecast | Commercial | Restaurant (ID) | New | Water Heating | Natural Gas | Water Heater | E9 |  | Baseline Forecast | bar: 2019 to 2045
Commercial_Restaurant (ID)_New_Water Heating_Natural Gas_Water Heater_E10_Baseline Forecast | Commercial | Restaurant (ID) | New | Water Heating | Natural Gas | Water Heater | E10 |  | Baseline Forecast | bar: 2019 to 2045
Commercial_Restaurant (ID)_New_Food Preparation_Natural Gas_Oven_E1_Baseline Forecast | Commercial | Restaurant (ID) | New | Food Preparation | Natural Gas | Oven | E1 | Standard | Baseline Forecast | 41% | 41% | 41% | 41% | 41% | 41% | 41% | 41% | 41% | 41% | 41% | 41% | 41% | 41% | 41% | 41% | 41% | 41% | 41% | 41% | 41% | 41% | 41% | 41% | 41% | 41% | 41%
Commercial_Restaurant (ID)_New_Food Preparation_Natural Gas_Oven_E2_Baseline Forecast | Commercial | Restaurant (ID) | New | Food Preparation | Natural Gas | Oven | E2 | ENERGY STAR (>42% Baking Efficiency) | Baseline Forecast | 59% | 59% | 59% | 59% | 59% | 59% | 59% | 59% | 59% | 59% | 59% | 59% | 59% | 59% | 59% | 59% | 59% | 59% | 59% | 59% | 59% | 59% | 59% | 59% | 59% | 59% | 59%
Commercial_Restaurant (ID)_New_Food Preparation_Natural Gas_Oven_E3_Baseline Forecast | Commercial | Restaurant (ID) | New | Food Preparation | Natural Gas | Oven | E3 |  | Baseline Forecast | bar: 2019 to 2045
Commercial_Restaurant (ID)_New_Food Preparation_Natural Gas_Oven_E4_Baseline Forecast | Commercial | Restaurant (ID) | New | Food Preparation | Natural Gas | Oven | E4 |  | Baseline Forecast | bar: 2019 to 2045
Commercial_Restaurant (ID)_New_Food Preparation_Natural Gas_Oven_E5_Baseline Forecast | Commercial | Restaurant (ID) | New | Food Preparation | Natural Gas | Oven | E5 |  | Baseline Forecast | bar: 2019 to 2045
Commercial_Restaurant (ID)_New_Food Preparation_Natural Gas_Oven_E6_Baseline Forecast | Commercial | Restaurant (ID) | New | Food Preparation | Natural Gas | Oven | E6 |  | Baseline Forecast | bar: 2019 to 2045
Commercial_Restaurant (ID)_New_Food Preparation_Natural Gas_Oven_E7_Baseline Forecast | Commercial | Restaurant (ID) | New | Food Preparation | Natural Gas | Oven | E7 |  | Baseline Forecast | bar: 2019 to 2045
Commercial_Restaurant (ID)_New_Food Preparation_Natural Gas_Oven_E8_Baseline Forecast | Commercial | Restaurant (ID) | New | Food Preparation | Natural Gas | Oven | E8 |  | Baseline Forecast | bar: 2019 to 2045
Commercial_Restaurant (ID)_New_Food Preparation_Natural Gas_Oven_E9_Baseline Forecast | Commercial | Restaurant (ID) | New | Food Preparation | Natural Gas | Oven | E9 |  | Baseline Forecast | bar: 2019 to 2045
Commercial_Restaurant (ID)_New_Food Preparation_Natural Gas_Oven_E10_Baseline Forecast | Commercial | Restaurant (ID) | New | Food Preparation | Natural Gas | Oven | E10 |  | Baseline Forecast | bar: 2019 to 2045
Commercial_Restaurant (ID)_New_Food Preparation_Natural Gas_Conveyor Oven_E1_Baseline Forecast | Commercial | Restaurant (ID) | New | Food Preparation | Natural Gas | Conveyor Oven | E1 | Standard | Baseline Forecast | 41% | 41% | 41% | 41% | 41% | 41% | 41% | 41% | 41% | 41% | 41% | 41% | 41% | 41% | 41% | 41% | 41% | 41% | 41% | 41% | 41% | 41% | 41% | 41% | 41% | 41% | 41%
Commercial_Restaurant (ID)_New_Food Preparation_Natural Gas_Conveyor Oven_E2_Baseline Forecast | Commercial | Restaurant (ID) | New | Food Preparation | Natural Gas | Conveyor Oven | E2 | ENERGY STAR (>42% Baking Efficiency) | Baseline Forecast | 59% | 59% | 59% | 59% | 59% | 59% | 59% | 59% | 59% | 59% | 59% | 59% | 59% | 59% | 59% | 59% | 59% | 59% | 59% | 59% | 59% | 59% | 59% | 59% | 59% | 59% | 59%
Commercial_Restaurant (ID)_New_Food Preparation_Natural Gas_Conveyor Oven_E3_Baseline Forecast | Commercial | Restaurant (ID) | New | Food Preparation | Natural Gas | Conveyor Oven | E3 |  | Baseline Forecast | bar: 2019 to 2045
Commercial_Restaurant (ID)_New_Food Preparation_Natural Gas_Conveyor Oven_E4_Baseline Forecast | Commercial | Restaurant (ID) | New | Food Preparation | Natural Gas | Conveyor Oven | E4 |  | Baseline Forecast | bar: 2019 to 2045
Commercial_Restaurant (ID)_New_Food Preparation_Natural Gas_Conveyor Oven_E5_Baseline Forecast | Commercial | Restaurant (ID) | New | Food Preparation | Natural Gas | Conveyor Oven | E5 |  | Baseline Forecast | bar: 2019 to 2045
Commercial_Restaurant (ID)_New_Food Preparation_Natural Gas_Conveyor Oven_E6_Baseline Forecast | Commercial | Restaurant (ID) | New | Food Preparation | Natural Gas | Conveyor Oven | E6 |  | Baseline Forecast | bar: 2019 to 2045
Commercial_Restaurant (ID)_New_Food Preparation_Natural Gas_Conveyor Oven_E7_Baseline Forecast | Commercial | Restaurant (ID) | New | Food Preparation | Natural Gas | Conveyor Oven | E7 |  | Baseline Forecast | bar: 2019 to 2045
Commercial_Restaurant (ID)_New_Food Preparation_Natural Gas_Conveyor Oven_E8_Baseline Forecast | Commercial | Restaurant (ID) | New | Food Preparation | Natural Gas | Conveyor Oven | E8 |  | Baseline Forecast | bar: 2019 to 2045
Commercial_Restaurant (ID)_New_Food Preparation_Natural Gas_Conveyor Oven_E9_Baseline Forecast | Commercial | Restaurant (ID) | New | Food Preparation | Natural Gas | Conveyor Oven | E9 |  | Baseline Forecast | bar: 2019 to 2045
Commercial_Restaurant (ID)_New_Food Preparation_Natural Gas_Conveyor Oven_E10_Baseline Forecast | Commercial | Restaurant (ID) | New | Food Preparation | Natural Gas | Conveyor Oven | E10 |  | Baseline Forecast | bar: 2019 to 2045
Commercial_Restaurant (ID)_New_Food Preparation_Natural Gas_Double Rack Oven_E1_Baseline Forecast | Commercial | Restaurant (ID) | New | Food Preparation | Natural Gas | Double Rack Oven | E1 | Standard | Baseline Forecast | 41% | 41% | 41% | 41% | 41% | 41% | 41% | 41% | 41% | 41% | 41% | 41% | 41% | 41% | 41% | 41% | 41% | 41% | 41% | 41% | 41% | 41% | 41% | 41% | 41% | 41% | 41%
Commercial_Restaurant (ID)_New_Food Preparation_Natural Gas_Double Rack Oven_E2_Baseline Forecast | Commercial | Restaurant (ID) | New | Food Preparation | Natural Gas | Double Rack Oven | E2 | FTSC Qualified (>50% Cooking Efficiency) | Baseline Forecast | 59% | 59% | 59% | 59% | 59% | 59% | 59% | 59% | 59% | 59% | 59% | 59% | 59% | 59% | 59% | 59% | 59% | 59% | 59% | 59% | 59% | 59% | 59% | 59% | 59% | 59% | 59%
Commercial_Restaurant (ID)_New_Food Preparation_Natural Gas_Double Rack Oven_E3_Baseline Forecast | Commercial | Restaurant (ID) | New | Food Preparation | Natural Gas | Double Rack Oven | E3 |  | Baseline Forecast | bar: 2019 to 2045
Commercial_Restaurant (ID)_New_Food Preparation_Natural Gas_Double Rack Oven_E4_Baseline Forecast | Commercial | Restaurant (ID) | New | Food Preparation | Natural Gas | Double Rack Oven | E4 |  | Baseline Forecast | bar: 2019 to 2045
Commercial_Restaurant (ID)_New_Food Preparation_Natural Gas_Double Rack Oven_E5_Baseline Forecast | Commercial | Restaurant (ID) | New | Food Preparation | Natural Gas | Double Rack Oven | E5 |  | Baseline Forecast | bar: 2019 to 2045
Commercial_Restaurant (ID)_New_Food Preparation_Natural Gas_Double Rack Oven_E6_Baseline Forecast | Commercial | Restaurant (ID) | New | Food Preparation | Natural Gas | Double Rack Oven | E6 |  | Baseline Forecast | bar: 2019 to 2045
Commercial_Restaurant (ID)_New_Food Preparation_Natural Gas_Double Rack Oven_E7_Baseline Forecast | Commercial | Restaurant (ID) | New | Food Preparation | Natural Gas | Double Rack Oven | E7 |  | Baseline Forecast | bar: 2019 to 2045
Commercial_Restaurant (ID)_New_Food Preparation_Natural Gas_Double Rack Oven_E8_Baseline Forecast | Commercial | Restaurant (ID) | New | Food Preparation | Natural Gas | Double Rack Oven | E8 |  | Baseline Forecast | bar: 2019 to 2045
Commercial_Restaurant (ID)_New_Food Preparation_Natural Gas_Double Rack Oven_E9_Baseline Forecast | Commercial | Restaurant (ID) | New | Food Preparation | Natural Gas | Double Rack Oven | E9 |  | Baseline Forecast | bar: 2019 to 2045
Commercial_Restaurant (ID)_New_Food Preparation_Natural Gas_Double Rack Oven_E10_Baseline Forecast | Commercial | Restaurant (ID) | New | Food Preparation | Natural Gas | Double Rack Oven | E10 |  | Baseline Forecast | bar: 2019 to 2045
Commercial_Restaurant (ID)_New_Food Preparation_Natural Gas_Fryer_E1_Baseline Forecast | Commercial | Restaurant (ID) | New | Food Preparation | Natural Gas | Fryer | E1 | Standard | Baseline Forecast | 74% | 74% | 74% | 74% | 74% | 74% | 74% | 74% | 74% | 74% | 74% | 74% | 74% | 74% | 74% | 74% | 74% | 74% | 74% | 74% | 74% | 74% | 74% | 74% | 74% | 74% | 74%
Commercial_Restaurant (ID)_New_Food Preparation_Natural Gas_Fryer_E2_Baseline Forecast | Commercial | Restaurant (ID) | New | Food Preparation | Natural Gas | Fryer | E2 | ENERGY STAR | Baseline Forecast | 26% | 26% | 26% | 26% | 26% | 26% | 26% | 26% | 26% | 26% | 26% | 26% | 26% | 26% | 26% | 26% | 26% | 26% | 26% | 26% | 26% | 26% | 26% | 26% | 26% | 26% | 26%
Commercial_Restaurant (ID)_New_Food Preparation_Natural Gas_Fryer_E3_Baseline Forecast | Commercial | Restaurant (ID) | New | Food Preparation | Natural Gas | Fryer | E3 |  | Baseline Forecast | bar: 2019 to 2045
Commercial_Restaurant (ID)_New_Food Preparation_Natural Gas_Fryer_E4_Baseline Forecast | Commercial | Restaurant (ID) | New | Food Preparation | Natural Gas | Fryer | E4 |  | Baseline Forecast | bar: 2019 to 2045
Commercial_Restaurant (ID)_New_Food Preparation_Natural Gas_Fryer_E5_Baseline Forecast | Commercial | Restaurant (ID) | New | Food Preparation | Natural Gas | Fryer | E5 |  | Baseline Forecast | bar: 2019 to 2045
Commercial_Restaurant (ID)_New_Food Preparation_Natural Gas_Fryer_E6_Baseline Forecast | Commercial | Restaurant (ID) | New | Food Preparation | Natural Gas | Fryer | E6 |  | Baseline Forecast | bar: 2019 to 2045
Commercial_Restaurant (ID)_New_Food Preparation_Natural Gas_Fryer_E7_Baseline Forecast | Commercial | Restaurant (ID) | New | Food Preparation | Natural Gas | Fryer | E7 |  | Baseline Forecast | bar: 2019 to 2045
Commercial_Restaurant (ID)_New_Food Preparation_Natural Gas_Fryer_E8_Baseline Forecast | Commercial | Restaurant (ID) | New | Food Preparation | Natural Gas | Fryer | E8 |  | Baseline Forecast | bar: 2019 to 2045
Commercial_Restaurant (ID)_New_Food Preparation_Natural Gas_Fryer_E9_Baseline Forecast | Commercial | Restaurant (ID) | New | Food Preparation | Natural Gas | Fryer | E9 |  | Baseline Forecast | bar: 2019 to 2045
Commercial_Restaurant (ID)_New_Food Preparation_Natural Gas_Fryer_E10_Baseline Forecast | Commercial | Restaurant (ID) | New | Food Preparation | Natural Gas | Fryer | E10 |  | Baseline Forecast | bar: 2019 to 2045
Commercial_Restaurant (ID)_New_Food Preparation_Natural Gas_Broiler_E1_Baseline Forecast | Commercial | Restaurant (ID) | New | Food Preparation | Natural Gas | Broiler | E1 | Standard | Baseline Forecast | 74% | 74% | 74% | 74% | 74% | 74% | 74% | 74% | 74% | 74% | 74% | 74% | 74% | 74% | 74% | 74% | 74% | 74% | 74% | 74% | 74% | 74% | 74% | 74% | 74% | 74% | 74%
Commercial_Restaurant (ID)_New_Food Preparation_Natural Gas_Broiler_E2_Baseline Forecast | Commercial | Restaurant (ID) | New | Food Preparation | Natural Gas | Broiler | E2 | Infrared Burners | Baseline Forecast | 26% | 26% | 26% | 26% | 26% | 26% | 26% | 26% | 26% | 26% | 26% | 26% | 26% | 26% | 26% | 26% | 26% | 26% | 26% | 26% | 26% | 26% | 26% | 26% | 26% | 26% | 26%
Commercial_Restaurant (ID)_New_Food Preparation_Natural Gas_Broiler_E3_Baseline Forecast | Commercial | Restaurant (ID) | New | Food Preparation | Natural Gas | Broiler | E3 |  | Baseline Forecast | bar: 2019 to 2045
Commercial_Restaurant (ID)_New_Food Preparation_Natural Gas_Broiler_E4_Baseline Forecast | Commercial | Restaurant (ID) | New | Food Preparation | Natural Gas | Broiler | E4 |  | Baseline Forecast | bar: 2019 to 2045
Commercial_Restaurant (ID)_New_Food Preparation_Natural Gas_Broiler_E5_Baseline Forecast | Commercial | Restaurant (ID) | New | Food Preparation | Natural Gas | Broiler | E5 |  | Baseline Forecast | bar: 2019 to 2045
Commercial_Restaurant (ID)_New_Food Preparation_Natural Gas_Broiler_E6_Baseline Forecast | Commercial | Restaurant (ID) | New | Food Preparation | Natural Gas | Broiler | E6 |  | Baseline Forecast | bar: 2019 to 2045
Commercial_Restaurant (ID)_New_Food Preparation_Natural Gas_Broiler_E7_Baseline Forecast | Commercial | Restaurant (ID) | New | Food Preparation | Natural Gas | Broiler | E7 |  | Baseline Forecast | bar: 2019 to 2045
Commercial_Restaurant (ID)_New_Food Preparation_Natural Gas_Broiler_E8_Baseline Forecast | Commercial | Restaurant (ID) | New | Food Preparation | Natural Gas | Broiler | E8 |  | Baseline Forecast | bar: 2019 to 2045
Commercial_Restaurant (ID)_New_Food Preparation_Natural Gas_Broiler_E9_Baseline Forecast | Commercial | Restaurant (ID) | New | Food Preparation | Natural Gas | Broiler | E9 |  | Baseline Forecast | bar: 2019 to 2045
Commercial_Restaurant (ID)_New_Food Preparation_Natural Gas_Broiler_E10_Baseline Forecast | Commercial | Restaurant (ID) | New | Food Preparation | Natural Gas | Broiler | E10 |  | Baseline Forecast | bar: 2019 to 2045
Commercial_Restaurant (ID)_New_Food Preparation_Natural Gas_Griddle_E1_Baseline Forecast | Commercial | Restaurant (ID) | New | Food Preparation | Natural Gas | Griddle | E1 | Standard | Baseline Forecast | 71% | 71% | 71% | 71% | 71% | 71% | 71% | 71% | 71% | 71% | 71% | 71% | 71% | 71% | 71% | 71% | 71% | 71% | 71% | 71% | 71% | 71% | 71% | 71% | 71% | 71% | 71%
Commercial_Restaurant (ID)_New_Food Preparation_Natural Gas_Griddle_E2_Baseline Forecast | Commercial | Restaurant (ID) | New | Food Preparation | Natural Gas | Griddle | E2 | ENERGY STAR | Baseline Forecast | 29% | 29% | 29% | 29% | 29% | 29% | 29% | 29% | 29% | 29% | 29% | 29% | 29% | 29% | 29% | 29% | 29% | 29% | 29% | 29% | 29% | 29% | 29% | 29% | 29% | 29% | 29%
Commercial_Restaurant (ID)_New_Food Preparation_Natural Gas_Griddle_E3_Baseline Forecast | Commercial | Restaurant (ID) | New | Food Preparation | Natural Gas | Griddle | E3 |  | Baseline Forecast | bar: 2019 to 2045
Commercial_Restaurant (ID)_New_Food Preparation_Natural Gas_Griddle_E4_Baseline Forecast | Commercial | Restaurant (ID) | New | Food Preparation | Natural Gas | Griddle | E4 |  | Baseline Forecast | bar: 2019 to 2045
Commercial_Restaurant (ID)_New_Food Preparation_Natural Gas_Griddle_E5_Baseline Forecast | Commercial | Restaurant (ID) | New | Food Preparation | Natural Gas | Griddle | E5 |  | Baseline Forecast | bar: 2019 to 2045
Commercial_Restaurant (ID)_New_Food Preparation_Natural Gas_Griddle_E6_Baseline Forecast | Commercial | Restaurant (ID) | New | Food Preparation | Natural Gas | Griddle | E6 |  | Baseline Forecast | bar: 2019 to 2045
Commercial_Restaurant (ID)_New_Food Preparation_Natural Gas_Griddle_E7_Baseline Forecast | Commercial | Restaurant (ID) | New | Food Preparation | Natural Gas | Griddle | E7 |  | Baseline Forecast | bar: 2019 to 2045
Commercial_Restaurant (ID)_New_Food Preparation_Natural Gas_Griddle_E8_Baseline Forecast | Commercial | Restaurant (ID) | New | Food Preparation | Natural Gas | Griddle | E8 |  | Baseline Forecast | bar: 2019 to 2045
Commercial_Restaurant (ID)_New_Food Preparation_Natural Gas_Griddle_E9_Baseline Forecast | Commercial | Restaurant (ID) | New | Food Preparation | Natural Gas | Griddle | E9 |  | Baseline Forecast | bar: 2019 to 2045
Commercial_Restaurant (ID)_New_Food Preparation_Natural Gas_Griddle_E10_Baseline Forecast | Commercial | Restaurant (ID) | New | Food Preparation | Natural Gas | Griddle | E10 |  | Baseline Forecast | bar: 2019 to 2045
Commercial_Restaurant (ID)_New_Food Preparation_Natural Gas_Range_E1_Baseline Forecast | Commercial | Restaurant (ID) | New | Food Preparation | Natural Gas | Range | E1 | Standard | Baseline Forecast | 41% | 41% | 41% | 41% | 41% | 41% | 41% | 41% | 41% | 41% | 41% | 41% | 41% | 41% | 41% | 41% | 41% | 41% | 41% | 41% | 41% | 41% | 41% | 41% | 41% | 41% | 41%
Commercial_Restaurant (ID)_New_Food Preparation_Natural Gas_Range_E2_Baseline Forecast | Commercial | Restaurant (ID) | New | Food Preparation | Natural Gas | Range | E2 | High Efficiency | Baseline Forecast | 59% | 59% | 59% | 59% | 59% | 59% | 59% | 59% | 59% | 59% | 59% | 59% | 59% | 59% | 59% | 59% | 59% | 59% | 59% | 59% | 59% | 59% | 59% | 59% | 59% | 59% | 59%
Commercial_Restaurant (ID)_New_Food Preparation_Natural Gas_Range_E3_Baseline Forecast | Commercial | Restaurant (ID) | New | Food Preparation | Natural Gas | Range | E3 |  | Baseline Forecast | bar: 2019 to 2045
Commercial_Restaurant (ID)_New_Food Preparation_Natural Gas_Range_E4_Baseline Forecast | Commercial | Restaurant (ID) | New | Food Preparation | Natural Gas | Range | E4 |  | Baseline Forecast | bar: 2019 to 2045
Commercial_Restaurant (ID)_New_Food Preparation_Natural Gas_Range_E5_Baseline Forecast | Commercial | Restaurant (ID) | New | Food Preparation | Natural Gas | Range | E5 |  | Baseline Forecast | bar: 2019 to 2045
Commercial_Restaurant (ID)_New_Food Preparation_Natural Gas_Range_E6_Baseline Forecast | Commercial | Restaurant (ID) | New | Food Preparation | Natural Gas | Range | E6 |  | Baseline Forecast | bar: 2019 to 2045
Commercial_Restaurant (ID)_New_Food Preparation_Natural Gas_Range_E7_Baseline Forecast | Commercial | Restaurant (ID) | New | Food Preparation | Natural Gas | Range | E7 |  | Baseline Forecast | bar: 2019 to 2045
Commercial_Restaurant (ID)_New_Food Preparation_Natural Gas_Range_E8_Baseline Forecast | Commercial | Restaurant (ID) | New | Food Preparation | Natural Gas | Range | E8 |  | Baseline Forecast | bar: 2019 to 2045
Commercial_Restaurant (ID)_New_Food Preparation_Natural Gas_Range_E9_Baseline Forecast | Commercial | Restaurant (ID) | New | Food Preparation | Natural Gas | Range | E9 |  | Baseline Forecast | bar: 2019 to 2045
Commercial_Restaurant (ID)_New_Food Preparation_Natural Gas_Range_E10_Baseline Forecast | Commercial | Restaurant (ID) | New | Food Preparation | Natural Gas | Range | E10 |  | Baseline Forecast | bar: 2019 to 2045
Commercial_Restaurant (ID)_New_Food Preparation_Natural Gas_Steamer_E1_Baseline Forecast | Commercial | Restaurant (ID) | New | Food Preparation | Natural Gas | Steamer | E1 | Standard | Baseline Forecast | 50% | 50% | 50% | 50% | 50% | 50% | 50% | 50% | 50% | 50% | 50% | 50% | 50% | 50% | 50% | 50% | 50% | 50% | 50% | 50% | 50% | 50% | 50% | 50% | 50% | 50% | 50%
Commercial_Restaurant (ID)_New_Food Preparation_Natural Gas_Steamer_E2_Baseline Forecast | Commercial | Restaurant (ID) | New | Food Preparation | Natural Gas | Steamer | E2 | ENERGY STAR | Baseline Forecast | 50% | 50% | 50% | 50% | 50% | 50% | 50% | 50% | 50% | 50% | 50% | 50% | 50% | 50% | 50% | 50% | 50% | 50% | 50% | 50% | 50% | 50% | 50% | 50% | 50% | 50% | 50%
Commercial_Restaurant (ID)_New_Food Preparation_Natural Gas_Steamer_E3_Baseline Forecast | Commercial | Restaurant (ID) | New | Food Preparation | Natural Gas | Steamer | E3 |  | Baseline Forecast | bar: 2019 to 2045
Commercial_Restaurant (ID)_New_Food Preparation_Natural Gas_Steamer_E4_Baseline Forecast | Commercial | Restaurant (ID) | New | Food Preparation | Natural Gas | Steamer | E4 |  | Baseline Forecast | bar: 2019 to 2045
Commercial_Restaurant (ID)_New_Food Preparation_Natural Gas_Steamer_E5_Baseline Forecast | Commercial | Restaurant (ID) | New | Food Preparation | Natural Gas | Steamer | E5 |  | Baseline Forecast | bar: 2019 to 2045
Commercial_Restaurant (ID)_New_Food Preparation_Natural Gas_Steamer_E6_Baseline Forecast | Commercial | Restaurant (ID) | New | Food Preparation | Natural Gas | Steamer | E6 |  | Baseline Forecast | bar: 2019 to 2045
Commercial_Restaurant (ID)_New_Food Preparation_Natural Gas_Steamer_E7_Baseline Forecast | Commercial | Restaurant (ID) | New | Food Preparation | Natural Gas | Steamer | E7 |  | Baseline Forecast | bar: 2019 to 2045
Commercial_Restaurant (ID)_New_Food Preparation_Natural Gas_Steamer_E8_Baseline Forecast | Commercial | Restaurant (ID) | New | Food Preparation | Natural Gas | Steamer | E8 |  | Baseline Forecast | bar: 2019 to 2045
Commercial_Restaurant (ID)_New_Food Preparation_Natural Gas_Steamer_E9_Baseline Forecast | Commercial | Restaurant (ID) | New | Food Preparation | Natural Gas | Steamer | E9 |  | Baseline Forecast | bar: 2019 to 2045
Commercial_Restaurant (ID)_New_Food Preparation_Natural Gas_Steamer_E10_Baseline Forecast | Commercial | Restaurant (ID) | New | Food Preparation | Natural Gas | Steamer | E10 |  | Baseline Forecast | bar: 2019 to 2045
Commercial_Restaurant (ID)_New_Food Preparation_Natural Gas_Food Prep Other_E1_Baseline Forecast | Commercial | Restaurant (ID) | New | Food Preparation | Natural Gas | Food Prep Other | E1 | Standard | Baseline Forecast | 74% | 74% | 74% | 74% | 74% | 74% | 74% | 74% | 74% | 74% | 74% | 74% | 74% | 74% | 74% | 74% | 74% | 74% | 74% | 74% | 74% | 74% | 74% | 74% | 74% | 74% | 74%
Commercial_Restaurant (ID)_New_Food Preparation_Natural Gas_Food Prep Other_E2_Baseline Forecast | Commercial | Restaurant (ID) | New | Food Preparation | Natural Gas | Food Prep Other | E2 | ENERGY STAR | Baseline Forecast | 26% | 26% | 26% | 26% | 26% | 26% | 26% | 26% | 26% | 26% | 26% | 26% | 26% | 26% | 26% | 26% | 26% | 26% | 26% | 26% | 26% | 26% | 26% | 26% | 26% | 26% | 26%
Commercial_Restaurant (ID)_New_Food Preparation_Natural Gas_Food Prep Other_E3_Baseline Forecast | Commercial | Restaurant (ID) | New | Food Preparation | Natural Gas | Food Prep Other | E3 |  | Baseline Forecast | bar: 2019 to 2045
Commercial_Restaurant (ID)_New_Food Preparation_Natural Gas_Food Prep Other_E4_Baseline Forecast | Commercial | Restaurant (ID) | New | Food Preparation | Natural Gas | Food Prep Other | E4 |  | Baseline Forecast | bar: 2019 to 2045
Commercial_Restaurant (ID)_New_Food Preparation_Natural Gas_Food Prep Other_E5_Baseline Forecast | Commercial | Restaurant (ID) | New | Food Preparation | Natural Gas | Food Prep Other | E5 |  | Baseline Forecast | bar: 2019 to 2045
Commercial_Restaurant (ID)_New_Food Preparation_Natural Gas_Food Prep Other_E6_Baseline Forecast | Commercial | Restaurant (ID) | New | Food Preparation | Natural Gas | Food Prep Other | E6 |  | Baseline Forecast | bar: 2019 to 2045
Commercial_Restaurant (ID)_New_Food Preparation_Natural Gas_Food Prep Other_E7_Baseline Forecast | Commercial | Restaurant (ID) | New | Food Preparation | Natural Gas | Food Prep Other | E7 |  | Baseline Forecast | bar: 2019 to 2045
Commercial_Restaurant (ID)_New_Food Preparation_Natural Gas_Food Prep Other_E8_Baseline Forecast | Commercial | Restaurant (ID) | New | Food Preparation | Natural Gas | Food Prep Other | E8 |  | Baseline Forecast | bar: 2019 to 2045
Commercial_Restaurant (ID)_New_Food Preparation_Natural Gas_Food Prep Other_E9_Baseline Forecast | Commercial | Restaurant (ID) | New | Food Preparation | Natural Gas | Food Prep Other | E9 |  | Baseline Forecast | bar: 2019 to 2045
Commercial_Restaurant (ID)_New_Food Preparation_Natural Gas_Food Prep Other_E10_Baseline Forecast | Commercial | Restaurant (ID) | New | Food Preparation | Natural Gas | Food Prep Other | E10 |  | Baseline Forecast | bar: 2019 to 2045
Commercial_Restaurant (ID)_New_Miscellaneous_Natural Gas_Pool Heater_E1_Baseline Forecast | Commercial | Restaurant (ID) | New | Miscellaneous | Natural Gas | Pool Heater | E1 | Standard (EF .82) | Baseline Forecast | 90% | 90% | 90% | 90% | 90% | 90% | 90% | 90% | 90% | 90% | 90% | 90% | 90% | 90% | 90% | 90% | 90% | 90% | 90% | 90% | 90% | 90% | 90% | 90% | 90% | 90% | 90%
Commercial_Restaurant (ID)_New_Miscellaneous_Natural Gas_Pool Heater_E2_Baseline Forecast | Commercial | Restaurant (ID) | New | Miscellaneous | Natural Gas | Pool Heater | E2 | Condensing (EF .90) | Baseline Forecast | 10% | 10% | 10% | 10% | 10% | 10% | 10% | 10% | 10% | 10% | 10% | 10% | 10% | 10% | 10% | 10% | 10% | 10% | 10% | 10% | 10% | 10% | 10% | 10% | 10% | 10% | 10%
Commercial_Restaurant (ID)_New_Miscellaneous_Natural Gas_Pool Heater_E3_Baseline Forecast | Commercial | Restaurant (ID) | New | Miscellaneous | Natural Gas | Pool Heater | E3 |  | Baseline Forecast | bar: 2019 to 2045
Commercial_Restaurant (ID)_New_Miscellaneous_Natural Gas_Pool Heater_E4_Baseline Forecast | Commercial | Restaurant (ID) | New | Miscellaneous | Natural Gas | Pool Heater | E4 |  | Baseline Forecast | bar: 2019 to 2045
Commercial_Restaurant (ID)_New_Miscellaneous_Natural Gas_Pool Heater_E5_Baseline Forecast | Commercial | Restaurant (ID) | New | Miscellaneous | Natural Gas | Pool Heater | E5 |  | Baseline Forecast | bar: 2019 to 2045
Commercial_Restaurant (ID)_New_Miscellaneous_Natural Gas_Pool Heater_E6_Baseline Forecast | Commercial | Restaurant (ID) | New | Miscellaneous | Natural Gas | Pool Heater | E6 |  | Baseline Forecast | bar: 2019 to 2045
Commercial_Restaurant (ID)_New_Miscellaneous_Natural Gas_Pool Heater_E7_Baseline Forecast | Commercial | Restaurant (ID) | New | Miscellaneous | Natural Gas | Pool Heater | E7 |  | Baseline Forecast | bar: 2019 to 2045
Commercial_Restaurant (ID)_New_Miscellaneous_Natural Gas_Pool Heater_E8_Baseline Forecast | Commercial | Restaurant (ID) | New | Miscellaneous | Natural Gas | Pool Heater | E8 |  | Baseline Forecast | bar: 2019 to 2045
Commercial_Restaurant (ID)_New_Miscellaneous_Natural Gas_Pool Heater_E9_Baseline Forecast | Commercial | Restaurant (ID) | New | Miscellaneous | Natural Gas | Pool Heater | E9 |  | Baseline Forecast | bar: 2019 to 2045
Commercial_Restaurant (ID)_New_Miscellaneous_Natural Gas_Pool Heater_E10_Baseline Forecast | Commercial | Restaurant (ID) | New | Miscellaneous | Natural Gas | Pool Heater | E10 |  | Baseline Forecast | bar: 2019 to 2045
Commercial_Restaurant (ID)_New_Miscellaneous_Natural Gas_Miscellaneous_E1_Baseline Forecast | Commercial | Restaurant (ID) | New | Miscellaneous | Natural Gas | Miscellaneous | E1 | Standard | Baseline Forecast | 100% | 100% | 100% | 100% | 100% | 100% | 100% | 100% | 100% | 100% | 100% | 100% | 100% | 100% | 100% | 100% | 100% | 100% | 100% | 100% | 100% | 100% | 100% | 100% | 100% | 100% | 100%
Commercial_Restaurant (ID)_New_Miscellaneous_Natural Gas_Miscellaneous_E2_Baseline Forecast | Commercial | Restaurant (ID) | New | Miscellaneous | Natural Gas | Miscellaneous | E2 |  | Baseline Forecast | bar: 2019 to 2045
Commercial_Restaurant (ID)_New_Miscellaneous_Natural Gas_Miscellaneous_E3_Baseline Forecast | Commercial | Restaurant (ID) | New | Miscellaneous | Natural Gas | Miscellaneous | E3 |  | Baseline Forecast | bar: 2019 to 2045
Commercial_Restaurant (ID)_New_Miscellaneous_Natural Gas_Miscellaneous_E4_Baseline Forecast | Commercial | Restaurant (ID) | New | Miscellaneous | Natural Gas | Miscellaneous | E4 |  | Baseline Forecast | bar: 2019 to 2045
Commercial_Restaurant (ID)_New_Miscellaneous_Natural Gas_Miscellaneous_E5_Baseline Forecast | Commercial | Restaurant (ID) | New | Miscellaneous | Natural Gas | Miscellaneous | E5 |  | Baseline Forecast | bar: 2019 to 2045
Commercial_Restaurant (ID)_New_Miscellaneous_Natural Gas_Miscellaneous_E6_Baseline Forecast | Commercial | Restaurant (ID) | New | Miscellaneous | Natural Gas | Miscellaneous | E6 |  | Baseline Forecast | bar: 2019 to 2045
Commercial_Restaurant (ID)_New_Miscellaneous_Natural Gas_Miscellaneous_E7_Baseline Forecast | Commercial | Restaurant (ID) | New | Miscellaneous | Natural Gas | Miscellaneous | E7 |  | Baseline Forecast | bar: 2019 to 2045
Commercial_Restaurant (ID)_New_Miscellaneous_Natural Gas_Miscellaneous_E8_Baseline Forecast | Commercial | Restaurant (ID) | New | Miscellaneous | Natural Gas | Miscellaneous | E8 |  | Baseline Forecast | bar: 2019 to 2045
Commercial_Restaurant (ID)_New_Miscellaneous_Natural Gas_Miscellaneous_E9_Baseline Forecast | Commercial | Restaurant (ID) | New | Miscellaneous | Natural Gas | Miscellaneous | E9 |  | Baseline Forecast | bar: 2019 to 2045
Commercial_Restaurant (ID)_New_Miscellaneous_Natural Gas_Miscellaneous_E10_Baseline Forecast | Commercial | Restaurant (ID) | New | Miscellaneous | Natural Gas | Miscellaneous | E10 |  | Baseline Forecast | bar: 2019 to 2045
Commercial_Retail (ID)_Existing_Space Heating_Natural Gas_Furnace_E1_Baseline Forecast | Commercial | Retail (ID) | Existing | Space Heating | Natural Gas | Furnace | E1 | AFUE 80% (Standard) | Baseline Forecast | 100% | 100% | 100% | 100% | 100% | 100% | 100% | 100% | 100% | 100% | 100% | 100% | 100% | 100% | 100% | 100% | 100% | 100% | 100% | 100% | 100% | 100% | 100% | 100% | 100% | 100% | 100%
Commercial_Retail (ID)_Existing_Space Heating_Natural Gas_Furnace_E2_Baseline Forecast | Commercial | Retail (ID) | Existing | Space Heating | Natural Gas | Furnace | E2 | AFUE 90% | Baseline Forecast | bar: 2019 to 2045
Commercial_Retail (ID)_Existing_Space Heating_Natural Gas_Furnace_E3_Baseline Forecast | Commercial | Retail (ID) | Existing | Space Heating | Natural Gas | Furnace | E3 | AFUE 96% | Baseline Forecast | bar: 2019 to 2045
Commercial_Retail (ID)_Existing_Space Heating_Natural Gas_Furnace_E4_Baseline Forecast | Commercial | Retail (ID) | Existing | Space Heating | Natural Gas | Furnace | E4 |  | Baseline Forecast | bar: 2019 to 2045
Commercial_Retail (ID)_Existing_Space Heating_Natural Gas_Furnace_E5_Baseline Forecast | Commercial | Retail (ID) | Existing | Space Heating | Natural Gas | Furnace | E5 |  | Baseline Forecast | bar: 2019 to 2045
Commercial_Retail (ID)_Existing_Space Heating_Natural Gas_Furnace_E6_Baseline Forecast | Commercial | Retail (ID) | Existing | Space Heating | Natural Gas | Furnace | E6 |  | Baseline Forecast | bar: 2019 to 2045
Commercial_Retail (ID)_Existing_Space Heating_Natural Gas_Furnace_E7_Baseline Forecast | Commercial | Retail (ID) | Existing | Space Heating | Natural Gas | Furnace | E7 |  | Baseline Forecast | bar: 2019 to 2045
Commercial_Retail (ID)_Existing_Space Heating_Natural Gas_Furnace_E8_Baseline Forecast | Commercial | Retail (ID) | Existing | Space Heating | Natural Gas | Furnace | E8 |  | Baseline Forecast | bar: 2019 to 2045
Commercial_Retail (ID)_Existing_Space Heating_Natural Gas_Furnace_E9_Baseline Forecast | Commercial | Retail (ID) | Existing | Space Heating | Natural Gas | Furnace | E9 |  | Baseline Forecast | bar: 2019 to 2045
Commercial_Retail (ID)_Existing_Space Heating_Natural Gas_Furnace_E10_Baseline Forecast | Commercial | Retail (ID) | Existing | Space Heating | Natural Gas | Furnace | E10 |  | Baseline Forecast | bar: 2019 to 2045
Commercial_Retail (ID)_Existing_Space Heating_Natural Gas_Boiler_E1_Baseline Forecast | Commercial | Retail (ID) | Existing | Space Heating | Natural Gas | Boiler | E1 | AFUE 80% (Standard) | Baseline Forecast | 75.52% | 75.86% | 76.22% | 75.68% | 76.05% | 75.67% | 76.06% | 75.66% | 76.07% | 75.65% | 76.08% | 75.64% | 76.09% | 75.63% | 76.1% | 75.86% | 76.36% | 75.86% | 75.34% | 76.13% | 75.86% | 75.34% | 76.13% | 76.13% | 76.13% | 76.13% | 76.13%
Commercial_Retail (ID)_Existing_Space Heating_Natural Gas_Boiler_E2_Baseline Forecast | Commercial | Retail (ID) | Existing | Space Heating | Natural Gas | Boiler | E2 | AFUE 85% | Baseline Forecast | bar: 2019 to 2045
Commercial_Retail (ID)_Existing_Space Heating_Natural Gas_Boiler_E3_Baseline Forecast | Commercial | Retail (ID) | Existing | Space Heating | Natural Gas | Boiler | E3 | AFUE 97% | Baseline Forecast | 24.48% | 24.14% | 23.78% | 24.32% | 23.95% | 24.33% | 23.94% | 24.34% | 23.93% | 24.35% | 23.92% | 24.36% | 23.91% | 24.37% | 23.9% | 24.14% | 23.64% | 24.14% | 24.66% | 23.87% | 24.14% | 24.66% | 23.87% | 23.87% | 23.87% | 23.87% | 23.87%
Commercial_Retail (ID)_Existing_Space Heating_Natural Gas_Boiler_E4_Baseline Forecast | Commercial | Retail (ID) | Existing | Space Heating | Natural Gas | Boiler | E4 | Convert to NG Air Source Heat Pump | Baseline Forecast | bar: 2019 to 2045
Commercial_Retail (ID)_Existing_Space Heating_Natural Gas_Boiler_E5_Baseline Forecast | Commercial | Retail (ID) | Existing | Space Heating | Natural Gas | Boiler | E5 |  | Baseline Forecast | bar: 2019 to 2045
Commercial_Retail (ID)_Existing_Space Heating_Natural Gas_Boiler_E6_Baseline Forecast | Commercial | Retail (ID) | Existing | Space Heating | Natural Gas | Boiler | E6 |  | Baseline Forecast | bar: 2019 to 2045
Commercial_Retail (ID)_Existing_Space Heating_Natural Gas_Boiler_E7_Baseline Forecast | Commercial | Retail (ID) | Existing | Space Heating | Natural Gas | Boiler | E7 |  | Baseline Forecast | bar: 2019 to 2045
Commercial_Retail (ID)_Existing_Space Heating_Natural Gas_Boiler_E8_Baseline Forecast | Commercial | Retail (ID) | Existing | Space Heating | Natural Gas | Boiler | E8 |  | Baseline Forecast | bar: 2019 to 2045
Commercial_Retail (ID)_Existing_Space Heating_Natural Gas_Boiler_E9_Baseline Forecast | Commercial | Retail (ID) | Existing | Space Heating | Natural Gas | Boiler | E9 |  | Baseline Forecast | bar: 2019 to 2045
Commercial_Retail (ID)_Existing_Space Heating_Natural Gas_Boiler_E10_Baseline Forecast | Commercial | Retail (ID) | Existing | Space Heating | Natural Gas | Boiler | E10 |  | Baseline Forecast | bar: 2019 to 2045
Commercial_Retail (ID)_Existing_Space Heating_Natural Gas_Unit Heater_E1_Baseline Forecast | Commercial | Retail (ID) | Existing | Space Heating | Natural Gas | Unit Heater | E1 | Standard | Baseline Forecast | 100% | 100% | 100% | 100% | 100% | 100% | 100% | 100% | 100% | 100% | 100% | 100% | 100% | 100% | 100% | 100% | 100% | 100% | 100% | 100% | 100% | 100% | 100% | 100% | 100% | 100% | 100%
Commercial_Retail (ID)_Existing_Space Heating_Natural Gas_Unit Heater_E2_Baseline Forecast | Commercial | Retail (ID) | Existing | Space Heating | Natural Gas | Unit Heater | E2 | Condensing | Baseline Forecast | bar: 2019 to 2045
Commercial_Retail (ID)_Existing_Space Heating_Natural Gas_Unit Heater_E3_Baseline Forecast | Commercial | Retail (ID) | Existing | Space Heating | Natural Gas | Unit Heater | E3 | Infrared Radiant | Baseline Forecast | bar: 2019 to 2045
Commercial_Retail (ID)_Existing_Space Heating_Natural Gas_Unit Heater_E4_Baseline Forecast | Commercial | Retail (ID) | Existing | Space Heating | Natural Gas | Unit Heater | E4 |  | Baseline Forecast | bar: 2019 to 2045
Commercial_Retail (ID)_Existing_Space Heating_Natural Gas_Unit Heater_E5_Baseline Forecast | Commercial | Retail (ID) | Existing | Space Heating | Natural Gas | Unit Heater | E5 |  | Baseline Forecast | bar: 2019 to 2045
Commercial_Retail (ID)_Existing_Space Heating_Natural Gas_Unit Heater_E6_Baseline Forecast | Commercial | Retail (ID) | Existing | Space Heating | Natural Gas | Unit Heater | E6 |  | Baseline Forecast | bar: 2019 to 2045
Commercial_Retail (ID)_Existing_Space Heating_Natural Gas_Unit Heater_E7_Baseline Forecast | Commercial | Retail (ID) | Existing | Space Heating | Natural Gas | Unit Heater | E7 |  | Baseline Forecast | bar: 2019 to 2045
Commercial_Retail (ID)_Existing_Space Heating_Natural Gas_Unit Heater_E8_Baseline Forecast | Commercial | Retail (ID) | Existing | Space Heating | Natural Gas | Unit Heater | E8 |  | Baseline Forecast | bar: 2019 to 2045
Commercial_Retail (ID)_Existing_Space Heating_Natural Gas_Unit Heater_E9_Baseline Forecast | Commercial | Retail (ID) | Existing | Space Heating | Natural Gas | Unit Heater | E9 |  | Baseline Forecast | bar: 2019 to 2045
Commercial_Retail (ID)_Existing_Space Heating_Natural Gas_Unit Heater_E10_Baseline Forecast | Commercial | Retail (ID) | Existing | Space Heating | Natural Gas | Unit Heater | E10 |  | Baseline Forecast | bar: 2019 to 2045
Commercial_Retail (ID)_Existing_Water Heating_Natural Gas_Water Heater_E1_Baseline Forecast | Commercial | Retail (ID) | Existing | Water Heating | Natural Gas | Water Heater | E1 | TE 0.80 | Baseline Forecast | 47% | 47% | 47% | 47% | 47% | 47% | 47% | 47% | 47% | 47% | 47% | 47% | 47% | 47% | 47% | 47% | 47% | 47% | 47% | 47% | 47% | 47% | 47% | 47% | 47% | 47% | 47%
Commercial_Retail (ID)_Existing_Water Heating_Natural Gas_Water Heater_E2_Baseline Forecast | Commercial | Retail (ID) | Existing | Water Heating | Natural Gas | Water Heater | E2 | TE 0.90 | Baseline Forecast | bar: 2019 to 2045
Commercial_Retail (ID)_Existing_Water Heating_Natural Gas_Water Heater_E3_Baseline Forecast | Commercial | Retail (ID) | Existing | Water Heating | Natural Gas | Water Heater | E3 | TE 0.94 | Baseline Forecast | 53% | 53% | 53% | 53% | 53% | 53% | 53% | 53% | 53% | 53% | 53% | 53% | 53% | 53% | 53% | 53% | 53% | 53% | 53% | 53% | 53% | 53% | 53% | 53% | 53% | 53% | 53%
Commercial_Retail (ID)_Existing_Water Heating_Natural Gas_Water Heater_E4_Baseline Forecast | Commercial | Retail (ID) | Existing | Water Heating | Natural Gas | Water Heater | E4 | Instantaneous TE 0.94 | Baseline Forecast | bar: 2019 to 2045
Commercial_Retail (ID)_Existing_Water Heating_Natural Gas_Water Heater_E5_Baseline Forecast | Commercial | Retail (ID) | Existing | Water Heating | Natural Gas | Water Heater | E5 | Gas-Fired Absorption HPWH | Baseline Forecast | bar: 2019 to 2045
Commercial_Retail (ID)_Existing_Water Heating_Natural Gas_Water Heater_E6_Baseline Forecast | Commercial | Retail (ID) | Existing | Water Heating | Natural Gas | Water Heater | E6 |  | Baseline Forecast | bar: 2019 to 2045
Commercial_Retail (ID)_Existing_Water Heating_Natural Gas_Water Heater_E7_Baseline Forecast | Commercial | Retail (ID) | Existing | Water Heating | Natural Gas | Water Heater | E7 |  | Baseline Forecast | bar: 2019 to 2045
Commercial_Retail (ID)_Existing_Water Heating_Natural Gas_Water Heater_E8_Baseline Forecast | Commercial | Retail (ID) | Existing | Water Heating | Natural Gas | Water Heater | E8 |  | Baseline Forecast | bar: 2019 to 2045
Commercial_Retail (ID)_Existing_Water Heating_Natural Gas_Water Heater_E9_Baseline Forecast | Commercial | Retail (ID) | Existing | Water Heating | Natural Gas | Water Heater | E9 |  | Baseline Forecast | bar: 2019 to 2045
Commercial_Retail (ID)_Existing_Water Heating_Natural Gas_Water Heater_E10_Baseline Forecast | Commercial | Retail (ID) | Existing | Water Heating | Natural Gas | Water Heater | E10 |  | Baseline Forecast | bar: 2019 to 2045
Commercial_Retail (ID)_Existing_Food Preparation_Natural Gas_Oven_E1_Baseline Forecast | Commercial | Retail (ID) | Existing | Food Preparation | Natural Gas | Oven | E1 | Standard | Baseline Forecast | 41% | 41% | 41% | 41% | 41% | 41% | 41% | 41% | 41% | 41% | 41% | 41% | 41% | 41% | 41% | 41% | 41% | 41% | 41% | 41% | 41% | 41% | 41% | 41% | 41% | 41% | 41%
Commercial_Retail (ID)_Existing_Food Preparation_Natural Gas_Oven_E2_Baseline Forecast | Commercial | Retail (ID) | Existing | Food Preparation | Natural Gas | Oven | E2 | ENERGY STAR (>42% Baking Efficiency) | Baseline Forecast | 59% | 59% | 59% | 59% | 59% | 59% | 59% | 59% | 59% | 59% | 59% | 59% | 59% | 59% | 59% | 59% | 59% | 59% | 59% | 59% | 59% | 59% | 59% | 59% | 59% | 59% | 59%
Commercial_Retail (ID)_Existing_Food Preparation_Natural Gas_Oven_E3_Baseline Forecast | Commercial | Retail (ID) | Existing | Food Preparation | Natural Gas | Oven | E3 |  | Baseline Forecast | bar: 2019 to 2045
Commercial_Retail (ID)_Existing_Food Preparation_Natural Gas_Oven_E4_Baseline Forecast | Commercial | Retail (ID) | Existing | Food Preparation | Natural Gas | Oven | E4 |  | Baseline Forecast | bar: 2019 to 2045
Commercial_Retail (ID)_Existing_Food Preparation_Natural Gas_Oven_E5_Baseline Forecast | Commercial | Retail (ID) | Existing | Food Preparation | Natural Gas | Oven | E5 |  | Baseline Forecast | bar: 2019 to 2045
Commercial_Retail (ID)_Existing_Food Preparation_Natural Gas_Oven_E6_Baseline Forecast | Commercial | Retail (ID) | Existing | Food Preparation | Natural Gas | Oven | E6 |  | Baseline Forecast | bar: 2019 to 2045
Commercial_Retail (ID)_Existing_Food Preparation_Natural Gas_Oven_E7_Baseline Forecast | Commercial | Retail (ID) | Existing | Food Preparation | Natural Gas | Oven | E7 |  | Baseline Forecast | bar: 2019 to 2045
Commercial_Retail (ID)_Existing_Food Preparation_Natural Gas_Oven_E8_Baseline Forecast | Commercial | Retail (ID) | Existing | Food Preparation | Natural Gas | Oven | E8 |  | Baseline Forecast | bar: 2019 to 2045
Commercial_Retail (ID)_Existing_Food Preparation_Natural Gas_Oven_E9_Baseline Forecast | Commercial | Retail (ID) | Existing | Food Preparation | Natural Gas | Oven | E9 |  | Baseline Forecast | bar: 2019 to 2045
Commercial_Retail (ID)_Existing_Food Preparation_Natural Gas_Oven_E10_Baseline Forecast | Commercial | Retail (ID) | Existing | Food Preparation | Natural Gas | Oven | E10 |  | Baseline Forecast | bar: 2019 to 2045
Commercial_Retail (ID)_Existing_Food Preparation_Natural Gas_Conveyor Oven_E1_Baseline Forecast | Commercial | Retail (ID) | Existing | Food Preparation | Natural Gas | Conveyor Oven | E1 | Standard | Baseline Forecast | 41% | 41% | 41% | 41% | 41% | 41% | 41% | 41% | 41% | 41% | 41% | 41% | 41% | 41% | 41% | 41% | 41% | 41% | 41% | 41% | 41% | 41% | 41% | 41% | 41% | 41% | 41%
Commercial_Retail (ID)_Existing_Food Preparation_Natural Gas_Conveyor Oven_E2_Baseline Forecast | Commercial | Retail (ID) | Existing | Food Preparation | Natural Gas | Conveyor Oven | E2 | ENERGY STAR (>42% Baking Efficiency) | Baseline Forecast | 59% | 59% | 59% | 59% | 59% | 59% | 59% | 59% | 59% | 59% | 59% | 59% | 59% | 59% | 59% | 59% | 59% | 59% | 59% | 59% | 59% | 59% | 59% | 59% | 59% | 59% | 59%
Commercial_Retail (ID)_Existing_Food Preparation_Natural Gas_Conveyor Oven_E3_Baseline Forecast | Commercial | Retail (ID) | Existing | Food Preparation | Natural Gas | Conveyor Oven | E3 |  | Baseline Forecast | bar: 2019 to 2045
Commercial_Retail (ID)_Existing_Food Preparation_Natural Gas_Conveyor Oven_E4_Baseline Forecast | Commercial | Retail (ID) | Existing | Food Preparation | Natural Gas | Conveyor Oven | E4 |  | Baseline Forecast | bar: 2019 to 2045
Commercial_Retail (ID)_Existing_Food Preparation_Natural Gas_Conveyor Oven_E5_Baseline Forecast | Commercial | Retail (ID) | Existing | Food Preparation | Natural Gas | Conveyor Oven | E5 |  | Baseline Forecast | bar: 2019 to 2045
Commercial_Retail (ID)_Existing_Food Preparation_Natural Gas_Conveyor Oven_E6_Baseline Forecast | Commercial | Retail (ID) | Existing | Food Preparation | Natural Gas | Conveyor Oven | E6 |  | Baseline Forecast | bar: 2019 to 2045
Commercial_Retail (ID)_Existing_Food Preparation_Natural Gas_Conveyor Oven_E7_Baseline Forecast | Commercial | Retail (ID) | Existing | Food Preparation | Natural Gas | Conveyor Oven | E7 |  | Baseline Forecast | bar: 2019 to 2045
Commercial_Retail (ID)_Existing_Food Preparation_Natural Gas_Conveyor Oven_E8_Baseline Forecast | Commercial | Retail (ID) | Existing | Food Preparation | Natural Gas | Conveyor Oven | E8 |  | Baseline Forecast | bar: 2019 to 2045
Commercial_Retail (ID)_Existing_Food Preparation_Natural Gas_Conveyor Oven_E9_Baseline Forecast | Commercial | Retail (ID) | Existing | Food Preparation | Natural Gas | Conveyor Oven | E9 |  | Baseline Forecast | bar: 2019 to 2045
Commercial_Retail (ID)_Existing_Food Preparation_Natural Gas_Conveyor Oven_E10_Baseline Forecast | Commercial | Retail (ID) | Existing | Food Preparation | Natural Gas | Conveyor Oven | E10 |  | Baseline Forecast | bar: 2019 to 2045
Commercial_Retail (ID)_Existing_Food Preparation_Natural Gas_Double Rack Oven_E1_Baseline Forecast | Commercial | Retail (ID) | Existing | Food Preparation | Natural Gas | Double Rack Oven | E1 | Standard | Baseline Forecast | 41% | 41% | 41% | 41% | 41% | 41% | 41% | 41% | 41% | 41% | 41% | 41% | 41% | 41% | 41% | 41% | 41% | 41% | 41% | 41% | 41% | 41% | 41% | 41% | 41% | 41% | 41%
Commercial_Retail (ID)_Existing_Food Preparation_Natural Gas_Double Rack Oven_E2_Baseline Forecast | Commercial | Retail (ID) | Existing | Food Preparation | Natural Gas | Double Rack Oven | E2 | FTSC Qualified (>50% Cooking Efficiency) | Baseline Forecast | 59% | 59% | 59% | 59% | 59% | 59% | 59% | 59% | 59% | 59% | 59% | 59% | 59% | 59% | 59% | 59% | 59% | 59% | 59% | 59% | 59% | 59% | 59% | 59% | 59% | 59% | 59%
Commercial_Retail (ID)_Existing_Food Preparation_Natural Gas_Double Rack Oven_E3_Baseline Forecast | Commercial | Retail (ID) | Existing | Food Preparation | Natural Gas | Double Rack Oven | E3 |  | Baseline Forecast | bar: 2019 to 2045
Commercial_Retail (ID)_Existing_Food Preparation_Natural Gas_Double Rack Oven_E4_Baseline Forecast | Commercial | Retail (ID) | Existing | Food Preparation | Natural Gas | Double Rack Oven | E4 |  | Baseline Forecast | bar: 2019 to 2045
Commercial_Retail (ID)_Existing_Food Preparation_Natural Gas_Double Rack Oven_E5_Baseline Forecast | Commercial | Retail (ID) | Existing | Food Preparation | Natural Gas | Double Rack Oven | E5 |  | Baseline Forecast | bar: 2019 to 2045
Commercial_Retail (ID)_Existing_Food Preparation_Natural Gas_Double Rack Oven_E6_Baseline Forecast | Commercial | Retail (ID) | Existing | Food Preparation | Natural Gas | Double Rack Oven | E6 |  | Baseline Forecast | bar: 2019 to 2045
Commercial_Retail (ID)_Existing_Food Preparation_Natural Gas_Double Rack Oven_E7_Baseline Forecast | Commercial | Retail (ID) | Existing | Food Preparation | Natural Gas | Double Rack Oven | E7 |  | Baseline Forecast | bar: 2019 to 2045
Commercial_Retail (ID)_Existing_Food Preparation_Natural Gas_Double Rack Oven_E8_Baseline Forecast | Commercial | Retail (ID) | Existing | Food Preparation | Natural Gas | Double Rack Oven | E8 |  | Baseline Forecast | bar: 2019 to 2045
Commercial_Retail (ID)_Existing_Food Preparation_Natural Gas_Double Rack Oven_E9_Baseline Forecast | Commercial | Retail (ID) | Existing | Food Preparation | Natural Gas | Double Rack Oven | E9 |  | Baseline Forecast | bar: 2019 to 2045
Commercial_Retail (ID)_Existing_Food Preparation_Natural Gas_Double Rack Oven_E10_Baseline Forecast | Commercial | Retail (ID) | Existing | Food Preparation | Natural Gas | Double Rack Oven | E10 |  | Baseline Forecast | bar: 2019 to 2045
Commercial_Retail (ID)_Existing_Food Preparation_Natural Gas_Fryer_E1_Baseline Forecast | Commercial | Retail (ID) | Existing | Food Preparation | Natural Gas | Fryer | E1 | Standard | Baseline Forecast | 74% | 74% | 74% | 74% | 74% | 74% | 74% | 74% | 74% | 74% | 74% | 74% | 74% | 74% | 74% | 74% | 74% | 74% | 74% | 74% | 74% | 74% | 74% | 74% | 74% | 74% | 74%
Commercial_Retail (ID)_Existing_Food Preparation_Natural Gas_Fryer_E2_Baseline Forecast | Commercial | Retail (ID) | Existing | Food Preparation | Natural Gas | Fryer | E2 | ENERGY STAR | Baseline Forecast | 26% | 26% | 26% | 26% | 26% | 26% | 26% | 26% | 26% | 26% | 26% | 26% | 26% | 26% | 26% | 26% | 26% | 26% | 26% | 26% | 26% | 26% | 26% | 26% | 26% | 26% | 26%
Commercial_Retail (ID)_Existing_Food Preparation_Natural Gas_Fryer_E3_Baseline Forecast | Commercial | Retail (ID) | Existing | Food Preparation | Natural Gas | Fryer | E3 |  | Baseline Forecast | bar: 2019 to 2045
Commercial_Retail (ID)_Existing_Food Preparation_Natural Gas_Fryer_E4_Baseline Forecast | Commercial | Retail (ID) | Existing | Food Preparation | Natural Gas | Fryer | E4 |  | Baseline Forecast | bar: 2019 to 2045
Commercial_Retail (ID)_Existing_Food Preparation_Natural Gas_Fryer_E5_Baseline Forecast | Commercial | Retail (ID) | Existing | Food Preparation | Natural Gas | Fryer | E5 |  | Baseline Forecast | bar: 2019 to 2045
Commercial_Retail (ID)_Existing_Food Preparation_Natural Gas_Fryer_E6_Baseline Forecast | Commercial | Retail (ID) | Existing | Food Preparation | Natural Gas | Fryer | E6 |  | Baseline Forecast | bar: 2019 to 2045
Commercial_Retail (ID)_Existing_Food Preparation_Natural Gas_Fryer_E7_Baseline Forecast | Commercial | Retail (ID) | Existing | Food Preparation | Natural Gas | Fryer | E7 |  | Baseline Forecast | bar: 2019 to 2045
Commercial_Retail (ID)_Existing_Food Preparation_Natural Gas_Fryer_E8_Baseline Forecast | Commercial | Retail (ID) | Existing | Food Preparation | Natural Gas | Fryer | E8 |  | Baseline Forecast | bar: 2019 to 2045
Commercial_Retail (ID)_Existing_Food Preparation_Natural Gas_Fryer_E9_Baseline Forecast | Commercial | Retail (ID) | Existing | Food Preparation | Natural Gas | Fryer | E9 |  | Baseline Forecast | bar: 2019 to 2045
Commercial_Retail (ID)_Existing_Food Preparation_Natural Gas_Fryer_E10_Baseline Forecast | Commercial | Retail (ID) | Existing | Food Preparation | Natural Gas | Fryer | E10 |  | Baseline Forecast | bar: 2019 to 2045
Commercial_Retail (ID)_Existing_Food Preparation_Natural Gas_Broiler_E1_Baseline Forecast | Commercial | Retail (ID) | Existing | Food Preparation | Natural Gas | Broiler | E1 | Standard | Baseline Forecast | 74% | 74% | 74% | 74% | 74% | 74% | 74% | 74% | 74% | 74% | 74% | 74% | 74% | 74% | 74% | 74% | 74% | 74% | 74% | 74% | 74% | 74% | 74% | 74% | 74% | 74% | 74%
Commercial_Retail (ID)_Existing_Food Preparation_Natural Gas_Broiler_E2_Baseline Forecast | Commercial | Retail (ID) | Existing | Food Preparation | Natural Gas | Broiler | E2 | Infrared Burners | Baseline Forecast | 26% | 26% | 26% | 26% | 26% | 26% | 26% | 26% | 26% | 26% | 26% | 26% | 26% | 26% | 26% | 26% | 26% | 26% | 26% | 26% | 26% | 26% | 26% | 26% | 26% | 26% | 26%
Commercial_Retail (ID)_Existing_Food Preparation_Natural Gas_Broiler_E3_Baseline Forecast | Commercial | Retail (ID) | Existing | Food Preparation | Natural Gas | Broiler | E3 |  | Baseline Forecast | bar: 2019 to 2045
Commercial_Retail (ID)_Existing_Food Preparation_Natural Gas_Broiler_E4_Baseline Forecast | Commercial | Retail (ID) | Existing | Food Preparation | Natural Gas | Broiler | E4 |  | Baseline Forecast | bar: 2019 to 2045
Commercial_Retail (ID)_Existing_Food Preparation_Natural Gas_Broiler_E5_Baseline Forecast | Commercial | Retail (ID) | Existing | Food Preparation | Natural Gas | Broiler | E5 |  | Baseline Forecast | bar: 2019 to 2045
Commercial_Retail (ID)_Existing_Food Preparation_Natural Gas_Broiler_E6_Baseline Forecast | Commercial | Retail (ID) | Existing | Food Preparation | Natural Gas | Broiler | E6 |  | Baseline Forecast | bar: 2019 to 2045
Commercial_Retail (ID)_Existing_Food Preparation_Natural Gas_Broiler_E7_Baseline Forecast | Commercial | Retail (ID) | Existing | Food Preparation | Natural Gas | Broiler | E7 |  | Baseline Forecast | bar: 2019 to 2045
Commercial_Retail (ID)_Existing_Food Preparation_Natural Gas_Broiler_E8_Baseline Forecast | Commercial | Retail (ID) | Existing | Food Preparation | Natural Gas | Broiler | E8 |  | Baseline Forecast | bar: 2019 to 2045
Commercial_Retail (ID)_Existing_Food Preparation_Natural Gas_Broiler_E9_Baseline Forecast | Commercial | Retail (ID) | Existing | Food Preparation | Natural Gas | Broiler | E9 |  | Baseline Forecast | bar: 2019 to 2045
Commercial_Retail (ID)_Existing_Food Preparation_Natural Gas_Broiler_E10_Baseline Forecast | Commercial | Retail (ID) | Existing | Food Preparation | Natural Gas | Broiler | E10 |  | Baseline Forecast | bar: 2019 to 2045
Commercial_Retail (ID)_Existing_Food Preparation_Natural Gas_Griddle_E1_Baseline Forecast | Commercial | Retail (ID) | Existing | Food Preparation | Natural Gas | Griddle | E1 | Standard | Baseline Forecast | 71% | 71% | 71% | 71% | 71% | 71% | 71% | 71% | 71% | 71% | 71% | 71% | 71% | 71% | 71% | 71% | 71% | 71% | 71% | 71% | 71% | 71% | 71% | 71% | 71% | 71% | 71%
Commercial_Retail (ID)_Existing_Food Preparation_Natural Gas_Griddle_E2_Baseline Forecast | Commercial | Retail (ID) | Existing | Food Preparation | Natural Gas | Griddle | E2 | ENERGY STAR | Baseline Forecast | 29% | 29% | 29% | 29% | 29% | 29% | 29% | 29% | 29% | 29% | 29% | 29% | 29% | 29% | 29% | 29% | 29% | 29% | 29% | 29% | 29% | 29% | 29% | 29% | 29% | 29% | 29%
Commercial_Retail (ID)_Existing_Food Preparation_Natural Gas_Griddle_E3_Baseline Forecast | Commercial | Retail (ID) | Existing | Food Preparation | Natural Gas | Griddle | E3 |  | Baseline Forecast | bar: 2019 to 2045
Commercial_Retail (ID)_Existing_Food Preparation_Natural Gas_Griddle_E4_Baseline Forecast | Commercial | Retail (ID) | Existing | Food Preparation | Natural Gas | Griddle | E4 |  | Baseline Forecast | bar: 2019 to 2045
Commercial_Retail (ID)_Existing_Food Preparation_Natural Gas_Griddle_E5_Baseline Forecast | Commercial | Retail (ID) | Existing | Food Preparation | Natural Gas | Griddle | E5 |  | Baseline Forecast | bar: 2019 to 2045
Commercial_Retail (ID)_Existing_Food Preparation_Natural Gas_Griddle_E6_Baseline Forecast | Commercial | Retail (ID) | Existing | Food Preparation | Natural Gas | Griddle | E6 |  | Baseline Forecast | bar: 2019 to 2045
Commercial_Retail (ID)_Existing_Food Preparation_Natural Gas_Griddle_E7_Baseline Forecast | Commercial | Retail (ID) | Existing | Food Preparation | Natural Gas | Griddle | E7 |  | Baseline Forecast | bar: 2019 to 2045
Commercial_Retail (ID)_Existing_Food Preparation_Natural Gas_Griddle_E8_Baseline Forecast | Commercial | Retail (ID) | Existing | Food Preparation | Natural Gas | Griddle | E8 |  | Baseline Forecast | bar: 2019 to 2045
Commercial_Retail (ID)_Existing_Food Preparation_Natural Gas_Griddle_E9_Baseline Forecast | Commercial | Retail (ID) | Existing | Food Preparation | Natural Gas | Griddle | E9 |  | Baseline Forecast | bar: 2019 to 2045
Commercial_Retail (ID)_Existing_Food Preparation_Natural Gas_Griddle_E10_Baseline Forecast | Commercial | Retail (ID) | Existing | Food Preparation | Natural Gas | Griddle | E10 |  | Baseline Forecast | bar: 2019 to 2045
Commercial_Retail (ID)_Existing_Food Preparation_Natural Gas_Range_E1_Baseline Forecast | Commercial | Retail (ID) | Existing | Food Preparation | Natural Gas | Range | E1 | Standard | Baseline Forecast | 41% | 41% | 41% | 41% | 41% | 41% | 41% | 41% | 41% | 41% | 41% | 41% | 41% | 41% | 41% | 41% | 41% | 41% | 41% | 41% | 41% | 41% | 41% | 41% | 41% | 41% | 41%
Commercial_Retail (ID)_Existing_Food Preparation_Natural Gas_Range_E2_Baseline Forecast | Commercial | Retail (ID) | Existing | Food Preparation | Natural Gas | Range | E2 | High Efficiency | Baseline Forecast | 59% | 59% | 59% | 59% | 59% | 59% | 59% | 59% | 59% | 59% | 59% | 59% | 59% | 59% | 59% | 59% | 59% | 59% | 59% | 59% | 59% | 59% | 59% | 59% | 59% | 59% | 59%
Commercial_Retail (ID)_Existing_Food Preparation_Natural Gas_Range_E3_Baseline Forecast | Commercial | Retail (ID) | Existing | Food Preparation | Natural Gas | Range | E3 |  | Baseline Forecast | bar: 2019 to 2045
Commercial_Retail (ID)_Existing_Food Preparation_Natural Gas_Range_E4_Baseline Forecast | Commercial | Retail (ID) | Existing | Food Preparation | Natural Gas | Range | E4 |  | Baseline Forecast | bar: 2019 to 2045
Commercial_Retail (ID)_Existing_Food Preparation_Natural Gas_Range_E5_Baseline Forecast | Commercial | Retail (ID) | Existing | Food Preparation | Natural Gas | Range | E5 |  | Baseline Forecast | bar: 2019 to 2045
Commercial_Retail (ID)_Existing_Food Preparation_Natural Gas_Range_E6_Baseline Forecast | Commercial | Retail (ID) | Existing | Food Preparation | Natural Gas | Range | E6 |  | Baseline Forecast | bar: 2019 to 2045
Commercial_Retail (ID)_Existing_Food Preparation_Natural Gas_Range_E7_Baseline Forecast | Commercial | Retail (ID) | Existing | Food Preparation | Natural Gas | Range | E7 |  | Baseline Forecast | bar: 2019 to 2045
Commercial_Retail (ID)_Existing_Food Preparation_Natural Gas_Range_E8_Baseline Forecast | Commercial | Retail (ID) | Existing | Food Preparation | Natural Gas | Range | E8 |  | Baseline Forecast | bar: 2019 to 2045
Commercial_Retail (ID)_Existing_Food Preparation_Natural Gas_Range_E9_Baseline Forecast | Commercial | Retail (ID) | Existing | Food Preparation | Natural Gas | Range | E9 |  | Baseline Forecast | bar: 2019 to 2045
Commercial_Retail (ID)_Existing_Food Preparation_Natural Gas_Range_E10_Baseline Forecast | Commercial | Retail (ID) | Existing | Food Preparation | Natural Gas | Range | E10 |  | Baseline Forecast | bar: 2019 to 2045
Commercial_Retail (ID)_Existing_Food Preparation_Natural Gas_Steamer_E1_Baseline Forecast | Commercial | Retail (ID) | Existing | Food Preparation | Natural Gas | Steamer | E1 | Standard | Baseline Forecast | 50% | 50% | 50% | 50% | 50% | 50% | 50% | 50% | 50% | 50% | 50% | 50% | 50% | 50% | 50% | 50% | 50% | 50% | 50% | 50% | 50% | 50% | 50% | 50% | 50% | 50% | 50%
Commercial_Retail (ID)_Existing_Food Preparation_Natural Gas_Steamer_E2_Baseline Forecast | Commercial | Retail (ID) | Existing | Food Preparation | Natural Gas | Steamer | E2 | ENERGY STAR | Baseline Forecast | 50% | 50% | 50% | 50% | 50% | 50% | 50% | 50% | 50% | 50% | 50% | 50% | 50% | 50% | 50% | 50% | 50% | 50% | 50% | 50% | 50% | 50% | 50% | 50% | 50% | 50% | 50%
Commercial_Retail (ID)_Existing_Food Preparation_Natural Gas_Steamer_E3_Baseline Forecast | Commercial | Retail (ID) | Existing | Food Preparation | Natural Gas | Steamer | E3 |  | Baseline Forecast | bar: 2019 to 2045
Commercial_Retail (ID)_Existing_Food Preparation_Natural Gas_Steamer_E4_Baseline Forecast | Commercial | Retail (ID) | Existing | Food Preparation | Natural Gas | Steamer | E4 |  | Baseline Forecast | bar: 2019 to 2045
Commercial_Retail (ID)_Existing_Food Preparation_Natural Gas_Steamer_E5_Baseline Forecast | Commercial | Retail (ID) | Existing | Food Preparation | Natural Gas | Steamer | E5 |  | Baseline Forecast | bar: 2019 to 2045
Commercial_Retail (ID)_Existing_Food Preparation_Natural Gas_Steamer_E6_Baseline Forecast | Commercial | Retail (ID) | Existing | Food Preparation | Natural Gas | Steamer | E6 |  | Baseline Forecast | bar: 2019 to 2045
Commercial_Retail (ID)_Existing_Food Preparation_Natural Gas_Steamer_E7_Baseline Forecast | Commercial | Retail (ID) | Existing | Food Preparation | Natural Gas | Steamer | E7 |  | Baseline Forecast | bar: 2019 to 2045
Commercial_Retail (ID)_Existing_Food Preparation_Natural Gas_Steamer_E8_Baseline Forecast | Commercial | Retail (ID) | Existing | Food Preparation | Natural Gas | Steamer | E8 |  | Baseline Forecast | bar: 2019 to 2045
Commercial_Retail (ID)_Existing_Food Preparation_Natural Gas_Steamer_E9_Baseline Forecast | Commercial | Retail (ID) | Existing | Food Preparation | Natural Gas | Steamer | E9 |  | Baseline Forecast | bar: 2019 to 2045
Commercial_Retail (ID)_Existing_Food Preparation_Natural Gas_Steamer_E10_Baseline Forecast | Commercial | Retail (ID) | Existing | Food Preparation | Natural Gas | Steamer | E10 |  | Baseline Forecast | bar: 2019 to 2045
Commercial_Retail (ID)_Existing_Food Preparation_Natural Gas_Food Prep Other_E1_Baseline Forecast | Commercial | Retail (ID) | Existing | Food Preparation | Natural Gas | Food Prep Other | E1 | Standard | Baseline Forecast | 74% | 74% | 74% | 74% | 74% | 74% | 74% | 74% | 74% | 74% | 74% | 74% | 74% | 74% | 74% | 74% | 74% | 74% | 74% | 74% | 74% | 74% | 74% | 74% | 74% | 74% | 74%
Commercial_Retail (ID)_Existing_Food Preparation_Natural Gas_Food Prep Other_E2_Baseline Forecast | Commercial | Retail (ID) | Existing | Food Preparation | Natural Gas | Food Prep Other | E2 | ENERGY STAR | Baseline Forecast | 26% | 26% | 26% | 26% | 26% | 26% | 26% | 26% | 26% | 26% | 26% | 26% | 26% | 26% | 26% | 26% | 26% | 26% | 26% | 26% | 26% | 26% | 26% | 26% | 26% | 26% | 26%
Commercial_Retail (ID)_Existing_Food Preparation_Natural Gas_Food Prep Other_E3_Baseline Forecast | Commercial | Retail (ID) | Existing | Food Preparation | Natural Gas | Food Prep Other | E3 |  | Baseline Forecast | bar: 2019 to 2045
Commercial_Retail (ID)_Existing_Food Preparation_Natural Gas_Food Prep Other_E4_Baseline Forecast | Commercial | Retail (ID) | Existing | Food Preparation | Natural Gas | Food Prep Other | E4 |  | Baseline Forecast | bar: 2019 to 2045
Commercial_Retail (ID)_Existing_Food Preparation_Natural Gas_Food Prep Other_E5_Baseline Forecast | Commercial | Retail (ID) | Existing | Food Preparation | Natural Gas | Food Prep Other | E5 |  | Baseline Forecast | bar: 2019 to 2045
Commercial_Retail (ID)_Existing_Food Preparation_Natural Gas_Food Prep Other_E6_Baseline Forecast | Commercial | Retail (ID) | Existing | Food Preparation | Natural Gas | Food Prep Other | E6 |  | Baseline Forecast | bar: 2019 to 2045
Commercial_Retail (ID)_Existing_Food Preparation_Natural Gas_Food Prep Other_E7_Baseline Forecast | Commercial | Retail (ID) | Existing | Food Preparation | Natural Gas | Food Prep Other | E7 |  | Baseline Forecast | bar: 2019 to 2045
Commercial_Retail (ID)_Existing_Food Preparation_Natural Gas_Food Prep Other_E8_Baseline Forecast | Commercial | Retail (ID) | Existing | Food Preparation | Natural Gas | Food Prep Other | E8 |  | Baseline Forecast | bar: 2019 to 2045
Commercial_Retail (ID)_Existing_Food Preparation_Natural Gas_Food Prep Other_E9_Baseline Forecast | Commercial | Retail (ID) | Existing | Food Preparation | Natural Gas | Food Prep Other | E9 |  | Baseline Forecast | bar: 2019 to 2045
Commercial_Retail (ID)_Existing_Food Preparation_Natural Gas_Food Prep Other_E10_Baseline Forecast | Commercial | Retail (ID) | Existing | Food Preparation | Natural Gas | Food Prep Other | E10 |  | Baseline Forecast | bar: 2019 to 2045
Commercial_Retail (ID)_Existing_Miscellaneous_Natural Gas_Pool Heater_E1_Baseline Forecast | Commercial | Retail (ID) | Existing | Miscellaneous | Natural Gas | Pool Heater | E1 | Standard (EF .82) | Baseline Forecast | 90% | 90% | 90% | 90% | 90% | 90% | 90% | 90% | 90% | 90% | 90% | 90% | 90% | 90% | 90% | 90% | 90% | 90% | 90% | 90% | 90% | 90% | 90% | 90% | 90% | 90% | 90%
Commercial_Retail (ID)_Existing_Miscellaneous_Natural Gas_Pool Heater_E2_Baseline Forecast | Commercial | Retail (ID) | Existing | Miscellaneous | Natural Gas | Pool Heater | E2 | Condensing (EF .90) | Baseline Forecast | 10% | 10% | 10% | 10% | 10% | 10% | 10% | 10% | 10% | 10% | 10% | 10% | 10% | 10% | 10% | 10% | 10% | 10% | 10% | 10% | 10% | 10% | 10% | 10% | 10% | 10% | 10%
Commercial_Retail (ID)_Existing_Miscellaneous_Natural Gas_Pool Heater_E3_Baseline Forecast | Commercial | Retail (ID) | Existing | Miscellaneous | Natural Gas | Pool Heater | E3 |  | Baseline Forecast | bar: 2019 to 2045
Commercial_Retail (ID)_Existing_Miscellaneous_Natural Gas_Pool Heater_E4_Baseline Forecast | Commercial | Retail (ID) | Existing | Miscellaneous | Natural Gas | Pool Heater | E4 |  | Baseline Forecast | bar: 2019 to 2045
Commercial_Retail (ID)_Existing_Miscellaneous_Natural Gas_Pool Heater_E5_Baseline Forecast | Commercial | Retail (ID) | Existing | Miscellaneous | Natural Gas | Pool Heater | E5 |  | Baseline Forecast | bar: 2019 to 2045
Commercial_Retail (ID)_Existing_Miscellaneous_Natural Gas_Pool Heater_E6_Baseline Forecast | Commercial | Retail (ID) | Existing | Miscellaneous | Natural Gas | Pool Heater | E6 |  | Baseline Forecast | bar: 2019 to 2045
Commercial_Retail (ID)_Existing_Miscellaneous_Natural Gas_Pool Heater_E7_Baseline Forecast | Commercial | Retail (ID) | Existing | Miscellaneous | Natural Gas | Pool Heater | E7 |  | Baseline Forecast | bar: 2019 to 2045
Commercial_Retail (ID)_Existing_Miscellaneous_Natural Gas_Pool Heater_E8_Baseline Forecast | Commercial | Retail (ID) | Existing | Miscellaneous | Natural Gas | Pool Heater | E8 |  | Baseline Forecast | bar: 2019 to 2045
Commercial_Retail (ID)_Existing_Miscellaneous_Natural Gas_Pool Heater_E9_Baseline Forecast | Commercial | Retail (ID) | Existing | Miscellaneous | Natural Gas | Pool Heater | E9 |  | Baseline Forecast | bar: 2019 to 2045
Commercial_Retail (ID)_Existing_Miscellaneous_Natural Gas_Pool Heater_E10_Baseline Forecast | Commercial | Retail (ID) | Existing | Miscellaneous | Natural Gas | Pool Heater | E10 |  | Baseline Forecast | bar: 2019 to 2045
Commercial_Retail (ID)_Existing_Miscellaneous_Natural Gas_Miscellaneous_E1_Baseline Forecast | Commercial | Retail (ID) | Existing | Miscellaneous | Natural Gas | Miscellaneous | E1 | Standard | Baseline Forecast | 100% | 100% | 100% | 100% | 100% | 100% | 100% | 100% | 100% | 100% | 100% | 100% | 100% | 100% | 100% | 100% | 100% | 100% | 100% | 100% | 100% | 100% | 100% | 100% | 100% | 100% | 100%
Commercial_Retail (ID)_Existing_Miscellaneous_Natural Gas_Miscellaneous_E2_Baseline Forecast | Commercial | Retail (ID) | Existing | Miscellaneous | Natural Gas | Miscellaneous | E2 |  | Baseline Forecast | bar: 2019 to 2045
Commercial_Retail (ID)_Existing_Miscellaneous_Natural Gas_Miscellaneous_E3_Baseline Forecast | Commercial | Retail (ID) | Existing | Miscellaneous | Natural Gas | Miscellaneous | E3 |  | Baseline Forecast | bar: 2019 to 2045
Commercial_Retail (ID)_Existing_Miscellaneous_Natural Gas_Miscellaneous_E4_Baseline Forecast | Commercial | Retail (ID) | Existing | Miscellaneous | Natural Gas | Miscellaneous | E4 |  | Baseline Forecast | bar: 2019 to 2045
Commercial_Retail (ID)_Existing_Miscellaneous_Natural Gas_Miscellaneous_E5_Baseline Forecast | Commercial | Retail (ID) | Existing | Miscellaneous | Natural Gas | Miscellaneous | E5 |  | Baseline Forecast | bar: 2019 to 2045
Commercial_Retail (ID)_Existing_Miscellaneous_Natural Gas_Miscellaneous_E6_Baseline Forecast | Commercial | Retail (ID) | Existing | Miscellaneous | Natural Gas | Miscellaneous | E6 |  | Baseline Forecast | bar: 2019 to 2045
Commercial_Retail (ID)_Existing_Miscellaneous_Natural Gas_Miscellaneous_E7_Baseline Forecast | Commercial | Retail (ID) | Existing | Miscellaneous | Natural Gas | Miscellaneous | E7 |  | Baseline Forecast | bar: 2019 to 2045
Commercial_Retail (ID)_Existing_Miscellaneous_Natural Gas_Miscellaneous_E8_Baseline Forecast | Commercial | Retail (ID) | Existing | Miscellaneous | Natural Gas | Miscellaneous | E8 |  | Baseline Forecast | bar: 2019 to 2045
Commercial_Retail (ID)_Existing_Miscellaneous_Natural Gas_Miscellaneous_E9_Baseline Forecast | Commercial | Retail (ID) | Existing | Miscellaneous | Natural Gas | Miscellaneous | E9 |  | Baseline Forecast | bar: 2019 to 2045
Commercial_Retail (ID)_Existing_Miscellaneous_Natural Gas_Miscellaneous_E10_Baseline Forecast | Commercial | Retail (ID) | Existing | Miscellaneous | Natural Gas | Miscellaneous | E10 |  | Baseline Forecast | bar: 2019 to 2045
Commercial_Retail (ID)_New_Space Heating_Natural Gas_Furnace_E1_Baseline Forecast | Commercial | Retail (ID) | New | Space Heating | Natural Gas | Furnace | E1 | AFUE 80% (Standard) | Baseline Forecast | 100% | 100% | 100% | 100% | 100% | 100% | 100% | 100% | 100% | 100% | 100% | 100% | 100% | 100% | 100% | 100% | 100% | 100% | 100% | 100% | 100% | 100% | 100% | 100% | 100% | 100% | 100%
Commercial_Retail (ID)_New_Space Heating_Natural Gas_Furnace_E2_Baseline Forecast | Commercial | Retail (ID) | New | Space Heating | Natural Gas | Furnace | E2 | AFUE 90% | Baseline Forecast | bar: 2019 to 2045
Commercial_Retail (ID)_New_Space Heating_Natural Gas_Furnace_E3_Baseline Forecast | Commercial | Retail (ID) | New | Space Heating | Natural Gas | Furnace | E3 | AFUE 96% | Baseline Forecast | bar: 2019 to 2045
Commercial_Retail (ID)_New_Space Heating_Natural Gas_Furnace_E4_Baseline Forecast | Commercial | Retail (ID) | New | Space Heating | Natural Gas | Furnace | E4 |  | Baseline Forecast | bar: 2019 to 2045
Commercial_Retail (ID)_New_Space Heating_Natural Gas_Furnace_E5_Baseline Forecast | Commercial | Retail (ID) | New | Space Heating | Natural Gas | Furnace | E5 |  | Baseline Forecast | bar: 2019 to 2045
Commercial_Retail (ID)_New_Space Heating_Natural Gas_Furnace_E6_Baseline Forecast | Commercial | Retail (ID) | New | Space Heating | Natural Gas | Furnace | E6 |  | Baseline Forecast | bar: 2019 to 2045
Commercial_Retail (ID)_New_Space Heating_Natural Gas_Furnace_E7_Baseline Forecast | Commercial | Retail (ID) | New | Space Heating | Natural Gas | Furnace | E7 |  | Baseline Forecast | bar: 2019 to 2045
Commercial_Retail (ID)_New_Space Heating_Natural Gas_Furnace_E8_Baseline Forecast | Commercial | Retail (ID) | New | Space Heating | Natural Gas | Furnace | E8 |  | Baseline Forecast | bar: 2019 to 2045
Commercial_Retail (ID)_New_Space Heating_Natural Gas_Furnace_E9_Baseline Forecast | Commercial | Retail (ID) | New | Space Heating | Natural Gas | Furnace | E9 |  | Baseline Forecast | bar: 2019 to 2045
Commercial_Retail (ID)_New_Space Heating_Natural Gas_Furnace_E10_Baseline Forecast | Commercial | Retail (ID) | New | Space Heating | Natural Gas | Furnace | E10 |  | Baseline Forecast | bar: 2019 to 2045
Commercial_Retail (ID)_New_Space Heating_Natural Gas_Boiler_E1_Baseline Forecast | Commercial | Retail (ID) | New | Space Heating | Natural Gas | Boiler | E1 | AFUE 80% (Standard) | Baseline Forecast | 87.9% | 88.45% | 88.45% | 88.19% | 88.19% | 87.9% | 87.61% | 87.3% | 87.3% | 86.98% | 86.98% | 86.63% | 86.63% | 86.27% | 86.27% | 86.27% | 89.03% | 88.71% | 88.71% | 88.37% | 88.71% | 88.71% | 88.37% | 88.37% | 88.37% | 88.37% | 88.37%
Commercial_Retail (ID)_New_Space Heating_Natural Gas_Boiler_E2_Baseline Forecast | Commercial | Retail (ID) | New | Space Heating | Natural Gas | Boiler | E2 | AFUE 85% | Baseline Forecast | bar: 2019 to 2045
Commercial_Retail (ID)_New_Space Heating_Natural Gas_Boiler_E3_Baseline Forecast | Commercial | Retail (ID) | New | Space Heating | Natural Gas | Boiler | E3 | AFUE 97% | Baseline Forecast | 12.1% | 11.55% | 11.55% | 11.81% | 11.81% | 12.1% | 12.39% | 12.7% | 12.7% | 13.02% | 13.02% | 13.37% | 13.37% | 13.73% | 13.73% | 13.73% | 10.97% | 11.29% | 11.29% | 11.63% | 11.29% | 11.29% | 11.63% | 11.63% | 11.63% | 11.63% | 11.63%
Commercial_Retail (ID)_New_Space Heating_Natural Gas_Boiler_E4_Baseline Forecast | Commercial | Retail (ID) | New | Space Heating | Natural Gas | Boiler | E4 | Convert to NG Air Source Heat Pump | Baseline Forecast | bar: 2019 to 2045
Commercial_Retail (ID)_New_Space Heating_Natural Gas_Boiler_E5_Baseline Forecast | Commercial | Retail (ID) | New | Space Heating | Natural Gas | Boiler | E5 |  | Baseline Forecast | bar: 2019 to 2045
Commercial_Retail (ID)_New_Space Heating_Natural Gas_Boiler_E6_Baseline Forecast | Commercial | Retail (ID) | New | Space Heating | Natural Gas | Boiler | E6 |  | Baseline Forecast | bar: 2019 to 2045
Commercial_Retail (ID)_New_Space Heating_Natural Gas_Boiler_E7_Baseline Forecast | Commercial | Retail (ID) | New | Space Heating | Natural Gas | Boiler | E7 |  | Baseline Forecast | bar: 2019 to 2045
Commercial_Retail (ID)_New_Space Heating_Natural Gas_Boiler_E8_Baseline Forecast | Commercial | Retail (ID) | New | Space Heating | Natural Gas | Boiler | E8 |  | Baseline Forecast | bar: 2019 to 2045
Commercial_Retail (ID)_New_Space Heating_Natural Gas_Boiler_E9_Baseline Forecast | Commercial | Retail (ID) | New | Space Heating | Natural Gas | Boiler | E9 |  | Baseline Forecast | bar: 2019 to 2045
Commercial_Retail (ID)_New_Space Heating_Natural Gas_Boiler_E10_Baseline Forecast | Commercial | Retail (ID) | New | Space Heating | Natural Gas | Boiler | E10 |  | Baseline Forecast | bar: 2019 to 2045
Commercial_Retail (ID)_New_Space Heating_Natural Gas_Unit Heater_E1_Baseline Forecast | Commercial | Retail (ID) | New | Space Heating | Natural Gas | Unit Heater | E1 | Standard | Baseline Forecast | 100% | 100% | 100% | 100% | 100% | 100% | 100% | 100% | 100% | 100% | 100% | 100% | 100% | 100% | 100% | 100% | 100% | 100% | 100% | 100% | 100% | 100% | 100% | 100% | 100% | 100% | 100%
Commercial_Retail (ID)_New_Space Heating_Natural Gas_Unit Heater_E2_Baseline Forecast | Commercial | Retail (ID) | New | Space Heating | Natural Gas | Unit Heater | E2 | Condensing | Baseline Forecast | bar: 2019 to 2045
Commercial_Retail (ID)_New_Space Heating_Natural Gas_Unit Heater_E3_Baseline Forecast | Commercial | Retail (ID) | New | Space Heating | Natural Gas | Unit Heater | E3 | Infrared Radiant | Baseline Forecast | bar: 2019 to 2045
Commercial_Retail (ID)_New_Space Heating_Natural Gas_Unit Heater_E4_Baseline Forecast | Commercial | Retail (ID) | New | Space Heating | Natural Gas | Unit Heater | E4 |  | Baseline Forecast | bar: 2019 to 2045
Commercial_Retail (ID)_New_Space Heating_Natural Gas_Unit Heater_E5_Baseline Forecast | Commercial | Retail (ID) | New | Space Heating | Natural Gas | Unit Heater | E5 |  | Baseline Forecast | bar: 2019 to 2045
Commercial_Retail (ID)_New_Space Heating_Natural Gas_Unit Heater_E6_Baseline Forecast | Commercial | Retail (ID) | New | Space Heating | Natural Gas | Unit Heater | E6 |  | Baseline Forecast | bar: 2019 to 2045
Commercial_Retail (ID)_New_Space Heating_Natural Gas_Unit Heater_E7_Baseline Forecast | Commercial | Retail (ID) | New | Space Heating | Natural Gas | Unit Heater | E7 |  | Baseline Forecast | bar: 2019 to 2045
Commercial_Retail (ID)_New_Space Heating_Natural Gas_Unit Heater_E8_Baseline Forecast | Commercial | Retail (ID) | New | Space Heating | Natural Gas | Unit Heater | E8 |  | Baseline Forecast | bar: 2019 to 2045
Commercial_Retail (ID)_New_Space Heating_Natural Gas_Unit Heater_E9_Baseline Forecast | Commercial | Retail (ID) | New | Space Heating | Natural Gas | Unit Heater | E9 |  | Baseline Forecast | bar: 2019 to 2045
Commercial_Retail (ID)_New_Space Heating_Natural Gas_Unit Heater_E10_Baseline Forecast | Commercial | Retail (ID) | New | Space Heating | Natural Gas | Unit Heater | E10 |  | Baseline Forecast | bar: 2019 to 2045
Commercial_Retail (ID)_New_Water Heating_Natural Gas_Water Heater_E1_Baseline Forecast | Commercial | Retail (ID) | New | Water Heating | Natural Gas | Water Heater | E1 | TE 0.80 | Baseline Forecast | 47% | 47% | 47% | 47% | 47% | 47% | 47% | 47% | 47% | 47% | 47% | 47% | 47% | 47% | 47% | 47% | 47% | 47% | 47% | 47% | 47% | 47% | 47% | 47% | 47% | 47% | 47%
Commercial_Retail (ID)_New_Water Heating_Natural Gas_Water Heater_E2_Baseline Forecast | Commercial | Retail (ID) | New | Water Heating | Natural Gas | Water Heater | E2 | TE 0.90 | Baseline Forecast | bar: 2019 to 2045
Commercial_Retail (ID)_New_Water Heating_Natural Gas_Water Heater_E3_Baseline Forecast | Commercial | Retail (ID) | New | Water Heating | Natural Gas | Water Heater | E3 | TE 0.94 | Baseline Forecast | 53% | 53% | 53% | 53% | 53% | 53% | 53% | 53% | 53% | 53% | 53% | 53% | 53% | 53% | 53% | 53% | 53% | 53% | 53% | 53% | 53% | 53% | 53% | 53% | 53% | 53% | 53%
Commercial_Retail (ID)_New_Water Heating_Natural Gas_Water Heater_E4_Baseline Forecast | Commercial | Retail (ID) | New | Water Heating | Natural Gas | Water Heater | E4 | Instantaneous TE 0.94 | Baseline Forecast | bar: 2019 to 2045
Commercial_Retail (ID)_New_Water Heating_Natural Gas_Water Heater_E5_Baseline Forecast | Commercial | Retail (ID) | New | Water Heating | Natural Gas | Water Heater | E5 | Gas-Fired Absorption HPWH | Baseline Forecast | bar: 2019 to 2045
Commercial_Retail (ID)_New_Water Heating_Natural Gas_Water Heater_E6_Baseline Forecast | Commercial | Retail (ID) | New | Water Heating | Natural Gas | Water Heater | E6 |  | Baseline Forecast | bar: 2019 to 2045
Commercial_Retail (ID)_New_Water Heating_Natural Gas_Water Heater_E7_Baseline Forecast | Commercial | Retail (ID) | New | Water Heating | Natural Gas | Water Heater | E7 |  | Baseline Forecast | bar: 2019 to 2045
Commercial_Retail (ID)_New_Water Heating_Natural Gas_Water Heater_E8_Baseline Forecast | Commercial | Retail (ID) | New | Water Heating | Natural Gas | Water Heater | E8 |  | Baseline Forecast | bar: 2019 to 2045
Commercial_Retail (ID)_New_Water Heating_Natural Gas_Water Heater_E9_Baseline Forecast | Commercial | Retail (ID) | New | Water Heating | Natural Gas | Water Heater | E9 |  | Baseline Forecast | bar: 2019 to 2045
Commercial_Retail (ID)_New_Water Heating_Natural Gas_Water Heater_E10_Baseline Forecast | Commercial | Retail (ID) | New | Water Heating | Natural Gas | Water Heater | E10 |  | Baseline Forecast | bar: 2019 to 2045
Commercial_Retail (ID)_New_Food Preparation_Natural Gas_Oven_E1_Baseline Forecast | Commercial | Retail (ID) | New | Food Preparation | Natural Gas | Oven | E1 | Standard | Baseline Forecast | 41% | 41% | 41% | 41% | 41% | 41% | 41% | 41% | 41% | 41% | 41% | 41% | 41% | 41% | 41% | 41% | 41% | 41% | 41% | 41% | 41% | 41% | 41% | 41% | 41% | 41% | 41%
Commercial_Retail (ID)_New_Food Preparation_Natural Gas_Oven_E2_Baseline Forecast | Commercial | Retail (ID) | New | Food Preparation | Natural Gas | Oven | E2 | ENERGY STAR (>42% Baking Efficiency) | Baseline Forecast | 59% | 59% | 59% | 59% | 59% | 59% | 59% | 59% | 59% | 59% | 59% | 59% | 59% | 59% | 59% | 59% | 59% | 59% | 59% | 59% | 59% | 59% | 59% | 59% | 59% | 59% | 59%
Commercial_Retail (ID)_New_Food Preparation_Natural Gas_Oven_E3_Baseline Forecast | Commercial | Retail (ID) | New | Food Preparation | Natural Gas | Oven | E3 |  | Baseline Forecast | bar: 2019 to 2045
Commercial_Retail (ID)_New_Food Preparation_Natural Gas_Oven_E4_Baseline Forecast | Commercial | Retail (ID) | New | Food Preparation | Natural Gas | Oven | E4 |  | Baseline Forecast | bar: 2019 to 2045
Commercial_Retail (ID)_New_Food Preparation_Natural Gas_Oven_E5_Baseline Forecast | Commercial | Retail (ID) | New | Food Preparation | Natural Gas | Oven | E5 |  | Baseline Forecast | bar: 2019 to 2045
Commercial_Retail (ID)_New_Food Preparation_Natural Gas_Oven_E6_Baseline Forecast | Commercial | Retail (ID) | New | Food Preparation | Natural Gas | Oven | E6 |  | Baseline Forecast | bar: 2019 to 2045
Commercial_Retail (ID)_New_Food Preparation_Natural Gas_Oven_E7_Baseline Forecast | Commercial | Retail (ID) | New | Food Preparation | Natural Gas | Oven | E7 |  | Baseline Forecast | bar: 2019 to 2045
Commercial_Retail (ID)_New_Food Preparation_Natural Gas_Oven_E8_Baseline Forecast | Commercial | Retail (ID) | New | Food Preparation | Natural Gas | Oven | E8 |  | Baseline Forecast | bar: 2019 to 2045
Commercial_Retail (ID)_New_Food Preparation_Natural Gas_Oven_E9_Baseline Forecast | Commercial | Retail (ID) | New | Food Preparation | Natural Gas | Oven | E9 |  | Baseline Forecast | bar: 2019 to 2045
Commercial_Retail (ID)_New_Food Preparation_Natural Gas_Oven_E10_Baseline Forecast | Commercial | Retail (ID) | New | Food Preparation | Natural Gas | Oven | E10 |  | Baseline Forecast | bar: 2019 to 2045
Commercial_Retail (ID)_New_Food Preparation_Natural Gas_Conveyor Oven_E1_Baseline Forecast | Commercial | Retail (ID) | New | Food Preparation | Natural Gas | Conveyor Oven | E1 | Standard | Baseline Forecast | 41% | 41% | 41% | 41% | 41% | 41% | 41% | 41% | 41% | 41% | 41% | 41% | 41% | 41% | 41% | 41% | 41% | 41% | 41% | 41% | 41% | 41% | 41% | 41% | 41% | 41% | 41%
Commercial_Retail (ID)_New_Food Preparation_Natural Gas_Conveyor Oven_E2_Baseline Forecast | Commercial | Retail (ID) | New | Food Preparation | Natural Gas | Conveyor Oven | E2 | ENERGY STAR (>42% Baking Efficiency) | Baseline Forecast | 59% | 59% | 59% | 59% | 59% | 59% | 59% | 59% | 59% | 59% | 59% | 59% | 59% | 59% | 59% | 59% | 59% | 59% | 59% | 59% | 59% | 59% | 59% | 59% | 59% | 59% | 59%
Commercial_Retail (ID)_New_Food Preparation_Natural Gas_Conveyor Oven_E3_Baseline Forecast | Commercial | Retail (ID) | New | Food Preparation | Natural Gas | Conveyor Oven | E3 |  | Baseline Forecast | bar: 2019 to 2045
Commercial_Retail (ID)_New_Food Preparation_Natural Gas_Conveyor Oven_E4_Baseline Forecast | Commercial | Retail (ID) | New | Food Preparation | Natural Gas | Conveyor Oven | E4 |  | Baseline Forecast | bar: 2019 to 2045
Commercial_Retail (ID)_New_Food Preparation_Natural Gas_Conveyor Oven_E5_Baseline Forecast | Commercial | Retail (ID) | New | Food Preparation | Natural Gas | Conveyor Oven | E5 |  | Baseline Forecast | bar: 2019 to 2045
Commercial_Retail (ID)_New_Food Preparation_Natural Gas_Conveyor Oven_E6_Baseline Forecast | Commercial | Retail (ID) | New | Food Preparation | Natural Gas | Conveyor Oven | E6 |  | Baseline Forecast | bar: 2019 to 2045
Commercial_Retail (ID)_New_Food Preparation_Natural Gas_Conveyor Oven_E7_Baseline Forecast | Commercial | Retail (ID) | New | Food Preparation | Natural Gas | Conveyor Oven | E7 |  | Baseline Forecast | bar: 2019 to 2045
Commercial_Retail (ID)_New_Food Preparation_Natural Gas_Conveyor Oven_E8_Baseline Forecast | Commercial | Retail (ID) | New | Food Preparation | Natural Gas | Conveyor Oven | E8 |  | Baseline Forecast | bar: 2019 to 2045
Commercial_Retail (ID)_New_Food Preparation_Natural Gas_Conveyor Oven_E9_Baseline Forecast | Commercial | Retail (ID) | New | Food Preparation | Natural Gas | Conveyor Oven | E9 |  | Baseline Forecast | bar: 2019 to 2045
Commercial_Retail (ID)_New_Food Preparation_Natural Gas_Conveyor Oven_E10_Baseline Forecast | Commercial | Retail (ID) | New | Food Preparation | Natural Gas | Conveyor Oven | E10 |  | Baseline Forecast | bar: 2019 to 2045
Commercial_Retail (ID)_New_Food Preparation_Natural Gas_Double Rack Oven_E1_Baseline Forecast | Commercial | Retail (ID) | New | Food Preparation | Natural Gas | Double Rack Oven | E1 | Standard | Baseline Forecast | 41% | 41% | 41% | 41% | 41% | 41% | 41% | 41% | 41% | 41% | 41% | 41% | 41% | 41% | 41% | 41% | 41% | 41% | 41% | 41% | 41% | 41% | 41% | 41% | 41% | 41% | 41%
Commercial_Retail (ID)_New_Food Preparation_Natural Gas_Double Rack Oven_E2_Baseline Forecast | Commercial | Retail (ID) | New | Food Preparation | Natural Gas | Double Rack Oven | E2 | FTSC Qualified (>50% Cooking Efficiency) | Baseline Forecast | 59% | 59% | 59% | 59% | 59% | 59% | 59% | 59% | 59% | 59% | 59% | 59% | 59% | 59% | 59% | 59% | 59% | 59% | 59% | 59% | 59% | 59% | 59% | 59% | 59% | 59% | 59%
Commercial_Retail (ID)_New_Food Preparation_Natural Gas_Double Rack Oven_E3_Baseline Forecast | Commercial | Retail (ID) | New | Food Preparation | Natural Gas | Double Rack Oven | E3 |  | Baseline Forecast | bar: 2019 to 2045
Commercial_Retail (ID)_New_Food Preparation_Natural Gas_Double Rack Oven_E4_Baseline Forecast | Commercial | Retail (ID) | New | Food Preparation | Natural Gas | Double Rack Oven | E4 |  | Baseline Forecast | bar: 2019 to 2045
Commercial_Retail (ID)_New_Food Preparation_Natural Gas_Double Rack Oven_E5_Baseline Forecast | Commercial | Retail (ID) | New | Food Preparation | Natural Gas | Double Rack Oven | E5 |  | Baseline Forecast | bar: 2019 to 2045
Commercial_Retail (ID)_New_Food Preparation_Natural Gas_Double Rack Oven_E6_Baseline Forecast | Commercial | Retail (ID) | New | Food Preparation | Natural Gas | Double Rack Oven | E6 |  | Baseline Forecast | bar: 2019 to 2045
Commercial_Retail (ID)_New_Food Preparation_Natural Gas_Double Rack Oven_E7_Baseline Forecast | Commercial | Retail (ID) | New | Food Preparation | Natural Gas | Double Rack Oven | E7 |  | Baseline Forecast | bar: 2019 to 2045
Commercial_Retail (ID)_New_Food Preparation_Natural Gas_Double Rack Oven_E8_Baseline Forecast | Commercial | Retail (ID) | New | Food Preparation | Natural Gas | Double Rack Oven | E8 |  | Baseline Forecast | bar: 2019 to 2045
Commercial_Retail (ID)_New_Food Preparation_Natural Gas_Double Rack Oven_E9_Baseline Forecast | Commercial | Retail (ID) | New | Food Preparation | Natural Gas | Double Rack Oven | E9 |  | Baseline Forecast | bar: 2019 to 2045
Commercial_Retail (ID)_New_Food Preparation_Natural Gas_Double Rack Oven_E10_Baseline Forecast | Commercial | Retail (ID) | New | Food Preparation | Natural Gas | Double Rack Oven | E10 |  | Baseline Forecast | bar: 2019 to 2045
Commercial_Retail (ID)_New_Food Preparation_Natural Gas_Fryer_E1_Baseline Forecast | Commercial | Retail (ID) | New | Food Preparation | Natural Gas | Fryer | E1 | Standard | Baseline Forecast | 74% | 74% | 74% | 74% | 74% | 74% | 74% | 74% | 74% | 74% | 74% | 74% | 74% | 74% | 74% | 74% | 74% | 74% | 74% | 74% | 74% | 74% | 74% | 74% | 74% | 74% | 74%
Commercial_Retail (ID)_New_Food Preparation_Natural Gas_Fryer_E2_Baseline Forecast | Commercial | Retail (ID) | New | Food Preparation | Natural Gas | Fryer | E2 | ENERGY STAR | Baseline Forecast | 26% | 26% | 26% | 26% | 26% | 26% | 26% | 26% | 26% | 26% | 26% | 26% | 26% | 26% | 26% | 26% | 26% | 26% | 26% | 26% | 26% | 26% | 26% | 26% | 26% | 26% | 26%
Commercial_Retail (ID)_New_Food Preparation_Natural Gas_Fryer_E3_Baseline Forecast | Commercial | Retail (ID) | New | Food Preparation | Natural Gas | Fryer | E3 |  | Baseline Forecast | bar: 2019 to 2045
Commercial_Retail (ID)_New_Food Preparation_Natural Gas_Fryer_E4_Baseline Forecast | Commercial | Retail (ID) | New | Food Preparation | Natural Gas | Fryer | E4 |  | Baseline Forecast | bar: 2019 to 2045
Commercial_Retail (ID)_New_Food Preparation_Natural Gas_Fryer_E5_Baseline Forecast | Commercial | Retail (ID) | New | Food Preparation | Natural Gas | Fryer | E5 |  | Baseline Forecast | bar: 2019 to 2045
Commercial_Retail (ID)_New_Food Preparation_Natural Gas_Fryer_E6_Baseline Forecast | Commercial | Retail (ID) | New | Food Preparation | Natural Gas | Fryer | E6 |  | Baseline Forecast | bar: 2019 to 2045
Commercial_Retail (ID)_New_Food Preparation_Natural Gas_Fryer_E7_Baseline Forecast | Commercial | Retail (ID) | New | Food Preparation | Natural Gas | Fryer | E7 |  | Baseline Forecast | bar: 2019 to 2045
Commercial_Retail (ID)_New_Food Preparation_Natural Gas_Fryer_E8_Baseline Forecast | Commercial | Retail (ID) | New | Food Preparation | Natural Gas | Fryer | E8 |  | Baseline Forecast | bar: 2019 to 2045
Commercial_Retail (ID)_New_Food Preparation_Natural Gas_Fryer_E9_Baseline Forecast | Commercial | Retail (ID) | New | Food Preparation | Natural Gas | Fryer | E9 |  | Baseline Forecast | bar: 2019 to 2045
Commercial_Retail (ID)_New_Food Preparation_Natural Gas_Fryer_E10_Baseline Forecast | Commercial | Retail (ID) | New | Food Preparation | Natural Gas | Fryer | E10 |  | Baseline Forecast | bar: 2019 to 2045
Commercial_Retail (ID)_New_Food Preparation_Natural Gas_Broiler_E1_Baseline Forecast | Commercial | Retail (ID) | New | Food Preparation | Natural Gas | Broiler | E1 | Standard | Baseline Forecast | 74% | 74% | 74% | 74% | 74% | 74% | 74% | 74% | 74% | 74% | 74% | 74% | 74% | 74% | 74% | 74% | 74% | 74% | 74% | 74% | 74% | 74% | 74% | 74% | 74% | 74% | 74%
Commercial_Retail (ID)_New_Food Preparation_Natural Gas_Broiler_E2_Baseline Forecast | Commercial | Retail (ID) | New | Food Preparation | Natural Gas | Broiler | E2 | Infrared Burners | Baseline Forecast | 26% | 26% | 26% | 26% | 26% | 26% | 26% | 26% | 26% | 26% | 26% | 26% | 26% | 26% | 26% | 26% | 26% | 26% | 26% | 26% | 26% | 26% | 26% | 26% | 26% | 26% | 26%
Commercial_Retail (ID)_New_Food Preparation_Natural Gas_Broiler_E3_Baseline Forecast | Commercial | Retail (ID) | New | Food Preparation | Natural Gas | Broiler | E3 |  | Baseline Forecast | bar: 2019 to 2045
Commercial_Retail (ID)_New_Food Preparation_Natural Gas_Broiler_E4_Baseline Forecast | Commercial | Retail (ID) | New | Food Preparation | Natural Gas | Broiler | E4 |  | Baseline Forecast | bar: 2019 to 2045
Commercial_Retail (ID)_New_Food Preparation_Natural Gas_Broiler_E5_Baseline Forecast | Commercial | Retail (ID) | New | Food Preparation | Natural Gas | Broiler | E5 |  | Baseline Forecast | bar: 2019 to 2045
Commercial_Retail (ID)_New_Food Preparation_Natural Gas_Broiler_E6_Baseline Forecast | Commercial | Retail (ID) | New | Food Preparation | Natural Gas | Broiler | E6 |  | Baseline Forecast | bar: 2019 to 2045
Commercial_Retail (ID)_New_Food Preparation_Natural Gas_Broiler_E7_Baseline Forecast | Commercial | Retail (ID) | New | Food Preparation | Natural Gas | Broiler | E7 |  | Baseline Forecast | bar: 2019 to 2045
Commercial_Retail (ID)_New_Food Preparation_Natural Gas_Broiler_E8_Baseline Forecast | Commercial | Retail (ID) | New | Food Preparation | Natural Gas | Broiler | E8 |  | Baseline Forecast | bar: 2019 to 2045
Commercial_Retail (ID)_New_Food Preparation_Natural Gas_Broiler_E9_Baseline Forecast | Commercial | Retail (ID) | New | Food Preparation | Natural Gas | Broiler | E9 |  | Baseline Forecast | bar: 2019 to 2045
Commercial_Retail (ID)_New_Food Preparation_Natural Gas_Broiler_E10_Baseline Forecast | Commercial | Retail (ID) | New | Food Preparation | Natural Gas | Broiler | E10 |  | Baseline Forecast | bar: 2019 to 2045
Commercial_Retail (ID)_New_Food Preparation_Natural Gas_Griddle_E1_Baseline Forecast | Commercial | Retail (ID) | New | Food Preparation | Natural Gas | Griddle | E1 | Standard | Baseline Forecast | 71% | 71% | 71% | 71% | 71% | 71% | 71% | 71% | 71% | 71% | 71% | 71% | 71% | 71% | 71% | 71% | 71% | 71% | 71% | 71% | 71% | 71% | 71% | 71% | 71% | 71% | 71%
Commercial_Retail (ID)_New_Food Preparation_Natural Gas_Griddle_E2_Baseline Forecast | Commercial | Retail (ID) | New | Food Preparation | Natural Gas | Griddle | E2 | ENERGY STAR | Baseline Forecast | 29% | 29% | 29% | 29% | 29% | 29% | 29% | 29% | 29% | 29% | 29% | 29% | 29% | 29% | 29% | 29% | 29% | 29% | 29% | 29% | 29% | 29% | 29% | 29% | 29% | 29% | 29%
Commercial_Retail (ID)_New_Food Preparation_Natural Gas_Griddle_E3_Baseline Forecast | Commercial | Retail (ID) | New | Food Preparation | Natural Gas | Griddle | E3 |  | Baseline Forecast | bar: 2019 to 2045
Commercial_Retail (ID)_New_Food Preparation_Natural Gas_Griddle_E4_Baseline Forecast | Commercial | Retail (ID) | New | Food Preparation | Natural Gas | Griddle | E4 |  | Baseline Forecast | bar: 2019 to 2045
Commercial_Retail (ID)_New_Food Preparation_Natural Gas_Griddle_E5_Baseline Forecast | Commercial | Retail (ID) | New | Food Preparation | Natural Gas | Griddle | E5 |  | Baseline Forecast | bar: 2019 to 2045
Commercial_Retail (ID)_New_Food Preparation_Natural Gas_Griddle_E6_Baseline Forecast | Commercial | Retail (ID) | New | Food Preparation | Natural Gas | Griddle | E6 |  | Baseline Forecast | bar: 2019 to 2045
Commercial_Retail (ID)_New_Food Preparation_Natural Gas_Griddle_E7_Baseline Forecast | Commercial | Retail (ID) | New | Food Preparation | Natural Gas | Griddle | E7 |  | Baseline Forecast | bar: 2019 to 2045
Commercial_Retail (ID)_New_Food Preparation_Natural Gas_Griddle_E8_Baseline Forecast | Commercial | Retail (ID) | New | Food Preparation | Natural Gas | Griddle | E8 |  | Baseline Forecast | bar: 2019 to 2045
Commercial_Retail (ID)_New_Food Preparation_Natural Gas_Griddle_E9_Baseline Forecast | Commercial | Retail (ID) | New | Food Preparation | Natural Gas | Griddle | E9 |  | Baseline Forecast | bar: 2019 to 2045
Commercial_Retail (ID)_New_Food Preparation_Natural Gas_Griddle_E10_Baseline Forecast | Commercial | Retail (ID) | New | Food Preparation | Natural Gas | Griddle | E10 |  | Baseline Forecast | bar: 2019 to 2045
Commercial_Retail (ID)_New_Food Preparation_Natural Gas_Range_E1_Baseline Forecast | Commercial | Retail (ID) | New | Food Preparation | Natural Gas | Range | E1 | Standard | Baseline Forecast | 41% | 41% | 41% | 41% | 41% | 41% | 41% | 41% | 41% | 41% | 41% | 41% | 41% | 41% | 41% | 41% | 41% | 41% | 41% | 41% | 41% | 41% | 41% | 41% | 41% | 41% | 41%
Commercial_Retail (ID)_New_Food Preparation_Natural Gas_Range_E2_Baseline Forecast | Commercial | Retail (ID) | New | Food Preparation | Natural Gas | Range | E2 | High Efficiency | Baseline Forecast | 59% | 59% | 59% | 59% | 59% | 59% | 59% | 59% | 59% | 59% | 59% | 59% | 59% | 59% | 59% | 59% | 59% | 59% | 59% | 59% | 59% | 59% | 59% | 59% | 59% | 59% | 59%
Commercial_Retail (ID)_New_Food Preparation_Natural Gas_Range_E3_Baseline Forecast | Commercial | Retail (ID) | New | Food Preparation | Natural Gas | Range | E3 |  | Baseline Forecast | bar: 2019 to 2045
Commercial_Retail (ID)_New_Food Preparation_Natural Gas_Range_E4_Baseline Forecast | Commercial | Retail (ID) | New | Food Preparation | Natural Gas | Range | E4 |  | Baseline Forecast | bar: 2019 to 2045
Commercial_Retail (ID)_New_Food Preparation_Natural Gas_Range_E5_Baseline Forecast | Commercial | Retail (ID) | New | Food Preparation | Natural Gas | Range | E5 |  | Baseline Forecast | bar: 2019 to 2045
Commercial_Retail (ID)_New_Food Preparation_Natural Gas_Range_E6_Baseline Forecast | Commercial | Retail (ID) | New | Food Preparation | Natural Gas | Range | E6 |  | Baseline Forecast | bar: 2019 to 2045
Commercial_Retail (ID)_New_Food Preparation_Natural Gas_Range_E7_Baseline Forecast | Commercial | Retail (ID) | New | Food Preparation | Natural Gas | Range | E7 |  | Baseline Forecast | bar: 2019 to 2045
Commercial_Retail (ID)_New_Food Preparation_Natural Gas_Range_E8_Baseline Forecast | Commercial | Retail (ID) | New | Food Preparation | Natural Gas | Range | E8 |  | Baseline Forecast | bar: 2019 to 2045
Commercial_Retail (ID)_New_Food Preparation_Natural Gas_Range_E9_Baseline Forecast | Commercial | Retail (ID) | New | Food Preparation | Natural Gas | Range | E9 |  | Baseline Forecast | bar: 2019 to 2045
Commercial_Retail (ID)_New_Food Preparation_Natural Gas_Range_E10_Baseline Forecast | Commercial | Retail (ID) | New | Food Preparation | Natural Gas | Range | E10 |  | Baseline Forecast | bar: 2019 to 2045
Commercial_Retail (ID)_New_Food Preparation_Natural Gas_Steamer_E1_Baseline Forecast | Commercial | Retail (ID) | New | Food Preparation | Natural Gas | Steamer | E1 | Standard | Baseline Forecast | 50% | 50% | 50% | 50% | 50% | 50% | 50% | 50% | 50% | 50% | 50% | 50% | 50% | 50% | 50% | 50% | 50% | 50% | 50% | 50% | 50% | 50% | 50% | 50% | 50% | 50% | 50%
Commercial_Retail (ID)_New_Food Preparation_Natural Gas_Steamer_E2_Baseline Forecast | Commercial | Retail (ID) | New | Food Preparation | Natural Gas | Steamer | E2 | ENERGY STAR | Baseline Forecast | 50% | 50% | 50% | 50% | 50% | 50% | 50% | 50% | 50% | 50% | 50% | 50% | 50% | 50% | 50% | 50% | 50% | 50% | 50% | 50% | 50% | 50% | 50% | 50% | 50% | 50% | 50%
Commercial_Retail (ID)_New_Food Preparation_Natural Gas_Steamer_E3_Baseline Forecast | Commercial | Retail (ID) | New | Food Preparation | Natural Gas | Steamer | E3 |  | Baseline Forecast | bar: 2019 to 2045
Commercial_Retail (ID)_New_Food Preparation_Natural Gas_Steamer_E4_Baseline Forecast | Commercial | Retail (ID) | New | Food Preparation | Natural Gas | Steamer | E4 |  | Baseline Forecast | bar: 2019 to 2045
Commercial_Retail (ID)_New_Food Preparation_Natural Gas_Steamer_E5_Baseline Forecast | Commercial | Retail (ID) | New | Food Preparation | Natural Gas | Steamer | E5 |  | Baseline Forecast | bar: 2019 to 2045
Commercial_Retail (ID)_New_Food Preparation_Natural Gas_Steamer_E6_Baseline Forecast | Commercial | Retail (ID) | New | Food Preparation | Natural Gas | Steamer | E6 |  | Baseline Forecast | bar: 2019 to 2045
Commercial_Retail (ID)_New_Food Preparation_Natural Gas_Steamer_E7_Baseline Forecast | Commercial | Retail (ID) | New | Food Preparation | Natural Gas | Steamer | E7 |  | Baseline Forecast | bar: 2019 to 2045
Commercial_Retail (ID)_New_Food Preparation_Natural Gas_Steamer_E8_Baseline Forecast | Commercial | Retail (ID) | New | Food Preparation | Natural Gas | Steamer | E8 |  | Baseline Forecast | bar: 2019 to 2045
Commercial_Retail (ID)_New_Food Preparation_Natural Gas_Steamer_E9_Baseline Forecast | Commercial | Retail (ID) | New | Food Preparation | Natural Gas | Steamer | E9 |  | Baseline Forecast | bar: 2019 to 2045
Commercial_Retail (ID)_New_Food Preparation_Natural Gas_Steamer_E10_Baseline Forecast | Commercial | Retail (ID) | New | Food Preparation | Natural Gas | Steamer | E10 |  | Baseline Forecast | bar: 2019 to 2045
Commercial_Retail (ID)_New_Food Preparation_Natural Gas_Food Prep Other_E1_Baseline Forecast | Commercial | Retail (ID) | New | Food Preparation | Natural Gas | Food Prep Other | E1 | Standard | Baseline Forecast | 74% | 74% | 74% | 74% | 74% | 74% | 74% | 74% | 74% | 74% | 74% | 74% | 74% | 74% | 74% | 74% | 74% | 74% | 74% | 74% | 74% | 74% | 74% | 74% | 74% | 74% | 74%
Commercial_Retail (ID)_New_Food Preparation_Natural Gas_Food Prep Other_E2_Baseline Forecast | Commercial | Retail (ID) | New | Food Preparation | Natural Gas | Food Prep Other | E2 | ENERGY STAR | Baseline Forecast | 26% | 26% | 26% | 26% | 26% | 26% | 26% | 26% | 26% | 26% | 26% | 26% | 26% | 26% | 26% | 26% | 26% | 26% | 26% | 26% | 26% | 26% | 26% | 26% | 26% | 26% | 26%
Commercial_Retail (ID)_New_Food Preparation_Natural Gas_Food Prep Other_E3_Baseline Forecast | Commercial | Retail (ID) | New | Food Preparation | Natural Gas | Food Prep Other | E3 |  | Baseline Forecast | bar: 2019 to 2045
Commercial_Retail (ID)_New_Food Preparation_Natural Gas_Food Prep Other_E4_Baseline Forecast | Commercial | Retail (ID) | New | Food Preparation | Natural Gas | Food Prep Other | E4 |  | Baseline Forecast | bar: 2019 to 2045
Commercial_Retail (ID)_New_Food Preparation_Natural Gas_Food Prep Other_E5_Baseline Forecast | Commercial | Retail (ID) | New | Food Preparation | Natural Gas | Food Prep Other | E5 |  | Baseline Forecast | bar: 2019 to 2045
Commercial_Retail (ID)_New_Food Preparation_Natural Gas_Food Prep Other_E6_Baseline Forecast | Commercial | Retail (ID) | New | Food Preparation | Natural Gas | Food Prep Other | E6 |  | Baseline Forecast | bar: 2019 to 2045
Commercial_Retail (ID)_New_Food Preparation_Natural Gas_Food Prep Other_E7_Baseline Forecast | Commercial | Retail (ID) | New | Food Preparation | Natural Gas | Food Prep Other | E7 |  | Baseline Forecast | bar: 2019 to 2045
Commercial_Retail (ID)_New_Food Preparation_Natural Gas_Food Prep Other_E8_Baseline Forecast | Commercial | Retail (ID) | New | Food Preparation | Natural Gas | Food Prep Other | E8 |  | Baseline Forecast | bar: 2019 to 2045
Commercial_Retail (ID)_New_Food Preparation_Natural Gas_Food Prep Other_E9_Baseline Forecast | Commercial | Retail (ID) | New | Food Preparation | Natural Gas | Food Prep Other | E9 |  | Baseline Forecast | bar: 2019 to 2045
Commercial_Retail (ID)_New_Food Preparation_Natural Gas_Food Prep Other_E10_Baseline Forecast | Commercial | Retail (ID) | New | Food Preparation | Natural Gas | Food Prep Other | E10 |  | Baseline Forecast | bar: 2019 to 2045
Commercial_Retail (ID)_New_Miscellaneous_Natural Gas_Pool Heater_E1_Baseline Forecast | Commercial | Retail (ID) | New | Miscellaneous | Natural Gas | Pool Heater | E1 | Standard (EF .82) | Baseline Forecast | 90% | 90% | 90% | 90% | 90% | 90% | 90% | 90% | 90% | 90% | 90% | 90% | 90% | 90% | 90% | 90% | 90% | 90% | 90% | 90% | 90% | 90% | 90% | 90% | 90% | 90% | 90%
Commercial_Retail (ID)_New_Miscellaneous_Natural Gas_Pool Heater_E2_Baseline Forecast | Commercial | Retail (ID) | New | Miscellaneous | Natural Gas | Pool Heater | E2 | Condensing (EF .90) | Baseline Forecast | 10% | 10% | 10% | 10% | 10% | 10% | 10% | 10% | 10% | 10% | 10% | 10% | 10% | 10% | 10% | 10% | 10% | 10% | 10% | 10% | 10% | 10% | 10% | 10% | 10% | 10% | 10%
Commercial_Retail (ID)_New_Miscellaneous_Natural Gas_Pool Heater_E3_Baseline Forecast | Commercial | Retail (ID) | New | Miscellaneous | Natural Gas | Pool Heater | E3 |  | Baseline Forecast | bar: 2019 to 2045
Commercial_Retail (ID)_New_Miscellaneous_Natural Gas_Pool Heater_E4_Baseline Forecast | Commercial | Retail (ID) | New | Miscellaneous | Natural Gas | Pool Heater | E4 |  | Baseline Forecast | bar: 2019 to 2045
Commercial_Retail (ID)_New_Miscellaneous_Natural Gas_Pool Heater_E5_Baseline Forecast | Commercial | Retail (ID) | New | Miscellaneous | Natural Gas | Pool Heater | E5 |  | Baseline Forecast | bar: 2019 to 2045
Commercial_Retail (ID)_New_Miscellaneous_Natural Gas_Pool Heater_E6_Baseline Forecast | Commercial | Retail (ID) | New | Miscellaneous | Natural Gas | Pool Heater | E6 |  | Baseline Forecast | bar: 2019 to 2045
Commercial_Retail (ID)_New_Miscellaneous_Natural Gas_Pool Heater_E7_Baseline Forecast | Commercial | Retail (ID) | New | Miscellaneous | Natural Gas | Pool Heater | E7 |  | Baseline Forecast | bar: 2019 to 2045
Commercial_Retail (ID)_New_Miscellaneous_Natural Gas_Pool Heater_E8_Baseline Forecast | Commercial | Retail (ID) | New | Miscellaneous | Natural Gas | Pool Heater | E8 |  | Baseline Forecast | bar: 2019 to 2045
Commercial_Retail (ID)_New_Miscellaneous_Natural Gas_Pool Heater_E9_Baseline Forecast | Commercial | Retail (ID) | New | Miscellaneous | Natural Gas | Pool Heater | E9 |  | Baseline Forecast | bar: 2019 to 2045
Commercial_Retail (ID)_New_Miscellaneous_Natural Gas_Pool Heater_E10_Baseline Forecast | Commercial | Retail (ID) | New | Miscellaneous | Natural Gas | Pool Heater | E10 |  | Baseline Forecast | bar: 2019 to 2045
Commercial_Retail (ID)_New_Miscellaneous_Natural Gas_Miscellaneous_E1_Baseline Forecast | Commercial | Retail (ID) | New | Miscellaneous | Natural Gas | Miscellaneous | E1 | Standard | Baseline Forecast | 100% | 100% | 100% | 100% | 100% | 100% | 100% | 100% | 100% | 100% | 100% | 100% | 100% | 100% | 100% | 100% | 100% | 100% | 100% | 100% | 100% | 100% | 100% | 100% | 100% | 100% | 100%
Commercial_Retail (ID)_New_Miscellaneous_Natural Gas_Miscellaneous_E2_Baseline Forecast | Commercial | Retail (ID) | New | Miscellaneous | Natural Gas | Miscellaneous | E2 |  | Baseline Forecast | bar: 2019 to 2045
Commercial_Retail (ID)_New_Miscellaneous_Natural Gas_Miscellaneous_E3_Baseline Forecast | Commercial | Retail (ID) | New | Miscellaneous | Natural Gas | Miscellaneous | E3 |  | Baseline Forecast | bar: 2019 to 2045
Commercial_Retail (ID)_New_Miscellaneous_Natural Gas_Miscellaneous_E4_Baseline Forecast | Commercial | Retail (ID) | New | Miscellaneous | Natural Gas | Miscellaneous | E4 |  | Baseline Forecast | bar: 2019 to 2045
Commercial_Retail (ID)_New_Miscellaneous_Natural Gas_Miscellaneous_E5_Baseline Forecast | Commercial | Retail (ID) | New | Miscellaneous | Natural Gas | Miscellaneous | E5 |  | Baseline Forecast | bar: 2019 to 2045
Commercial_Retail (ID)_New_Miscellaneous_Natural Gas_Miscellaneous_E6_Baseline Forecast | Commercial | Retail (ID) | New | Miscellaneous | Natural Gas | Miscellaneous | E6 |  | Baseline Forecast | bar: 2019 to 2045
Commercial_Retail (ID)_New_Miscellaneous_Natural Gas_Miscellaneous_E7_Baseline Forecast | Commercial | Retail (ID) | New | Miscellaneous | Natural Gas | Miscellaneous | E7 |  | Baseline Forecast | bar: 2019 to 2045
Commercial_Retail (ID)_New_Miscellaneous_Natural Gas_Miscellaneous_E8_Baseline Forecast | Commercial | Retail (ID) | New | Miscellaneous | Natural Gas | Miscellaneous | E8 |  | Baseline Forecast | bar: 2019 to 2045
Commercial_Retail (ID)_New_Miscellaneous_Natural Gas_Miscellaneous_E9_Baseline Forecast | Commercial | Retail (ID) | New | Miscellaneous | Natural Gas | Miscellaneous | E9 |  | Baseline Forecast | bar: 2019 to 2045
Commercial_Retail (ID)_New_Miscellaneous_Natural Gas_Miscellaneous_E10_Baseline Forecast | Commercial | Retail (ID) | New | Miscellaneous | Natural Gas | Miscellaneous | E10 |  | Baseline Forecast | bar: 2019 to 2045
Commercial_Grocery (ID)_Existing_Space Heating_Natural Gas_Furnace_E1_Baseline Forecast | Commercial | Grocery (ID) | Existing | Space Heating | Natural Gas | Furnace | E1 | AFUE 80% (Standard) | Baseline Forecast | 100% | 100% | 100% | 100% | 100% | 100% | 100% | 100% | 100% | 100% | 100% | 79.99% | 79.99% | 79.99% | 79.99% | 79.99% | 79.99% | 79.99% | 79.99% | 79.99% | 79.99% | 79.99% | 79.99% | 79.99% | 79.99% | 79.99% | 79.99%
Commercial_Grocery (ID)_Existing_Space Heating_Natural Gas_Furnace_E2_Baseline Forecast | Commercial | Grocery (ID) | Existing | Space Heating | Natural Gas | Furnace | E2 | AFUE 90% | Baseline Forecast | 0% | 0% | 0% | 0% | 0% | 0% | 0% | 0% | 0% | 0% | 0% | 20.01% | 20.01% | 20.01% | 20.01% | 20.01% | 20.01% | 20.01% | 20.01% | 20.01% | 20.01% | 20.01% | 20.01% | 20.01% | 20.01% | 20.01% | 20.01%
Commercial_Grocery (ID)_Existing_Space Heating_Natural Gas_Furnace_E3_Baseline Forecast | Commercial | Grocery (ID) | Existing | Space Heating | Natural Gas | Furnace | E3 | AFUE 96% | Baseline Forecast | bar: 2019 to 2045
Commercial_Grocery (ID)_Existing_Space Heating_Natural Gas_Furnace_E4_Baseline Forecast | Commercial | Grocery (ID) | Existing | Space Heating | Natural Gas | Furnace | E4 |  | Baseline Forecast | bar: 2019 to 2045
Commercial_Grocery (ID)_Existing_Space Heating_Natural Gas_Furnace_E5_Baseline Forecast | Commercial | Grocery (ID) | Existing | Space Heating | Natural Gas | Furnace | E5 |  | Baseline Forecast | bar: 2019 to 2045
Commercial_Grocery (ID)_Existing_Space Heating_Natural Gas_Furnace_E6_Baseline Forecast | Commercial | Grocery (ID) | Existing | Space Heating | Natural Gas | Furnace | E6 |  | Baseline Forecast | bar: 2019 to 2045
Commercial_Grocery (ID)_Existing_Space Heating_Natural Gas_Furnace_E7_Baseline Forecast | Commercial | Grocery (ID) | Existing | Space Heating | Natural Gas | Furnace | E7 |  | Baseline Forecast | bar: 2019 to 2045
Commercial_Grocery (ID)_Existing_Space Heating_Natural Gas_Furnace_E8_Baseline Forecast | Commercial | Grocery (ID) | Existing | Space Heating | Natural Gas | Furnace | E8 |  | Baseline Forecast | bar: 2019 to 2045
Commercial_Grocery (ID)_Existing_Space Heating_Natural Gas_Furnace_E9_Baseline Forecast | Commercial | Grocery (ID) | Existing | Space Heating | Natural Gas | Furnace | E9 |  | Baseline Forecast | bar: 2019 to 2045
Commercial_Grocery (ID)_Existing_Space Heating_Natural Gas_Furnace_E10_Baseline Forecast | Commercial | Grocery (ID) | Existing | Space Heating | Natural Gas | Furnace | E10 |  | Baseline Forecast | bar: 2019 to 2045
Commercial_Grocery (ID)_Existing_Space Heating_Natural Gas_Boiler_E1_Baseline Forecast | Commercial | Grocery (ID) | Existing | Space Heating | Natural Gas | Boiler | E1 | AFUE 80% (Standard) | Baseline Forecast | 54.1% | 54.1% | 44% | 44% | 44% | 44% | 44% | 44% | 44% | 44% | 44% | 44% | 44% | 44% | 44% | 44% | 44% | 44% | 44% | 44% | 44% | 44% | 44% | 44% | 44% | 44% | 44%
Commercial_Grocery (ID)_Existing_Space Heating_Natural Gas_Boiler_E2_Baseline Forecast | Commercial | Grocery (ID) | Existing | Space Heating | Natural Gas | Boiler | E2 | AFUE 85% | Baseline Forecast | bar: 2019 to 2045
Commercial_Grocery (ID)_Existing_Space Heating_Natural Gas_Boiler_E3_Baseline Forecast | Commercial | Grocery (ID) | Existing | Space Heating | Natural Gas | Boiler | E3 | AFUE 97% | Baseline Forecast | 45.9% | 45.9% | 56% | 56% | 56% | 56% | 56% | 56% | 56% | 56% | 56% | 56% | 56% | 56% | 56% | 56% | 56% | 56% | 56% | 56% | 56% | 56% | 56% | 56% | 56% | 56% | 56%
Commercial_Grocery (ID)_Existing_Space Heating_Natural Gas_Boiler_E4_Baseline Forecast | Commercial | Grocery (ID) | Existing | Space Heating | Natural Gas | Boiler | E4 | Convert to NG Air Source Heat Pump | Baseline Forecast | bar: 2019 to 2045
Commercial_Grocery (ID)_Existing_Space Heating_Natural Gas_Boiler_E5_Baseline Forecast | Commercial | Grocery (ID) | Existing | Space Heating | Natural Gas | Boiler | E5 |  | Baseline Forecast | bar: 2019 to 2045
Commercial_Grocery (ID)_Existing_Space Heating_Natural Gas_Boiler_E6_Baseline Forecast | Commercial | Grocery (ID) | Existing | Space Heating | Natural Gas | Boiler | E6 |  | Baseline Forecast | bar: 2019 to 2045
Commercial_Grocery (ID)_Existing_Space Heating_Natural Gas_Boiler_E7_Baseline Forecast | Commercial | Grocery (ID) | Existing | Space Heating | Natural Gas | Boiler | E7 |  | Baseline Forecast | bar: 2019 to 2045
Commercial_Grocery (ID)_Existing_Space Heating_Natural Gas_Boiler_E8_Baseline Forecast | Commercial | Grocery (ID) | Existing | Space Heating | Natural Gas | Boiler | E8 |  | Baseline Forecast | bar: 2019 to 2045
Commercial_Grocery (ID)_Existing_Space Heating_Natural Gas_Boiler_E9_Baseline Forecast | Commercial | Grocery (ID) | Existing | Space Heating | Natural Gas | Boiler | E9 |  | Baseline Forecast | bar: 2019 to 2045
Commercial_Grocery (ID)_Existing_Space Heating_Natural Gas_Boiler_E10_Baseline Forecast | Commercial | Grocery (ID) | Existing | Space Heating | Natural Gas | Boiler | E10 |  | Baseline Forecast | bar: 2019 to 2045
Commercial_Grocery (ID)_Existing_Space Heating_Natural Gas_Unit Heater_E1_Baseline Forecast | Commercial | Grocery (ID) | Existing | Space Heating | Natural Gas | Unit Heater | E1 | Standard | Baseline Forecast | 100% | 100% | 100% | 100% | 100% | 100% | 100% | 100% | 100% | 100% | 100% | 100% | 100% | 100% | 100% | 100% | 100% | 100% | 100% | 100% | 100% | 100% | 100% | 100% | 100% | 100% | 100%
Commercial_Grocery (ID)_Existing_Space Heating_Natural Gas_Unit Heater_E2_Baseline Forecast | Commercial | Grocery (ID) | Existing | Space Heating | Natural Gas | Unit Heater | E2 | Condensing | Baseline Forecast | bar: 2019 to 2045
Commercial_Grocery (ID)_Existing_Space Heating_Natural Gas_Unit Heater_E3_Baseline Forecast | Commercial | Grocery (ID) | Existing | Space Heating | Natural Gas | Unit Heater | E3 | Infrared Radiant | Baseline Forecast | bar: 2019 to 2045
Commercial_Grocery (ID)_Existing_Space Heating_Natural Gas_Unit Heater_E4_Baseline Forecast | Commercial | Grocery (ID) | Existing | Space Heating | Natural Gas | Unit Heater | E4 |  | Baseline Forecast | bar: 2019 to 2045
Commercial_Grocery (ID)_Existing_Space Heating_Natural Gas_Unit Heater_E5_Baseline Forecast | Commercial | Grocery (ID) | Existing | Space Heating | Natural Gas | Unit Heater | E5 |  | Baseline Forecast | bar: 2019 to 2045
Commercial_Grocery (ID)_Existing_Space Heating_Natural Gas_Unit Heater_E6_Baseline Forecast | Commercial | Grocery (ID) | Existing | Space Heating | Natural Gas | Unit Heater | E6 |  | Baseline Forecast | bar: 2019 to 2045
Commercial_Grocery (ID)_Existing_Space Heating_Natural Gas_Unit Heater_E7_Baseline Forecast | Commercial | Grocery (ID) | Existing | Space Heating | Natural Gas | Unit Heater | E7 |  | Baseline Forecast | bar: 2019 to 2045
Commercial_Grocery (ID)_Existing_Space Heating_Natural Gas_Unit Heater_E8_Baseline Forecast | Commercial | Grocery (ID) | Existing | Space Heating | Natural Gas | Unit Heater | E8 |  | Baseline Forecast | bar: 2019 to 2045
Commercial_Grocery (ID)_Existing_Space Heating_Natural Gas_Unit Heater_E9_Baseline Forecast | Commercial | Grocery (ID) | Existing | Space Heating | Natural Gas | Unit Heater | E9 |  | Baseline Forecast | bar: 2019 to 2045
Commercial_Grocery (ID)_Existing_Space Heating_Natural Gas_Unit Heater_E10_Baseline Forecast | Commercial | Grocery (ID) | Existing | Space Heating | Natural Gas | Unit Heater | E10 |  | Baseline Forecast | bar: 2019 to 2045
Commercial_Grocery (ID)_Existing_Water Heating_Natural Gas_Water Heater_E1_Baseline Forecast | Commercial | Grocery (ID) | Existing | Water Heating | Natural Gas | Water Heater | E1 | TE 0.80 | Baseline Forecast | 47% | 47% | 47% | 47% | 47% | 47% | 47% | 47% | 47% | 47% | 47% | 47% | 47% | 47% | 47% | 47% | 47% | 47% | 47% | 47% | 47% | 47% | 47% | 47% | 47% | 47% | 47%
Commercial_Grocery (ID)_Existing_Water Heating_Natural Gas_Water Heater_E2_Baseline Forecast | Commercial | Grocery (ID) | Existing | Water Heating | Natural Gas | Water Heater | E2 | TE 0.90 | Baseline Forecast | bar: 2019 to 2045
Commercial_Grocery (ID)_Existing_Water Heating_Natural Gas_Water Heater_E3_Baseline Forecast | Commercial | Grocery (ID) | Existing | Water Heating | Natural Gas | Water Heater | E3 | TE 0.94 | Baseline Forecast | 53% | 53% | 53% | 53% | 53% | 53% | 53% | 53% | 53% | 53% | 53% | 53% | 53% | 53% | 53% | 53% | 53% | 53% | 53% | 53% | 53% | 53% | 53% | 53% | 53% | 53% | 53%
Commercial_Grocery (ID)_Existing_Water Heating_Natural Gas_Water Heater_E4_Baseline Forecast | Commercial | Grocery (ID) | Existing | Water Heating | Natural Gas | Water Heater | E4 | Instantaneous TE 0.94 | Baseline Forecast | bar: 2019 to 2045
Commercial_Grocery (ID)_Existing_Water Heating_Natural Gas_Water Heater_E5_Baseline Forecast | Commercial | Grocery (ID) | Existing | Water Heating | Natural Gas | Water Heater | E5 | Gas-Fired Absorption HPWH | Baseline Forecast | bar: 2019 to 2045
Commercial_Grocery (ID)_Existing_Water Heating_Natural Gas_Water Heater_E6_Baseline Forecast | Commercial | Grocery (ID) | Existing | Water Heating | Natural Gas | Water Heater | E6 |  | Baseline Forecast | bar: 2019 to 2045
Commercial_Grocery (ID)_Existing_Water Heating_Natural Gas_Water Heater_E7_Baseline Forecast | Commercial | Grocery (ID) | Existing | Water Heating | Natural Gas | Water Heater | E7 |  | Baseline Forecast | bar: 2019 to 2045
Commercial_Grocery (ID)_Existing_Water Heating_Natural Gas_Water Heater_E8_Baseline Forecast | Commercial | Grocery (ID) | Existing | Water Heating | Natural Gas | Water Heater | E8 |  | Baseline Forecast | bar: 2019 to 2045
Commercial_Grocery (ID)_Existing_Water Heating_Natural Gas_Water Heater_E9_Baseline Forecast | Commercial | Grocery (ID) | Existing | Water Heating | Natural Gas | Water Heater | E9 |  | Baseline Forecast | bar: 2019 to 2045
Commercial_Grocery (ID)_Existing_Water Heating_Natural Gas_Water Heater_E10_Baseline Forecast | Commercial | Grocery (ID) | Existing | Water Heating | Natural Gas | Water Heater | E10 |  | Baseline Forecast | bar: 2019 to 2045
Commercial_Grocery (ID)_Existing_Food Preparation_Natural Gas_Oven_E1_Baseline Forecast | Commercial | Grocery (ID) | Existing | Food Preparation | Natural Gas | Oven | E1 | Standard | Baseline Forecast | 41% | 41% | 41% | 41% | 41% | 41% | 41% | 41% | 41% | 41% | 41% | 41% | 41% | 41% | 41% | 41% | 41% | 41% | 41% | 41% | 41% | 41% | 41% | 41% | 41% | 41% | 41%
Commercial_Grocery (ID)_Existing_Food Preparation_Natural Gas_Oven_E2_Baseline Forecast | Commercial | Grocery (ID) | Existing | Food Preparation | Natural Gas | Oven | E2 | ENERGY STAR (>42% Baking Efficiency) | Baseline Forecast | 59% | 59% | 59% | 59% | 59% | 59% | 59% | 59% | 59% | 59% | 59% | 59% | 59% | 59% | 59% | 59% | 59% | 59% | 59% | 59% | 59% | 59% | 59% | 59% | 59% | 59% | 59%
Commercial_Grocery (ID)_Existing_Food Preparation_Natural Gas_Oven_E3_Baseline Forecast | Commercial | Grocery (ID) | Existing | Food Preparation | Natural Gas | Oven | E3 |  | Baseline Forecast | bar: 2019 to 2045
Commercial_Grocery (ID)_Existing_Food Preparation_Natural Gas_Oven_E4_Baseline Forecast | Commercial | Grocery (ID) | Existing | Food Preparation | Natural Gas | Oven | E4 |  | Baseline Forecast | bar: 2019 to 2045
Commercial_Grocery (ID)_Existing_Food Preparation_Natural Gas_Oven_E5_Baseline Forecast | Commercial | Grocery (ID) | Existing | Food Preparation | Natural Gas | Oven | E5 |  | Baseline Forecast | bar: 2019 to 2045
Commercial_Grocery (ID)_Existing_Food Preparation_Natural Gas_Oven_E6_Baseline Forecast | Commercial | Grocery (ID) | Existing | Food Preparation | Natural Gas | Oven | E6 |  | Baseline Forecast | bar: 2019 to 2045
Commercial_Grocery (ID)_Existing_Food Preparation_Natural Gas_Oven_E7_Baseline Forecast | Commercial | Grocery (ID) | Existing | Food Preparation | Natural Gas | Oven | E7 |  | Baseline Forecast | bar: 2019 to 2045
Commercial_Grocery (ID)_Existing_Food Preparation_Natural Gas_Oven_E8_Baseline Forecast | Commercial | Grocery (ID) | Existing | Food Preparation | Natural Gas | Oven | E8 |  | Baseline Forecast | bar: 2019 to 2045
Commercial_Grocery (ID)_Existing_Food Preparation_Natural Gas_Oven_E9_Baseline Forecast | Commercial | Grocery (ID) | Existing | Food Preparation | Natural Gas | Oven | E9 |  | Baseline Forecast | bar: 2019 to 2045
Commercial_Grocery (ID)_Existing_Food Preparation_Natural Gas_Oven_E10_Baseline Forecast | Commercial | Grocery (ID) | Existing | Food Preparation | Natural Gas | Oven | E10 |  | Baseline Forecast | bar: 2019 to 2045
Commercial_Grocery (ID)_Existing_Food Preparation_Natural Gas_Conveyor Oven_E1_Baseline Forecast | Commercial | Grocery (ID) | Existing | Food Preparation | Natural Gas | Conveyor Oven | E1 | Standard | Baseline Forecast | 41% | 41% | 41% | 41% | 41% | 41% | 41% | 41% | 41% | 41% | 41% | 41% | 41% | 41% | 41% | 41% | 41% | 41% | 41% | 41% | 41% | 41% | 41% | 41% | 41% | 41% | 41%
Commercial_Grocery (ID)_Existing_Food Preparation_Natural Gas_Conveyor Oven_E2_Baseline Forecast | Commercial | Grocery (ID) | Existing | Food Preparation | Natural Gas | Conveyor Oven | E2 | ENERGY STAR (>42% Baking Efficiency) | Baseline Forecast | 59% | 59% | 59% | 59% | 59% | 59% | 59% | 59% | 59% | 59% | 59% | 59% | 59% | 59% | 59% | 59% | 59% | 59% | 59% | 59% | 59% | 59% | 59% | 59% | 59% | 59% | 59%
Commercial_Grocery (ID)_Existing_Food Preparation_Natural Gas_Conveyor Oven_E3_Baseline Forecast | Commercial | Grocery (ID) | Existing | Food Preparation | Natural Gas | Conveyor Oven | E3 |  | Baseline Forecast | bar: 2019 to 2045
Commercial_Grocery (ID)_Existing_Food Preparation_Natural Gas_Conveyor Oven_E4_Baseline Forecast | Commercial | Grocery (ID) | Existing | Food Preparation | Natural Gas | Conveyor Oven | E4 |  | Baseline Forecast | bar: 2019 to 2045
Commercial_Grocery (ID)_Existing_Food Preparation_Natural Gas_Conveyor Oven_E5_Baseline Forecast | Commercial | Grocery (ID) | Existing | Food Preparation | Natural Gas | Conveyor Oven | E5 |  | Baseline Forecast | bar: 2019 to 2045
Commercial_Grocery (ID)_Existing_Food Preparation_Natural Gas_Conveyor Oven_E6_Baseline Forecast | Commercial | Grocery (ID) | Existing | Food Preparation | Natural Gas | Conveyor Oven | E6 |  | Baseline Forecast | bar: 2019 to 2045
Commercial_Grocery (ID)_Existing_Food Preparation_Natural Gas_Conveyor Oven_E7_Baseline Forecast | Commercial | Grocery (ID) | Existing | Food Preparation | Natural Gas | Conveyor Oven | E7 |  | Baseline Forecast | bar: 2019 to 2045
Commercial_Grocery (ID)_Existing_Food Preparation_Natural Gas_Conveyor Oven_E8_Baseline Forecast | Commercial | Grocery (ID) | Existing | Food Preparation | Natural Gas | Conveyor Oven | E8 |  | Baseline Forecast | bar: 2019 to 2045
Commercial_Grocery (ID)_Existing_Food Preparation_Natural Gas_Conveyor Oven_E9_Baseline Forecast | Commercial | Grocery (ID) | Existing | Food Preparation | Natural Gas | Conveyor Oven | E9 |  | Baseline Forecast | bar: 2019 to 2045
Commercial_Grocery (ID)_Existing_Food Preparation_Natural Gas_Conveyor Oven_E10_Baseline Forecast | Commercial | Grocery (ID) | Existing | Food Preparation | Natural Gas | Conveyor Oven | E10 |  | Baseline Forecast | bar: 2019 to 2045
Commercial_Grocery (ID)_Existing_Food Preparation_Natural Gas_Double Rack Oven_E1_Baseline Forecast | Commercial | Grocery (ID) | Existing | Food Preparation | Natural Gas | Double Rack Oven | E1 | Standard | Baseline Forecast | 41% | 41% | 41% | 41% | 41% | 41% | 41% | 41% | 41% | 41% | 41% | 41% | 41% | 41% | 41% | 41% | 41% | 41% | 41% | 41% | 41% | 41% | 41% | 41% | 41% | 41% | 41%
Commercial_Grocery (ID)_Existing_Food Preparation_Natural Gas_Double Rack Oven_E2_Baseline Forecast | Commercial | Grocery (ID) | Existing | Food Preparation | Natural Gas | Double Rack Oven | E2 | FTSC Qualified (>50% Cooking Efficiency) | Baseline Forecast | 59% | 59% | 59% | 59% | 59% | 59% | 59% | 59% | 59% | 59% | 59% | 59% | 59% | 59% | 59% | 59% | 59% | 59% | 59% | 59% | 59% | 59% | 59% | 59% | 59% | 59% | 59%
Commercial_Grocery (ID)_Existing_Food Preparation_Natural Gas_Double Rack Oven_E3_Baseline Forecast | Commercial | Grocery (ID) | Existing | Food Preparation | Natural Gas | Double Rack Oven | E3 |  | Baseline Forecast | bar: 2019 to 2045
Commercial_Grocery (ID)_Existing_Food Preparation_Natural Gas_Double Rack Oven_E4_Baseline Forecast | Commercial | Grocery (ID) | Existing | Food Preparation | Natural Gas | Double Rack Oven | E4 |  | Baseline Forecast | bar: 2019 to 2045
Commercial_Grocery (ID)_Existing_Food Preparation_Natural Gas_Double Rack Oven_E5_Baseline Forecast | Commercial | Grocery (ID) | Existing | Food Preparation | Natural Gas | Double Rack Oven | E5 |  | Baseline Forecast | bar: 2019 to 2045
Commercial_Grocery (ID)_Existing_Food Preparation_Natural Gas_Double Rack Oven_E6_Baseline Forecast | Commercial | Grocery (ID) | Existing | Food Preparation | Natural Gas | Double Rack Oven | E6 |  | Baseline Forecast | bar: 2019 to 2045
Commercial_Grocery (ID)_Existing_Food Preparation_Natural Gas_Double Rack Oven_E7_Baseline Forecast | Commercial | Grocery (ID) | Existing | Food Preparation | Natural Gas | Double Rack Oven | E7 |  | Baseline Forecast | bar: 2019 to 2045
Commercial_Grocery (ID)_Existing_Food Preparation_Natural Gas_Double Rack Oven_E8_Baseline Forecast | Commercial | Grocery (ID) | Existing | Food Preparation | Natural Gas | Double Rack Oven | E8 |  | Baseline Forecast | bar: 2019 to 2045
Commercial_Grocery (ID)_Existing_Food Preparation_Natural Gas_Double Rack Oven_E9_Baseline Forecast | Commercial | Grocery (ID) | Existing | Food Preparation | Natural Gas | Double Rack Oven | E9 |  | Baseline Forecast | bar: 2019 to 2045
Commercial_Grocery (ID)_Existing_Food Preparation_Natural Gas_Double Rack Oven_E10_Baseline Forecast | Commercial | Grocery (ID) | Existing | Food Preparation | Natural Gas | Double Rack Oven | E10 |  | Baseline Forecast | bar: 2019 to 2045
Commercial_Grocery (ID)_Existing_Food Preparation_Natural Gas_Fryer_E1_Baseline Forecast | Commercial | Grocery (ID) | Existing | Food Preparation | Natural Gas | Fryer | E1 | Standard | Baseline Forecast | 74% | 74% | 74% | 74% | 74% | 74% | 74% | 74% | 74% | 74% | 74% | 74% | 74% | 74% | 74% | 74% | 74% | 74% | 74% | 74% | 74% | 74% | 74% | 74% | 74% | 74% | 74%
Commercial_Grocery (ID)_Existing_Food Preparation_Natural Gas_Fryer_E2_Baseline Forecast | Commercial | Grocery (ID) | Existing | Food Preparation | Natural Gas | Fryer | E2 | ENERGY STAR | Baseline Forecast | 26% | 26% | 26% | 26% | 26% | 26% | 26% | 26% | 26% | 26% | 26% | 26% | 26% | 26% | 26% | 26% | 26% | 26% | 26% | 26% | 26% | 26% | 26% | 26% | 26% | 26% | 26%
Commercial_Grocery (ID)_Existing_Food Preparation_Natural Gas_Fryer_E3_Baseline Forecast | Commercial | Grocery (ID) | Existing | Food Preparation | Natural Gas | Fryer | E3 |  | Baseline Forecast | bar: 2019 to 2045
Commercial_Grocery (ID)_Existing_Food Preparation_Natural Gas_Fryer_E4_Baseline Forecast | Commercial | Grocery (ID) | Existing | Food Preparation | Natural Gas | Fryer | E4 |  | Baseline Forecast | bar: 2019 to 2045
Commercial_Grocery (ID)_Existing_Food Preparation_Natural Gas_Fryer_E5_Baseline Forecast | Commercial | Grocery (ID) | Existing | Food Preparation | Natural Gas | Fryer | E5 |  | Baseline Forecast | bar: 2019 to 2045
Commercial_Grocery (ID)_Existing_Food Preparation_Natural Gas_Fryer_E6_Baseline Forecast | Commercial | Grocery (ID) | Existing | Food Preparation | Natural Gas | Fryer | E6 |  | Baseline Forecast | bar: 2019 to 2045
Commercial_Grocery (ID)_Existing_Food Preparation_Natural Gas_Fryer_E7_Baseline Forecast | Commercial | Grocery (ID) | Existing | Food Preparation | Natural Gas | Fryer | E7 |  | Baseline Forecast | bar: 2019 to 2045
Commercial_Grocery (ID)_Existing_Food Preparation_Natural Gas_Fryer_E8_Baseline Forecast | Commercial | Grocery (ID) | Existing | Food Preparation | Natural Gas | Fryer | E8 |  | Baseline Forecast | bar: 2019 to 2045
Commercial_Grocery (ID)_Existing_Food Preparation_Natural Gas_Fryer_E9_Baseline Forecast | Commercial | Grocery (ID) | Existing | Food Preparation | Natural Gas | Fryer | E9 |  | Baseline Forecast | bar: 2019 to 2045
Commercial_Grocery (ID)_Existing_Food Preparation_Natural Gas_Fryer_E10_Baseline Forecast | Commercial | Grocery (ID) | Existing | Food Preparation | Natural Gas | Fryer | E10 |  | Baseline Forecast | bar: 2019 to 2045
Commercial_Grocery (ID)_Existing_Food Preparation_Natural Gas_Broiler_E1_Baseline Forecast | Commercial | Grocery (ID) | Existing | Food Preparation | Natural Gas | Broiler | E1 | Standard | Baseline Forecast | 74% | 74% | 74% | 74% | 74% | 74% | 74% | 74% | 74% | 74% | 74% | 74% | 74% | 74% | 74% | 74% | 74% | 74% | 74% | 74% | 74% | 74% | 74% | 74% | 74% | 74% | 74%
Commercial_Grocery (ID)_Existing_Food Preparation_Natural Gas_Broiler_E2_Baseline Forecast | Commercial | Grocery (ID) | Existing | Food Preparation | Natural Gas | Broiler | E2 | Infrared Burners | Baseline Forecast | 26% | 26% | 26% | 26% | 26% | 26% | 26% | 26% | 26% | 26% | 26% | 26% | 26% | 26% | 26% | 26% | 26% | 26% | 26% | 26% | 26% | 26% | 26% | 26% | 26% | 26% | 26%
Commercial_Grocery (ID)_Existing_Food Preparation_Natural Gas_Broiler_E3_Baseline Forecast | Commercial | Grocery (ID) | Existing | Food Preparation | Natural Gas | Broiler | E3 |  | Baseline Forecast | bar: 2019 to 2045
Commercial_Grocery (ID)_Existing_Food Preparation_Natural Gas_Broiler_E4_Baseline Forecast | Commercial | Grocery (ID) | Existing | Food Preparation | Natural Gas | Broiler | E4 |  | Baseline Forecast | bar: 2019 to 2045
Commercial_Grocery (ID)_Existing_Food Preparation_Natural Gas_Broiler_E5_Baseline Forecast | Commercial | Grocery (ID) | Existing | Food Preparation | Natural Gas | Broiler | E5 |  | Baseline Forecast | bar: 2019 to 2045
Commercial_Grocery (ID)_Existing_Food Preparation_Natural Gas_Broiler_E6_Baseline Forecast | Commercial | Grocery (ID) | Existing | Food Preparation | Natural Gas | Broiler | E6 |  | Baseline Forecast | bar: 2019 to 2045
Commercial_Grocery (ID)_Existing_Food Preparation_Natural Gas_Broiler_E7_Baseline Forecast | Commercial | Grocery (ID) | Existing | Food Preparation | Natural Gas | Broiler | E7 |  | Baseline Forecast | bar: 2019 to 2045
Commercial_Grocery (ID)_Existing_Food Preparation_Natural Gas_Broiler_E8_Baseline Forecast | Commercial | Grocery (ID) | Existing | Food Preparation | Natural Gas | Broiler | E8 |  | Baseline Forecast | bar: 2019 to 2045
Commercial_Grocery (ID)_Existing_Food Preparation_Natural Gas_Broiler_E9_Baseline Forecast | Commercial | Grocery (ID) | Existing | Food Preparation | Natural Gas | Broiler | E9 |  | Baseline Forecast | bar: 2019 to 2045
Commercial_Grocery (ID)_Existing_Food Preparation_Natural Gas_Broiler_E10_Baseline Forecast | Commercial | Grocery (ID) | Existing | Food Preparation | Natural Gas | Broiler | E10 |  | Baseline Forecast | bar: 2019 to 2045
Commercial_Grocery (ID)_Existing_Food Preparation_Natural Gas_Griddle_E1_Baseline Forecast | Commercial | Grocery (ID) | Existing | Food Preparation | Natural Gas | Griddle | E1 | Standard | Baseline Forecast | 71% | 71% | 71% | 71% | 71% | 71% | 71% | 71% | 71% | 71% | 71% | 71% | 71% | 71% | 71% | 71% | 71% | 71% | 71% | 71% | 71% | 71% | 71% | 71% | 71% | 71% | 71%
Commercial_Grocery (ID)_Existing_Food Preparation_Natural Gas_Griddle_E2_Baseline Forecast | Commercial | Grocery (ID) | Existing | Food Preparation | Natural Gas | Griddle | E2 | ENERGY STAR | Baseline Forecast | 29% | 29% | 29% | 29% | 29% | 29% | 29% | 29% | 29% | 29% | 29% | 29% | 29% | 29% | 29% | 29% | 29% | 29% | 29% | 29% | 29% | 29% | 29% | 29% | 29% | 29% | 29%
Commercial_Grocery (ID)_Existing_Food Preparation_Natural Gas_Griddle_E3_Baseline Forecast | Commercial | Grocery (ID) | Existing | Food Preparation | Natural Gas | Griddle | E3 |  | Baseline Forecast | bar: 2019 to 2045
Commercial_Grocery (ID)_Existing_Food Preparation_Natural Gas_Griddle_E4_Baseline Forecast | Commercial | Grocery (ID) | Existing | Food Preparation | Natural Gas | Griddle | E4 |  | Baseline Forecast | bar: 2019 to 2045
Commercial_Grocery (ID)_Existing_Food Preparation_Natural Gas_Griddle_E5_Baseline Forecast | Commercial | Grocery (ID) | Existing | Food Preparation | Natural Gas | Griddle | E5 |  | Baseline Forecast | bar: 2019 to 2045
Commercial_Grocery (ID)_Existing_Food Preparation_Natural Gas_Griddle_E6_Baseline Forecast | Commercial | Grocery (ID) | Existing | Food Preparation | Natural Gas | Griddle | E6 |  | Baseline Forecast | bar: 2019 to 2045
Commercial_Grocery (ID)_Existing_Food Preparation_Natural Gas_Griddle_E7_Baseline Forecast | Commercial | Grocery (ID) | Existing | Food Preparation | Natural Gas | Griddle | E7 |  | Baseline Forecast | bar: 2019 to 2045
Commercial_Grocery (ID)_Existing_Food Preparation_Natural Gas_Griddle_E8_Baseline Forecast | Commercial | Grocery (ID) | Existing | Food Preparation | Natural Gas | Griddle | E8 |  | Baseline Forecast | bar: 2019 to 2045
Commercial_Grocery (ID)_Existing_Food Preparation_Natural Gas_Griddle_E9_Baseline Forecast | Commercial | Grocery (ID) | Existing | Food Preparation | Natural Gas | Griddle | E9 |  | Baseline Forecast | bar: 2019 to 2045
Commercial_Grocery (ID)_Existing_Food Preparation_Natural Gas_Griddle_E10_Baseline Forecast | Commercial | Grocery (ID) | Existing | Food Preparation | Natural Gas | Griddle | E10 |  | Baseline Forecast | bar: 2019 to 2045
Commercial_Grocery (ID)_Existing_Food Preparation_Natural Gas_Range_E1_Baseline Forecast | Commercial | Grocery (ID) | Existing | Food Preparation | Natural Gas | Range | E1 | Standard | Baseline Forecast | 41% | 41% | 41% | 41% | 41% | 41% | 41% | 41% | 41% | 41% | 41% | 41% | 41% | 41% | 41% | 41% | 41% | 41% | 41% | 41% | 41% | 41% | 41% | 41% | 41% | 41% | 41%
Commercial_Grocery (ID)_Existing_Food Preparation_Natural Gas_Range_E2_Baseline Forecast | Commercial | Grocery (ID) | Existing | Food Preparation | Natural Gas | Range | E2 | High Efficiency | Baseline Forecast | 59% | 59% | 59% | 59% | 59% | 59% | 59% | 59% | 59% | 59% | 59% | 59% | 59% | 59% | 59% | 59% | 59% | 59% | 59% | 59% | 59% | 59% | 59% | 59% | 59% | 59% | 59%
Commercial_Grocery (ID)_Existing_Food Preparation_Natural Gas_Range_E3_Baseline Forecast | Commercial | Grocery (ID) | Existing | Food Preparation | Natural Gas | Range | E3 |  | Baseline Forecast | bar: 2019 to 2045
Commercial_Grocery (ID)_Existing_Food Preparation_Natural Gas_Range_E4_Baseline Forecast | Commercial | Grocery (ID) | Existing | Food Preparation | Natural Gas | Range | E4 |  | Baseline Forecast | bar: 2019 to 2045
Commercial_Grocery (ID)_Existing_Food Preparation_Natural Gas_Range_E5_Baseline Forecast | Commercial | Grocery (ID) | Existing | Food Preparation | Natural Gas | Range | E5 |  | Baseline Forecast | bar: 2019 to 2045
Commercial_Grocery (ID)_Existing_Food Preparation_Natural Gas_Range_E6_Baseline Forecast | Commercial | Grocery (ID) | Existing | Food Preparation | Natural Gas | Range | E6 |  | Baseline Forecast | bar: 2019 to 2045
Commercial_Grocery (ID)_Existing_Food Preparation_Natural Gas_Range_E7_Baseline Forecast | Commercial | Grocery (ID) | Existing | Food Preparation | Natural Gas | Range | E7 |  | Baseline Forecast | bar: 2019 to 2045
Commercial_Grocery (ID)_Existing_Food Preparation_Natural Gas_Range_E8_Baseline Forecast | Commercial | Grocery (ID) | Existing | Food Preparation | Natural Gas | Range | E8 |  | Baseline Forecast | bar: 2019 to 2045
Commercial_Grocery (ID)_Existing_Food Preparation_Natural Gas_Range_E9_Baseline Forecast | Commercial | Grocery (ID) | Existing | Food Preparation | Natural Gas | Range | E9 |  | Baseline Forecast | bar: 2019 to 2045
Commercial_Grocery (ID)_Existing_Food Preparation_Natural Gas_Range_E10_Baseline Forecast | Commercial | Grocery (ID) | Existing | Food Preparation | Natural Gas | Range | E10 |  | Baseline Forecast | bar: 2019 to 2045
Commercial_Grocery (ID)_Existing_Food Preparation_Natural Gas_Steamer_E1_Baseline Forecast | Commercial | Grocery (ID) | Existing | Food Preparation | Natural Gas | Steamer | E1 | Standard | Baseline Forecast | 50% | 50% | 50% | 50% | 50% | 50% | 50% | 50% | 50% | 50% | 50% | 50% | 50% | 50% | 50% | 50% | 50% | 50% | 50% | 50% | 50% | 50% | 50% | 50% | 50% | 50% | 50%
Commercial_Grocery (ID)_Existing_Food Preparation_Natural Gas_Steamer_E2_Baseline Forecast | Commercial | Grocery (ID) | Existing | Food Preparation | Natural Gas | Steamer | E2 | ENERGY STAR | Baseline Forecast | 50% | 50% | 50% | 50% | 50% | 50% | 50% | 50% | 50% | 50% | 50% | 50% | 50% | 50% | 50% | 50% | 50% | 50% | 50% | 50% | 50% | 50% | 50% | 50% | 50% | 50% | 50%
Commercial_Grocery (ID)_Existing_Food Preparation_Natural Gas_Steamer_E3_Baseline Forecast | Commercial | Grocery (ID) | Existing | Food Preparation | Natural Gas | Steamer | E3 |  | Baseline Forecast | bar: 2019 to 2045
Commercial_Grocery (ID)_Existing_Food Preparation_Natural Gas_Steamer_E4_Baseline Forecast | Commercial | Grocery (ID) | Existing | Food Preparation | Natural Gas | Steamer | E4 |  | Baseline Forecast | bar: 2019 to 2045
Commercial_Grocery (ID)_Existing_Food Preparation_Natural Gas_Steamer_E5_Baseline Forecast | Commercial | Grocery (ID) | Existing | Food Preparation | Natural Gas | Steamer | E5 |  | Baseline Forecast | bar: 2019 to 2045
Commercial_Grocery (ID)_Existing_Food Preparation_Natural Gas_Steamer_E6_Baseline Forecast | Commercial | Grocery (ID) | Existing | Food Preparation | Natural Gas | Steamer | E6 |  | Baseline Forecast | bar: 2019 to 2045
Commercial_Grocery (ID)_Existing_Food Preparation_Natural Gas_Steamer_E7_Baseline Forecast | Commercial | Grocery (ID) | Existing | Food Preparation | Natural Gas | Steamer | E7 |  | Baseline Forecast | bar: 2019 to 2045
Commercial_Grocery (ID)_Existing_Food Preparation_Natural Gas_Steamer_E8_Baseline Forecast | Commercial | Grocery (ID) | Existing | Food Preparation | Natural Gas | Steamer | E8 |  | Baseline Forecast | bar: 2019 to 2045
Commercial_Grocery (ID)_Existing_Food Preparation_Natural Gas_Steamer_E9_Baseline Forecast | Commercial | Grocery (ID) | Existing | Food Preparation | Natural Gas | Steamer | E9 |  | Baseline Forecast | bar: 2019 to 2045
Commercial_Grocery (ID)_Existing_Food Preparation_Natural Gas_Steamer_E10_Baseline Forecast | Commercial | Grocery (ID) | Existing | Food Preparation | Natural Gas | Steamer | E10 |  | Baseline Forecast | bar: 2019 to 2045
Commercial_Grocery (ID)_Existing_Food Preparation_Natural Gas_Food Prep Other_E1_Baseline Forecast | Commercial | Grocery (ID) | Existing | Food Preparation | Natural Gas | Food Prep Other | E1 | Standard | Baseline Forecast | 74% | 74% | 74% | 74% | 74% | 74% | 74% | 74% | 74% | 74% | 74% | 74% | 74% | 74% | 74% | 74% | 74% | 74% | 74% | 74% | 74% | 74% | 74% | 74% | 74% | 74% | 74%
Commercial_Grocery (ID)_Existing_Food Preparation_Natural Gas_Food Prep Other_E2_Baseline Forecast | Commercial | Grocery (ID) | Existing | Food Preparation | Natural Gas | Food Prep Other | E2 | ENERGY STAR | Baseline Forecast | 26% | 26% | 26% | 26% | 26% | 26% | 26% | 26% | 26% | 26% | 26% | 26% | 26% | 26% | 26% | 26% | 26% | 26% | 26% | 26% | 26% | 26% | 26% | 26% | 26% | 26% | 26%
Commercial_Grocery (ID)_Existing_Food Preparation_Natural Gas_Food Prep Other_E3_Baseline Forecast | Commercial | Grocery (ID) | Existing | Food Preparation | Natural Gas | Food Prep Other | E3 |  | Baseline Forecast | bar: 2019 to 2045
Commercial_Grocery (ID)_Existing_Food Preparation_Natural Gas_Food Prep Other_E4_Baseline Forecast | Commercial | Grocery (ID) | Existing | Food Preparation | Natural Gas | Food Prep Other | E4 |  | Baseline Forecast | bar: 2019 to 2045
Commercial_Grocery (ID)_Existing_Food Preparation_Natural Gas_Food Prep Other_E5_Baseline Forecast | Commercial | Grocery (ID) | Existing | Food Preparation | Natural Gas | Food Prep Other | E5 |  | Baseline Forecast | bar: 2019 to 2045
Commercial_Grocery (ID)_Existing_Food Preparation_Natural Gas_Food Prep Other_E6_Baseline Forecast | Commercial | Grocery (ID) | Existing | Food Preparation | Natural Gas | Food Prep Other | E6 |  | Baseline Forecast | bar: 2019 to 2045
Commercial_Grocery (ID)_Existing_Food Preparation_Natural Gas_Food Prep Other_E7_Baseline Forecast | Commercial | Grocery (ID) | Existing | Food Preparation | Natural Gas | Food Prep Other | E7 |  | Baseline Forecast | bar: 2019 to 2045
Commercial_Grocery (ID)_Existing_Food Preparation_Natural Gas_Food Prep Other_E8_Baseline Forecast | Commercial | Grocery (ID) | Existing | Food Preparation | Natural Gas | Food Prep Other | E8 |  | Baseline Forecast | bar: 2019 to 2045
Commercial_Grocery (ID)_Existing_Food Preparation_Natural Gas_Food Prep Other_E9_Baseline Forecast | Commercial | Grocery (ID) | Existing | Food Preparation | Natural Gas | Food Prep Other | E9 |  | Baseline Forecast | bar: 2019 to 2045
Commercial_Grocery (ID)_Existing_Food Preparation_Natural Gas_Food Prep Other_E10_Baseline Forecast | Commercial | Grocery (ID) | Existing | Food Preparation | Natural Gas | Food Prep Other | E10 |  | Baseline Forecast | bar: 2019 to 2045
Commercial_Grocery (ID)_Existing_Miscellaneous_Natural Gas_Pool Heater_E1_Baseline Forecast | Commercial | Grocery (ID) | Existing | Miscellaneous | Natural Gas | Pool Heater | E1 | Standard (EF .82) | Baseline Forecast | 90% | 90% | 90% | 90% | 90% | 90% | 90% | 90% | 90% | 90% | 90% | 90% | 90% | 90% | 90% | 90% | 90% | 90% | 90% | 90% | 90% | 90% | 90% | 90% | 90% | 90% | 90%
Commercial_Grocery (ID)_Existing_Miscellaneous_Natural Gas_Pool Heater_E2_Baseline Forecast | Commercial | Grocery (ID) | Existing | Miscellaneous | Natural Gas | Pool Heater | E2 | Condensing (EF .90) | Baseline Forecast | 10% | 10% | 10% | 10% | 10% | 10% | 10% | 10% | 10% | 10% | 10% | 10% | 10% | 10% | 10% | 10% | 10% | 10% | 10% | 10% | 10% | 10% | 10% | 10% | 10% | 10% | 10%
Commercial_Grocery (ID)_Existing_Miscellaneous_Natural Gas_Pool Heater_E3_Baseline Forecast | Commercial | Grocery (ID) | Existing | Miscellaneous | Natural Gas | Pool Heater | E3 |  | Baseline Forecast | bar: 2019 to 2045
Commercial_Grocery (ID)_Existing_Miscellaneous_Natural Gas_Pool Heater_E4_Baseline Forecast | Commercial | Grocery (ID) | Existing | Miscellaneous | Natural Gas | Pool Heater | E4 |  | Baseline Forecast | bar: 2019 to 2045
Commercial_Grocery (ID)_Existing_Miscellaneous_Natural Gas_Pool Heater_E5_Baseline Forecast | Commercial | Grocery (ID) | Existing | Miscellaneous | Natural Gas | Pool Heater | E5 |  | Baseline Forecast | bar: 2019 to 2045
Commercial_Grocery (ID)_Existing_Miscellaneous_Natural Gas_Pool Heater_E6_Baseline Forecast | Commercial | Grocery (ID) | Existing | Miscellaneous | Natural Gas | Pool Heater | E6 |  | Baseline Forecast | bar: 2019 to 2045
Commercial_Grocery (ID)_Existing_Miscellaneous_Natural Gas_Pool Heater_E7_Baseline Forecast | Commercial | Grocery (ID) | Existing | Miscellaneous | Natural Gas | Pool Heater | E7 |  | Baseline Forecast | bar: 2019 to 2045
Commercial_Grocery (ID)_Existing_Miscellaneous_Natural Gas_Pool Heater_E8_Baseline Forecast | Commercial | Grocery (ID) | Existing | Miscellaneous | Natural Gas | Pool Heater | E8 |  | Baseline Forecast | bar: 2019 to 2045
Commercial_Grocery (ID)_Existing_Miscellaneous_Natural Gas_Pool Heater_E9_Baseline Forecast | Commercial | Grocery (ID) | Existing | Miscellaneous | Natural Gas | Pool Heater | E9 |  | Baseline Forecast | bar: 2019 to 2045
Commercial_Grocery (ID)_Existing_Miscellaneous_Natural Gas_Pool Heater_E10_Baseline Forecast | Commercial | Grocery (ID) | Existing | Miscellaneous | Natural Gas | Pool Heater | E10 |  | Baseline Forecast | bar: 2019 to 2045
Commercial_Grocery (ID)_Existing_Miscellaneous_Natural Gas_Miscellaneous_E1_Baseline Forecast | Commercial | Grocery (ID) | Existing | Miscellaneous | Natural Gas | Miscellaneous | E1 | Standard | Baseline Forecast | 100% | 100% | 100% | 100% | 100% | 100% | 100% | 100% | 100% | 100% | 100% | 100% | 100% | 100% | 100% | 100% | 100% | 100% | 100% | 100% | 100% | 100% | 100% | 100% | 100% | 100% | 100%
Commercial_Grocery (ID)_Existing_Miscellaneous_Natural Gas_Miscellaneous_E2_Baseline Forecast | Commercial | Grocery (ID) | Existing | Miscellaneous | Natural Gas | Miscellaneous | E2 |  | Baseline Forecast | bar: 2019 to 2045
Commercial_Grocery (ID)_Existing_Miscellaneous_Natural Gas_Miscellaneous_E3_Baseline Forecast | Commercial | Grocery (ID) | Existing | Miscellaneous | Natural Gas | Miscellaneous | E3 |  | Baseline Forecast | bar: 2019 to 2045
Commercial_Grocery (ID)_Existing_Miscellaneous_Natural Gas_Miscellaneous_E4_Baseline Forecast | Commercial | Grocery (ID) | Existing | Miscellaneous | Natural Gas | Miscellaneous | E4 |  | Baseline Forecast | bar: 2019 to 2045
Commercial_Grocery (ID)_Existing_Miscellaneous_Natural Gas_Miscellaneous_E5_Baseline Forecast | Commercial | Grocery (ID) | Existing | Miscellaneous | Natural Gas | Miscellaneous | E5 |  | Baseline Forecast | bar: 2019 to 2045
Commercial_Grocery (ID)_Existing_Miscellaneous_Natural Gas_Miscellaneous_E6_Baseline Forecast | Commercial | Grocery (ID) | Existing | Miscellaneous | Natural Gas | Miscellaneous | E6 |  | Baseline Forecast | bar: 2019 to 2045
Commercial_Grocery (ID)_Existing_Miscellaneous_Natural Gas_Miscellaneous_E7_Baseline Forecast | Commercial | Grocery (ID) | Existing | Miscellaneous | Natural Gas | Miscellaneous | E7 |  | Baseline Forecast | bar: 2019 to 2045
Commercial_Grocery (ID)_Existing_Miscellaneous_Natural Gas_Miscellaneous_E8_Baseline Forecast | Commercial | Grocery (ID) | Existing | Miscellaneous | Natural Gas | Miscellaneous | E8 |  | Baseline Forecast | bar: 2019 to 2045
Commercial_Grocery (ID)_Existing_Miscellaneous_Natural Gas_Miscellaneous_E9_Baseline Forecast | Commercial | Grocery (ID) | Existing | Miscellaneous | Natural Gas | Miscellaneous | E9 |  | Baseline Forecast | bar: 2019 to 2045
Commercial_Grocery (ID)_Existing_Miscellaneous_Natural Gas_Miscellaneous_E10_Baseline Forecast | Commercial | Grocery (ID) | Existing | Miscellaneous | Natural Gas | Miscellaneous | E10 |  | Baseline Forecast | bar: 2019 to 2045
Commercial_Grocery (ID)_New_Space Heating_Natural Gas_Furnace_E1_Baseline Forecast | Commercial | Grocery (ID) | New | Space Heating | Natural Gas | Furnace | E1 | AFUE 80% (Standard) | Baseline Forecast | 100% | 100% | 100% | 100% | 100% | 100% | 100% | 100% | 100% | 100% | 100% | 80.37% | 80.37% | 80.37% | 80.37% | 80.37% | 80.37% | 80.37% | 80.37% | 80.37% | 80.37% | 80.37% | 80.37% | 80.37% | 80.37% | 80.37% | 80.37%
Commercial_Grocery (ID)_New_Space Heating_Natural Gas_Furnace_E2_Baseline Forecast | Commercial | Grocery (ID) | New | Space Heating | Natural Gas | Furnace | E2 | AFUE 90% | Baseline Forecast | 0% | 0% | 0% | 0% | 0% | 0% | 0% | 0% | 0% | 0% | 0% | 19.63% | 19.63% | 19.63% | 19.63% | 19.63% | 19.63% | 19.63% | 19.63% | 19.63% | 19.63% | 19.63% | 19.63% | 19.63% | 19.63% | 19.63% | 19.63%
Commercial_Grocery (ID)_New_Space Heating_Natural Gas_Furnace_E3_Baseline Forecast | Commercial | Grocery (ID) | New | Space Heating | Natural Gas | Furnace | E3 | AFUE 96% | Baseline Forecast | bar: 2019 to 2045
Commercial_Grocery (ID)_New_Space Heating_Natural Gas_Furnace_E4_Baseline Forecast | Commercial | Grocery (ID) | New | Space Heating | Natural Gas | Furnace | E4 |  | Baseline Forecast | bar: 2019 to 2045
Commercial_Grocery (ID)_New_Space Heating_Natural Gas_Furnace_E5_Baseline Forecast | Commercial | Grocery (ID) | New | Space Heating | Natural Gas | Furnace | E5 |  | Baseline Forecast | bar: 2019 to 2045
Commercial_Grocery (ID)_New_Space Heating_Natural Gas_Furnace_E6_Baseline Forecast | Commercial | Grocery (ID) | New | Space Heating | Natural Gas | Furnace | E6 |  | Baseline Forecast | bar: 2019 to 2045
Commercial_Grocery (ID)_New_Space Heating_Natural Gas_Furnace_E7_Baseline Forecast | Commercial | Grocery (ID) | New | Space Heating | Natural Gas | Furnace | E7 |  | Baseline Forecast | bar: 2019 to 2045
Commercial_Grocery (ID)_New_Space Heating_Natural Gas_Furnace_E8_Baseline Forecast | Commercial | Grocery (ID) | New | Space Heating | Natural Gas | Furnace | E8 |  | Baseline Forecast | bar: 2019 to 2045
Commercial_Grocery (ID)_New_Space Heating_Natural Gas_Furnace_E9_Baseline Forecast | Commercial | Grocery (ID) | New | Space Heating | Natural Gas | Furnace | E9 |  | Baseline Forecast | bar: 2019 to 2045
Commercial_Grocery (ID)_New_Space Heating_Natural Gas_Furnace_E10_Baseline Forecast | Commercial | Grocery (ID) | New | Space Heating | Natural Gas | Furnace | E10 |  | Baseline Forecast | bar: 2019 to 2045
Commercial_Grocery (ID)_New_Space Heating_Natural Gas_Boiler_E1_Baseline Forecast | Commercial | Grocery (ID) | New | Space Heating | Natural Gas | Boiler | E1 | AFUE 80% (Standard) | Baseline Forecast | 44% | 44% | 44% | 44% | 44% | 44% | 44% | 44% | 44% | 44% | 44% | 44% | 44% | 44% | 44% | 44% | 44% | 44% | 44% | 100% | 44% | 44% | 100% | 100% | 100% | 100% | 100%
Commercial_Grocery (ID)_New_Space Heating_Natural Gas_Boiler_E2_Baseline Forecast | Commercial | Grocery (ID) | New | Space Heating | Natural Gas | Boiler | E2 | AFUE 85% | Baseline Forecast | bar: 2019 to 2045
Commercial_Grocery (ID)_New_Space Heating_Natural Gas_Boiler_E3_Baseline Forecast | Commercial | Grocery (ID) | New | Space Heating | Natural Gas | Boiler | E3 | AFUE 97% | Baseline Forecast | 56% | 56% | 56% | 56% | 56% | 56% | 56% | 56% | 56% | 56% | 56% | 56% | 56% | 56% | 56% | 56% | 56% | 56% | 56% | 0% | 56% | 56% | 0% | 0% | 0% | 0% | 0%
Commercial_Grocery (ID)_New_Space Heating_Natural Gas_Boiler_E4_Baseline Forecast | Commercial | Grocery (ID) | New | Space Heating | Natural Gas | Boiler | E4 | Convert to NG Air Source Heat Pump | Baseline Forecast | bar: 2019 to 2045
Commercial_Grocery (ID)_New_Space Heating_Natural Gas_Boiler_E5_Baseline Forecast | Commercial | Grocery (ID) | New | Space Heating | Natural Gas | Boiler | E5 |  | Baseline Forecast | bar: 2019 to 2045
Commercial_Grocery (ID)_New_Space Heating_Natural Gas_Boiler_E6_Baseline Forecast | Commercial | Grocery (ID) | New | Space Heating | Natural Gas | Boiler | E6 |  | Baseline Forecast | bar: 2019 to 2045
Commercial_Grocery (ID)_New_Space Heating_Natural Gas_Boiler_E7_Baseline Forecast | Commercial | Grocery (ID) | New | Space Heating | Natural Gas | Boiler | E7 |  | Baseline Forecast | bar: 2019 to 2045
Commercial_Grocery (ID)_New_Space Heating_Natural Gas_Boiler_E8_Baseline Forecast | Commercial | Grocery (ID) | New | Space Heating | Natural Gas | Boiler | E8 |  | Baseline Forecast | bar: 2019 to 2045
Commercial_Grocery (ID)_New_Space Heating_Natural Gas_Boiler_E9_Baseline Forecast | Commercial | Grocery (ID) | New | Space Heating | Natural Gas | Boiler | E9 |  | Baseline Forecast | bar: 2019 to 2045
Commercial_Grocery (ID)_New_Space Heating_Natural Gas_Boiler_E10_Baseline Forecast | Commercial | Grocery (ID) | New | Space Heating | Natural Gas | Boiler | E10 |  | Baseline Forecast | bar: 2019 to 2045
Commercial_Grocery (ID)_New_Space Heating_Natural Gas_Unit Heater_E1_Baseline Forecast | Commercial | Grocery (ID) | New | Space Heating | Natural Gas | Unit Heater | E1 | Standard | Baseline Forecast | 100% | 100% | 100% | 100% | 100% | 100% | 100% | 100% | 100% | 100% | 100% | 100% | 100% | 100% | 100% | 100% | 100% | 100% | 100% | 100% | 100% | 100% | 100% | 100% | 100% | 100% | 100%
Commercial_Grocery (ID)_New_Space Heating_Natural Gas_Unit Heater_E2_Baseline Forecast | Commercial | Grocery (ID) | New | Space Heating | Natural Gas | Unit Heater | E2 | Condensing | Baseline Forecast | bar: 2019 to 2045
Commercial_Grocery (ID)_New_Space Heating_Natural Gas_Unit Heater_E3_Baseline Forecast | Commercial | Grocery (ID) | New | Space Heating | Natural Gas | Unit Heater | E3 | Infrared Radiant | Baseline Forecast | bar: 2019 to 2045
Commercial_Grocery (ID)_New_Space Heating_Natural Gas_Unit Heater_E4_Baseline Forecast | Commercial | Grocery (ID) | New | Space Heating | Natural Gas | Unit Heater | E4 |  | Baseline Forecast | bar: 2019 to 2045
Commercial_Grocery (ID)_New_Space Heating_Natural Gas_Unit Heater_E5_Baseline Forecast | Commercial | Grocery (ID) | New | Space Heating | Natural Gas | Unit Heater | E5 |  | Baseline Forecast | bar: 2019 to 2045
Commercial_Grocery (ID)_New_Space Heating_Natural Gas_Unit Heater_E6_Baseline Forecast | Commercial | Grocery (ID) | New | Space Heating | Natural Gas | Unit Heater | E6 |  | Baseline Forecast | bar: 2019 to 2045
Commercial_Grocery (ID)_New_Space Heating_Natural Gas_Unit Heater_E7_Baseline Forecast | Commercial | Grocery (ID) | New | Space Heating | Natural Gas | Unit Heater | E7 |  | Baseline Forecast | bar: 2019 to 2045
Commercial_Grocery (ID)_New_Space Heating_Natural Gas_Unit Heater_E8_Baseline Forecast | Commercial | Grocery (ID) | New | Space Heating | Natural Gas | Unit Heater | E8 |  | Baseline Forecast | bar: 2019 to 2045
Commercial_Grocery (ID)_New_Space Heating_Natural Gas_Unit Heater_E9_Baseline Forecast | Commercial | Grocery (ID) | New | Space Heating | Natural Gas | Unit Heater | E9 |  | Baseline Forecast | bar: 2019 to 2045
Commercial_Grocery (ID)_New_Space Heating_Natural Gas_Unit Heater_E10_Baseline Forecast | Commercial | Grocery (ID) | New | Space Heating | Natural Gas | Unit Heater | E10 |  | Baseline Forecast | bar: 2019 to 2045
Commercial_Grocery (ID)_New_Water Heating_Natural Gas_Water Heater_E1_Baseline Forecast | Commercial | Grocery (ID) | New | Water Heating | Natural Gas | Water Heater | E1 | TE 0.80 | Baseline Forecast | 47% | 47% | 47% | 47% | 47% | 47% | 47% | 47% | 47% | 47% | 47% | 47% | 47% | 47% | 47% | 47% | 47% | 47% | 47% | 47% | 47% | 47% | 47% | 47% | 47% | 47% | 47%
Commercial_Grocery (ID)_New_Water Heating_Natural Gas_Water Heater_E2_Baseline Forecast | Commercial | Grocery (ID) | New | Water Heating | Natural Gas | Water Heater | E2 | TE 0.90 | Baseline Forecast | bar: 2019 to 2045
Commercial_Grocery (ID)_New_Water Heating_Natural Gas_Water Heater_E3_Baseline Forecast | Commercial | Grocery (ID) | New | Water Heating | Natural Gas | Water Heater | E3 | TE 0.94 | Baseline Forecast | 53% | 53% | 53% | 53% | 53% | 53% | 53% | 53% | 53% | 53% | 53% | 53% | 53% | 53% | 53% | 53% | 53% | 53% | 53% | 53% | 53% | 53% | 53% | 53% | 53% | 53% | 53%
Commercial_Grocery (ID)_New_Water Heating_Natural Gas_Water Heater_E4_Baseline Forecast | Commercial | Grocery (ID) | New | Water Heating | Natural Gas | Water Heater | E4 | Instantaneous TE 0.94 | Baseline Forecast | bar: 2019 to 2045
Commercial_Grocery (ID)_New_Water Heating_Natural Gas_Water Heater_E5_Baseline Forecast | Commercial | Grocery (ID) | New | Water Heating | Natural Gas | Water Heater | E5 | Gas-Fired Absorption HPWH | Baseline Forecast | bar: 2019 to 2045
Commercial_Grocery (ID)_New_Water Heating_Natural Gas_Water Heater_E6_Baseline Forecast | Commercial | Grocery (ID) | New | Water Heating | Natural Gas | Water Heater | E6 |  | Baseline Forecast | bar: 2019 to 2045
Commercial_Grocery (ID)_New_Water Heating_Natural Gas_Water Heater_E7_Baseline Forecast | Commercial | Grocery (ID) | New | Water Heating | Natural Gas | Water Heater | E7 |  | Baseline Forecast | bar: 2019 to 2045
Commercial_Grocery (ID)_New_Water Heating_Natural Gas_Water Heater_E8_Baseline Forecast | Commercial | Grocery (ID) | New | Water Heating | Natural Gas | Water Heater | E8 |  | Baseline Forecast | bar: 2019 to 2045
Commercial_Grocery (ID)_New_Water Heating_Natural Gas_Water Heater_E9_Baseline Forecast | Commercial | Grocery (ID) | New | Water Heating | Natural Gas | Water Heater | E9 |  | Baseline Forecast | bar: 2019 to 2045
Commercial_Grocery (ID)_New_Water Heating_Natural Gas_Water Heater_E10_Baseline Forecast | Commercial | Grocery (ID) | New | Water Heating | Natural Gas | Water Heater | E10 |  | Baseline Forecast | bar: 2019 to 2045
Commercial_Grocery (ID)_New_Food Preparation_Natural Gas_Oven_E1_Baseline Forecast | Commercial | Grocery (ID) | New | Food Preparation | Natural Gas | Oven | E1 | Standard | Baseline Forecast | 41% | 41% | 41% | 41% | 41% | 41% | 41% | 41% | 41% | 41% | 41% | 41% | 41% | 41% | 41% | 41% | 41% | 41% | 41% | 41% | 41% | 41% | 41% | 41% | 41% | 41% | 41%
Commercial_Grocery (ID)_New_Food Preparation_Natural Gas_Oven_E2_Baseline Forecast | Commercial | Grocery (ID) | New | Food Preparation | Natural Gas | Oven | E2 | ENERGY STAR (>42% Baking Efficiency) | Baseline Forecast | 59% | 59% | 59% | 59% | 59% | 59% | 59% | 59% | 59% | 59% | 59% | 59% | 59% | 59% | 59% | 59% | 59% | 59% | 59% | 59% | 59% | 59% | 59% | 59% | 59% | 59% | 59%
Commercial_Grocery (ID)_New_Food Preparation_Natural Gas_Oven_E3_Baseline Forecast | Commercial | Grocery (ID) | New | Food Preparation | Natural Gas | Oven | E3 |  | Baseline Forecast | bar: 2019 to 2045
Commercial_Grocery (ID)_New_Food Preparation_Natural Gas_Oven_E4_Baseline Forecast | Commercial | Grocery (ID) | New | Food Preparation | Natural Gas | Oven | E4 |  | Baseline Forecast | bar: 2019 to 2045
Commercial_Grocery (ID)_New_Food Preparation_Natural Gas_Oven_E5_Baseline Forecast | Commercial | Grocery (ID) | New | Food Preparation | Natural Gas | Oven | E5 |  | Baseline Forecast | bar: 2019 to 2045
Commercial_Grocery (ID)_New_Food Preparation_Natural Gas_Oven_E6_Baseline Forecast | Commercial | Grocery (ID) | New | Food Preparation | Natural Gas | Oven | E6 |  | Baseline Forecast | bar: 2019 to 2045
Commercial_Grocery (ID)_New_Food Preparation_Natural Gas_Oven_E7_Baseline Forecast | Commercial | Grocery (ID) | New | Food Preparation | Natural Gas | Oven | E7 |  | Baseline Forecast | bar: 2019 to 2045
Commercial_Grocery (ID)_New_Food Preparation_Natural Gas_Oven_E8_Baseline Forecast | Commercial | Grocery (ID) | New | Food Preparation | Natural Gas | Oven | E8 |  | Baseline Forecast | bar: 2019 to 2045
Commercial_Grocery (ID)_New_Food Preparation_Natural Gas_Oven_E9_Baseline Forecast | Commercial | Grocery (ID) | New | Food Preparation | Natural Gas | Oven | E9 |  | Baseline Forecast | bar: 2019 to 2045
Commercial_Grocery (ID)_New_Food Preparation_Natural Gas_Oven_E10_Baseline Forecast | Commercial | Grocery (ID) | New | Food Preparation | Natural Gas | Oven | E10 |  | Baseline Forecast | bar: 2019 to 2045
Commercial_Grocery (ID)_New_Food Preparation_Natural Gas_Conveyor Oven_E1_Baseline Forecast | Commercial | Grocery (ID) | New | Food Preparation | Natural Gas | Conveyor Oven | E1 | Standard | Baseline Forecast | 41% | 41% | 41% | 41% | 41% | 41% | 41% | 41% | 41% | 41% | 41% | 41% | 41% | 41% | 41% | 41% | 41% | 41% | 41% | 41% | 41% | 41% | 41% | 41% | 41% | 41% | 41%
Commercial_Grocery (ID)_New_Food Preparation_Natural Gas_Conveyor Oven_E2_Baseline Forecast | Commercial | Grocery (ID) | New | Food Preparation | Natural Gas | Conveyor Oven | E2 | ENERGY STAR (>42% Baking Efficiency) | Baseline Forecast | 59% | 59% | 59% | 59% | 59% | 59% | 59% | 59% | 59% | 59% | 59% | 59% | 59% | 59% | 59% | 59% | 59% | 59% | 59% | 59% | 59% | 59% | 59% | 59% | 59% | 59% | 59%
Commercial_Grocery (ID)_New_Food Preparation_Natural Gas_Conveyor Oven_E3_Baseline Forecast | Commercial | Grocery (ID) | New | Food Preparation | Natural Gas | Conveyor Oven | E3 |  | Baseline Forecast | bar: 2019 to 2045
Commercial_Grocery (ID)_New_Food Preparation_Natural Gas_Conveyor Oven_E4_Baseline Forecast | Commercial | Grocery (ID) | New | Food Preparation | Natural Gas | Conveyor Oven | E4 |  | Baseline Forecast | bar: 2019 to 2045
Commercial_Grocery (ID)_New_Food Preparation_Natural Gas_Conveyor Oven_E5_Baseline Forecast | Commercial | Grocery (ID) | New | Food Preparation | Natural Gas | Conveyor Oven | E5 |  | Baseline Forecast | bar: 2019 to 2045
Commercial_Grocery (ID)_New_Food Preparation_Natural Gas_Conveyor Oven_E6_Baseline Forecast | Commercial | Grocery (ID) | New | Food Preparation | Natural Gas | Conveyor Oven | E6 |  | Baseline Forecast | bar: 2019 to 2045
Commercial_Grocery (ID)_New_Food Preparation_Natural Gas_Conveyor Oven_E7_Baseline Forecast | Commercial | Grocery (ID) | New | Food Preparation | Natural Gas | Conveyor Oven | E7 |  | Baseline Forecast | bar: 2019 to 2045
Commercial_Grocery (ID)_New_Food Preparation_Natural Gas_Conveyor Oven_E8_Baseline Forecast | Commercial | Grocery (ID) | New | Food Preparation | Natural Gas | Conveyor Oven | E8 |  | Baseline Forecast | bar: 2019 to 2045
Commercial_Grocery (ID)_New_Food Preparation_Natural Gas_Conveyor Oven_E9_Baseline Forecast | Commercial | Grocery (ID) | New | Food Preparation | Natural Gas | Conveyor Oven | E9 |  | Baseline Forecast | bar: 2019 to 2045
Commercial_Grocery (ID)_New_Food Preparation_Natural Gas_Conveyor Oven_E10_Baseline Forecast | Commercial | Grocery (ID) | New | Food Preparation | Natural Gas | Conveyor Oven | E10 |  | Baseline Forecast | bar: 2019 to 2045
Commercial_Grocery (ID)_New_Food Preparation_Natural Gas_Double Rack Oven_E1_Baseline Forecast | Commercial | Grocery (ID) | New | Food Preparation | Natural Gas | Double Rack Oven | E1 | Standard | Baseline Forecast | 41% | 41% | 41% | 41% | 41% | 41% | 41% | 41% | 41% | 41% | 41% | 41% | 41% | 41% | 41% | 41% | 41% | 41% | 41% | 41% | 41% | 41% | 41% | 41% | 41% | 41% | 41%
Commercial_Grocery (ID)_New_Food Preparation_Natural Gas_Double Rack Oven_E2_Baseline Forecast | Commercial | Grocery (ID) | New | Food Preparation | Natural Gas | Double Rack Oven | E2 | FTSC Qualified (>50% Cooking Efficiency) | Baseline Forecast | 59% | 59% | 59% | 59% | 59% | 59% | 59% | 59% | 59% | 59% | 59% | 59% | 59% | 59% | 59% | 59% | 59% | 59% | 59% | 59% | 59% | 59% | 59% | 59% | 59% | 59% | 59%
Commercial_Grocery (ID)_New_Food Preparation_Natural Gas_Double Rack Oven_E3_Baseline Forecast | Commercial | Grocery (ID) | New | Food Preparation | Natural Gas | Double Rack Oven | E3 |  | Baseline Forecast | bar: 2019 to 2045
Commercial_Grocery (ID)_New_Food Preparation_Natural Gas_Double Rack Oven_E4_Baseline Forecast | Commercial | Grocery (ID) | New | Food Preparation | Natural Gas | Double Rack Oven | E4 |  | Baseline Forecast | bar: 2019 to 2045
Commercial_Grocery (ID)_New_Food Preparation_Natural Gas_Double Rack Oven_E5_Baseline Forecast | Commercial | Grocery (ID) | New | Food Preparation | Natural Gas | Double Rack Oven | E5 |  | Baseline Forecast | bar: 2019 to 2045
Commercial_Grocery (ID)_New_Food Preparation_Natural Gas_Double Rack Oven_E6_Baseline Forecast | Commercial | Grocery (ID) | New | Food Preparation | Natural Gas | Double Rack Oven | E6 |  | Baseline Forecast | bar: 2019 to 2045
Commercial_Grocery (ID)_New_Food Preparation_Natural Gas_Double Rack Oven_E7_Baseline Forecast | Commercial | Grocery (ID) | New | Food Preparation | Natural Gas | Double Rack Oven | E7 |  | Baseline Forecast | bar: 2019 to 2045
Commercial_Grocery (ID)_New_Food Preparation_Natural Gas_Double Rack Oven_E8_Baseline Forecast | Commercial | Grocery (ID) | New | Food Preparation | Natural Gas | Double Rack Oven | E8 |  | Baseline Forecast | bar: 2019 to 2045
Commercial_Grocery (ID)_New_Food Preparation_Natural Gas_Double Rack Oven_E9_Baseline Forecast | Commercial | Grocery (ID) | New | Food Preparation | Natural Gas | Double Rack Oven | E9 |  | Baseline Forecast | bar: 2019 to 2045
Commercial_Grocery (ID)_New_Food Preparation_Natural Gas_Double Rack Oven_E10_Baseline Forecast | Commercial | Grocery (ID) | New | Food Preparation | Natural Gas | Double Rack Oven | E10 |  | Baseline Forecast | bar: 2019 to 2045
Commercial_Grocery (ID)_New_Food Preparation_Natural Gas_Fryer_E1_Baseline Forecast | Commercial | Grocery (ID) | New | Food Preparation | Natural Gas | Fryer | E1 | Standard | Baseline Forecast | 74% | 74% | 74% | 74% | 74% | 74% | 74% | 74% | 74% | 74% | 74% | 74% | 74% | 74% | 74% | 74% | 74% | 74% | 74% | 74% | 74% | 74% | 74% | 74% | 74% | 74% | 74%
Commercial_Grocery (ID)_New_Food Preparation_Natural Gas_Fryer_E2_Baseline Forecast | Commercial | Grocery (ID) | New | Food Preparation | Natural Gas | Fryer | E2 | ENERGY STAR | Baseline Forecast | 26% | 26% | 26% | 26% | 26% | 26% | 26% | 26% | 26% | 26% | 26% | 26% | 26% | 26% | 26% | 26% | 26% | 26% | 26% | 26% | 26% | 26% | 26% | 26% | 26% | 26% | 26%
Commercial_Grocery (ID)_New_Food Preparation_Natural Gas_Fryer_E3_Baseline Forecast | Commercial | Grocery (ID) | New | Food Preparation | Natural Gas | Fryer | E3 |  | Baseline Forecast | bar: 2019 to 2045
Commercial_Grocery (ID)_New_Food Preparation_Natural Gas_Fryer_E4_Baseline Forecast | Commercial | Grocery (ID) | New | Food Preparation | Natural Gas | Fryer | E4 |  | Baseline Forecast | bar: 2019 to 2045
Commercial_Grocery (ID)_New_Food Preparation_Natural Gas_Fryer_E5_Baseline Forecast | Commercial | Grocery (ID) | New | Food Preparation | Natural Gas | Fryer | E5 |  | Baseline Forecast | bar: 2019 to 2045
Commercial_Grocery (ID)_New_Food Preparation_Natural Gas_Fryer_E6_Baseline Forecast | Commercial | Grocery (ID) | New | Food Preparation | Natural Gas | Fryer | E6 |  | Baseline Forecast | bar: 2019 to 2045
Commercial_Grocery (ID)_New_Food Preparation_Natural Gas_Fryer_E7_Baseline Forecast | Commercial | Grocery (ID) | New | Food Preparation | Natural Gas | Fryer | E7 |  | Baseline Forecast | bar: 2019 to 2045
Commercial_Grocery (ID)_New_Food Preparation_Natural Gas_Fryer_E8_Baseline Forecast | Commercial | Grocery (ID) | New | Food Preparation | Natural Gas | Fryer | E8 |  | Baseline Forecast | bar: 2019 to 2045
Commercial_Grocery (ID)_New_Food Preparation_Natural Gas_Fryer_E9_Baseline Forecast | Commercial | Grocery (ID) | New | Food Preparation | Natural Gas | Fryer | E9 |  | Baseline Forecast | bar: 2019 to 2045
Commercial_Grocery (ID)_New_Food Preparation_Natural Gas_Fryer_E10_Baseline Forecast | Commercial | Grocery (ID) | New | Food Preparation | Natural Gas | Fryer | E10 |  | Baseline Forecast | bar: 2019 to 2045
Commercial_Grocery (ID)_New_Food Preparation_Natural Gas_Broiler_E1_Baseline Forecast | Commercial | Grocery (ID) | New | Food Preparation | Natural Gas | Broiler | E1 | Standard | Baseline Forecast | 74% | 74% | 74% | 74% | 74% | 74% | 74% | 74% | 74% | 74% | 74% | 74% | 74% | 74% | 74% | 74% | 74% | 74% | 74% | 74% | 74% | 74% | 74% | 74% | 74% | 74% | 74%
Commercial_Grocery (ID)_New_Food Preparation_Natural Gas_Broiler_E2_Baseline Forecast | Commercial | Grocery (ID) | New | Food Preparation | Natural Gas | Broiler | E2 | Infrared Burners | Baseline Forecast | 26% | 26% | 26% | 26% | 26% | 26% | 26% | 26% | 26% | 26% | 26% | 26% | 26% | 26% | 26% | 26% | 26% | 26% | 26% | 26% | 26% | 26% | 26% | 26% | 26% | 26% | 26%
Commercial_Grocery (ID)_New_Food Preparation_Natural Gas_Broiler_E3_Baseline Forecast | Commercial | Grocery (ID) | New | Food Preparation | Natural Gas | Broiler | E3 |  | Baseline Forecast | bar: 2019 to 2045
Commercial_Grocery (ID)_New_Food Preparation_Natural Gas_Broiler_E4_Baseline Forecast | Commercial | Grocery (ID) | New | Food Preparation | Natural Gas | Broiler | E4 |  | Baseline Forecast | bar: 2019 to 2045
Commercial_Grocery (ID)_New_Food Preparation_Natural Gas_Broiler_E5_Baseline Forecast | Commercial | Grocery (ID) | New | Food Preparation | Natural Gas | Broiler | E5 |  | Baseline Forecast | bar: 2019 to 2045
Commercial_Grocery (ID)_New_Food Preparation_Natural Gas_Broiler_E6_Baseline Forecast | Commercial | Grocery (ID) | New | Food Preparation | Natural Gas | Broiler | E6 |  | Baseline Forecast | bar: 2019 to 2045
Commercial_Grocery (ID)_New_Food Preparation_Natural Gas_Broiler_E7_Baseline Forecast | Commercial | Grocery (ID) | New | Food Preparation | Natural Gas | Broiler | E7 |  | Baseline Forecast | bar: 2019 to 2045
Commercial_Grocery (ID)_New_Food Preparation_Natural Gas_Broiler_E8_Baseline Forecast | Commercial | Grocery (ID) | New | Food Preparation | Natural Gas | Broiler | E8 |  | Baseline Forecast | bar: 2019 to 2045
Commercial_Grocery (ID)_New_Food Preparation_Natural Gas_Broiler_E9_Baseline Forecast | Commercial | Grocery (ID) | New | Food Preparation | Natural Gas | Broiler | E9 |  | Baseline Forecast | bar: 2019 to 2045
Commercial_Grocery (ID)_New_Food Preparation_Natural Gas_Broiler_E10_Baseline Forecast | Commercial | Grocery (ID) | New | Food Preparation | Natural Gas | Broiler | E10 |  | Baseline Forecast | bar: 2019 to 2045
Commercial_Grocery (ID)_New_Food Preparation_Natural Gas_Griddle_E1_Baseline Forecast | Commercial | Grocery (ID) | New | Food Preparation | Natural Gas | Griddle | E1 | Standard | Baseline Forecast | 71% | 71% | 71% | 71% | 71% | 71% | 71% | 71% | 71% | 71% | 71% | 71% | 71% | 71% | 71% | 71% | 71% | 71% | 71% | 71% | 71% | 71% | 71% | 71% | 71% | 71% | 71%
Commercial_Grocery (ID)_New_Food Preparation_Natural Gas_Griddle_E2_Baseline Forecast | Commercial | Grocery (ID) | New | Food Preparation | Natural Gas | Griddle | E2 | ENERGY STAR | Baseline Forecast | 29% | 29% | 29% | 29% | 29% | 29% | 29% | 29% | 29% | 29% | 29% | 29% | 29% | 29% | 29% | 29% | 29% | 29% | 29% | 29% | 29% | 29% | 29% | 29% | 29% | 29% | 29%
Commercial_Grocery (ID)_New_Food Preparation_Natural Gas_Griddle_E3_Baseline Forecast | Commercial | Grocery (ID) | New | Food Preparation | Natural Gas | Griddle | E3 |  | Baseline Forecast | bar: 2019 to 2045
Commercial_Grocery (ID)_New_Food Preparation_Natural Gas_Griddle_E4_Baseline Forecast | Commercial | Grocery (ID) | New | Food Preparation | Natural Gas | Griddle | E4 |  | Baseline Forecast | bar: 2019 to 2045
Commercial_Grocery (ID)_New_Food Preparation_Natural Gas_Griddle_E5_Baseline Forecast | Commercial | Grocery (ID) | New | Food Preparation | Natural Gas | Griddle | E5 |  | Baseline Forecast | bar: 2019 to 2045
Commercial_Grocery (ID)_New_Food Preparation_Natural Gas_Griddle_E6_Baseline Forecast | Commercial | Grocery (ID) | New | Food Preparation | Natural Gas | Griddle | E6 |  | Baseline Forecast | bar: 2019 to 2045
Commercial_Grocery (ID)_New_Food Preparation_Natural Gas_Griddle_E7_Baseline Forecast | Commercial | Grocery (ID) | New | Food Preparation | Natural Gas | Griddle | E7 |  | Baseline Forecast | bar: 2019 to 2045
Commercial_Grocery (ID)_New_Food Preparation_Natural Gas_Griddle_E8_Baseline Forecast | Commercial | Grocery (ID) | New | Food Preparation | Natural Gas | Griddle | E8 |  | Baseline Forecast | bar: 2019 to 2045
Commercial_Grocery (ID)_New_Food Preparation_Natural Gas_Griddle_E9_Baseline Forecast | Commercial | Grocery (ID) | New | Food Preparation | Natural Gas | Griddle | E9 |  | Baseline Forecast | bar: 2019 to 2045
Commercial_Grocery (ID)_New_Food Preparation_Natural Gas_Griddle_E10_Baseline Forecast | Commercial | Grocery (ID) | New | Food Preparation | Natural Gas | Griddle | E10 |  | Baseline Forecast | bar: 2019 to 2045
Commercial_Grocery (ID)_New_Food Preparation_Natural Gas_Range_E1_Baseline Forecast | Commercial | Grocery (ID) | New | Food Preparation | Natural Gas | Range | E1 | Standard | Baseline Forecast | 41% | 41% | 41% | 41% | 41% | 41% | 41% | 41% | 41% | 41% | 41% | 41% | 41% | 41% | 41% | 41% | 41% | 41% | 41% | 41% | 41% | 41% | 41% | 41% | 41% | 41% | 41%
Commercial_Grocery (ID)_New_Food Preparation_Natural Gas_Range_E2_Baseline Forecast | Commercial | Grocery (ID) | New | Food Preparation | Natural Gas | Range | E2 | High Efficiency | Baseline Forecast | 59% | 59% | 59% | 59% | 59% | 59% | 59% | 59% | 59% | 59% | 59% | 59% | 59% | 59% | 59% | 59% | 59% | 59% | 59% | 59% | 59% | 59% | 59% | 59% | 59% | 59% | 59%
Commercial_Grocery (ID)_New_Food Preparation_Natural Gas_Range_E3_Baseline Forecast | Commercial | Grocery (ID) | New | Food Preparation | Natural Gas | Range | E3 |  | Baseline Forecast | bar: 2019 to 2045
Commercial_Grocery (ID)_New_Food Preparation_Natural Gas_Range_E4_Baseline Forecast | Commercial | Grocery (ID) | New | Food Preparation | Natural Gas | Range | E4 |  | Baseline Forecast | bar: 2019 to 2045
Commercial_Grocery (ID)_New_Food Preparation_Natural Gas_Range_E5_Baseline Forecast | Commercial | Grocery (ID) | New | Food Preparation | Natural Gas | Range | E5 |  | Baseline Forecast | bar: 2019 to 2045
Commercial_Grocery (ID)_New_Food Preparation_Natural Gas_Range_E6_Baseline Forecast | Commercial | Grocery (ID) | New | Food Preparation | Natural Gas | Range | E6 |  | Baseline Forecast | bar: 2019 to 2045
Commercial_Grocery (ID)_New_Food Preparation_Natural Gas_Range_E7_Baseline Forecast | Commercial | Grocery (ID) | New | Food Preparation | Natural Gas | Range | E7 |  | Baseline Forecast | bar: 2019 to 2045
Commercial_Grocery (ID)_New_Food Preparation_Natural Gas_Range_E8_Baseline Forecast | Commercial | Grocery (ID) | New | Food Preparation | Natural Gas | Range | E8 |  | Baseline Forecast | bar: 2019 to 2045
Commercial_Grocery (ID)_New_Food Preparation_Natural Gas_Range_E9_Baseline Forecast | Commercial | Grocery (ID) | New | Food Preparation | Natural Gas | Range | E9 |  | Baseline Forecast | bar: 2019 to 2045
Commercial_Grocery (ID)_New_Food Preparation_Natural Gas_Range_E10_Baseline Forecast | Commercial | Grocery (ID) | New | Food Preparation | Natural Gas | Range | E10 |  | Baseline Forecast | bar: 2019 to 2045
Commercial_Grocery (ID)_New_Food Preparation_Natural Gas_Steamer_E1_Baseline Forecast | Commercial | Grocery (ID) | New | Food Preparation | Natural Gas | Steamer | E1 | Standard | Baseline Forecast | 50% | 50% | 50% | 50% | 50% | 50% | 50% | 50% | 50% | 50% | 50% | 50% | 50% | 50% | 50% | 50% | 50% | 50% | 50% | 50% | 50% | 50% | 50% | 50% | 50% | 50% | 50%
Commercial_Grocery (ID)_New_Food Preparation_Natural Gas_Steamer_E2_Baseline Forecast | Commercial | Grocery (ID) | New | Food Preparation | Natural Gas | Steamer | E2 | ENERGY STAR | Baseline Forecast | 50% | 50% | 50% | 50% | 50% | 50% | 50% | 50% | 50% | 50% | 50% | 50% | 50% | 50% | 50% | 50% | 50% | 50% | 50% | 50% | 50% | 50% | 50% | 50% | 50% | 50% | 50%
Commercial_Grocery (ID)_New_Food Preparation_Natural Gas_Steamer_E3_Baseline Forecast | Commercial | Grocery (ID) | New | Food Preparation | Natural Gas | Steamer | E3 |  | Baseline Forecast | bar: 2019 to 2045
Commercial_Grocery (ID)_New_Food Preparation_Natural Gas_Steamer_E4_Baseline Forecast | Commercial | Grocery (ID) | New | Food Preparation | Natural Gas | Steamer | E4 |  | Baseline Forecast | bar: 2019 to 2045
Commercial_Grocery (ID)_New_Food Preparation_Natural Gas_Steamer_E5_Baseline Forecast | Commercial | Grocery (ID) | New | Food Preparation | Natural Gas | Steamer | E5 |  | Baseline Forecast | bar: 2019 to 2045
Commercial_Grocery (ID)_New_Food Preparation_Natural Gas_Steamer_E6_Baseline Forecast | Commercial | Grocery (ID) | New | Food Preparation | Natural Gas | Steamer | E6 |  | Baseline Forecast | bar: 2019 to 2045
Commercial_Grocery (ID)_New_Food Preparation_Natural Gas_Steamer_E7_Baseline Forecast | Commercial | Grocery (ID) | New | Food Preparation | Natural Gas | Steamer | E7 |  | Baseline Forecast | bar: 2019 to 2045
Commercial_Grocery (ID)_New_Food Preparation_Natural Gas_Steamer_E8_Baseline Forecast | Commercial | Grocery (ID) | New | Food Preparation | Natural Gas | Steamer | E8 |  | Baseline Forecast | bar: 2019 to 2045
Commercial_Grocery (ID)_New_Food Preparation_Natural Gas_Steamer_E9_Baseline Forecast | Commercial | Grocery (ID) | New | Food Preparation | Natural Gas | Steamer | E9 |  | Baseline Forecast | bar: 2019 to 2045
Commercial_Grocery (ID)_New_Food Preparation_Natural Gas_Steamer_E10_Baseline Forecast | Commercial | Grocery (ID) | New | Food Preparation | Natural Gas | Steamer | E10 |  | Baseline Forecast | bar: 2019 to 2045
Commercial_Grocery (ID)_New_Food Preparation_Natural Gas_Food Prep Other_E1_Baseline Forecast | Commercial | Grocery (ID) | New | Food Preparation | Natural Gas | Food Prep Other | E1 | Standard | Baseline Forecast | 74% | 74% | 74% | 74% | 74% | 74% | 74% | 74% | 74% | 74% | 74% | 74% | 74% | 74% | 74% | 74% | 74% | 74% | 74% | 74% | 74% | 74% | 74% | 74% | 74% | 74% | 74%
Commercial_Grocery (ID)_New_Food Preparation_Natural Gas_Food Prep Other_E2_Baseline Forecast | Commercial | Grocery (ID) | New | Food Preparation | Natural Gas | Food Prep Other | E2 | ENERGY STAR | Baseline Forecast | 26% | 26% | 26% | 26% | 26% | 26% | 26% | 26% | 26% | 26% | 26% | 26% | 26% | 26% | 26% | 26% | 26% | 26% | 26% | 26% | 26% | 26% | 26% | 26% | 26% | 26% | 26%
Commercial_Grocery (ID)_New_Food Preparation_Natural Gas_Food Prep Other_E3_Baseline Forecast | Commercial | Grocery (ID) | New | Food Preparation | Natural Gas | Food Prep Other | E3 |  | Baseline Forecast | bar: 2019 to 2045
Commercial_Grocery (ID)_New_Food Preparation_Natural Gas_Food Prep Other_E4_Baseline Forecast | Commercial | Grocery (ID) | New | Food Preparation | Natural Gas | Food Prep Other | E4 |  | Baseline Forecast | bar: 2019 to 2045
Commercial_Grocery (ID)_New_Food Preparation_Natural Gas_Food Prep Other_E5_Baseline Forecast | Commercial | Grocery (ID) | New | Food Preparation | Natural Gas | Food Prep Other | E5 |  | Baseline Forecast | bar: 2019 to 2045
Commercial_Grocery (ID)_New_Food Preparation_Natural Gas_Food Prep Other_E6_Baseline Forecast | Commercial | Grocery (ID) | New | Food Preparation | Natural Gas | Food Prep Other | E6 |  | Baseline Forecast | bar: 2019 to 2045
Commercial_Grocery (ID)_New_Food Preparation_Natural Gas_Food Prep Other_E7_Baseline Forecast | Commercial | Grocery (ID) | New | Food Preparation | Natural Gas | Food Prep Other | E7 |  | Baseline Forecast | bar: 2019 to 2045
Commercial_Grocery (ID)_New_Food Preparation_Natural Gas_Food Prep Other_E8_Baseline Forecast | Commercial | Grocery (ID) | New | Food Preparation | Natural Gas | Food Prep Other | E8 |  | Baseline Forecast | bar: 2019 to 2045
Commercial_Grocery (ID)_New_Food Preparation_Natural Gas_Food Prep Other_E9_Baseline Forecast | Commercial | Grocery (ID) | New | Food Preparation | Natural Gas | Food Prep Other | E9 |  | Baseline Forecast | bar: 2019 to 2045
Commercial_Grocery (ID)_New_Food Preparation_Natural Gas_Food Prep Other_E10_Baseline Forecast | Commercial | Grocery (ID) | New | Food Preparation | Natural Gas | Food Prep Other | E10 |  | Baseline Forecast | bar: 2019 to 2045
Commercial_Grocery (ID)_New_Miscellaneous_Natural Gas_Pool Heater_E1_Baseline Forecast | Commercial | Grocery (ID) | New | Miscellaneous | Natural Gas | Pool Heater | E1 | Standard (EF .82) | Baseline Forecast | 90% | 90% | 90% | 90% | 90% | 90% | 90% | 90% | 90% | 90% | 90% | 90% | 90% | 90% | 90% | 90% | 90% | 90% | 90% | 90% | 90% | 90% | 90% | 90% | 90% | 90% | 90%
Commercial_Grocery (ID)_New_Miscellaneous_Natural Gas_Pool Heater_E2_Baseline Forecast | Commercial | Grocery (ID) | New | Miscellaneous | Natural Gas | Pool Heater | E2 | Condensing (EF .90) | Baseline Forecast | 10% | 10% | 10% | 10% | 10% | 10% | 10% | 10% | 10% | 10% | 10% | 10% | 10% | 10% | 10% | 10% | 10% | 10% | 10% | 10% | 10% | 10% | 10% | 10% | 10% | 10% | 10%
Commercial_Grocery (ID)_New_Miscellaneous_Natural Gas_Pool Heater_E3_Baseline Forecast | Commercial | Grocery (ID) | New | Miscellaneous | Natural Gas | Pool Heater | E3 |  | Baseline Forecast | bar: 2019 to 2045
Commercial_Grocery (ID)_New_Miscellaneous_Natural Gas_Pool Heater_E4_Baseline Forecast | Commercial | Grocery (ID) | New | Miscellaneous | Natural Gas | Pool Heater | E4 |  | Baseline Forecast | bar: 2019 to 2045
Commercial_Grocery (ID)_New_Miscellaneous_Natural Gas_Pool Heater_E5_Baseline Forecast | Commercial | Grocery (ID) | New | Miscellaneous | Natural Gas | Pool Heater | E5 |  | Baseline Forecast | bar: 2019 to 2045
Commercial_Grocery (ID)_New_Miscellaneous_Natural Gas_Pool Heater_E6_Baseline Forecast | Commercial | Grocery (ID) | New | Miscellaneous | Natural Gas | Pool Heater | E6 |  | Baseline Forecast | bar: 2019 to 2045
Commercial_Grocery (ID)_New_Miscellaneous_Natural Gas_Pool Heater_E7_Baseline Forecast | Commercial | Grocery (ID) | New | Miscellaneous | Natural Gas | Pool Heater | E7 |  | Baseline Forecast | bar: 2019 to 2045
Commercial_Grocery (ID)_New_Miscellaneous_Natural Gas_Pool Heater_E8_Baseline Forecast | Commercial | Grocery (ID) | New | Miscellaneous | Natural Gas | Pool Heater | E8 |  | Baseline Forecast | bar: 2019 to 2045
Commercial_Grocery (ID)_New_Miscellaneous_Natural Gas_Pool Heater_E9_Baseline Forecast | Commercial | Grocery (ID) | New | Miscellaneous | Natural Gas | Pool Heater | E9 |  | Baseline Forecast | bar: 2019 to 2045
Commercial_Grocery (ID)_New_Miscellaneous_Natural Gas_Pool Heater_E10_Baseline Forecast | Commercial | Grocery (ID) | New | Miscellaneous | Natural Gas | Pool Heater | E10 |  | Baseline Forecast | bar: 2019 to 2045
Commercial_Grocery (ID)_New_Miscellaneous_Natural Gas_Miscellaneous_E1_Baseline Forecast | Commercial | Grocery (ID) | New | Miscellaneous | Natural Gas | Miscellaneous | E1 | Standard | Baseline Forecast | 100% | 100% | 100% | 100% | 100% | 100% | 100% | 100% | 100% | 100% | 100% | 100% | 100% | 100% | 100% | 100% | 100% | 100% | 100% | 100% | 100% | 100% | 100% | 100% | 100% | 100% | 100%
Commercial_Grocery (ID)_New_Miscellaneous_Natural Gas_Miscellaneous_E2_Baseline Forecast | Commercial | Grocery (ID) | New | Miscellaneous | Natural Gas | Miscellaneous | E2 |  | Baseline Forecast | bar: 2019 to 2045
Commercial_Grocery (ID)_New_Miscellaneous_Natural Gas_Miscellaneous_E3_Baseline Forecast | Commercial | Grocery (ID) | New | Miscellaneous | Natural Gas | Miscellaneous | E3 |  | Baseline Forecast | bar: 2019 to 2045
Commercial_Grocery (ID)_New_Miscellaneous_Natural Gas_Miscellaneous_E4_Baseline Forecast | Commercial | Grocery (ID) | New | Miscellaneous | Natural Gas | Miscellaneous | E4 |  | Baseline Forecast | bar: 2019 to 2045
Commercial_Grocery (ID)_New_Miscellaneous_Natural Gas_Miscellaneous_E5_Baseline Forecast | Commercial | Grocery (ID) | New | Miscellaneous | Natural Gas | Miscellaneous | E5 |  | Baseline Forecast | bar: 2019 to 2045
Commercial_Grocery (ID)_New_Miscellaneous_Natural Gas_Miscellaneous_E6_Baseline Forecast | Commercial | Grocery (ID) | New | Miscellaneous | Natural Gas | Miscellaneous | E6 |  | Baseline Forecast | bar: 2019 to 2045
Commercial_Grocery (ID)_New_Miscellaneous_Natural Gas_Miscellaneous_E7_Baseline Forecast | Commercial | Grocery (ID) | New | Miscellaneous | Natural Gas | Miscellaneous | E7 |  | Baseline Forecast | bar: 2019 to 2045
Commercial_Grocery (ID)_New_Miscellaneous_Natural Gas_Miscellaneous_E8_Baseline Forecast | Commercial | Grocery (ID) | New | Miscellaneous | Natural Gas | Miscellaneous | E8 |  | Baseline Forecast | bar: 2019 to 2045
Commercial_Grocery (ID)_New_Miscellaneous_Natural Gas_Miscellaneous_E9_Baseline Forecast | Commercial | Grocery (ID) | New | Miscellaneous | Natural Gas | Miscellaneous | E9 |  | Baseline Forecast | bar: 2019 to 2045
Commercial_Grocery (ID)_New_Miscellaneous_Natural Gas_Miscellaneous_E10_Baseline Forecast | Commercial | Grocery (ID) | New | Miscellaneous | Natural Gas | Miscellaneous | E10 |  | Baseline Forecast | bar: 2019 to 2045
Commercial_School (ID)_Existing_Space Heating_Natural Gas_Furnace_E1_Baseline Forecast | Commercial | School (ID) | Existing | Space Heating | Natural Gas | Furnace | E1 | AFUE 80% (Standard) | Baseline Forecast | 100% | 100% | 100% | 100% | 100% | 100% | 100% | 100% | 100% | 100% | 100% | 100% | 100% | 100% | 100% | 100% | 100% | 100% | 100% | 100% | 100% | 100% | 100% | 100% | 100% | 100% | 100%
Commercial_School (ID)_Existing_Space Heating_Natural Gas_Furnace_E2_Baseline Forecast | Commercial | School (ID) | Existing | Space Heating | Natural Gas | Furnace | E2 | AFUE 90% | Baseline Forecast | bar: 2019 to 2045
Commercial_School (ID)_Existing_Space Heating_Natural Gas_Furnace_E3_Baseline Forecast | Commercial | School (ID) | Existing | Space Heating | Natural Gas | Furnace | E3 | AFUE 96% | Baseline Forecast | bar: 2019 to 2045
Commercial_School (ID)_Existing_Space Heating_Natural Gas_Furnace_E4_Baseline Forecast | Commercial | School (ID) | Existing | Space Heating | Natural Gas | Furnace | E4 |  | Baseline Forecast | bar: 2019 to 2045
Commercial_School (ID)_Existing_Space Heating_Natural Gas_Furnace_E5_Baseline Forecast | Commercial | School (ID) | Existing | Space Heating | Natural Gas | Furnace | E5 |  | Baseline Forecast | bar: 2019 to 2045
Commercial_School (ID)_Existing_Space Heating_Natural Gas_Furnace_E6_Baseline Forecast | Commercial | School (ID) | Existing | Space Heating | Natural Gas | Furnace | E6 |  | Baseline Forecast | bar: 2019 to 2045
Commercial_School (ID)_Existing_Space Heating_Natural Gas_Furnace_E7_Baseline Forecast | Commercial | School (ID) | Existing | Space Heating | Natural Gas | Furnace | E7 |  | Baseline Forecast | bar: 2019 to 2045
Commercial_School (ID)_Existing_Space Heating_Natural Gas_Furnace_E8_Baseline Forecast | Commercial | School (ID) | Existing | Space Heating | Natural Gas | Furnace | E8 |  | Baseline Forecast | bar: 2019 to 2045
Commercial_School (ID)_Existing_Space Heating_Natural Gas_Furnace_E9_Baseline Forecast | Commercial | School (ID) | Existing | Space Heating | Natural Gas | Furnace | E9 |  | Baseline Forecast | bar: 2019 to 2045
Commercial_School (ID)_Existing_Space Heating_Natural Gas_Furnace_E10_Baseline Forecast | Commercial | School (ID) | Existing | Space Heating | Natural Gas | Furnace | E10 |  | Baseline Forecast | bar: 2019 to 2045
Commercial_School (ID)_Existing_Space Heating_Natural Gas_Boiler_E1_Baseline Forecast | Commercial | School (ID) | Existing | Space Heating | Natural Gas | Boiler | E1 | AFUE 80% (Standard) | Baseline Forecast | 65% | 65% | 64.1% | 65.35% | 64.38% | 64.38% | 65.76% | 64.71% | 64.71% | 63.58% | 65.11% | 65.11% | 63.87% | 65.61% | 65.61% | 64.23% | 64.23% | 62.74% | 66.27% | 64.71% | 62.74% | 66.27% | 64.71% | 64.71% | 64.71% | 64.71% | 64.71%
Commercial_School (ID)_Existing_Space Heating_Natural Gas_Boiler_E2_Baseline Forecast | Commercial | School (ID) | Existing | Space Heating | Natural Gas | Boiler | E2 | AFUE 85% | Baseline Forecast | bar: 2019 to 2045
Commercial_School (ID)_Existing_Space Heating_Natural Gas_Boiler_E3_Baseline Forecast | Commercial | School (ID) | Existing | Space Heating | Natural Gas | Boiler | E3 | AFUE 97% | Baseline Forecast | 35% | 35% | 35.9% | 34.65% | 35.62% | 35.62% | 34.24% | 35.29% | 35.29% | 36.42% | 34.89% | 34.89% | 36.13% | 34.39% | 34.39% | 35.77% | 35.77% | 37.26% | 33.73% | 35.29% | 37.26% | 33.73% | 35.29% | 35.29% | 35.29% | 35.29% | 35.29%
Commercial_School (ID)_Existing_Space Heating_Natural Gas_Boiler_E4_Baseline Forecast | Commercial | School (ID) | Existing | Space Heating | Natural Gas | Boiler | E4 | Convert to NG Air Source Heat Pump | Baseline Forecast | bar: 2019 to 2045
Commercial_School (ID)_Existing_Space Heating_Natural Gas_Boiler_E5_Baseline Forecast | Commercial | School (ID) | Existing | Space Heating | Natural Gas | Boiler | E5 |  | Baseline Forecast | bar: 2019 to 2045
Commercial_School (ID)_Existing_Space Heating_Natural Gas_Boiler_E6_Baseline Forecast | Commercial | School (ID) | Existing | Space Heating | Natural Gas | Boiler | E6 |  | Baseline Forecast | bar: 2019 to 2045
Commercial_School (ID)_Existing_Space Heating_Natural Gas_Boiler_E7_Baseline Forecast | Commercial | School (ID) | Existing | Space Heating | Natural Gas | Boiler | E7 |  | Baseline Forecast | bar: 2019 to 2045
Commercial_School (ID)_Existing_Space Heating_Natural Gas_Boiler_E8_Baseline Forecast | Commercial | School (ID) | Existing | Space Heating | Natural Gas | Boiler | E8 |  | Baseline Forecast | bar: 2019 to 2045
Commercial_School (ID)_Existing_Space Heating_Natural Gas_Boiler_E9_Baseline Forecast | Commercial | School (ID) | Existing | Space Heating | Natural Gas | Boiler | E9 |  | Baseline Forecast | bar: 2019 to 2045
Commercial_School (ID)_Existing_Space Heating_Natural Gas_Boiler_E10_Baseline Forecast | Commercial | School (ID) | Existing | Space Heating | Natural Gas | Boiler | E10 |  | Baseline Forecast | bar: 2019 to 2045
Commercial_School (ID)_Existing_Space Heating_Natural Gas_Unit Heater_E1_Baseline Forecast | Commercial | School (ID) | Existing | Space Heating | Natural Gas | Unit Heater | E1 | Standard | Baseline Forecast | 100% | 100% | 100% | 100% | 100% | 100% | 100% | 100% | 100% | 100% | 100% | 100% | 100% | 100% | 100% | 100% | 100% | 100% | 100% | 100% | 100% | 100% | 100% | 100% | 100% | 100% | 100%
Commercial_School (ID)_Existing_Space Heating_Natural Gas_Unit Heater_E2_Baseline Forecast | Commercial | School (ID) | Existing | Space Heating | Natural Gas | Unit Heater | E2 | Condensing | Baseline Forecast | bar: 2019 to 2045
Commercial_School (ID)_Existing_Space Heating_Natural Gas_Unit Heater_E3_Baseline Forecast | Commercial | School (ID) | Existing | Space Heating | Natural Gas | Unit Heater | E3 | Infrared Radiant | Baseline Forecast | bar: 2019 to 2045
Commercial_School (ID)_Existing_Space Heating_Natural Gas_Unit Heater_E4_Baseline Forecast | Commercial | School (ID) | Existing | Space Heating | Natural Gas | Unit Heater | E4 |  | Baseline Forecast | bar: 2019 to 2045
Commercial_School (ID)_Existing_Space Heating_Natural Gas_Unit Heater_E5_Baseline Forecast | Commercial | School (ID) | Existing | Space Heating | Natural Gas | Unit Heater | E5 |  | Baseline Forecast | bar: 2019 to 2045
Commercial_School (ID)_Existing_Space Heating_Natural Gas_Unit Heater_E6_Baseline Forecast | Commercial | School (ID) | Existing | Space Heating | Natural Gas | Unit Heater | E6 |  | Baseline Forecast | bar: 2019 to 2045
Commercial_School (ID)_Existing_Space Heating_Natural Gas_Unit Heater_E7_Baseline Forecast | Commercial | School (ID) | Existing | Space Heating | Natural Gas | Unit Heater | E7 |  | Baseline Forecast | bar: 2019 to 2045
Commercial_School (ID)_Existing_Space Heating_Natural Gas_Unit Heater_E8_Baseline Forecast | Commercial | School (ID) | Existing | Space Heating | Natural Gas | Unit Heater | E8 |  | Baseline Forecast | bar: 2019 to 2045
Commercial_School (ID)_Existing_Space Heating_Natural Gas_Unit Heater_E9_Baseline Forecast | Commercial | School (ID) | Existing | Space Heating | Natural Gas | Unit Heater | E9 |  | Baseline Forecast | bar: 2019 to 2045
Commercial_School (ID)_Existing_Space Heating_Natural Gas_Unit Heater_E10_Baseline Forecast | Commercial | School (ID) | Existing | Space Heating | Natural Gas | Unit Heater | E10 |  | Baseline Forecast | bar: 2019 to 2045
Commercial_School (ID)_Existing_Water Heating_Natural Gas_Water Heater_E1_Baseline Forecast | Commercial | School (ID) | Existing | Water Heating | Natural Gas | Water Heater | E1 | TE 0.80 | Baseline Forecast | 47% | 47% | 47% | 47% | 47% | 47% | 47% | 47% | 47% | 47% | 47% | 47% | 47% | 47% | 47% | 47% | 47% | 47% | 47% | 47% | 47% | 47% | 47% | 47% | 47% | 47% | 47%
Commercial_School (ID)_Existing_Water Heating_Natural Gas_Water Heater_E2_Baseline Forecast | Commercial | School (ID) | Existing | Water Heating | Natural Gas | Water Heater | E2 | TE 0.90 | Baseline Forecast | bar: 2019 to 2045
Commercial_School (ID)_Existing_Water Heating_Natural Gas_Water Heater_E3_Baseline Forecast | Commercial | School (ID) | Existing | Water Heating | Natural Gas | Water Heater | E3 | TE 0.94 | Baseline Forecast | 53% | 53% | 53% | 53% | 53% | 53% | 53% | 53% | 53% | 53% | 53% | 53% | 53% | 53% | 53% | 53% | 53% | 53% | 53% | 53% | 53% | 53% | 53% | 53% | 53% | 53% | 53%
Commercial_School (ID)_Existing_Water Heating_Natural Gas_Water Heater_E4_Baseline Forecast | Commercial | School (ID) | Existing | Water Heating | Natural Gas | Water Heater | E4 | Instantaneous TE 0.94 | Baseline Forecast | bar: 2019 to 2045
Commercial_School (ID)_Existing_Water Heating_Natural Gas_Water Heater_E5_Baseline Forecast | Commercial | School (ID) | Existing | Water Heating | Natural Gas | Water Heater | E5 | Gas-Fired Absorption HPWH | Baseline Forecast | bar: 2019 to 2045
Commercial_School (ID)_Existing_Water Heating_Natural Gas_Water Heater_E6_Baseline Forecast | Commercial | School (ID) | Existing | Water Heating | Natural Gas | Water Heater | E6 |  | Baseline Forecast | bar: 2019 to 2045
Commercial_School (ID)_Existing_Water Heating_Natural Gas_Water Heater_E7_Baseline Forecast | Commercial | School (ID) | Existing | Water Heating | Natural Gas | Water Heater | E7 |  | Baseline Forecast | bar: 2019 to 2045
Commercial_School (ID)_Existing_Water Heating_Natural Gas_Water Heater_E8_Baseline Forecast | Commercial | School (ID) | Existing | Water Heating | Natural Gas | Water Heater | E8 |  | Baseline Forecast | bar: 2019 to 2045
Commercial_School (ID)_Existing_Water Heating_Natural Gas_Water Heater_E9_Baseline Forecast | Commercial | School (ID) | Existing | Water Heating | Natural Gas | Water Heater | E9 |  | Baseline Forecast | bar: 2019 to 2045
Commercial_School (ID)_Existing_Water Heating_Natural Gas_Water Heater_E10_Baseline Forecast | Commercial | School (ID) | Existing | Water Heating | Natural Gas | Water Heater | E10 |  | Baseline Forecast | bar: 2019 to 2045
Commercial_School (ID)_Existing_Food Preparation_Natural Gas_Oven_E1_Baseline Forecast | Commercial | School (ID) | Existing | Food Preparation | Natural Gas | Oven | E1 | Standard | Baseline Forecast | 41% | 41% | 41% | 41% | 41% | 41% | 41% | 41% | 41% | 41% | 41% | 41% | 41% | 41% | 41% | 41% | 41% | 41% | 41% | 41% | 41% | 41% | 41% | 41% | 41% | 41% | 41%
Commercial_School (ID)_Existing_Food Preparation_Natural Gas_Oven_E2_Baseline Forecast | Commercial | School (ID) | Existing | Food Preparation | Natural Gas | Oven | E2 | ENERGY STAR (>42% Baking Efficiency) | Baseline Forecast | 59% | 59% | 59% | 59% | 59% | 59% | 59% | 59% | 59% | 59% | 59% | 59% | 59% | 59% | 59% | 59% | 59% | 59% | 59% | 59% | 59% | 59% | 59% | 59% | 59% | 59% | 59%
Commercial_School (ID)_Existing_Food Preparation_Natural Gas_Oven_E3_Baseline Forecast | Commercial | School (ID) | Existing | Food Preparation | Natural Gas | Oven | E3 |  | Baseline Forecast | bar: 2019 to 2045
Commercial_School (ID)_Existing_Food Preparation_Natural Gas_Oven_E4_Baseline Forecast | Commercial | School (ID) | Existing | Food Preparation | Natural Gas | Oven | E4 |  | Baseline Forecast | bar: 2019 to 2045
Commercial_School (ID)_Existing_Food Preparation_Natural Gas_Oven_E5_Baseline Forecast | Commercial | School (ID) | Existing | Food Preparation | Natural Gas | Oven | E5 |  | Baseline Forecast | bar: 2019 to 2045
Commercial_School (ID)_Existing_Food Preparation_Natural Gas_Oven_E6_Baseline Forecast | Commercial | School (ID) | Existing | Food Preparation | Natural Gas | Oven | E6 |  | Baseline Forecast | bar: 2019 to 2045
Commercial_School (ID)_Existing_Food Preparation_Natural Gas_Oven_E7_Baseline Forecast | Commercial | School (ID) | Existing | Food Preparation | Natural Gas | Oven | E7 |  | Baseline Forecast | bar: 2019 to 2045
Commercial_School (ID)_Existing_Food Preparation_Natural Gas_Oven_E8_Baseline Forecast | Commercial | School (ID) | Existing | Food Preparation | Natural Gas | Oven | E8 |  | Baseline Forecast | bar: 2019 to 2045
Commercial_School (ID)_Existing_Food Preparation_Natural Gas_Oven_E9_Baseline Forecast | Commercial | School (ID) | Existing | Food Preparation | Natural Gas | Oven | E9 |  | Baseline Forecast | bar: 2019 to 2045
Commercial_School (ID)_Existing_Food Preparation_Natural Gas_Oven_E10_Baseline Forecast | Commercial | School (ID) | Existing | Food Preparation | Natural Gas | Oven | E10 |  | Baseline Forecast | bar: 2019 to 2045
Commercial_School (ID)_Existing_Food Preparation_Natural Gas_Conveyor Oven_E1_Baseline Forecast | Commercial | School (ID) | Existing | Food Preparation | Natural Gas | Conveyor Oven | E1 | Standard | Baseline Forecast | 41% | 41% | 41% | 41% | 41% | 41% | 41% | 41% | 41% | 41% | 41% | 41% | 41% | 41% | 41% | 41% | 41% | 41% | 41% | 41% | 41% | 41% | 41% | 41% | 41% | 41% | 41%
Commercial_School (ID)_Existing_Food Preparation_Natural Gas_Conveyor Oven_E2_Baseline Forecast | Commercial | School (ID) | Existing | Food Preparation | Natural Gas | Conveyor Oven | E2 | ENERGY STAR (>42% Baking Efficiency) | Baseline Forecast | 59% | 59% | 59% | 59% | 59% | 59% | 59% | 59% | 59% | 59% | 59% | 59% | 59% | 59% | 59% | 59% | 59% | 59% | 59% | 59% | 59% | 59% | 59% | 59% | 59% | 59% | 59%
Commercial_School (ID)_Existing_Food Preparation_Natural Gas_Conveyor Oven_E3_Baseline Forecast | Commercial | School (ID) | Existing | Food Preparation | Natural Gas | Conveyor Oven | E3 |  | Baseline Forecast | bar: 2019 to 2045
Commercial_School (ID)_Existing_Food Preparation_Natural Gas_Conveyor Oven_E4_Baseline Forecast | Commercial | School (ID) | Existing | Food Preparation | Natural Gas | Conveyor Oven | E4 |  | Baseline Forecast | bar: 2019 to 2045
Commercial_School (ID)_Existing_Food Preparation_Natural Gas_Conveyor Oven_E5_Baseline Forecast | Commercial | School (ID) | Existing | Food Preparation | Natural Gas | Conveyor Oven | E5 |  | Baseline Forecast | bar: 2019 to 2045
Commercial_School (ID)_Existing_Food Preparation_Natural Gas_Conveyor Oven_E6_Baseline Forecast | Commercial | School (ID) | Existing | Food Preparation | Natural Gas | Conveyor Oven | E6 |  | Baseline Forecast | bar: 2019 to 2045
Commercial_School (ID)_Existing_Food Preparation_Natural Gas_Conveyor Oven_E7_Baseline Forecast | Commercial | School (ID) | Existing | Food Preparation | Natural Gas | Conveyor Oven | E7 |  | Baseline Forecast | bar: 2019 to 2045
Commercial_School (ID)_Existing_Food Preparation_Natural Gas_Conveyor Oven_E8_Baseline Forecast | Commercial | School (ID) | Existing | Food Preparation | Natural Gas | Conveyor Oven | E8 |  | Baseline Forecast | bar: 2019 to 2045
Commercial_School (ID)_Existing_Food Preparation_Natural Gas_Conveyor Oven_E9_Baseline Forecast | Commercial | School (ID) | Existing | Food Preparation | Natural Gas | Conveyor Oven | E9 |  | Baseline Forecast | bar: 2019 to 2045
Commercial_School (ID)_Existing_Food Preparation_Natural Gas_Conveyor Oven_E10_Baseline Forecast | Commercial | School (ID) | Existing | Food Preparation | Natural Gas | Conveyor Oven | E10 |  | Baseline Forecast | bar: 2019 to 2045
Commercial_School (ID)_Existing_Food Preparation_Natural Gas_Double Rack Oven_E1_Baseline Forecast | Commercial | School (ID) | Existing | Food Preparation | Natural Gas | Double Rack Oven | E1 | Standard | Baseline Forecast | 41% | 41% | 41% | 41% | 41% | 41% | 41% | 41% | 41% | 41% | 41% | 41% | 41% | 41% | 41% | 41% | 41% | 41% | 41% | 41% | 41% | 41% | 41% | 41% | 41% | 41% | 41%
Commercial_School (ID)_Existing_Food Preparation_Natural Gas_Double Rack Oven_E2_Baseline Forecast | Commercial | School (ID) | Existing | Food Preparation | Natural Gas | Double Rack Oven | E2 | FTSC Qualified (>50% Cooking Efficiency) | Baseline Forecast | 59% | 59% | 59% | 59% | 59% | 59% | 59% | 59% | 59% | 59% | 59% | 59% | 59% | 59% | 59% | 59% | 59% | 59% | 59% | 59% | 59% | 59% | 59% | 59% | 59% | 59% | 59%
Commercial_School (ID)_Existing_Food Preparation_Natural Gas_Double Rack Oven_E3_Baseline Forecast | Commercial | School (ID) | Existing | Food Preparation | Natural Gas | Double Rack Oven | E3 |  | Baseline Forecast | bar: 2019 to 2045
Commercial_School (ID)_Existing_Food Preparation_Natural Gas_Double Rack Oven_E4_Baseline Forecast | Commercial | School (ID) | Existing | Food Preparation | Natural Gas | Double Rack Oven | E4 |  | Baseline Forecast | bar: 2019 to 2045
Commercial_School (ID)_Existing_Food Preparation_Natural Gas_Double Rack Oven_E5_Baseline Forecast | Commercial | School (ID) | Existing | Food Preparation | Natural Gas | Double Rack Oven | E5 |  | Baseline Forecast | bar: 2019 to 2045
Commercial_School (ID)_Existing_Food Preparation_Natural Gas_Double Rack Oven_E6_Baseline Forecast | Commercial | School (ID) | Existing | Food Preparation | Natural Gas | Double Rack Oven | E6 |  | Baseline Forecast | bar: 2019 to 2045
Commercial_School (ID)_Existing_Food Preparation_Natural Gas_Double Rack Oven_E7_Baseline Forecast | Commercial | School (ID) | Existing | Food Preparation | Natural Gas | Double Rack Oven | E7 |  | Baseline Forecast | bar: 2019 to 2045
Commercial_School (ID)_Existing_Food Preparation_Natural Gas_Double Rack Oven_E8_Baseline Forecast | Commercial | School (ID) | Existing | Food Preparation | Natural Gas | Double Rack Oven | E8 |  | Baseline Forecast | bar: 2019 to 2045
Commercial_School (ID)_Existing_Food Preparation_Natural Gas_Double Rack Oven_E9_Baseline Forecast | Commercial | School (ID) | Existing | Food Preparation | Natural Gas | Double Rack Oven | E9 |  | Baseline Forecast | bar: 2019 to 2045
Commercial_School (ID)_Existing_Food Preparation_Natural Gas_Double Rack Oven_E10_Baseline Forecast | Commercial | School (ID) | Existing | Food Preparation | Natural Gas | Double Rack Oven | E10 |  | Baseline Forecast | bar: 2019 to 2045
Commercial_School (ID)_Existing_Food Preparation_Natural Gas_Fryer_E1_Baseline Forecast | Commercial | School (ID) | Existing | Food Preparation | Natural Gas | Fryer | E1 | Standard | Baseline Forecast | 74% | 74% | 74% | 74% | 74% | 74% | 74% | 74% | 74% | 74% | 74% | 74% | 74% | 74% | 74% | 74% | 74% | 74% | 74% | 74% | 74% | 74% | 74% | 74% | 74% | 74% | 74%
Commercial_School (ID)_Existing_Food Preparation_Natural Gas_Fryer_E2_Baseline Forecast | Commercial | School (ID) | Existing | Food Preparation | Natural Gas | Fryer | E2 | ENERGY STAR | Baseline Forecast | 26% | 26% | 26% | 26% | 26% | 26% | 26% | 26% | 26% | 26% | 26% | 26% | 26% | 26% | 26% | 26% | 26% | 26% | 26% | 26% | 26% | 26% | 26% | 26% | 26% | 26% | 26%
Commercial_School (ID)_Existing_Food Preparation_Natural Gas_Fryer_E3_Baseline Forecast | Commercial | School (ID) | Existing | Food Preparation | Natural Gas | Fryer | E3 |  | Baseline Forecast | bar: 2019 to 2045
Commercial_School (ID)_Existing_Food Preparation_Natural Gas_Fryer_E4_Baseline Forecast | Commercial | School (ID) | Existing | Food Preparation | Natural Gas | Fryer | E4 |  | Baseline Forecast | bar: 2019 to 2045
Commercial_School (ID)_Existing_Food Preparation_Natural Gas_Fryer_E5_Baseline Forecast | Commercial | School (ID) | Existing | Food Preparation | Natural Gas | Fryer | E5 |  | Baseline Forecast | bar: 2019 to 2045
Commercial_School (ID)_Existing_Food Preparation_Natural Gas_Fryer_E6_Baseline Forecast | Commercial | School (ID) | Existing | Food Preparation | Natural Gas | Fryer | E6 |  | Baseline Forecast | bar: 2019 to 2045
Commercial_School (ID)_Existing_Food Preparation_Natural Gas_Fryer_E7_Baseline Forecast | Commercial | School (ID) | Existing | Food Preparation | Natural Gas | Fryer | E7 |  | Baseline Forecast | bar: 2019 to 2045
Commercial_School (ID)_Existing_Food Preparation_Natural Gas_Fryer_E8_Baseline Forecast | Commercial | School (ID) | Existing | Food Preparation | Natural Gas | Fryer | E8 |  | Baseline Forecast | bar: 2019 to 2045
Commercial_School (ID)_Existing_Food Preparation_Natural Gas_Fryer_E9_Baseline Forecast | Commercial | School (ID) | Existing | Food Preparation | Natural Gas | Fryer | E9 |  | Baseline Forecast | bar: 2019 to 2045
Commercial_School (ID)_Existing_Food Preparation_Natural Gas_Fryer_E10_Baseline Forecast | Commercial | School (ID) | Existing | Food Preparation | Natural Gas | Fryer | E10 |  | Baseline Forecast | bar: 2019 to 2045
Commercial_School (ID)_Existing_Food Preparation_Natural Gas_Broiler_E1_Baseline Forecast | Commercial | School (ID) | Existing | Food Preparation | Natural Gas | Broiler | E1 | Standard | Baseline Forecast | 74% | 74% | 74% | 74% | 74% | 74% | 74% | 74% | 74% | 74% | 74% | 74% | 74% | 74% | 74% | 74% | 74% | 74% | 74% | 74% | 74% | 74% | 74% | 74% | 74% | 74% | 74%
Commercial_School (ID)_Existing_Food Preparation_Natural Gas_Broiler_E2_Baseline Forecast | Commercial | School (ID) | Existing | Food Preparation | Natural Gas | Broiler | E2 | Infrared Burners | Baseline Forecast | 26% | 26% | 26% | 26% | 26% | 26% | 26% | 26% | 26% | 26% | 26% | 26% | 26% | 26% | 26% | 26% | 26% | 26% | 26% | 26% | 26% | 26% | 26% | 26% | 26% | 26% | 26%
Commercial_School (ID)_Existing_Food Preparation_Natural Gas_Broiler_E3_Baseline Forecast | Commercial | School (ID) | Existing | Food Preparation | Natural Gas | Broiler | E3 |  | Baseline Forecast | bar: 2019 to 2045
Commercial_School (ID)_Existing_Food Preparation_Natural Gas_Broiler_E4_Baseline Forecast | Commercial | School (ID) | Existing | Food Preparation | Natural Gas | Broiler | E4 |  | Baseline Forecast | bar: 2019 to 2045
Commercial_School (ID)_Existing_Food Preparation_Natural Gas_Broiler_E5_Baseline Forecast | Commercial | School (ID) | Existing | Food Preparation | Natural Gas | Broiler | E5 |  | Baseline Forecast | bar: 2019 to 2045
Commercial_School (ID)_Existing_Food Preparation_Natural Gas_Broiler_E6_Baseline Forecast | Commercial | School (ID) | Existing | Food Preparation | Natural Gas | Broiler | E6 |  | Baseline Forecast | bar: 2019 to 2045
Commercial_School (ID)_Existing_Food Preparation_Natural Gas_Broiler_E7_Baseline Forecast | Commercial | School (ID) | Existing | Food Preparation | Natural Gas | Broiler | E7 |  | Baseline Forecast | bar: 2019 to 2045
Commercial_School (ID)_Existing_Food Preparation_Natural Gas_Broiler_E8_Baseline Forecast | Commercial | School (ID) | Existing | Food Preparation | Natural Gas | Broiler | E8 |  | Baseline Forecast | bar: 2019 to 2045
Commercial_School (ID)_Existing_Food Preparation_Natural Gas_Broiler_E9_Baseline Forecast | Commercial | School (ID) | Existing | Food Preparation | Natural Gas | Broiler | E9 |  | Baseline Forecast | bar: 2019 to 2045
Commercial_School (ID)_Existing_Food Preparation_Natural Gas_Broiler_E10_Baseline Forecast | Commercial | School (ID) | Existing | Food Preparation | Natural Gas | Broiler | E10 |  | Baseline Forecast | bar: 2019 to 2045
Commercial_School (ID)_Existing_Food Preparation_Natural Gas_Griddle_E1_Baseline Forecast | Commercial | School (ID) | Existing | Food Preparation | Natural Gas | Griddle | E1 | Standard | Baseline Forecast | 71% | 71% | 71% | 71% | 71% | 71% | 71% | 71% | 71% | 71% | 71% | 71% | 71% | 71% | 71% | 71% | 71% | 71% | 71% | 71% | 71% | 71% | 71% | 71% | 71% | 71% | 71%
Commercial_School (ID)_Existing_Food Preparation_Natural Gas_Griddle_E2_Baseline Forecast | Commercial | School (ID) | Existing | Food Preparation | Natural Gas | Griddle | E2 | ENERGY STAR | Baseline Forecast | 29% | 29% | 29% | 29% | 29% | 29% | 29% | 29% | 29% | 29% | 29% | 29% | 29% | 29% | 29% | 29% | 29% | 29% | 29% | 29% | 29% | 29% | 29% | 29% | 29% | 29% | 29%
Commercial_School (ID)_Existing_Food Preparation_Natural Gas_Griddle_E3_Baseline Forecast | Commercial | School (ID) | Existing | Food Preparation | Natural Gas | Griddle | E3 |  | Baseline Forecast | bar: 2019 to 2045
Commercial_School (ID)_Existing_Food Preparation_Natural Gas_Griddle_E4_Baseline Forecast | Commercial | School (ID) | Existing | Food Preparation | Natural Gas | Griddle | E4 |  | Baseline Forecast | bar: 2019 to 2045
Commercial_School (ID)_Existing_Food Preparation_Natural Gas_Griddle_E5_Baseline Forecast | Commercial | School (ID) | Existing | Food Preparation | Natural Gas | Griddle | E5 |  | Baseline Forecast | bar: 2019 to 2045
Commercial_School (ID)_Existing_Food Preparation_Natural Gas_Griddle_E6_Baseline Forecast | Commercial | School (ID) | Existing | Food Preparation | Natural Gas | Griddle | E6 |  | Baseline Forecast | bar: 2019 to 2045
Commercial_School (ID)_Existing_Food Preparation_Natural Gas_Griddle_E7_Baseline Forecast | Commercial | School (ID) | Existing | Food Preparation | Natural Gas | Griddle | E7 |  | Baseline Forecast | bar: 2019 to 2045
Commercial_School (ID)_Existing_Food Preparation_Natural Gas_Griddle_E8_Baseline Forecast | Commercial | School (ID) | Existing | Food Preparation | Natural Gas | Griddle | E8 |  | Baseline Forecast | bar: 2019 to 2045
Commercial_School (ID)_Existing_Food Preparation_Natural Gas_Griddle_E9_Baseline Forecast | Commercial | School (ID) | Existing | Food Preparation | Natural Gas | Griddle | E9 |  | Baseline Forecast | bar: 2019 to 2045
Commercial_School (ID)_Existing_Food Preparation_Natural Gas_Griddle_E10_Baseline Forecast | Commercial | School (ID) | Existing | Food Preparation | Natural Gas | Griddle | E10 |  | Baseline Forecast | bar: 2019 to 2045
Commercial_School (ID)_Existing_Food Preparation_Natural Gas_Range_E1_Baseline Forecast | Commercial | School (ID) | Existing | Food Preparation | Natural Gas | Range | E1 | Standard | Baseline Forecast | 41% | 41% | 41% | 41% | 41% | 41% | 41% | 41% | 41% | 41% | 41% | 41% | 41% | 41% | 41% | 41% | 41% | 41% | 41% | 41% | 41% | 41% | 41% | 41% | 41% | 41% | 41%
Commercial_School (ID)_Existing_Food Preparation_Natural Gas_Range_E2_Baseline Forecast | Commercial | School (ID) | Existing | Food Preparation | Natural Gas | Range | E2 | High Efficiency | Baseline Forecast | 59% | 59% | 59% | 59% | 59% | 59% | 59% | 59% | 59% | 59% | 59% | 59% | 59% | 59% | 59% | 59% | 59% | 59% | 59% | 59% | 59% | 59% | 59% | 59% | 59% | 59% | 59%
Commercial_School (ID)_Existing_Food Preparation_Natural Gas_Range_E3_Baseline Forecast | Commercial | School (ID) | Existing | Food Preparation | Natural Gas | Range | E3 |  | Baseline Forecast | bar: 2019 to 2045
Commercial_School (ID)_Existing_Food Preparation_Natural Gas_Range_E4_Baseline Forecast | Commercial | School (ID) | Existing | Food Preparation | Natural Gas | Range | E4 |  | Baseline Forecast | bar: 2019 to 2045
Commercial_School (ID)_Existing_Food Preparation_Natural Gas_Range_E5_Baseline Forecast | Commercial | School (ID) | Existing | Food Preparation | Natural Gas | Range | E5 |  | Baseline Forecast | bar: 2019 to 2045
Commercial_School (ID)_Existing_Food Preparation_Natural Gas_Range_E6_Baseline Forecast | Commercial | School (ID) | Existing | Food Preparation | Natural Gas | Range | E6 |  | Baseline Forecast | bar: 2019 to 2045
Commercial_School (ID)_Existing_Food Preparation_Natural Gas_Range_E7_Baseline Forecast | Commercial | School (ID) | Existing | Food Preparation | Natural Gas | Range | E7 |  | Baseline Forecast | bar: 2019 to 2045
Commercial_School (ID)_Existing_Food Preparation_Natural Gas_Range_E8_Baseline Forecast | Commercial | School (ID) | Existing | Food Preparation | Natural Gas | Range | E8 |  | Baseline Forecast | bar: 2019 to 2045
Commercial_School (ID)_Existing_Food Preparation_Natural Gas_Range_E9_Baseline Forecast | Commercial | School (ID) | Existing | Food Preparation | Natural Gas | Range | E9 |  | Baseline Forecast | bar: 2019 to 2045
Commercial_School (ID)_Existing_Food Preparation_Natural Gas_Range_E10_Baseline Forecast | Commercial | School (ID) | Existing | Food Preparation | Natural Gas | Range | E10 |  | Baseline Forecast | bar: 2019 to 2045
Commercial_School (ID)_Existing_Food Preparation_Natural Gas_Steamer_E1_Baseline Forecast | Commercial | School (ID) | Existing | Food Preparation | Natural Gas | Steamer | E1 | Standard | Baseline Forecast | 50% | 50% | 50% | 50% | 50% | 50% | 50% | 50% | 50% | 50% | 50% | 50% | 50% | 50% | 50% | 50% | 50% | 50% | 50% | 50% | 50% | 50% | 50% | 50% | 50% | 50% | 50%
Commercial_School (ID)_Existing_Food Preparation_Natural Gas_Steamer_E2_Baseline Forecast | Commercial | School (ID) | Existing | Food Preparation | Natural Gas | Steamer | E2 | ENERGY STAR | Baseline Forecast | 50% | 50% | 50% | 50% | 50% | 50% | 50% | 50% | 50% | 50% | 50% | 50% | 50% | 50% | 50% | 50% | 50% | 50% | 50% | 50% | 50% | 50% | 50% | 50% | 50% | 50% | 50%
Commercial_School (ID)_Existing_Food Preparation_Natural Gas_Steamer_E3_Baseline Forecast | Commercial | School (ID) | Existing | Food Preparation | Natural Gas | Steamer | E3 |  | Baseline Forecast | bar: 2019 to 2045
Commercial_School (ID)_Existing_Food Preparation_Natural Gas_Steamer_E4_Baseline Forecast | Commercial | School (ID) | Existing | Food Preparation | Natural Gas | Steamer | E4 |  | Baseline Forecast | bar: 2019 to 2045
Commercial_School (ID)_Existing_Food Preparation_Natural Gas_Steamer_E5_Baseline Forecast | Commercial | School (ID) | Existing | Food Preparation | Natural Gas | Steamer | E5 |  | Baseline Forecast | bar: 2019 to 2045
Commercial_School (ID)_Existing_Food Preparation_Natural Gas_Steamer_E6_Baseline Forecast | Commercial | School (ID) | Existing | Food Preparation | Natural Gas | Steamer | E6 |  | Baseline Forecast | bar: 2019 to 2045
Commercial_School (ID)_Existing_Food Preparation_Natural Gas_Steamer_E7_Baseline Forecast | Commercial | School (ID) | Existing | Food Preparation | Natural Gas | Steamer | E7 |  | Baseline Forecast | bar: 2019 to 2045
Commercial_School (ID)_Existing_Food Preparation_Natural Gas_Steamer_E8_Baseline Forecast | Commercial | School (ID) | Existing | Food Preparation | Natural Gas | Steamer | E8 |  | Baseline Forecast | bar: 2019 to 2045
Commercial_School (ID)_Existing_Food Preparation_Natural Gas_Steamer_E9_Baseline Forecast | Commercial | School (ID) | Existing | Food Preparation | Natural Gas | Steamer | E9 |  | Baseline Forecast | bar: 2019 to 2045
Commercial_School (ID)_Existing_Food Preparation_Natural Gas_Steamer_E10_Baseline Forecast | Commercial | School (ID) | Existing | Food Preparation | Natural Gas | Steamer | E10 |  | Baseline Forecast | bar: 2019 to 2045
Commercial_School (ID)_Existing_Food Preparation_Natural Gas_Food Prep Other_E1_Baseline Forecast | Commercial | School (ID) | Existing | Food Preparation | Natural Gas | Food Prep Other | E1 | Standard | Baseline Forecast | 74% | 74% | 74% | 74% | 74% | 74% | 74% | 74% | 74% | 74% | 74% | 74% | 74% | 74% | 74% | 74% | 74% | 74% | 74% | 74% | 74% | 74% | 74% | 74% | 74% | 74% | 74%
Commercial_School (ID)_Existing_Food Preparation_Natural Gas_Food Prep Other_E2_Baseline Forecast | Commercial | School (ID) | Existing | Food Preparation | Natural Gas | Food Prep Other | E2 | ENERGY STAR | Baseline Forecast | 26% | 26% | 26% | 26% | 26% | 26% | 26% | 26% | 26% | 26% | 26% | 26% | 26% | 26% | 26% | 26% | 26% | 26% | 26% | 26% | 26% | 26% | 26% | 26% | 26% | 26% | 26%
Commercial_School (ID)_Existing_Food Preparation_Natural Gas_Food Prep Other_E3_Baseline Forecast | Commercial | School (ID) | Existing | Food Preparation | Natural Gas | Food Prep Other | E3 |  | Baseline Forecast | bar: 2019 to 2045
Commercial_School (ID)_Existing_Food Preparation_Natural Gas_Food Prep Other_E4_Baseline Forecast | Commercial | School (ID) | Existing | Food Preparation | Natural Gas | Food Prep Other | E4 |  | Baseline Forecast | bar: 2019 to 2045
Commercial_School (ID)_Existing_Food Preparation_Natural Gas_Food Prep Other_E5_Baseline Forecast | Commercial | School (ID) | Existing | Food Preparation | Natural Gas | Food Prep Other | E5 |  | Baseline Forecast | bar: 2019 to 2045
Commercial_School (ID)_Existing_Food Preparation_Natural Gas_Food Prep Other_E6_Baseline Forecast | Commercial | School (ID) | Existing | Food Preparation | Natural Gas | Food Prep Other | E6 |  | Baseline Forecast | bar: 2019 to 2045
Commercial_School (ID)_Existing_Food Preparation_Natural Gas_Food Prep Other_E7_Baseline Forecast | Commercial | School (ID) | Existing | Food Preparation | Natural Gas | Food Prep Other | E7 |  | Baseline Forecast | bar: 2019 to 2045
Commercial_School (ID)_Existing_Food Preparation_Natural Gas_Food Prep Other_E8_Baseline Forecast | Commercial | School (ID) | Existing | Food Preparation | Natural Gas | Food Prep Other | E8 |  | Baseline Forecast | bar: 2019 to 2045
Commercial_School (ID)_Existing_Food Preparation_Natural Gas_Food Prep Other_E9_Baseline Forecast | Commercial | School (ID) | Existing | Food Preparation | Natural Gas | Food Prep Other | E9 |  | Baseline Forecast | bar: 2019 to 2045
Commercial_School (ID)_Existing_Food Preparation_Natural Gas_Food Prep Other_E10_Baseline Forecast | Commercial | School (ID) | Existing | Food Preparation | Natural Gas | Food Prep Other | E10 |  | Baseline Forecast | bar: 2019 to 2045
Commercial_School (ID)_Existing_Miscellaneous_Natural Gas_Pool Heater_E1_Baseline Forecast | Commercial | School (ID) | Existing | Miscellaneous | Natural Gas | Pool Heater | E1 | Standard (EF .82) | Baseline Forecast | 90% | 90% | 90% | 90% | 90% | 90% | 90% | 90% | 90% | 90% | 90% | 90% | 90% | 90% | 90% | 90% | 90% | 90% | 90% | 90% | 90% | 90% | 90% | 90% | 90% | 90% | 90%
Commercial_School (ID)_Existing_Miscellaneous_Natural Gas_Pool Heater_E2_Baseline Forecast | Commercial | School (ID) | Existing | Miscellaneous | Natural Gas | Pool Heater | E2 | Condensing (EF .90) | Baseline Forecast | 10% | 10% | 10% | 10% | 10% | 10% | 10% | 10% | 10% | 10% | 10% | 10% | 10% | 10% | 10% | 10% | 10% | 10% | 10% | 10% | 10% | 10% | 10% | 10% | 10% | 10% | 10%
Commercial_School (ID)_Existing_Miscellaneous_Natural Gas_Pool Heater_E3_Baseline Forecast | Commercial | School (ID) | Existing | Miscellaneous | Natural Gas | Pool Heater | E3 |  | Baseline Forecast | bar: 2019 to 2045
Commercial_School (ID)_Existing_Miscellaneous_Natural Gas_Pool Heater_E4_Baseline Forecast | Commercial | School (ID) | Existing | Miscellaneous | Natural Gas | Pool Heater | E4 |  | Baseline Forecast | bar: 2019 to 2045
Commercial_School (ID)_Existing_Miscellaneous_Natural Gas_Pool Heater_E5_Baseline Forecast | Commercial | School (ID) | Existing | Miscellaneous | Natural Gas | Pool Heater | E5 |  | Baseline Forecast | bar: 2019 to 2045
Commercial_School (ID)_Existing_Miscellaneous_Natural Gas_Pool Heater_E6_Baseline Forecast | Commercial | School (ID) | Existing | Miscellaneous | Natural Gas | Pool Heater | E6 |  | Baseline Forecast | bar: 2019 to 2045
Commercial_School (ID)_Existing_Miscellaneous_Natural Gas_Pool Heater_E7_Baseline Forecast | Commercial | School (ID) | Existing | Miscellaneous | Natural Gas | Pool Heater | E7 |  | Baseline Forecast | bar: 2019 to 2045
Commercial_School (ID)_Existing_Miscellaneous_Natural Gas_Pool Heater_E8_Baseline Forecast | Commercial | School (ID) | Existing | Miscellaneous | Natural Gas | Pool Heater | E8 |  | Baseline Forecast | bar: 2019 to 2045
Commercial_School (ID)_Existing_Miscellaneous_Natural Gas_Pool Heater_E9_Baseline Forecast | Commercial | School (ID) | Existing | Miscellaneous | Natural Gas | Pool Heater | E9 |  | Baseline Forecast | bar: 2019 to 2045
Commercial_School (ID)_Existing_Miscellaneous_Natural Gas_Pool Heater_E10_Baseline Forecast | Commercial | School (ID) | Existing | Miscellaneous | Natural Gas | Pool Heater | E10 |  | Baseline Forecast | bar: 2019 to 2045
Commercial_School (ID)_Existing_Miscellaneous_Natural Gas_Miscellaneous_E1_Baseline Forecast | Commercial | School (ID) | Existing | Miscellaneous | Natural Gas | Miscellaneous | E1 | Standard | Baseline Forecast | 100% | 100% | 100% | 100% | 100% | 100% | 100% | 100% | 100% | 100% | 100% | 100% | 100% | 100% | 100% | 100% | 100% | 100% | 100% | 100% | 100% | 100% | 100% | 100% | 100% | 100% | 100%
Commercial_School (ID)_Existing_Miscellaneous_Natural Gas_Miscellaneous_E2_Baseline Forecast | Commercial | School (ID) | Existing | Miscellaneous | Natural Gas | Miscellaneous | E2 |  | Baseline Forecast | bar: 2019 to 2045
Commercial_School (ID)_Existing_Miscellaneous_Natural Gas_Miscellaneous_E3_Baseline Forecast | Commercial | School (ID) | Existing | Miscellaneous | Natural Gas | Miscellaneous | E3 |  | Baseline Forecast | bar: 2019 to 2045
Commercial_School (ID)_Existing_Miscellaneous_Natural Gas_Miscellaneous_E4_Baseline Forecast | Commercial | School (ID) | Existing | Miscellaneous | Natural Gas | Miscellaneous | E4 |  | Baseline Forecast | bar: 2019 to 2045
Commercial_School (ID)_Existing_Miscellaneous_Natural Gas_Miscellaneous_E5_Baseline Forecast | Commercial | School (ID) | Existing | Miscellaneous | Natural Gas | Miscellaneous | E5 |  | Baseline Forecast | bar: 2019 to 2045
Commercial_School (ID)_Existing_Miscellaneous_Natural Gas_Miscellaneous_E6_Baseline Forecast | Commercial | School (ID) | Existing | Miscellaneous | Natural Gas | Miscellaneous | E6 |  | Baseline Forecast | bar: 2019 to 2045
Commercial_School (ID)_Existing_Miscellaneous_Natural Gas_Miscellaneous_E7_Baseline Forecast | Commercial | School (ID) | Existing | Miscellaneous | Natural Gas | Miscellaneous | E7 |  | Baseline Forecast | bar: 2019 to 2045
Commercial_School (ID)_Existing_Miscellaneous_Natural Gas_Miscellaneous_E8_Baseline Forecast | Commercial | School (ID) | Existing | Miscellaneous | Natural Gas | Miscellaneous | E8 |  | Baseline Forecast | bar: 2019 to 2045
Commercial_School (ID)_Existing_Miscellaneous_Natural Gas_Miscellaneous_E9_Baseline Forecast | Commercial | School (ID) | Existing | Miscellaneous | Natural Gas | Miscellaneous | E9 |  | Baseline Forecast | bar: 2019 to 2045
Commercial_School (ID)_Existing_Miscellaneous_Natural Gas_Miscellaneous_E10_Baseline Forecast | Commercial | School (ID) | Existing | Miscellaneous | Natural Gas | Miscellaneous | E10 |  | Baseline Forecast | bar: 2019 to 2045
Commercial_School (ID)_New_Space Heating_Natural Gas_Furnace_E1_Baseline Forecast | Commercial | School (ID) | New | Space Heating | Natural Gas | Furnace | E1 | AFUE 80% (Standard) | Baseline Forecast | 100% | 100% | 100% | 100% | 100% | 100% | 100% | 100% | 100% | 100% | 100% | 100% | 100% | 100% | 100% | 100% | 100% | 100% | 100% | 100% | 100% | 100% | 100% | 100% | 100% | 100% | 100%
Commercial_School (ID)_New_Space Heating_Natural Gas_Furnace_E2_Baseline Forecast | Commercial | School (ID) | New | Space Heating | Natural Gas | Furnace | E2 | AFUE 90% | Baseline Forecast | bar: 2019 to 2045
Commercial_School (ID)_New_Space Heating_Natural Gas_Furnace_E3_Baseline Forecast | Commercial | School (ID) | New | Space Heating | Natural Gas | Furnace | E3 | AFUE 96% | Baseline Forecast | bar: 2019 to 2045
Commercial_School (ID)_New_Space Heating_Natural Gas_Furnace_E4_Baseline Forecast | Commercial | School (ID) | New | Space Heating | Natural Gas | Furnace | E4 |  | Baseline Forecast | bar: 2019 to 2045
Commercial_School (ID)_New_Space Heating_Natural Gas_Furnace_E5_Baseline Forecast | Commercial | School (ID) | New | Space Heating | Natural Gas | Furnace | E5 |  | Baseline Forecast | bar: 2019 to 2045
Commercial_School (ID)_New_Space Heating_Natural Gas_Furnace_E6_Baseline Forecast | Commercial | School (ID) | New | Space Heating | Natural Gas | Furnace | E6 |  | Baseline Forecast | bar: 2019 to 2045
Commercial_School (ID)_New_Space Heating_Natural Gas_Furnace_E7_Baseline Forecast | Commercial | School (ID) | New | Space Heating | Natural Gas | Furnace | E7 |  | Baseline Forecast | bar: 2019 to 2045
Commercial_School (ID)_New_Space Heating_Natural Gas_Furnace_E8_Baseline Forecast | Commercial | School (ID) | New | Space Heating | Natural Gas | Furnace | E8 |  | Baseline Forecast | bar: 2019 to 2045
Commercial_School (ID)_New_Space Heating_Natural Gas_Furnace_E9_Baseline Forecast | Commercial | School (ID) | New | Space Heating | Natural Gas | Furnace | E9 |  | Baseline Forecast | bar: 2019 to 2045
Commercial_School (ID)_New_Space Heating_Natural Gas_Furnace_E10_Baseline Forecast | Commercial | School (ID) | New | Space Heating | Natural Gas | Furnace | E10 |  | Baseline Forecast | bar: 2019 to 2045
Commercial_School (ID)_New_Space Heating_Natural Gas_Boiler_E1_Baseline Forecast | Commercial | School (ID) | New | Space Heating | Natural Gas | Boiler | E1 | AFUE 80% (Standard) | Baseline Forecast | 100% | 100% | 100% | 100% | 100% | 100% | 70.21% | 70.21% | 70.21% | 70.21% | 70.21% | 61.11% | 61.11% | 61.11% | 61.11% | 61.11% | 61.11% | 61.11% | 61.11% | 61.11% | 61.11% | 61.11% | 61.11% | 61.11% | 61.11% | 61.11% | 61.11%
Commercial_School (ID)_New_Space Heating_Natural Gas_Boiler_E2_Baseline Forecast | Commercial | School (ID) | New | Space Heating | Natural Gas | Boiler | E2 | AFUE 85% | Baseline Forecast | bar: 2019 to 2045
Commercial_School (ID)_New_Space Heating_Natural Gas_Boiler_E3_Baseline Forecast | Commercial | School (ID) | New | Space Heating | Natural Gas | Boiler | E3 | AFUE 97% | Baseline Forecast | 0% | 0% | 0% | 0% | 0% | 0% | 29.79% | 29.79% | 29.79% | 29.79% | 29.79% | 38.89% | 38.89% | 38.89% | 38.89% | 38.89% | 38.89% | 38.89% | 38.89% | 38.89% | 38.89% | 38.89% | 38.89% | 38.89% | 38.89% | 38.89% | 38.89%
Commercial_School (ID)_New_Space Heating_Natural Gas_Boiler_E4_Baseline Forecast | Commercial | School (ID) | New | Space Heating | Natural Gas | Boiler | E4 | Convert to NG Air Source Heat Pump | Baseline Forecast | bar: 2019 to 2045
Commercial_School (ID)_New_Space Heating_Natural Gas_Boiler_E5_Baseline Forecast | Commercial | School (ID) | New | Space Heating | Natural Gas | Boiler | E5 |  | Baseline Forecast | bar: 2019 to 2045
Commercial_School (ID)_New_Space Heating_Natural Gas_Boiler_E6_Baseline Forecast | Commercial | School (ID) | New | Space Heating | Natural Gas | Boiler | E6 |  | Baseline Forecast | bar: 2019 to 2045
Commercial_School (ID)_New_Space Heating_Natural Gas_Boiler_E7_Baseline Forecast | Commercial | School (ID) | New | Space Heating | Natural Gas | Boiler | E7 |  | Baseline Forecast | bar: 2019 to 2045
Commercial_School (ID)_New_Space Heating_Natural Gas_Boiler_E8_Baseline Forecast | Commercial | School (ID) | New | Space Heating | Natural Gas | Boiler | E8 |  | Baseline Forecast | bar: 2019 to 2045
Commercial_School (ID)_New_Space Heating_Natural Gas_Boiler_E9_Baseline Forecast | Commercial | School (ID) | New | Space Heating | Natural Gas | Boiler | E9 |  | Baseline Forecast | bar: 2019 to 2045
Commercial_School (ID)_New_Space Heating_Natural Gas_Boiler_E10_Baseline Forecast | Commercial | School (ID) | New | Space Heating | Natural Gas | Boiler | E10 |  | Baseline Forecast | bar: 2019 to 2045
Commercial_School (ID)_New_Space Heating_Natural Gas_Unit Heater_E1_Baseline Forecast | Commercial | School (ID) | New | Space Heating | Natural Gas | Unit Heater | E1 | Standard | Baseline Forecast | 100% | 100% | 100% | 100% | 100% | 100% | 100% | 100% | 100% | 100% | 100% | 100% | 100% | 100% | 100% | 100% | 100% | 100% | 100% | 100% | 100% | 100% | 100% | 100% | 100% | 100% | 100%
Commercial_School (ID)_New_Space Heating_Natural Gas_Unit Heater_E2_Baseline Forecast | Commercial | School (ID) | New | Space Heating | Natural Gas | Unit Heater | E2 | Condensing | Baseline Forecast | bar: 2019 to 2045
Commercial_School (ID)_New_Space Heating_Natural Gas_Unit Heater_E3_Baseline Forecast | Commercial | School (ID) | New | Space Heating | Natural Gas | Unit Heater | E3 | Infrared Radiant | Baseline Forecast | bar: 2019 to 2045
Commercial_School (ID)_New_Space Heating_Natural Gas_Unit Heater_E4_Baseline Forecast | Commercial | School (ID) | New | Space Heating | Natural Gas | Unit Heater | E4 |  | Baseline Forecast | bar: 2019 to 2045
Commercial_School (ID)_New_Space Heating_Natural Gas_Unit Heater_E5_Baseline Forecast | Commercial | School (ID) | New | Space Heating | Natural Gas | Unit Heater | E5 |  | Baseline Forecast | bar: 2019 to 2045
Commercial_School (ID)_New_Space Heating_Natural Gas_Unit Heater_E6_Baseline Forecast | Commercial | School (ID) | New | Space Heating | Natural Gas | Unit Heater | E6 |  | Baseline Forecast | bar: 2019 to 2045
Commercial_School (ID)_New_Space Heating_Natural Gas_Unit Heater_E7_Baseline Forecast | Commercial | School (ID) | New | Space Heating | Natural Gas | Unit Heater | E7 |  | Baseline Forecast | bar: 2019 to 2045
Commercial_School (ID)_New_Space Heating_Natural Gas_Unit Heater_E8_Baseline Forecast | Commercial | School (ID) | New | Space Heating | Natural Gas | Unit Heater | E8 |  | Baseline Forecast | bar: 2019 to 2045
Commercial_School (ID)_New_Space Heating_Natural Gas_Unit Heater_E9_Baseline Forecast | Commercial | School (ID) | New | Space Heating | Natural Gas | Unit Heater | E9 |  | Baseline Forecast | bar: 2019 to 2045
Commercial_School (ID)_New_Space Heating_Natural Gas_Unit Heater_E10_Baseline Forecast | Commercial | School (ID) | New | Space Heating | Natural Gas | Unit Heater | E10 |  | Baseline Forecast | bar: 2019 to 2045
Commercial_School (ID)_New_Water Heating_Natural Gas_Water Heater_E1_Baseline Forecast | Commercial | School (ID) | New | Water Heating | Natural Gas | Water Heater | E1 | TE 0.80 | Baseline Forecast | 47% | 47% | 47% | 47% | 47% | 47% | 47% | 47% | 47% | 47% | 47% | 47% | 47% | 47% | 47% | 47% | 47% | 47% | 47% | 47% | 47% | 47% | 47% | 47% | 47% | 47% | 47%
Commercial_School (ID)_New_Water Heating_Natural Gas_Water Heater_E2_Baseline Forecast | Commercial | School (ID) | New | Water Heating | Natural Gas | Water Heater | E2 | TE 0.90 | Baseline Forecast | bar: 2019 to 2045
Commercial_School (ID)_New_Water Heating_Natural Gas_Water Heater_E3_Baseline Forecast | Commercial | School (ID) | New | Water Heating | Natural Gas | Water Heater | E3 | TE 0.94 | Baseline Forecast | 53% | 53% | 53% | 53% | 53% | 53% | 53% | 53% | 53% | 53% | 53% | 53% | 53% | 53% | 53% | 53% | 53% | 53% | 53% | 53% | 53% | 53% | 53% | 53% | 53% | 53% | 53%
Commercial_School (ID)_New_Water Heating_Natural Gas_Water Heater_E4_Baseline Forecast | Commercial | School (ID) | New | Water Heating | Natural Gas | Water Heater | E4 | Instantaneous TE 0.94 | Baseline Forecast | bar: 2019 to 2045
Commercial_School (ID)_New_Water Heating_Natural Gas_Water Heater_E5_Baseline Forecast | Commercial | School (ID) | New | Water Heating | Natural Gas | Water Heater | E5 | Gas-Fired Absorption HPWH | Baseline Forecast | bar: 2019 to 2045
Commercial_School (ID)_New_Water Heating_Natural Gas_Water Heater_E6_Baseline Forecast | Commercial | School (ID) | New | Water Heating | Natural Gas | Water Heater | E6 |  | Baseline Forecast | bar: 2019 to 2045
Commercial_School (ID)_New_Water Heating_Natural Gas_Water Heater_E7_Baseline Forecast | Commercial | School (ID) | New | Water Heating | Natural Gas | Water Heater | E7 |  | Baseline Forecast | bar: 2019 to 2045
Commercial_School (ID)_New_Water Heating_Natural Gas_Water Heater_E8_Baseline Forecast | Commercial | School (ID) | New | Water Heating | Natural Gas | Water Heater | E8 |  | Baseline Forecast | bar: 2019 to 2045
Commercial_School (ID)_New_Water Heating_Natural Gas_Water Heater_E9_Baseline Forecast | Commercial | School (ID) | New | Water Heating | Natural Gas | Water Heater | E9 |  | Baseline Forecast | bar: 2019 to 2045
Commercial_School (ID)_New_Water Heating_Natural Gas_Water Heater_E10_Baseline Forecast | Commercial | School (ID) | New | Water Heating | Natural Gas | Water Heater | E10 |  | Baseline Forecast | bar: 2019 to 2045
Commercial_School (ID)_New_Food Preparation_Natural Gas_Oven_E1_Baseline Forecast | Commercial | School (ID) | New | Food Preparation | Natural Gas | Oven | E1 | Standard | Baseline Forecast | 41% | 41% | 41% | 41% | 41% | 41% | 41% | 41% | 41% | 41% | 41% | 41% | 41% | 41% | 41% | 41% | 41% | 41% | 41% | 41% | 41% | 41% | 41% | 41% | 41% | 41% | 41%
Commercial_School (ID)_New_Food Preparation_Natural Gas_Oven_E2_Baseline Forecast | Commercial | School (ID) | New | Food Preparation | Natural Gas | Oven | E2 | ENERGY STAR (>42% Baking Efficiency) | Baseline Forecast | 59% | 59% | 59% | 59% | 59% | 59% | 59% | 59% | 59% | 59% | 59% | 59% | 59% | 59% | 59% | 59% | 59% | 59% | 59% | 59% | 59% | 59% | 59% | 59% | 59% | 59% | 59%
Commercial_School (ID)_New_Food Preparation_Natural Gas_Oven_E3_Baseline Forecast | Commercial | School (ID) | New | Food Preparation | Natural Gas | Oven | E3 |  | Baseline Forecast | bar: 2019 to 2045
Commercial_School (ID)_New_Food Preparation_Natural Gas_Oven_E4_Baseline Forecast | Commercial | School (ID) | New | Food Preparation | Natural Gas | Oven | E4 |  | Baseline Forecast | bar: 2019 to 2045
Commercial_School (ID)_New_Food Preparation_Natural Gas_Oven_E5_Baseline Forecast | Commercial | School (ID) | New | Food Preparation | Natural Gas | Oven | E5 |  | Baseline Forecast | bar: 2019 to 2045
Commercial_School (ID)_New_Food Preparation_Natural Gas_Oven_E6_Baseline Forecast | Commercial | School (ID) | New | Food Preparation | Natural Gas | Oven | E6 |  | Baseline Forecast | bar: 2019 to 2045
Commercial_School (ID)_New_Food Preparation_Natural Gas_Oven_E7_Baseline Forecast | Commercial | School (ID) | New | Food Preparation | Natural Gas | Oven | E7 |  | Baseline Forecast | bar: 2019 to 2045
Commercial_School (ID)_New_Food Preparation_Natural Gas_Oven_E8_Baseline Forecast | Commercial | School (ID) | New | Food Preparation | Natural Gas | Oven | E8 |  | Baseline Forecast | bar: 2019 to 2045
Commercial_School (ID)_New_Food Preparation_Natural Gas_Oven_E9_Baseline Forecast | Commercial | School (ID) | New | Food Preparation | Natural Gas | Oven | E9 |  | Baseline Forecast | bar: 2019 to 2045
Commercial_School (ID)_New_Food Preparation_Natural Gas_Oven_E10_Baseline Forecast | Commercial | School (ID) | New | Food Preparation | Natural Gas | Oven | E10 |  | Baseline Forecast | bar: 2019 to 2045
Commercial_School (ID)_New_Food Preparation_Natural Gas_Conveyor Oven_E1_Baseline Forecast | Commercial | School (ID) | New | Food Preparation | Natural Gas | Conveyor Oven | E1 | Standard | Baseline Forecast | 41% | 41% | 41% | 41% | 41% | 41% | 41% | 41% | 41% | 41% | 41% | 41% | 41% | 41% | 41% | 41% | 41% | 41% | 41% | 41% | 41% | 41% | 41% | 41% | 41% | 41% | 41%
Commercial_School (ID)_New_Food Preparation_Natural Gas_Conveyor Oven_E2_Baseline Forecast | Commercial | School (ID) | New | Food Preparation | Natural Gas | Conveyor Oven | E2 | ENERGY STAR (>42% Baking Efficiency) | Baseline Forecast | 59% | 59% | 59% | 59% | 59% | 59% | 59% | 59% | 59% | 59% | 59% | 59% | 59% | 59% | 59% | 59% | 59% | 59% | 59% | 59% | 59% | 59% | 59% | 59% | 59% | 59% | 59%
Commercial_School (ID)_New_Food Preparation_Natural Gas_Conveyor Oven_E3_Baseline Forecast | Commercial | School (ID) | New | Food Preparation | Natural Gas | Conveyor Oven | E3 |  | Baseline Forecast | bar: 2019 to 2045
Commercial_School (ID)_New_Food Preparation_Natural Gas_Conveyor Oven_E4_Baseline Forecast | Commercial | School (ID) | New | Food Preparation | Natural Gas | Conveyor Oven | E4 |  | Baseline Forecast | bar: 2019 to 2045
Commercial_School (ID)_New_Food Preparation_Natural Gas_Conveyor Oven_E5_Baseline Forecast | Commercial | School (ID) | New | Food Preparation | Natural Gas | Conveyor Oven | E5 |  | Baseline Forecast | bar: 2019 to 2045
Commercial_School (ID)_New_Food Preparation_Natural Gas_Conveyor Oven_E6_Baseline Forecast | Commercial | School (ID) | New | Food Preparation | Natural Gas | Conveyor Oven | E6 |  | Baseline Forecast | bar: 2019 to 2045
Commercial_School (ID)_New_Food Preparation_Natural Gas_Conveyor Oven_E7_Baseline Forecast | Commercial | School (ID) | New | Food Preparation | Natural Gas | Conveyor Oven | E7 |  | Baseline Forecast | bar: 2019 to 2045
Commercial_School (ID)_New_Food Preparation_Natural Gas_Conveyor Oven_E8_Baseline Forecast | Commercial | School (ID) | New | Food Preparation | Natural Gas | Conveyor Oven | E8 |  | Baseline Forecast | bar: 2019 to 2045
Commercial_School (ID)_New_Food Preparation_Natural Gas_Conveyor Oven_E9_Baseline Forecast | Commercial | School (ID) | New | Food Preparation | Natural Gas | Conveyor Oven | E9 |  | Baseline Forecast | bar: 2019 to 2045
Commercial_School (ID)_New_Food Preparation_Natural Gas_Conveyor Oven_E10_Baseline Forecast | Commercial | School (ID) | New | Food Preparation | Natural Gas | Conveyor Oven | E10 |  | Baseline Forecast | bar: 2019 to 2045
Commercial_School (ID)_New_Food Preparation_Natural Gas_Double Rack Oven_E1_Baseline Forecast | Commercial | School (ID) | New | Food Preparation | Natural Gas | Double Rack Oven | E1 | Standard | Baseline Forecast | 41% | 41% | 41% | 41% | 41% | 41% | 41% | 41% | 41% | 41% | 41% | 41% | 41% | 41% | 41% | 41% | 41% | 41% | 41% | 41% | 41% | 41% | 41% | 41% | 41% | 41% | 41%
Commercial_School (ID)_New_Food Preparation_Natural Gas_Double Rack Oven_E2_Baseline Forecast | Commercial | School (ID) | New | Food Preparation | Natural Gas | Double Rack Oven | E2 | FTSC Qualified (>50% Cooking Efficiency) | Baseline Forecast | 59% | 59% | 59% | 59% | 59% | 59% | 59% | 59% | 59% | 59% | 59% | 59% | 59% | 59% | 59% | 59% | 59% | 59% | 59% | 59% | 59% | 59% | 59% | 59% | 59% | 59% | 59%
Commercial_School (ID)_New_Food Preparation_Natural Gas_Double Rack Oven_E3_Baseline Forecast | Commercial | School (ID) | New | Food Preparation | Natural Gas | Double Rack Oven | E3 |  | Baseline Forecast | bar: 2019 to 2045
Commercial_School (ID)_New_Food Preparation_Natural Gas_Double Rack Oven_E4_Baseline Forecast | Commercial | School (ID) | New | Food Preparation | Natural Gas | Double Rack Oven | E4 |  | Baseline Forecast | bar: 2019 to 2045
Commercial_School (ID)_New_Food Preparation_Natural Gas_Double Rack Oven_E5_Baseline Forecast | Commercial | School (ID) | New | Food Preparation | Natural Gas | Double Rack Oven | E5 |  | Baseline Forecast | bar: 2019 to 2045
Commercial_School (ID)_New_Food Preparation_Natural Gas_Double Rack Oven_E6_Baseline Forecast | Commercial | School (ID) | New | Food Preparation | Natural Gas | Double Rack Oven | E6 |  | Baseline Forecast | bar: 2019 to 2045
Commercial_School (ID)_New_Food Preparation_Natural Gas_Double Rack Oven_E7_Baseline Forecast | Commercial | School (ID) | New | Food Preparation | Natural Gas | Double Rack Oven | E7 |  | Baseline Forecast | bar: 2019 to 2045
Commercial_School (ID)_New_Food Preparation_Natural Gas_Double Rack Oven_E8_Baseline Forecast | Commercial | School (ID) | New | Food Preparation | Natural Gas | Double Rack Oven | E8 |  | Baseline Forecast | bar: 2019 to 2045
Commercial_School (ID)_New_Food Preparation_Natural Gas_Double Rack Oven_E9_Baseline Forecast | Commercial | School (ID) | New | Food Preparation | Natural Gas | Double Rack Oven | E9 |  | Baseline Forecast | bar: 2019 to 2045
Commercial_School (ID)_New_Food Preparation_Natural Gas_Double Rack Oven_E10_Baseline Forecast | Commercial | School (ID) | New | Food Preparation | Natural Gas | Double Rack Oven | E10 |  | Baseline Forecast | bar: 2019 to 2045
Commercial_School (ID)_New_Food Preparation_Natural Gas_Fryer_E1_Baseline Forecast | Commercial | School (ID) | New | Food Preparation | Natural Gas | Fryer | E1 | Standard | Baseline Forecast | 74% | 74% | 74% | 74% | 74% | 74% | 74% | 74% | 74% | 74% | 74% | 74% | 74% | 74% | 74% | 74% | 74% | 74% | 74% | 74% | 74% | 74% | 74% | 74% | 74% | 74% | 74%
Commercial_School (ID)_New_Food Preparation_Natural Gas_Fryer_E2_Baseline Forecast | Commercial | School (ID) | New | Food Preparation | Natural Gas | Fryer | E2 | ENERGY STAR | Baseline Forecast | 26% | 26% | 26% | 26% | 26% | 26% | 26% | 26% | 26% | 26% | 26% | 26% | 26% | 26% | 26% | 26% | 26% | 26% | 26% | 26% | 26% | 26% | 26% | 26% | 26% | 26% | 26%
Commercial_School (ID)_New_Food Preparation_Natural Gas_Fryer_E3_Baseline Forecast | Commercial | School (ID) | New | Food Preparation | Natural Gas | Fryer | E3 |  | Baseline Forecast | bar: 2019 to 2045
Commercial_School (ID)_New_Food Preparation_Natural Gas_Fryer_E4_Baseline Forecast | Commercial | School (ID) | New | Food Preparation | Natural Gas | Fryer | E4 |  | Baseline Forecast | bar: 2019 to 2045
Commercial_School (ID)_New_Food Preparation_Natural Gas_Fryer_E5_Baseline Forecast | Commercial | School (ID) | New | Food Preparation | Natural Gas | Fryer | E5 |  | Baseline Forecast | bar: 2019 to 2045
Commercial_School (ID)_New_Food Preparation_Natural Gas_Fryer_E6_Baseline Forecast | Commercial | School (ID) | New | Food Preparation | Natural Gas | Fryer | E6 |  | Baseline Forecast | bar: 2019 to 2045
Commercial_School (ID)_New_Food Preparation_Natural Gas_Fryer_E7_Baseline Forecast | Commercial | School (ID) | New | Food Preparation | Natural Gas | Fryer | E7 |  | Baseline Forecast | bar: 2019 to 2045
Commercial_School (ID)_New_Food Preparation_Natural Gas_Fryer_E8_Baseline Forecast | Commercial | School (ID) | New | Food Preparation | Natural Gas | Fryer | E8 |  | Baseline Forecast | bar: 2019 to 2045
Commercial_School (ID)_New_Food Preparation_Natural Gas_Fryer_E9_Baseline Forecast | Commercial | School (ID) | New | Food Preparation | Natural Gas | Fryer | E9 |  | Baseline Forecast | bar: 2019 to 2045
Commercial_School (ID)_New_Food Preparation_Natural Gas_Fryer_E10_Baseline Forecast | Commercial | School (ID) | New | Food Preparation | Natural Gas | Fryer | E10 |  | Baseline Forecast | bar: 2019 to 2045
Commercial_School (ID)_New_Food Preparation_Natural Gas_Broiler_E1_Baseline Forecast | Commercial | School (ID) | New | Food Preparation | Natural Gas | Broiler | E1 | Standard | Baseline Forecast | 74% | 74% | 74% | 74% | 74% | 74% | 74% | 74% | 74% | 74% | 74% | 74% | 74% | 74% | 74% | 74% | 74% | 74% | 74% | 74% | 74% | 74% | 74% | 74% | 74% | 74% | 74%
Commercial_School (ID)_New_Food Preparation_Natural Gas_Broiler_E2_Baseline Forecast | Commercial | School (ID) | New | Food Preparation | Natural Gas | Broiler | E2 | Infrared Burners | Baseline Forecast | 26% | 26% | 26% | 26% | 26% | 26% | 26% | 26% | 26% | 26% | 26% | 26% | 26% | 26% | 26% | 26% | 26% | 26% | 26% | 26% | 26% | 26% | 26% | 26% | 26% | 26% | 26%
Commercial_School (ID)_New_Food Preparation_Natural Gas_Broiler_E3_Baseline Forecast | Commercial | School (ID) | New | Food Preparation | Natural Gas | Broiler | E3 |  | Baseline Forecast | bar: 2019 to 2045
Commercial_School (ID)_New_Food Preparation_Natural Gas_Broiler_E4_Baseline Forecast | Commercial | School (ID) | New | Food Preparation | Natural Gas | Broiler | E4 |  | Baseline Forecast | bar: 2019 to 2045
Commercial_School (ID)_New_Food Preparation_Natural Gas_Broiler_E5_Baseline Forecast | Commercial | School (ID) | New | Food Preparation | Natural Gas | Broiler | E5 |  | Baseline Forecast | bar: 2019 to 2045
Commercial_School (ID)_New_Food Preparation_Natural Gas_Broiler_E6_Baseline Forecast | Commercial | School (ID) | New | Food Preparation | Natural Gas | Broiler | E6 |  | Baseline Forecast | bar: 2019 to 2045
Commercial_School (ID)_New_Food Preparation_Natural Gas_Broiler_E7_Baseline Forecast | Commercial | School (ID) | New | Food Preparation | Natural Gas | Broiler | E7 |  | Baseline Forecast | bar: 2019 to 2045
Commercial_School (ID)_New_Food Preparation_Natural Gas_Broiler_E8_Baseline Forecast | Commercial | School (ID) | New | Food Preparation | Natural Gas | Broiler | E8 |  | Baseline Forecast | bar: 2019 to 2045
Commercial_School (ID)_New_Food Preparation_Natural Gas_Broiler_E9_Baseline Forecast | Commercial | School (ID) | New | Food Preparation | Natural Gas | Broiler | E9 |  | Baseline Forecast | bar: 2019 to 2045
Commercial_School (ID)_New_Food Preparation_Natural Gas_Broiler_E10_Baseline Forecast | Commercial | School (ID) | New | Food Preparation | Natural Gas | Broiler | E10 |  | Baseline Forecast | bar: 2019 to 2045
Commercial_School (ID)_New_Food Preparation_Natural Gas_Griddle_E1_Baseline Forecast | Commercial | School (ID) | New | Food Preparation | Natural Gas | Griddle | E1 | Standard | Baseline Forecast | 71% | 71% | 71% | 71% | 71% | 71% | 71% | 71% | 71% | 71% | 71% | 71% | 71% | 71% | 71% | 71% | 71% | 71% | 71% | 71% | 71% | 71% | 71% | 71% | 71% | 71% | 71%
Commercial_School (ID)_New_Food Preparation_Natural Gas_Griddle_E2_Baseline Forecast | Commercial | School (ID) | New | Food Preparation | Natural Gas | Griddle | E2 | ENERGY STAR | Baseline Forecast | 29% | 29% | 29% | 29% | 29% | 29% | 29% | 29% | 29% | 29% | 29% | 29% | 29% | 29% | 29% | 29% | 29% | 29% | 29% | 29% | 29% | 29% | 29% | 29% | 29% | 29% | 29%
Commercial_School (ID)_New_Food Preparation_Natural Gas_Griddle_E3_Baseline Forecast | Commercial | School (ID) | New | Food Preparation | Natural Gas | Griddle | E3 |  | Baseline Forecast | bar: 2019 to 2045
Commercial_School (ID)_New_Food Preparation_Natural Gas_Griddle_E4_Baseline Forecast | Commercial | School (ID) | New | Food Preparation | Natural Gas | Griddle | E4 |  | Baseline Forecast | bar: 2019 to 2045
Commercial_School (ID)_New_Food Preparation_Natural Gas_Griddle_E5_Baseline Forecast | Commercial | School (ID) | New | Food Preparation | Natural Gas | Griddle | E5 |  | Baseline Forecast | bar: 2019 to 2045
Commercial_School (ID)_New_Food Preparation_Natural Gas_Griddle_E6_Baseline Forecast | Commercial | School (ID) | New | Food Preparation | Natural Gas | Griddle | E6 |  | Baseline Forecast | bar: 2019 to 2045
Commercial_School (ID)_New_Food Preparation_Natural Gas_Griddle_E7_Baseline Forecast | Commercial | School (ID) | New | Food Preparation | Natural Gas | Griddle | E7 |  | Baseline Forecast | bar: 2019 to 2045
Commercial_School (ID)_New_Food Preparation_Natural Gas_Griddle_E8_Baseline Forecast | Commercial | School (ID) | New | Food Preparation | Natural Gas | Griddle | E8 |  | Baseline Forecast | bar: 2019 to 2045
Commercial_School (ID)_New_Food Preparation_Natural Gas_Griddle_E9_Baseline Forecast | Commercial | School (ID) | New | Food Preparation | Natural Gas | Griddle | E9 |  | Baseline Forecast | bar: 2019 to 2045
Commercial_School (ID)_New_Food Preparation_Natural Gas_Griddle_E10_Baseline Forecast | Commercial | School (ID) | New | Food Preparation | Natural Gas | Griddle | E10 |  | Baseline Forecast | bar: 2019 to 2045
Commercial_School (ID)_New_Food Preparation_Natural Gas_Range_E1_Baseline Forecast | Commercial | School (ID) | New | Food Preparation | Natural Gas | Range | E1 | Standard | Baseline Forecast | 41% | 41% | 41% | 41% | 41% | 41% | 41% | 41% | 41% | 41% | 41% | 41% | 41% | 41% | 41% | 41% | 41% | 41% | 41% | 41% | 41% | 41% | 41% | 41% | 41% | 41% | 41%
Commercial_School (ID)_New_Food Preparation_Natural Gas_Range_E2_Baseline Forecast | Commercial | School (ID) | New | Food Preparation | Natural Gas | Range | E2 | High Efficiency | Baseline Forecast | 59% | 59% | 59% | 59% | 59% | 59% | 59% | 59% | 59% | 59% | 59% | 59% | 59% | 59% | 59% | 59% | 59% | 59% | 59% | 59% | 59% | 59% | 59% | 59% | 59% | 59% | 59%
Commercial_School (ID)_New_Food Preparation_Natural Gas_Range_E3_Baseline Forecast | Commercial | School (ID) | New | Food Preparation | Natural Gas | Range | E3 |  | Baseline Forecast | bar: 2019 to 2045
Commercial_School (ID)_New_Food Preparation_Natural Gas_Range_E4_Baseline Forecast | Commercial | School (ID) | New | Food Preparation | Natural Gas | Range | E4 |  | Baseline Forecast | bar: 2019 to 2045
Commercial_School (ID)_New_Food Preparation_Natural Gas_Range_E5_Baseline Forecast | Commercial | School (ID) | New | Food Preparation | Natural Gas | Range | E5 |  | Baseline Forecast | bar: 2019 to 2045
Commercial_School (ID)_New_Food Preparation_Natural Gas_Range_E6_Baseline Forecast | Commercial | School (ID) | New | Food Preparation | Natural Gas | Range | E6 |  | Baseline Forecast | bar: 2019 to 2045
Commercial_School (ID)_New_Food Preparation_Natural Gas_Range_E7_Baseline Forecast | Commercial | School (ID) | New | Food Preparation | Natural Gas | Range | E7 |  | Baseline Forecast | bar: 2019 to 2045
Commercial_School (ID)_New_Food Preparation_Natural Gas_Range_E8_Baseline Forecast | Commercial | School (ID) | New | Food Preparation | Natural Gas | Range | E8 |  | Baseline Forecast | bar: 2019 to 2045
Commercial_School (ID)_New_Food Preparation_Natural Gas_Range_E9_Baseline Forecast | Commercial | School (ID) | New | Food Preparation | Natural Gas | Range | E9 |  | Baseline Forecast | bar: 2019 to 2045
Commercial_School (ID)_New_Food Preparation_Natural Gas_Range_E10_Baseline Forecast | Commercial | School (ID) | New | Food Preparation | Natural Gas | Range | E10 |  | Baseline Forecast | bar: 2019 to 2045
Commercial_School (ID)_New_Food Preparation_Natural Gas_Steamer_E1_Baseline Forecast | Commercial | School (ID) | New | Food Preparation | Natural Gas | Steamer | E1 | Standard | Baseline Forecast | 50% | 50% | 50% | 50% | 50% | 50% | 50% | 50% | 50% | 50% | 50% | 50% | 50% | 50% | 50% | 50% | 50% | 50% | 50% | 50% | 50% | 50% | 50% | 50% | 50% | 50% | 50%
Commercial_School (ID)_New_Food Preparation_Natural Gas_Steamer_E2_Baseline Forecast | Commercial | School (ID) | New | Food Preparation | Natural Gas | Steamer | E2 | ENERGY STAR | Baseline Forecast | 50% | 50% | 50% | 50% | 50% | 50% | 50% | 50% | 50% | 50% | 50% | 50% | 50% | 50% | 50% | 50% | 50% | 50% | 50% | 50% | 50% | 50% | 50% | 50% | 50% | 50% | 50%
Commercial_School (ID)_New_Food Preparation_Natural Gas_Steamer_E3_Baseline Forecast | Commercial | School (ID) | New | Food Preparation | Natural Gas | Steamer | E3 |  | Baseline Forecast | bar: 2019 to 2045
Commercial_School (ID)_New_Food Preparation_Natural Gas_Steamer_E4_Baseline Forecast | Commercial | School (ID) | New | Food Preparation | Natural Gas | Steamer | E4 |  | Baseline Forecast | bar: 2019 to 2045
Commercial_School (ID)_New_Food Preparation_Natural Gas_Steamer_E5_Baseline Forecast | Commercial | School (ID) | New | Food Preparation | Natural Gas | Steamer | E5 |  | Baseline Forecast | bar: 2019 to 2045
Commercial_School (ID)_New_Food Preparation_Natural Gas_Steamer_E6_Baseline Forecast | Commercial | School (ID) | New | Food Preparation | Natural Gas | Steamer | E6 |  | Baseline Forecast | bar: 2019 to 2045
Commercial_School (ID)_New_Food Preparation_Natural Gas_Steamer_E7_Baseline Forecast | Commercial | School (ID) | New | Food Preparation | Natural Gas | Steamer | E7 |  | Baseline Forecast | bar: 2019 to 2045
Commercial_School (ID)_New_Food Preparation_Natural Gas_Steamer_E8_Baseline Forecast | Commercial | School (ID) | New | Food Preparation | Natural Gas | Steamer | E8 |  | Baseline Forecast | bar: 2019 to 2045
Commercial_School (ID)_New_Food Preparation_Natural Gas_Steamer_E9_Baseline Forecast | Commercial | School (ID) | New | Food Preparation | Natural Gas | Steamer | E9 |  | Baseline Forecast | bar: 2019 to 2045
Commercial_School (ID)_New_Food Preparation_Natural Gas_Steamer_E10_Baseline Forecast | Commercial | School (ID) | New | Food Preparation | Natural Gas | Steamer | E10 |  | Baseline Forecast | bar: 2019 to 2045
Commercial_School (ID)_New_Food Preparation_Natural Gas_Food Prep Other_E1_Baseline Forecast | Commercial | School (ID) | New | Food Preparation | Natural Gas | Food Prep Other | E1 | Standard | Baseline Forecast | 74% | 74% | 74% | 74% | 74% | 74% | 74% | 74% | 74% | 74% | 74% | 74% | 74% | 74% | 74% | 74% | 74% | 74% | 74% | 74% | 74% | 74% | 74% | 74% | 74% | 74% | 74%
Commercial_School (ID)_New_Food Preparation_Natural Gas_Food Prep Other_E2_Baseline Forecast | Commercial | School (ID) | New | Food Preparation | Natural Gas | Food Prep Other | E2 | ENERGY STAR | Baseline Forecast | 26% | 26% | 26% | 26% | 26% | 26% | 26% | 26% | 26% | 26% | 26% | 26% | 26% | 26% | 26% | 26% | 26% | 26% | 26% | 26% | 26% | 26% | 26% | 26% | 26% | 26% | 26%
Commercial_School (ID)_New_Food Preparation_Natural Gas_Food Prep Other_E3_Baseline Forecast | Commercial | School (ID) | New | Food Preparation | Natural Gas | Food Prep Other | E3 |  | Baseline Forecast | bar: 2019 to 2045
Commercial_School (ID)_New_Food Preparation_Natural Gas_Food Prep Other_E4_Baseline Forecast | Commercial | School (ID) | New | Food Preparation | Natural Gas | Food Prep Other | E4 |  | Baseline Forecast | bar: 2019 to 2045
Commercial_School (ID)_New_Food Preparation_Natural Gas_Food Prep Other_E5_Baseline Forecast | Commercial | School (ID) | New | Food Preparation | Natural Gas | Food Prep Other | E5 |  | Baseline Forecast | bar: 2019 to 2045
Commercial_School (ID)_New_Food Preparation_Natural Gas_Food Prep Other_E6_Baseline Forecast | Commercial | School (ID) | New | Food Preparation | Natural Gas | Food Prep Other | E6 |  | Baseline Forecast | bar: 2019 to 2045
Commercial_School (ID)_New_Food Preparation_Natural Gas_Food Prep Other_E7_Baseline Forecast | Commercial | School (ID) | New | Food Preparation | Natural Gas | Food Prep Other | E7 |  | Baseline Forecast | bar: 2019 to 2045
Commercial_School (ID)_New_Food Preparation_Natural Gas_Food Prep Other_E8_Baseline Forecast | Commercial | School (ID) | New | Food Preparation | Natural Gas | Food Prep Other | E8 |  | Baseline Forecast | bar: 2019 to 2045
Commercial_School (ID)_New_Food Preparation_Natural Gas_Food Prep Other_E9_Baseline Forecast | Commercial | School (ID) | New | Food Preparation | Natural Gas | Food Prep Other | E9 |  | Baseline Forecast | bar: 2019 to 2045
Commercial_School (ID)_New_Food Preparation_Natural Gas_Food Prep Other_E10_Baseline Forecast | Commercial | School (ID) | New | Food Preparation | Natural Gas | Food Prep Other | E10 |  | Baseline Forecast | bar: 2019 to 2045
Commercial_School (ID)_New_Miscellaneous_Natural Gas_Pool Heater_E1_Baseline Forecast | Commercial | School (ID) | New | Miscellaneous | Natural Gas | Pool Heater | E1 | Standard (EF .82) | Baseline Forecast | 90% | 90% | 90% | 90% | 90% | 90% | 90% | 90% | 90% | 90% | 90% | 90% | 90% | 90% | 90% | 90% | 90% | 90% | 90% | 90% | 90% | 90% | 90% | 90% | 90% | 90% | 90%
Commercial_School (ID)_New_Miscellaneous_Natural Gas_Pool Heater_E2_Baseline Forecast | Commercial | School (ID) | New | Miscellaneous | Natural Gas | Pool Heater | E2 | Condensing (EF .90) | Baseline Forecast | 10% | 10% | 10% | 10% | 10% | 10% | 10% | 10% | 10% | 10% | 10% | 10% | 10% | 10% | 10% | 10% | 10% | 10% | 10% | 10% | 10% | 10% | 10% | 10% | 10% | 10% | 10%
Commercial_School (ID)_New_Miscellaneous_Natural Gas_Pool Heater_E3_Baseline Forecast | Commercial | School (ID) | New | Miscellaneous | Natural Gas | Pool Heater | E3 |  | Baseline Forecast | bar: 2019 to 2045
Commercial_School (ID)_New_Miscellaneous_Natural Gas_Pool Heater_E4_Baseline Forecast | Commercial | School (ID) | New | Miscellaneous | Natural Gas | Pool Heater | E4 |  | Baseline Forecast | bar: 2019 to 2045
Commercial_School (ID)_New_Miscellaneous_Natural Gas_Pool Heater_E5_Baseline Forecast | Commercial | School (ID) | New | Miscellaneous | Natural Gas | Pool Heater | E5 |  | Baseline Forecast | bar: 2019 to 2045
Commercial_School (ID)_New_Miscellaneous_Natural Gas_Pool Heater_E6_Baseline Forecast | Commercial | School (ID) | New | Miscellaneous | Natural Gas | Pool Heater | E6 |  | Baseline Forecast | bar: 2019 to 2045
Commercial_School (ID)_New_Miscellaneous_Natural Gas_Pool Heater_E7_Baseline Forecast | Commercial | School (ID) | New | Miscellaneous | Natural Gas | Pool Heater | E7 |  | Baseline Forecast | bar: 2019 to 2045
Commercial_School (ID)_New_Miscellaneous_Natural Gas_Pool Heater_E8_Baseline Forecast | Commercial | School (ID) | New | Miscellaneous | Natural Gas | Pool Heater | E8 |  | Baseline Forecast | bar: 2019 to 2045
Commercial_School (ID)_New_Miscellaneous_Natural Gas_Pool Heater_E9_Baseline Forecast | Commercial | School (ID) | New | Miscellaneous | Natural Gas | Pool Heater | E9 |  | Baseline Forecast | bar: 2019 to 2045
Commercial_School (ID)_New_Miscellaneous_Natural Gas_Pool Heater_E10_Baseline Forecast | Commercial | School (ID) | New | Miscellaneous | Natural Gas | Pool Heater | E10 |  | Baseline Forecast | bar: 2019 to 2045
Commercial_School (ID)_New_Miscellaneous_Natural Gas_Miscellaneous_E1_Baseline Forecast | Commercial | School (ID) | New | Miscellaneous | Natural Gas | Miscellaneous | E1 | Standard | Baseline Forecast | 100% | 100% | 100% | 100% | 100% | 100% | 100% | 100% | 100% | 100% | 100% | 100% | 100% | 100% | 100% | 100% | 100% | 100% | 100% | 100% | 100% | 100% | 100% | 100% | 100% | 100% | 100%
Commercial_School (ID)_New_Miscellaneous_Natural Gas_Miscellaneous_E2_Baseline Forecast | Commercial | School (ID) | New | Miscellaneous | Natural Gas | Miscellaneous | E2 |  | Baseline Forecast | bar: 2019 to 2045
Commercial_School (ID)_New_Miscellaneous_Natural Gas_Miscellaneous_E3_Baseline Forecast | Commercial | School (ID) | New | Miscellaneous | Natural Gas | Miscellaneous | E3 |  | Baseline Forecast | bar: 2019 to 2045
Commercial_School (ID)_New_Miscellaneous_Natural Gas_Miscellaneous_E4_Baseline Forecast | Commercial | School (ID) | New | Miscellaneous | Natural Gas | Miscellaneous | E4 |  | Baseline Forecast | bar: 2019 to 2045
Commercial_School (ID)_New_Miscellaneous_Natural Gas_Miscellaneous_E5_Baseline Forecast | Commercial | School (ID) | New | Miscellaneous | Natural Gas | Miscellaneous | E5 |  | Baseline Forecast | bar: 2019 to 2045
Commercial_School (ID)_New_Miscellaneous_Natural Gas_Miscellaneous_E6_Baseline Forecast | Commercial | School (ID) | New | Miscellaneous | Natural Gas | Miscellaneous | E6 |  | Baseline Forecast | bar: 2019 to 2045
Commercial_School (ID)_New_Miscellaneous_Natural Gas_Miscellaneous_E7_Baseline Forecast | Commercial | School (ID) | New | Miscellaneous | Natural Gas | Miscellaneous | E7 |  | Baseline Forecast | bar: 2019 to 2045
Commercial_School (ID)_New_Miscellaneous_Natural Gas_Miscellaneous_E8_Baseline Forecast | Commercial | School (ID) | New | Miscellaneous | Natural Gas | Miscellaneous | E8 |  | Baseline Forecast | bar: 2019 to 2045
Commercial_School (ID)_New_Miscellaneous_Natural Gas_Miscellaneous_E9_Baseline Forecast | Commercial | School (ID) | New | Miscellaneous | Natural Gas | Miscellaneous | E9 |  | Baseline Forecast | bar: 2019 to 2045
Commercial_School (ID)_New_Miscellaneous_Natural Gas_Miscellaneous_E10_Baseline Forecast | Commercial | School (ID) | New | Miscellaneous | Natural Gas | Miscellaneous | E10 |  | Baseline Forecast | bar: 2019 to 2045
Commercial_College (ID)_Existing_Space Heating_Natural Gas_Furnace_E1_Baseline Forecast | Commercial | College (ID) | Existing | Space Heating | Natural Gas | Furnace | E1 | AFUE 80% (Standard) | Baseline Forecast | 100% | 100% | 100% | 100% | 100% | 100% | 100% | 100% | 100% | 100% | 100% | 100% | 100% | 100% | 100% | 100% | 100% | 100% | 100% | 100% | 100% | 100% | 100% | 100% | 100% | 100% | 100%
Commercial_College (ID)_Existing_Space Heating_Natural Gas_Furnace_E2_Baseline Forecast | Commercial | College (ID) | Existing | Space Heating | Natural Gas | Furnace | E2 | AFUE 90% | Baseline Forecast | bar: 2019 to 2045
Commercial_College (ID)_Existing_Space Heating_Natural Gas_Furnace_E3_Baseline Forecast | Commercial | College (ID) | Existing | Space Heating | Natural Gas | Furnace | E3 | AFUE 96% | Baseline Forecast | bar: 2019 to 2045
Commercial_College (ID)_Existing_Space Heating_Natural Gas_Furnace_E4_Baseline Forecast | Commercial | College (ID) | Existing | Space Heating | Natural Gas | Furnace | E4 |  | Baseline Forecast | bar: 2019 to 2045
Commercial_College (ID)_Existing_Space Heating_Natural Gas_Furnace_E5_Baseline Forecast | Commercial | College (ID) | Existing | Space Heating | Natural Gas | Furnace | E5 |  | Baseline Forecast | bar: 2019 to 2045
Commercial_College (ID)_Existing_Space Heating_Natural Gas_Furnace_E6_Baseline Forecast | Commercial | College (ID) | Existing | Space Heating | Natural Gas | Furnace | E6 |  | Baseline Forecast | bar: 2019 to 2045
Commercial_College (ID)_Existing_Space Heating_Natural Gas_Furnace_E7_Baseline Forecast | Commercial | College (ID) | Existing | Space Heating | Natural Gas | Furnace | E7 |  | Baseline Forecast | bar: 2019 to 2045
Commercial_College (ID)_Existing_Space Heating_Natural Gas_Furnace_E8_Baseline Forecast | Commercial | College (ID) | Existing | Space Heating | Natural Gas | Furnace | E8 |  | Baseline Forecast | bar: 2019 to 2045
Commercial_College (ID)_Existing_Space Heating_Natural Gas_Furnace_E9_Baseline Forecast | Commercial | College (ID) | Existing | Space Heating | Natural Gas | Furnace | E9 |  | Baseline Forecast | bar: 2019 to 2045
Commercial_College (ID)_Existing_Space Heating_Natural Gas_Furnace_E10_Baseline Forecast | Commercial | College (ID) | Existing | Space Heating | Natural Gas | Furnace | E10 |  | Baseline Forecast | bar: 2019 to 2045
Commercial_College (ID)_Existing_Space Heating_Natural Gas_Boiler_E1_Baseline Forecast | Commercial | College (ID) | Existing | Space Heating | Natural Gas | Boiler | E1 | AFUE 80% (Standard) | Baseline Forecast | 65% | 65% | 64.1% | 65.35% | 64.38% | 64.38% | 65.76% | 64.71% | 64.71% | 63.58% | 65.11% | 65.11% | 63.87% | 65.61% | 65.61% | 64.23% | 64.23% | 62.74% | 66.27% | 64.71% | 62.74% | 66.27% | 64.71% | 64.71% | 64.71% | 64.71% | 64.71%
Commercial_College (ID)_Existing_Space Heating_Natural Gas_Boiler_E2_Baseline Forecast | Commercial | College (ID) | Existing | Space Heating | Natural Gas | Boiler | E2 | AFUE 85% | Baseline Forecast | bar: 2019 to 2045
Commercial_College (ID)_Existing_Space Heating_Natural Gas_Boiler_E3_Baseline Forecast | Commercial | College (ID) | Existing | Space Heating | Natural Gas | Boiler | E3 | AFUE 97% | Baseline Forecast | 35% | 35% | 35.9% | 34.65% | 35.62% | 35.62% | 34.24% | 35.29% | 35.29% | 36.42% | 34.89% | 34.89% | 36.13% | 34.39% | 34.39% | 35.77% | 35.77% | 37.26% | 33.73% | 35.29% | 37.26% | 33.73% | 35.29% | 35.29% | 35.29% | 35.29% | 35.29%
Commercial_College (ID)_Existing_Space Heating_Natural Gas_Boiler_E4_Baseline Forecast | Commercial | College (ID) | Existing | Space Heating | Natural Gas | Boiler | E4 | Convert to NG Air Source Heat Pump | Baseline Forecast | bar: 2019 to 2045
Commercial_College (ID)_Existing_Space Heating_Natural Gas_Boiler_E5_Baseline Forecast | Commercial | College (ID) | Existing | Space Heating | Natural Gas | Boiler | E5 |  | Baseline Forecast | bar: 2019 to 2045
Commercial_College (ID)_Existing_Space Heating_Natural Gas_Boiler_E6_Baseline Forecast | Commercial | College (ID) | Existing | Space Heating | Natural Gas | Boiler | E6 |  | Baseline Forecast | bar: 2019 to 2045
Commercial_College (ID)_Existing_Space Heating_Natural Gas_Boiler_E7_Baseline Forecast | Commercial | College (ID) | Existing | Space Heating | Natural Gas | Boiler | E7 |  | Baseline Forecast | bar: 2019 to 2045
Commercial_College (ID)_Existing_Space Heating_Natural Gas_Boiler_E8_Baseline Forecast | Commercial | College (ID) | Existing | Space Heating | Natural Gas | Boiler | E8 |  | Baseline Forecast | bar: 2019 to 2045
Commercial_College (ID)_Existing_Space Heating_Natural Gas_Boiler_E9_Baseline Forecast | Commercial | College (ID) | Existing | Space Heating | Natural Gas | Boiler | E9 |  | Baseline Forecast | bar: 2019 to 2045
Commercial_College (ID)_Existing_Space Heating_Natural Gas_Boiler_E10_Baseline Forecast | Commercial | College (ID) | Existing | Space Heating | Natural Gas | Boiler | E10 |  | Baseline Forecast | bar: 2019 to 2045
Commercial_College (ID)_Existing_Space Heating_Natural Gas_Unit Heater_E1_Baseline Forecast | Commercial | College (ID) | Existing | Space Heating | Natural Gas | Unit Heater | E1 | Standard | Baseline Forecast | 100% | 100% | 100% | 100% | 100% | 100% | 100% | 100% | 100% | 100% | 100% | 100% | 100% | 100% | 100% | 100% | 100% | 100% | 100% | 100% | 100% | 100% | 100% | 100% | 100% | 100% | 100%
Commercial_College (ID)_Existing_Space Heating_Natural Gas_Unit Heater_E2_Baseline Forecast | Commercial | College (ID) | Existing | Space Heating | Natural Gas | Unit Heater | E2 | Condensing | Baseline Forecast | bar: 2019 to 2045
Commercial_College (ID)_Existing_Space Heating_Natural Gas_Unit Heater_E3_Baseline Forecast | Commercial | College (ID) | Existing | Space Heating | Natural Gas | Unit Heater | E3 | Infrared Radiant | Baseline Forecast | bar: 2019 to 2045
Commercial_College (ID)_Existing_Space Heating_Natural Gas_Unit Heater_E4_Baseline Forecast | Commercial | College (ID) | Existing | Space Heating | Natural Gas | Unit Heater | E4 |  | Baseline Forecast | bar: 2019 to 2045
Commercial_College (ID)_Existing_Space Heating_Natural Gas_Unit Heater_E5_Baseline Forecast | Commercial | College (ID) | Existing | Space Heating | Natural Gas | Unit Heater | E5 |  | Baseline Forecast | bar: 2019 to 2045
Commercial_College (ID)_Existing_Space Heating_Natural Gas_Unit Heater_E6_Baseline Forecast | Commercial | College (ID) | Existing | Space Heating | Natural Gas | Unit Heater | E6 |  | Baseline Forecast | bar: 2019 to 2045
Commercial_College (ID)_Existing_Space Heating_Natural Gas_Unit Heater_E7_Baseline Forecast | Commercial | College (ID) | Existing | Space Heating | Natural Gas | Unit Heater | E7 |  | Baseline Forecast | bar: 2019 to 2045
Commercial_College (ID)_Existing_Space Heating_Natural Gas_Unit Heater_E8_Baseline Forecast | Commercial | College (ID) | Existing | Space Heating | Natural Gas | Unit Heater | E8 |  | Baseline Forecast | bar: 2019 to 2045
Commercial_College (ID)_Existing_Space Heating_Natural Gas_Unit Heater_E9_Baseline Forecast | Commercial | College (ID) | Existing | Space Heating | Natural Gas | Unit Heater | E9 |  | Baseline Forecast | bar: 2019 to 2045
Commercial_College (ID)_Existing_Space Heating_Natural Gas_Unit Heater_E10_Baseline Forecast | Commercial | College (ID) | Existing | Space Heating | Natural Gas | Unit Heater | E10 |  | Baseline Forecast | bar: 2019 to 2045
Commercial_College (ID)_Existing_Water Heating_Natural Gas_Water Heater_E1_Baseline Forecast | Commercial | College (ID) | Existing | Water Heating | Natural Gas | Water Heater | E1 | TE 0.80 | Baseline Forecast | 47% | 47% | 47% | 47% | 47% | 47% | 47% | 47% | 47% | 47% | 47% | 47% | 47% | 47% | 47% | 47% | 47% | 47% | 47% | 47% | 47% | 47% | 47% | 47% | 47% | 47% | 47%
Commercial_College (ID)_Existing_Water Heating_Natural Gas_Water Heater_E2_Baseline Forecast | Commercial | College (ID) | Existing | Water Heating | Natural Gas | Water Heater | E2 | TE 0.90 | Baseline Forecast | bar: 2019 to 2045
Commercial_College (ID)_Existing_Water Heating_Natural Gas_Water Heater_E3_Baseline Forecast | Commercial | College (ID) | Existing | Water Heating | Natural Gas | Water Heater | E3 | TE 0.94 | Baseline Forecast | 53% | 53% | 53% | 53% | 53% | 53% | 53% | 53% | 53% | 53% | 53% | 53% | 53% | 53% | 53% | 53% | 53% | 53% | 53% | 53% | 53% | 53% | 53% | 53% | 53% | 53% | 53%
Commercial_College (ID)_Existing_Water Heating_Natural Gas_Water Heater_E4_Baseline Forecast | Commercial | College (ID) | Existing | Water Heating | Natural Gas | Water Heater | E4 | Instantaneous TE 0.94 | Baseline Forecast | bar: 2019 to 2045
Commercial_College (ID)_Existing_Water Heating_Natural Gas_Water Heater_E5_Baseline Forecast | Commercial | College (ID) | Existing | Water Heating | Natural Gas | Water Heater | E5 | Gas-Fired Absorption HPWH | Baseline Forecast | bar: 2019 to 2045
Commercial_College (ID)_Existing_Water Heating_Natural Gas_Water Heater_E6_Baseline Forecast | Commercial | College (ID) | Existing | Water Heating | Natural Gas | Water Heater | E6 |  | Baseline Forecast | bar: 2019 to 2045
Commercial_College (ID)_Existing_Water Heating_Natural Gas_Water Heater_E7_Baseline Forecast | Commercial | College (ID) | Existing | Water Heating | Natural Gas | Water Heater | E7 |  | Baseline Forecast | bar: 2019 to 2045
Commercial_College (ID)_Existing_Water Heating_Natural Gas_Water Heater_E8_Baseline Forecast | Commercial | College (ID) | Existing | Water Heating | Natural Gas | Water Heater | E8 |  | Baseline Forecast | bar: 2019 to 2045
Commercial_College (ID)_Existing_Water Heating_Natural Gas_Water Heater_E9_Baseline Forecast | Commercial | College (ID) | Existing | Water Heating | Natural Gas | Water Heater | E9 |  | Baseline Forecast | bar: 2019 to 2045
Commercial_College (ID)_Existing_Water Heating_Natural Gas_Water Heater_E10_Baseline Forecast | Commercial | College (ID) | Existing | Water Heating | Natural Gas | Water Heater | E10 |  | Baseline Forecast | bar: 2019 to 2045
Commercial_College (ID)_Existing_Food Preparation_Natural Gas_Oven_E1_Baseline Forecast | Commercial | College (ID) | Existing | Food Preparation | Natural Gas | Oven | E1 | Standard | Baseline Forecast | 41% | 41% | 41% | 41% | 41% | 41% | 41% | 41% | 41% | 41% | 41% | 41% | 41% | 41% | 41% | 41% | 41% | 41% | 41% | 41% | 41% | 41% | 41% | 41% | 41% | 41% | 41%
Commercial_College (ID)_Existing_Food Preparation_Natural Gas_Oven_E2_Baseline Forecast | Commercial | College (ID) | Existing | Food Preparation | Natural Gas | Oven | E2 | ENERGY STAR (>42% Baking Efficiency) | Baseline Forecast | 59% | 59% | 59% | 59% | 59% | 59% | 59% | 59% | 59% | 59% | 59% | 59% | 59% | 59% | 59% | 59% | 59% | 59% | 59% | 59% | 59% | 59% | 59% | 59% | 59% | 59% | 59%
Commercial_College (ID)_Existing_Food Preparation_Natural Gas_Oven_E3_Baseline Forecast | Commercial | College (ID) | Existing | Food Preparation | Natural Gas | Oven | E3 |  | Baseline Forecast | bar: 2019 to 2045
Commercial_College (ID)_Existing_Food Preparation_Natural Gas_Oven_E4_Baseline Forecast | Commercial | College (ID) | Existing | Food Preparation | Natural Gas | Oven | E4 |  | Baseline Forecast | bar: 2019 to 2045
Commercial_College (ID)_Existing_Food Preparation_Natural Gas_Oven_E5_Baseline Forecast | Commercial | College (ID) | Existing | Food Preparation | Natural Gas | Oven | E5 |  | Baseline Forecast | bar: 2019 to 2045
Commercial_College (ID)_Existing_Food Preparation_Natural Gas_Oven_E6_Baseline Forecast | Commercial | College (ID) | Existing | Food Preparation | Natural Gas | Oven | E6 |  | Baseline Forecast | bar: 2019 to 2045
Commercial_College (ID)_Existing_Food Preparation_Natural Gas_Oven_E7_Baseline Forecast | Commercial | College (ID) | Existing | Food Preparation | Natural Gas | Oven | E7 |  | Baseline Forecast | bar: 2019 to 2045
Commercial_College (ID)_Existing_Food Preparation_Natural Gas_Oven_E8_Baseline Forecast | Commercial | College (ID) | Existing | Food Preparation | Natural Gas | Oven | E8 |  | Baseline Forecast | bar: 2019 to 2045
Commercial_College (ID)_Existing_Food Preparation_Natural Gas_Oven_E9_Baseline Forecast | Commercial | College (ID) | Existing | Food Preparation | Natural Gas | Oven | E9 |  | Baseline Forecast | bar: 2019 to 2045
Commercial_College (ID)_Existing_Food Preparation_Natural Gas_Oven_E10_Baseline Forecast | Commercial | College (ID) | Existing | Food Preparation | Natural Gas | Oven | E10 |  | Baseline Forecast | bar: 2019 to 2045
Commercial_College (ID)_Existing_Food Preparation_Natural Gas_Conveyor Oven_E1_Baseline Forecast | Commercial | College (ID) | Existing | Food Preparation | Natural Gas | Conveyor Oven | E1 | Standard | Baseline Forecast | 41% | 41% | 41% | 41% | 41% | 41% | 41% | 41% | 41% | 41% | 41% | 41% | 41% | 41% | 41% | 41% | 41% | 41% | 41% | 41% | 41% | 41% | 41% | 41% | 41% | 41% | 41%
Commercial_College (ID)_Existing_Food Preparation_Natural Gas_Conveyor Oven_E2_Baseline Forecast | Commercial | College (ID) | Existing | Food Preparation | Natural Gas | Conveyor Oven | E2 | ENERGY STAR (>42% Baking Efficiency) | Baseline Forecast | 59% | 59% | 59% | 59% | 59% | 59% | 59% | 59% | 59% | 59% | 59% | 59% | 59% | 59% | 59% | 59% | 59% | 59% | 59% | 59% | 59% | 59% | 59% | 59% | 59% | 59% | 59%
Commercial_College (ID)_Existing_Food Preparation_Natural Gas_Conveyor Oven_E3_Baseline Forecast | Commercial | College (ID) | Existing | Food Preparation | Natural Gas | Conveyor Oven | E3 |  | Baseline Forecast | bar: 2019 to 2045
Commercial_College (ID)_Existing_Food Preparation_Natural Gas_Conveyor Oven_E4_Baseline Forecast | Commercial | College (ID) | Existing | Food Preparation | Natural Gas | Conveyor Oven | E4 |  | Baseline Forecast | bar: 2019 to 2045
Commercial_College (ID)_Existing_Food Preparation_Natural Gas_Conveyor Oven_E5_Baseline Forecast | Commercial | College (ID) | Existing | Food Preparation | Natural Gas | Conveyor Oven | E5 |  | Baseline Forecast | bar: 2019 to 2045
Commercial_College (ID)_Existing_Food Preparation_Natural Gas_Conveyor Oven_E6_Baseline Forecast | Commercial | College (ID) | Existing | Food Preparation | Natural Gas | Conveyor Oven | E6 |  | Baseline Forecast | bar: 2019 to 2045
Commercial_College (ID)_Existing_Food Preparation_Natural Gas_Conveyor Oven_E7_Baseline Forecast | Commercial | College (ID) | Existing | Food Preparation | Natural Gas | Conveyor Oven | E7 |  | Baseline Forecast | bar: 2019 to 2045
Commercial_College (ID)_Existing_Food Preparation_Natural Gas_Conveyor Oven_E8_Baseline Forecast | Commercial | College (ID) | Existing | Food Preparation | Natural Gas | Conveyor Oven | E8 |  | Baseline Forecast | bar: 2019 to 2045
Commercial_College (ID)_Existing_Food Preparation_Natural Gas_Conveyor Oven_E9_Baseline Forecast | Commercial | College (ID) | Existing | Food Preparation | Natural Gas | Conveyor Oven | E9 |  | Baseline Forecast | bar: 2019 to 2045
Commercial_College (ID)_Existing_Food Preparation_Natural Gas_Conveyor Oven_E10_Baseline Forecast | Commercial | College (ID) | Existing | Food Preparation | Natural Gas | Conveyor Oven | E10 |  | Baseline Forecast | bar: 2019 to 2045
Commercial_College (ID)_Existing_Food Preparation_Natural Gas_Double Rack Oven_E1_Baseline Forecast | Commercial | College (ID) | Existing | Food Preparation | Natural Gas | Double Rack Oven | E1 | Standard | Baseline Forecast | 41% | 41% | 41% | 41% | 41% | 41% | 41% | 41% | 41% | 41% | 41% | 41% | 41% | 41% | 41% | 41% | 41% | 41% | 41% | 41% | 41% | 41% | 41% | 41% | 41% | 41% | 41%
Commercial_College (ID)_Existing_Food Preparation_Natural Gas_Double Rack Oven_E2_Baseline Forecast | Commercial | College (ID) | Existing | Food Preparation | Natural Gas | Double Rack Oven | E2 | FTSC Qualified (>50% Cooking Efficiency) | Baseline Forecast | 59% | 59% | 59% | 59% | 59% | 59% | 59% | 59% | 59% | 59% | 59% | 59% | 59% | 59% | 59% | 59% | 59% | 59% | 59% | 59% | 59% | 59% | 59% | 59% | 59% | 59% | 59%
Commercial_College (ID)_Existing_Food Preparation_Natural Gas_Double Rack Oven_E3_Baseline Forecast | Commercial | College (ID) | Existing | Food Preparation | Natural Gas | Double Rack Oven | E3 |  | Baseline Forecast | bar: 2019 to 2045
Commercial_College (ID)_Existing_Food Preparation_Natural Gas_Double Rack Oven_E4_Baseline Forecast | Commercial | College (ID) | Existing | Food Preparation | Natural Gas | Double Rack Oven | E4 |  | Baseline Forecast | bar: 2019 to 2045
Commercial_College (ID)_Existing_Food Preparation_Natural Gas_Double Rack Oven_E5_Baseline Forecast | Commercial | College (ID) | Existing | Food Preparation | Natural Gas | Double Rack Oven | E5 |  | Baseline Forecast | bar: 2019 to 2045
Commercial_College (ID)_Existing_Food Preparation_Natural Gas_Double Rack Oven_E6_Baseline Forecast | Commercial | College (ID) | Existing | Food Preparation | Natural Gas | Double Rack Oven | E6 |  | Baseline Forecast | bar: 2019 to 2045
Commercial_College (ID)_Existing_Food Preparation_Natural Gas_Double Rack Oven_E7_Baseline Forecast | Commercial | College (ID) | Existing | Food Preparation | Natural Gas | Double Rack Oven | E7 |  | Baseline Forecast | bar: 2019 to 2045
Commercial_College (ID)_Existing_Food Preparation_Natural Gas_Double Rack Oven_E8_Baseline Forecast | Commercial | College (ID) | Existing | Food Preparation | Natural Gas | Double Rack Oven | E8 |  | Baseline Forecast | bar: 2019 to 2045
Commercial_College (ID)_Existing_Food Preparation_Natural Gas_Double Rack Oven_E9_Baseline Forecast | Commercial | College (ID) | Existing | Food Preparation | Natural Gas | Double Rack Oven | E9 |  | Baseline Forecast | bar: 2019 to 2045
Commercial_College (ID)_Existing_Food Preparation_Natural Gas_Double Rack Oven_E10_Baseline Forecast | Commercial | College (ID) | Existing | Food Preparation | Natural Gas | Double Rack Oven | E10 |  | Baseline Forecast | bar: 2019 to 2045
Commercial_College (ID)_Existing_Food Preparation_Natural Gas_Fryer_E1_Baseline Forecast | Commercial | College (ID) | Existing | Food Preparation | Natural Gas | Fryer | E1 | Standard | Baseline Forecast | 74% | 74% | 74% | 74% | 74% | 74% | 74% | 74% | 74% | 74% | 74% | 74% | 74% | 74% | 74% | 74% | 74% | 74% | 74% | 74% | 74% | 74% | 74% | 74% | 74% | 74% | 74%
Commercial_College (ID)_Existing_Food Preparation_Natural Gas_Fryer_E2_Baseline Forecast | Commercial | College (ID) | Existing | Food Preparation | Natural Gas | Fryer | E2 | ENERGY STAR | Baseline Forecast | 26% | 26% | 26% | 26% | 26% | 26% | 26% | 26% | 26% | 26% | 26% | 26% | 26% | 26% | 26% | 26% | 26% | 26% | 26% | 26% | 26% | 26% | 26% | 26% | 26% | 26% | 26%
Commercial_College (ID)_Existing_Food Preparation_Natural Gas_Fryer_E3_Baseline Forecast | Commercial | College (ID) | Existing | Food Preparation | Natural Gas | Fryer | E3 |  | Baseline Forecast | bar: 2019 to 2045
Commercial_College (ID)_Existing_Food Preparation_Natural Gas_Fryer_E4_Baseline Forecast | Commercial | College (ID) | Existing | Food Preparation | Natural Gas | Fryer | E4 |  | Baseline Forecast | bar: 2019 to 2045
Commercial_College (ID)_Existing_Food Preparation_Natural Gas_Fryer_E5_Baseline Forecast | Commercial | College (ID) | Existing | Food Preparation | Natural Gas | Fryer | E5 |  | Baseline Forecast | bar: 2019 to 2045
Commercial_College (ID)_Existing_Food Preparation_Natural Gas_Fryer_E6_Baseline Forecast | Commercial | College (ID) | Existing | Food Preparation | Natural Gas | Fryer | E6 |  | Baseline Forecast | bar: 2019 to 2045
Commercial_College (ID)_Existing_Food Preparation_Natural Gas_Fryer_E7_Baseline Forecast | Commercial | College (ID) | Existing | Food Preparation | Natural Gas | Fryer | E7 |  | Baseline Forecast | bar: 2019 to 2045
Commercial_College (ID)_Existing_Food Preparation_Natural Gas_Fryer_E8_Baseline Forecast | Commercial | College (ID) | Existing | Food Preparation | Natural Gas | Fryer | E8 |  | Baseline Forecast | bar: 2019 to 2045
Commercial_College (ID)_Existing_Food Preparation_Natural Gas_Fryer_E9_Baseline Forecast | Commercial | College (ID) | Existing | Food Preparation | Natural Gas | Fryer | E9 |  | Baseline Forecast | bar: 2019 to 2045
Commercial_College (ID)_Existing_Food Preparation_Natural Gas_Fryer_E10_Baseline Forecast | Commercial | College (ID) | Existing | Food Preparation | Natural Gas | Fryer | E10 |  | Baseline Forecast | bar: 2019 to 2045
Commercial_College (ID)_Existing_Food Preparation_Natural Gas_Broiler_E1_Baseline Forecast | Commercial | College (ID) | Existing | Food Preparation | Natural Gas | Broiler | E1 | Standard | Baseline Forecast | 74% | 74% | 74% | 74% | 74% | 74% | 74% | 74% | 74% | 74% | 74% | 74% | 74% | 74% | 74% | 74% | 74% | 74% | 74% | 74% | 74% | 74% | 74% | 74% | 74% | 74% | 74%
Commercial_College (ID)_Existing_Food Preparation_Natural Gas_Broiler_E2_Baseline Forecast | Commercial | College (ID) | Existing | Food Preparation | Natural Gas | Broiler | E2 | Infrared Burners | Baseline Forecast | 26% | 26% | 26% | 26% | 26% | 26% | 26% | 26% | 26% | 26% | 26% | 26% | 26% | 26% | 26% | 26% | 26% | 26% | 26% | 26% | 26% | 26% | 26% | 26% | 26% | 26% | 26%
Commercial_College (ID)_Existing_Food Preparation_Natural Gas_Broiler_E3_Baseline Forecast | Commercial | College (ID) | Existing | Food Preparation | Natural Gas | Broiler | E3 |  | Baseline Forecast | bar: 2019 to 2045
Commercial_College (ID)_Existing_Food Preparation_Natural Gas_Broiler_E4_Baseline Forecast | Commercial | College (ID) | Existing | Food Preparation | Natural Gas | Broiler | E4 |  | Baseline Forecast | bar: 2019 to 2045
Commercial_College (ID)_Existing_Food Preparation_Natural Gas_Broiler_E5_Baseline Forecast | Commercial | College (ID) | Existing | Food Preparation | Natural Gas | Broiler | E5 |  | Baseline Forecast | bar: 2019 to 2045
Commercial_College (ID)_Existing_Food Preparation_Natural Gas_Broiler_E6_Baseline Forecast | Commercial | College (ID) | Existing | Food Preparation | Natural Gas | Broiler | E6 |  | Baseline Forecast | bar: 2019 to 2045
Commercial_College (ID)_Existing_Food Preparation_Natural Gas_Broiler_E7_Baseline Forecast | Commercial | College (ID) | Existing | Food Preparation | Natural Gas | Broiler | E7 |  | Baseline Forecast | bar: 2019 to 2045
Commercial_College (ID)_Existing_Food Preparation_Natural Gas_Broiler_E8_Baseline Forecast | Commercial | College (ID) | Existing | Food Preparation | Natural Gas | Broiler | E8 |  | Baseline Forecast | bar: 2019 to 2045
Commercial_College (ID)_Existing_Food Preparation_Natural Gas_Broiler_E9_Baseline Forecast | Commercial | College (ID) | Existing | Food Preparation | Natural Gas | Broiler | E9 |  | Baseline Forecast | bar: 2019 to 2045
Commercial_College (ID)_Existing_Food Preparation_Natural Gas_Broiler_E10_Baseline Forecast | Commercial | College (ID) | Existing | Food Preparation | Natural Gas | Broiler | E10 |  | Baseline Forecast | bar: 2019 to 2045
Commercial_College (ID)_Existing_Food Preparation_Natural Gas_Griddle_E1_Baseline Forecast | Commercial | College (ID) | Existing | Food Preparation | Natural Gas | Griddle | E1 | Standard | Baseline Forecast | 71% | 71% | 71% | 71% | 71% | 71% | 71% | 71% | 71% | 71% | 71% | 71% | 71% | 71% | 71% | 71% | 71% | 71% | 71% | 71% | 71% | 71% | 71% | 71% | 71% | 71% | 71%
Commercial_College (ID)_Existing_Food Preparation_Natural Gas_Griddle_E2_Baseline Forecast | Commercial | College (ID) | Existing | Food Preparation | Natural Gas | Griddle | E2 | ENERGY STAR | Baseline Forecast | 29% | 29% | 29% | 29% | 29% | 29% | 29% | 29% | 29% | 29% | 29% | 29% | 29% | 29% | 29% | 29% | 29% | 29% | 29% | 29% | 29% | 29% | 29% | 29% | 29% | 29% | 29%
Commercial_College (ID)_Existing_Food Preparation_Natural Gas_Griddle_E3_Baseline Forecast | Commercial | College (ID) | Existing | Food Preparation | Natural Gas | Griddle | E3 |  | Baseline Forecast | bar: 2019 to 2045
Commercial_College (ID)_Existing_Food Preparation_Natural Gas_Griddle_E4_Baseline Forecast | Commercial | College (ID) | Existing | Food Preparation | Natural Gas | Griddle | E4 |  | Baseline Forecast | bar: 2019 to 2045
Commercial_College (ID)_Existing_Food Preparation_Natural Gas_Griddle_E5_Baseline Forecast | Commercial | College (ID) | Existing | Food Preparation | Natural Gas | Griddle | E5 |  | Baseline Forecast | bar: 2019 to 2045
Commercial_College (ID)_Existing_Food Preparation_Natural Gas_Griddle_E6_Baseline Forecast | Commercial | College (ID) | Existing | Food Preparation | Natural Gas | Griddle | E6 |  | Baseline Forecast | bar: 2019 to 2045
Commercial_College (ID)_Existing_Food Preparation_Natural Gas_Griddle_E7_Baseline Forecast | Commercial | College (ID) | Existing | Food Preparation | Natural Gas | Griddle | E7 |  | Baseline Forecast | bar: 2019 to 2045
Commercial_College (ID)_Existing_Food Preparation_Natural Gas_Griddle_E8_Baseline Forecast | Commercial | College (ID) | Existing | Food Preparation | Natural Gas | Griddle | E8 |  | Baseline Forecast | bar: 2019 to 2045
Commercial_College (ID)_Existing_Food Preparation_Natural Gas_Griddle_E9_Baseline Forecast | Commercial | College (ID) | Existing | Food Preparation | Natural Gas | Griddle | E9 |  | Baseline Forecast | bar: 2019 to 2045
Commercial_College (ID)_Existing_Food Preparation_Natural Gas_Griddle_E10_Baseline Forecast | Commercial | College (ID) | Existing | Food Preparation | Natural Gas | Griddle | E10 |  | Baseline Forecast | bar: 2019 to 2045
Commercial_College (ID)_Existing_Food Preparation_Natural Gas_Range_E1_Baseline Forecast | Commercial | College (ID) | Existing | Food Preparation | Natural Gas | Range | E1 | Standard | Baseline Forecast | 41% | 41% | 41% | 41% | 41% | 41% | 41% | 41% | 41% | 41% | 41% | 41% | 41% | 41% | 41% | 41% | 41% | 41% | 41% | 41% | 41% | 41% | 41% | 41% | 41% | 41% | 41%
Commercial_College (ID)_Existing_Food Preparation_Natural Gas_Range_E2_Baseline Forecast | Commercial | College (ID) | Existing | Food Preparation | Natural Gas | Range | E2 | High Efficiency | Baseline Forecast | 59% | 59% | 59% | 59% | 59% | 59% | 59% | 59% | 59% | 59% | 59% | 59% | 59% | 59% | 59% | 59% | 59% | 59% | 59% | 59% | 59% | 59% | 59% | 59% | 59% | 59% | 59%
Commercial_College (ID)_Existing_Food Preparation_Natural Gas_Range_E3_Baseline Forecast | Commercial | College (ID) | Existing | Food Preparation | Natural Gas | Range | E3 |  | Baseline Forecast | bar: 2019 to 2045
Commercial_College (ID)_Existing_Food Preparation_Natural Gas_Range_E4_Baseline Forecast | Commercial | College (ID) | Existing | Food Preparation | Natural Gas | Range | E4 |  | Baseline Forecast | bar: 2019 to 2045
Commercial_College (ID)_Existing_Food Preparation_Natural Gas_Range_E5_Baseline Forecast | Commercial | College (ID) | Existing | Food Preparation | Natural Gas | Range | E5 |  | Baseline Forecast | bar: 2019 to 2045
Commercial_College (ID)_Existing_Food Preparation_Natural Gas_Range_E6_Baseline Forecast | Commercial | College (ID) | Existing | Food Preparation | Natural Gas | Range | E6 |  | Baseline Forecast | bar: 2019 to 2045
Commercial_College (ID)_Existing_Food Preparation_Natural Gas_Range_E7_Baseline Forecast | Commercial | College (ID) | Existing | Food Preparation | Natural Gas | Range | E7 |  | Baseline Forecast | bar: 2019 to 2045
Commercial_College (ID)_Existing_Food Preparation_Natural Gas_Range_E8_Baseline Forecast | Commercial | College (ID) | Existing | Food Preparation | Natural Gas | Range | E8 |  | Baseline Forecast | bar: 2019 to 2045
Commercial_College (ID)_Existing_Food Preparation_Natural Gas_Range_E9_Baseline Forecast | Commercial | College (ID) | Existing | Food Preparation | Natural Gas | Range | E9 |  | Baseline Forecast | bar: 2019 to 2045
Commercial_College (ID)_Existing_Food Preparation_Natural Gas_Range_E10_Baseline Forecast | Commercial | College (ID) | Existing | Food Preparation | Natural Gas | Range | E10 |  | Baseline Forecast | bar: 2019 to 2045
Commercial_College (ID)_Existing_Food Preparation_Natural Gas_Steamer_E1_Baseline Forecast | Commercial | College (ID) | Existing | Food Preparation | Natural Gas | Steamer | E1 | Standard | Baseline Forecast | 50% | 50% | 50% | 50% | 50% | 50% | 50% | 50% | 50% | 50% | 50% | 50% | 50% | 50% | 50% | 50% | 50% | 50% | 50% | 50% | 50% | 50% | 50% | 50% | 50% | 50% | 50%
Commercial_College (ID)_Existing_Food Preparation_Natural Gas_Steamer_E2_Baseline Forecast | Commercial | College (ID) | Existing | Food Preparation | Natural Gas | Steamer | E2 | ENERGY STAR | Baseline Forecast | 50% | 50% | 50% | 50% | 50% | 50% | 50% | 50% | 50% | 50% | 50% | 50% | 50% | 50% | 50% | 50% | 50% | 50% | 50% | 50% | 50% | 50% | 50% | 50% | 50% | 50% | 50%
Commercial_College (ID)_Existing_Food Preparation_Natural Gas_Steamer_E3_Baseline Forecast | Commercial | College (ID) | Existing | Food Preparation | Natural Gas | Steamer | E3 |  | Baseline Forecast | bar: 2019 to 2045
Commercial_College (ID)_Existing_Food Preparation_Natural Gas_Steamer_E4_Baseline Forecast | Commercial | College (ID) | Existing | Food Preparation | Natural Gas | Steamer | E4 |  | Baseline Forecast | bar: 2019 to 2045
Commercial_College (ID)_Existing_Food Preparation_Natural Gas_Steamer_E5_Baseline Forecast | Commercial | College (ID) | Existing | Food Preparation | Natural Gas | Steamer | E5 |  | Baseline Forecast | bar: 2019 to 2045
Commercial_College (ID)_Existing_Food Preparation_Natural Gas_Steamer_E6_Baseline Forecast | Commercial | College (ID) | Existing | Food Preparation | Natural Gas | Steamer | E6 |  | Baseline Forecast | bar: 2019 to 2045
Commercial_College (ID)_Existing_Food Preparation_Natural Gas_Steamer_E7_Baseline Forecast | Commercial | College (ID) | Existing | Food Preparation | Natural Gas | Steamer | E7 |  | Baseline Forecast | bar: 2019 to 2045
Commercial_College (ID)_Existing_Food Preparation_Natural Gas_Steamer_E8_Baseline Forecast | Commercial | College (ID) | Existing | Food Preparation | Natural Gas | Steamer | E8 |  | Baseline Forecast | bar: 2019 to 2045
Commercial_College (ID)_Existing_Food Preparation_Natural Gas_Steamer_E9_Baseline Forecast | Commercial | College (ID) | Existing | Food Preparation | Natural Gas | Steamer | E9 |  | Baseline Forecast | bar: 2019 to 2045
Commercial_College (ID)_Existing_Food Preparation_Natural Gas_Steamer_E10_Baseline Forecast | Commercial | College (ID) | Existing | Food Preparation | Natural Gas | Steamer | E10 |  | Baseline Forecast | bar: 2019 to 2045
Commercial_College (ID)_Existing_Food Preparation_Natural Gas_Food Prep Other_E1_Baseline Forecast | Commercial | College (ID) | Existing | Food Preparation | Natural Gas | Food Prep Other | E1 | Standard | Baseline Forecast | 74% | 74% | 74% | 74% | 74% | 74% | 74% | 74% | 74% | 74% | 74% | 74% | 74% | 74% | 74% | 74% | 74% | 74% | 74% | 74% | 74% | 74% | 74% | 74% | 74% | 74% | 74%
Commercial_College (ID)_Existing_Food Preparation_Natural Gas_Food Prep Other_E2_Baseline Forecast | Commercial | College (ID) | Existing | Food Preparation | Natural Gas | Food Prep Other | E2 | ENERGY STAR | Baseline Forecast | 26% | 26% | 26% | 26% | 26% | 26% | 26% | 26% | 26% | 26% | 26% | 26% | 26% | 26% | 26% | 26% | 26% | 26% | 26% | 26% | 26% | 26% | 26% | 26% | 26% | 26% | 26%
Commercial_College (ID)_Existing_Food Preparation_Natural Gas_Food Prep Other_E3_Baseline Forecast | Commercial | College (ID) | Existing | Food Preparation | Natural Gas | Food Prep Other | E3 |  | Baseline Forecast | bar: 2019 to 2045
Commercial_College (ID)_Existing_Food Preparation_Natural Gas_Food Prep Other_E4_Baseline Forecast | Commercial | College (ID) | Existing | Food Preparation | Natural Gas | Food Prep Other | E4 |  | Baseline Forecast | bar: 2019 to 2045
Commercial_College (ID)_Existing_Food Preparation_Natural Gas_Food Prep Other_E5_Baseline Forecast | Commercial | College (ID) | Existing | Food Preparation | Natural Gas | Food Prep Other | E5 |  | Baseline Forecast | bar: 2019 to 2045
Commercial_College (ID)_Existing_Food Preparation_Natural Gas_Food Prep Other_E6_Baseline Forecast | Commercial | College (ID) | Existing | Food Preparation | Natural Gas | Food Prep Other | E6 |  | Baseline Forecast | bar: 2019 to 2045
Commercial_College (ID)_Existing_Food Preparation_Natural Gas_Food Prep Other_E7_Baseline Forecast | Commercial | College (ID) | Existing | Food Preparation | Natural Gas | Food Prep Other | E7 |  | Baseline Forecast | bar: 2019 to 2045
Commercial_College (ID)_Existing_Food Preparation_Natural Gas_Food Prep Other_E8_Baseline Forecast | Commercial | College (ID) | Existing | Food Preparation | Natural Gas | Food Prep Other | E8 |  | Baseline Forecast | bar: 2019 to 2045
Commercial_College (ID)_Existing_Food Preparation_Natural Gas_Food Prep Other_E9_Baseline Forecast | Commercial | College (ID) | Existing | Food Preparation | Natural Gas | Food Prep Other | E9 |  | Baseline Forecast | bar: 2019 to 2045
Commercial_College (ID)_Existing_Food Preparation_Natural Gas_Food Prep Other_E10_Baseline Forecast | Commercial | College (ID) | Existing | Food Preparation | Natural Gas | Food Prep Other | E10 |  | Baseline Forecast | bar: 2019 to 2045
Commercial_College (ID)_Existing_Miscellaneous_Natural Gas_Pool Heater_E1_Baseline Forecast | Commercial | College (ID) | Existing | Miscellaneous | Natural Gas | Pool Heater | E1 | Standard (EF .82) | Baseline Forecast | 90% | 90% | 90% | 90% | 90% | 90% | 90% | 90% | 90% | 90% | 90% | 90% | 90% | 90% | 90% | 90% | 90% | 90% | 90% | 90% | 90% | 90% | 90% | 90% | 90% | 90% | 90%
Commercial_College (ID)_Existing_Miscellaneous_Natural Gas_Pool Heater_E2_Baseline Forecast | Commercial | College (ID) | Existing | Miscellaneous | Natural Gas | Pool Heater | E2 | Condensing (EF .90) | Baseline Forecast | 10% | 10% | 10% | 10% | 10% | 10% | 10% | 10% | 10% | 10% | 10% | 10% | 10% | 10% | 10% | 10% | 10% | 10% | 10% | 10% | 10% | 10% | 10% | 10% | 10% | 10% | 10%
Commercial_College (ID)_Existing_Miscellaneous_Natural Gas_Pool Heater_E3_Baseline Forecast | Commercial | College (ID) | Existing | Miscellaneous | Natural Gas | Pool Heater | E3 |  | Baseline Forecast | bar: 2019 to 2045
Commercial_College (ID)_Existing_Miscellaneous_Natural Gas_Pool Heater_E4_Baseline Forecast | Commercial | College (ID) | Existing | Miscellaneous | Natural Gas | Pool Heater | E4 |  | Baseline Forecast | bar: 2019 to 2045
Commercial_College (ID)_Existing_Miscellaneous_Natural Gas_Pool Heater_E5_Baseline Forecast | Commercial | College (ID) | Existing | Miscellaneous | Natural Gas | Pool Heater | E5 |  | Baseline Forecast | bar: 2019 to 2045
Commercial_College (ID)_Existing_Miscellaneous_Natural Gas_Pool Heater_E6_Baseline Forecast | Commercial | College (ID) | Existing | Miscellaneous | Natural Gas | Pool Heater | E6 |  | Baseline Forecast | bar: 2019 to 2045
Commercial_College (ID)_Existing_Miscellaneous_Natural Gas_Pool Heater_E7_Baseline Forecast | Commercial | College (ID) | Existing | Miscellaneous | Natural Gas | Pool Heater | E7 |  | Baseline Forecast | bar: 2019 to 2045
Commercial_College (ID)_Existing_Miscellaneous_Natural Gas_Pool Heater_E8_Baseline Forecast | Commercial | College (ID) | Existing | Miscellaneous | Natural Gas | Pool Heater | E8 |  | Baseline Forecast | bar: 2019 to 2045
Commercial_College (ID)_Existing_Miscellaneous_Natural Gas_Pool Heater_E9_Baseline Forecast | Commercial | College (ID) | Existing | Miscellaneous | Natural Gas | Pool Heater | E9 |  | Baseline Forecast | bar: 2019 to 2045
Commercial_College (ID)_Existing_Miscellaneous_Natural Gas_Pool Heater_E10_Baseline Forecast | Commercial | College (ID) | Existing | Miscellaneous | Natural Gas | Pool Heater | E10 |  | Baseline Forecast | bar: 2019 to 2045
Commercial_College (ID)_Existing_Miscellaneous_Natural Gas_Miscellaneous_E1_Baseline Forecast | Commercial | College (ID) | Existing | Miscellaneous | Natural Gas | Miscellaneous | E1 | Standard | Baseline Forecast | 100% | 100% | 100% | 100% | 100% | 100% | 100% | 100% | 100% | 100% | 100% | 100% | 100% | 100% | 100% | 100% | 100% | 100% | 100% | 100% | 100% | 100% | 100% | 100% | 100% | 100% | 100%
Commercial_College (ID)_Existing_Miscellaneous_Natural Gas_Miscellaneous_E2_Baseline Forecast | Commercial | College (ID) | Existing | Miscellaneous | Natural Gas | Miscellaneous | E2 |  | Baseline Forecast | bar: 2019 to 2045
Commercial_College (ID)_Existing_Miscellaneous_Natural Gas_Miscellaneous_E3_Baseline Forecast | Commercial | College (ID) | Existing | Miscellaneous | Natural Gas | Miscellaneous | E3 |  | Baseline Forecast | bar: 2019 to 2045
Commercial_College (ID)_Existing_Miscellaneous_Natural Gas_Miscellaneous_E4_Baseline Forecast | Commercial | College (ID) | Existing | Miscellaneous | Natural Gas | Miscellaneous | E4 |  | Baseline Forecast | bar: 2019 to 2045
Commercial_College (ID)_Existing_Miscellaneous_Natural Gas_Miscellaneous_E5_Baseline Forecast | Commercial | College (ID) | Existing | Miscellaneous | Natural Gas | Miscellaneous | E5 |  | Baseline Forecast | bar: 2019 to 2045
Commercial_College (ID)_Existing_Miscellaneous_Natural Gas_Miscellaneous_E6_Baseline Forecast | Commercial | College (ID) | Existing | Miscellaneous | Natural Gas | Miscellaneous | E6 |  | Baseline Forecast | bar: 2019 to 2045
Commercial_College (ID)_Existing_Miscellaneous_Natural Gas_Miscellaneous_E7_Baseline Forecast | Commercial | College (ID) | Existing | Miscellaneous | Natural Gas | Miscellaneous | E7 |  | Baseline Forecast | bar: 2019 to 2045
Commercial_College (ID)_Existing_Miscellaneous_Natural Gas_Miscellaneous_E8_Baseline Forecast | Commercial | College (ID) | Existing | Miscellaneous | Natural Gas | Miscellaneous | E8 |  | Baseline Forecast | bar: 2019 to 2045
Commercial_College (ID)_Existing_Miscellaneous_Natural Gas_Miscellaneous_E9_Baseline Forecast | Commercial | College (ID) | Existing | Miscellaneous | Natural Gas | Miscellaneous | E9 |  | Baseline Forecast | bar: 2019 to 2045
Commercial_College (ID)_Existing_Miscellaneous_Natural Gas_Miscellaneous_E10_Baseline Forecast | Commercial | College (ID) | Existing | Miscellaneous | Natural Gas | Miscellaneous | E10 |  | Baseline Forecast | bar: 2019 to 2045
Commercial_College (ID)_New_Space Heating_Natural Gas_Furnace_E1_Baseline Forecast | Commercial | College (ID) | New | Space Heating | Natural Gas | Furnace | E1 | AFUE 80% (Standard) | Baseline Forecast | 100% | 100% | 100% | 100% | 100% | 100% | 100% | 100% | 100% | 100% | 100% | 100% | 100% | 100% | 100% | 100% | 100% | 100% | 100% | 100% | 100% | 100% | 100% | 100% | 100% | 100% | 100%
Commercial_College (ID)_New_Space Heating_Natural Gas_Furnace_E2_Baseline Forecast | Commercial | College (ID) | New | Space Heating | Natural Gas | Furnace | E2 | AFUE 90% | Baseline Forecast | bar: 2019 to 2045
Commercial_College (ID)_New_Space Heating_Natural Gas_Furnace_E3_Baseline Forecast | Commercial | College (ID) | New | Space Heating | Natural Gas | Furnace | E3 | AFUE 96% | Baseline Forecast | bar: 2019 to 2045
Commercial_College (ID)_New_Space Heating_Natural Gas_Furnace_E4_Baseline Forecast | Commercial | College (ID) | New | Space Heating | Natural Gas | Furnace | E4 |  | Baseline Forecast | bar: 2019 to 2045
Commercial_College (ID)_New_Space Heating_Natural Gas_Furnace_E5_Baseline Forecast | Commercial | College (ID) | New | Space Heating | Natural Gas | Furnace | E5 |  | Baseline Forecast | bar: 2019 to 2045
Commercial_College (ID)_New_Space Heating_Natural Gas_Furnace_E6_Baseline Forecast | Commercial | College (ID) | New | Space Heating | Natural Gas | Furnace | E6 |  | Baseline Forecast | bar: 2019 to 2045
Commercial_College (ID)_New_Space Heating_Natural Gas_Furnace_E7_Baseline Forecast | Commercial | College (ID) | New | Space Heating | Natural Gas | Furnace | E7 |  | Baseline Forecast | bar: 2019 to 2045
Commercial_College (ID)_New_Space Heating_Natural Gas_Furnace_E8_Baseline Forecast | Commercial | College (ID) | New | Space Heating | Natural Gas | Furnace | E8 |  | Baseline Forecast | bar: 2019 to 2045
Commercial_College (ID)_New_Space Heating_Natural Gas_Furnace_E9_Baseline Forecast | Commercial | College (ID) | New | Space Heating | Natural Gas | Furnace | E9 |  | Baseline Forecast | bar: 2019 to 2045
Commercial_College (ID)_New_Space Heating_Natural Gas_Furnace_E10_Baseline Forecast | Commercial | College (ID) | New | Space Heating | Natural Gas | Furnace | E10 |  | Baseline Forecast | bar: 2019 to 2045
Commercial_College (ID)_New_Space Heating_Natural Gas_Boiler_E1_Baseline Forecast | Commercial | College (ID) | New | Space Heating | Natural Gas | Boiler | E1 | AFUE 80% (Standard) | Baseline Forecast | 100% | 100% | 100% | 100% | 100% | 100% | 70.21% | 70.21% | 70.21% | 70.21% | 70.21% | 61.11% | 61.11% | 61.11% | 61.11% | 61.11% | 61.11% | 61.11% | 61.11% | 61.11% | 61.11% | 61.11% | 61.11% | 61.11% | 61.11% | 61.11% | 61.11%
Commercial_College (ID)_New_Space Heating_Natural Gas_Boiler_E2_Baseline Forecast | Commercial | College (ID) | New | Space Heating | Natural Gas | Boiler | E2 | AFUE 85% | Baseline Forecast | bar: 2019 to 2045
Commercial_College (ID)_New_Space Heating_Natural Gas_Boiler_E3_Baseline Forecast | Commercial | College (ID) | New | Space Heating | Natural Gas | Boiler | E3 | AFUE 97% | Baseline Forecast | 0% | 0% | 0% | 0% | 0% | 0% | 29.79% | 29.79% | 29.79% | 29.79% | 29.79% | 38.89% | 38.89% | 38.89% | 38.89% | 38.89% | 38.89% | 38.89% | 38.89% | 38.89% | 38.89% | 38.89% | 38.89% | 38.89% | 38.89% | 38.89% | 38.89%
Commercial_College (ID)_New_Space Heating_Natural Gas_Boiler_E4_Baseline Forecast | Commercial | College (ID) | New | Space Heating | Natural Gas | Boiler | E4 | Convert to NG Air Source Heat Pump | Baseline Forecast | bar: 2019 to 2045
Commercial_College (ID)_New_Space Heating_Natural Gas_Boiler_E5_Baseline Forecast | Commercial | College (ID) | New | Space Heating | Natural Gas | Boiler | E5 |  | Baseline Forecast | bar: 2019 to 2045
Commercial_College (ID)_New_Space Heating_Natural Gas_Boiler_E6_Baseline Forecast | Commercial | College (ID) | New | Space Heating | Natural Gas | Boiler | E6 |  | Baseline Forecast | bar: 2019 to 2045
Commercial_College (ID)_New_Space Heating_Natural Gas_Boiler_E7_Baseline Forecast | Commercial | College (ID) | New | Space Heating | Natural Gas | Boiler | E7 |  | Baseline Forecast | bar: 2019 to 2045
Commercial_College (ID)_New_Space Heating_Natural Gas_Boiler_E8_Baseline Forecast | Commercial | College (ID) | New | Space Heating | Natural Gas | Boiler | E8 |  | Baseline Forecast | bar: 2019 to 2045
Commercial_College (ID)_New_Space Heating_Natural Gas_Boiler_E9_Baseline Forecast | Commercial | College (ID) | New | Space Heating | Natural Gas | Boiler | E9 |  | Baseline Forecast | bar: 2019 to 2045
Commercial_College (ID)_New_Space Heating_Natural Gas_Boiler_E10_Baseline Forecast | Commercial | College (ID) | New | Space Heating | Natural Gas | Boiler | E10 |  | Baseline Forecast | bar: 2019 to 2045
Commercial_College (ID)_New_Space Heating_Natural Gas_Unit Heater_E1_Baseline Forecast | Commercial | College (ID) | New | Space Heating | Natural Gas | Unit Heater | E1 | Standard | Baseline Forecast | 100% | 100% | 100% | 100% | 100% | 100% | 100% | 100% | 100% | 100% | 100% | 100% | 100% | 100% | 100% | 100% | 100% | 100% | 100% | 100% | 100% | 100% | 100% | 100% | 100% | 100% | 100%
Commercial_College (ID)_New_Space Heating_Natural Gas_Unit Heater_E2_Baseline Forecast | Commercial | College (ID) | New | Space Heating | Natural Gas | Unit Heater | E2 | Condensing | Baseline Forecast | bar: 2019 to 2045
Commercial_College (ID)_New_Space Heating_Natural Gas_Unit Heater_E3_Baseline Forecast | Commercial | College (ID) | New | Space Heating | Natural Gas | Unit Heater | E3 | Infrared Radiant | Baseline Forecast | bar: 2019 to 2045
Commercial_College (ID)_New_Space Heating_Natural Gas_Unit Heater_E4_Baseline Forecast | Commercial | College (ID) | New | Space Heating | Natural Gas | Unit Heater | E4 |  | Baseline Forecast | bar: 2019 to 2045
Commercial_College (ID)_New_Space Heating_Natural Gas_Unit Heater_E5_Baseline Forecast | Commercial | College (ID) | New | Space Heating | Natural Gas | Unit Heater | E5 |  | Baseline Forecast | bar: 2019 to 2045
Commercial_College (ID)_New_Space Heating_Natural Gas_Unit Heater_E6_Baseline Forecast | Commercial | College (ID) | New | Space Heating | Natural Gas | Unit Heater | E6 |  | Baseline Forecast | bar: 2019 to 2045
Commercial_College (ID)_New_Space Heating_Natural Gas_Unit Heater_E7_Baseline Forecast | Commercial | College (ID) | New | Space Heating | Natural Gas | Unit Heater | E7 |  | Baseline Forecast | bar: 2019 to 2045
Commercial_College (ID)_New_Space Heating_Natural Gas_Unit Heater_E8_Baseline Forecast | Commercial | College (ID) | New | Space Heating | Natural Gas | Unit Heater | E8 |  | Baseline Forecast | bar: 2019 to 2045
Commercial_College (ID)_New_Space Heating_Natural Gas_Unit Heater_E9_Baseline Forecast | Commercial | College (ID) | New | Space Heating | Natural Gas | Unit Heater | E9 |  | Baseline Forecast | bar: 2019 to 2045
Commercial_College (ID)_New_Space Heating_Natural Gas_Unit Heater_E10_Baseline Forecast | Commercial | College (ID) | New | Space Heating | Natural Gas | Unit Heater | E10 |  | Baseline Forecast | bar: 2019 to 2045
Commercial_College (ID)_New_Water Heating_Natural Gas_Water Heater_E1_Baseline Forecast | Commercial | College (ID) | New | Water Heating | Natural Gas | Water Heater | E1 | TE 0.80 | Baseline Forecast | 0.47 | 0.47 | 0.47 | 0.47 | 0.47 | 0.47 | 0.47 | 0.47 | 0.47 | 0.47 | 0.47 | 0.47 | 0.47 | 0.47 | 0.47 | 0.47 | 0.47 | 0.47 | 0.47 | 0.47 | 0.47 | 0.47 | 0.47 | 0.47 | 0.47 | 0.47 | 0.47
Commercial_College (ID)_New_Water Heating_Natural Gas_Water Heater_E2_Baseline Forecast | Commercial | College (ID) | New | Water Heating | Natural Gas | Water Heater | E2 | TE 0.90 | Baseline Forecast | 0 | 0 | 0 | 0 | 0 | 0 | 0 | 0 | 0 | 0 | 0 | 0 | 0 | 0 | 0 | 0 | 0 | 0 | 0 | 0 | 0 | 0 | 0 | 0 | 0 | 0 | 0
Commercial_College (ID)_New_Water Heating_Natural Gas_Water Heater_E3_Baseline Forecast | Commercial | College (ID) | New | Water Heating | Natural Gas | Water Heater | E3 | TE 0.94 | Baseline Forecast | 0.53 | 0.53 | 0.53 | 0.53 | 0.53 | 0.53 | 0.53 | 0.53 | 0.53 | 0.53 | 0.53 | 0.53 | 0.53 | 0.53 | 0.53 | 0.53 | 0.53 | 0.53 | 0.53 | 0.53 | 0.53 | 0.53 | 0.53 | 0.53 | 0.53 | 0.53 | 0.53
Commercial_College (ID)_New_Water Heating_Natural Gas_Water Heater_E4_Baseline Forecast | Commercial | College (ID) | New | Water Heating | Natural Gas | Water Heater | E4 | Instantaneous TE 0.94 | Baseline Forecast | 0 | 0 | 0 | 0 | 0 | 0 | 0 | 0 | 0 | 0 | 0 | 0 | 0 | 0 | 0 | 0 | 0 | 0 | 0 | 0 | 0 | 0 | 0 | 0 | 0 | 0 | 0
Commercial_College (ID)_New_Water Heating_Natural Gas_Water Heater_E5_Baseline Forecast | Commercial | College (ID) | New | Water Heating | Natural Gas | Water Heater | E5 | Gas-Fired Absorption HPWH | Baseline Forecast | 0 | 0 | 0 | 0 | 0 | 0 | 0 | 0 | 0 | 0 | 0 | 0 | 0 | 0 | 0 | 0 | 0 | 0 | 0 | 0 | 0 | 0 | 0 | 0 | 0 | 0 | 0
Commercial_College (ID)_New_Water Heating_Natural Gas_Water Heater_E6_Baseline Forecast | Commercial | College (ID) | New | Water Heating | Natural Gas | Water Heater | E6 |  | Baseline Forecast | 0 | 0 | 0 | 0 | 0 | 0 | 0 | 0 | 0 | 0 | 0 | 0 | 0 | 0 | 0 | 0 | 0 | 0 | 0 | 0 | 0 | 0 | 0 | 0 | 0 | 0 | 0
Commercial_College (ID)_New_Water Heating_Natural Gas_Water Heater_E7_Baseline Forecast | Commercial | College (ID) | New | Water Heating | Natural Gas | Water Heater | E7 |  | Baseline Forecast | 0 | 0 | 0 | 0 | 0 | 0 | 0 | 0 | 0 | 0 | 0 | 0 | 0 | 0 | 0 | 0 | 0 | 0 | 0 | 0 | 0 | 0 | 0 | 0 | 0 | 0 | 0
Commercial_College (ID)_New_Water Heating_Natural Gas_Water Heater_E8_Baseline Forecast | Commercial | College (ID) | New | Water Heating | Natural Gas | Water Heater | E8 |  | Baseline Forecast | 0 | 0 | 0 | 0 | 0 | 0 | 0 | 0 | 0 | 0 | 0 | 0 | 0 | 0 | 0 | 0 | 0 | 0 | 0 | 0 | 0 | 0 | 0 | 0 | 0 | 0 | 0
Commercial_College (ID)_New_Water Heating_Natural Gas_Water Heater_E9_Baseline Forecast | Commercial | College (ID) | New | Water Heating | Natural Gas | Water Heater | E9 |  | Baseline Forecast | 0 | 0 | 0 | 0 | 0 | 0 | 0 | 0 | 0 | 0 | 0 | 0 | 0 | 0 | 0 | 0 | 0 | 0 | 0 | 0 | 0 | 0 | 0 | 0 | 0 | 0 | 0
Commercial_College (ID)_New_Water Heating_Natural Gas_Water Heater_E10_Baseline Forecast | Commercial | College (ID) | New | Water Heating | Natural Gas | Water Heater | E10 |  | Baseline Forecast | 0 | 0 | 0 | 0 | 0 | 0 | 0 | 0 | 0 | 0 | 0 | 0 | 0 | 0 | 0 | 0 | 0 | 0 | 0 | 0 | 0 | 0 | 0 | 0 | 0 | 0 | 0
Commercial_College (ID)_New_Food Preparation_Natural Gas_Oven_E1_Baseline Forecast | Commercial | College (ID) | New | Food Preparation | Natural Gas | Oven | E1 | Standard | Baseline Forecast | 0.41 | 0.41 | 0.41 | 0.41 | 0.41 | 0.41 | 0.41 | 0.41 | 0.41 | 0.41 | 0.41 | 0.41 | 0.41 | 0.41 | 0.41 | 0.41 | 0.41 | 0.41 | 0.41 | 0.41 | 0.41 | 0.41 | 0.41 | 0.41 | 0.41 | 0.41 | 0.41
Commercial_College (ID)_New_Food Preparation_Natural Gas_Oven_E2_Baseline Forecast | Commercial | College (ID) | New | Food Preparation | Natural Gas | Oven | E2 | ENERGY STAR (>42% Baking Efficiency) | Baseline Forecast | 0.59 | 0.59 | 0.59 | 0.59 | 0.59 | 0.59 | 0.59 | 0.59 | 0.59 | 0.59 | 0.59 | 0.59 | 0.59 | 0.59 | 0.59 | 0.59 | 0.59 | 0.59 | 0.59 | 0.59 | 0.59 | 0.59 | 0.59 | 0.59 | 0.59 | 0.59 | 0.59
Commercial_College (ID)_New_Food Preparation_Natural Gas_Oven_E3_Baseline Forecast | Commercial | College (ID) | New | Food Preparation | Natural Gas | Oven | E3 |  | Baseline Forecast | 0 | 0 | 0 | 0 | 0 | 0 | 0 | 0 | 0 | 0 | 0 | 0 | 0 | 0 | 0 | 0 | 0 | 0 | 0 | 0 | 0 | 0 | 0 | 0 | 0 | 0 | 0
Commercial_College (ID)_New_Food Preparation_Natural Gas_Oven_E4_Baseline Forecast | Commercial | College (ID) | New | Food Preparation | Natural Gas | Oven | E4 |  | Baseline Forecast | 0 | 0 | 0 | 0 | 0 | 0 | 0 | 0 | 0 | 0 | 0 | 0 | 0 | 0 | 0 | 0 | 0 | 0 | 0 | 0 | 0 | 0 | 0 | 0 | 0 | 0 | 0
Commercial_College (ID)_New_Food Preparation_Natural Gas_Oven_E5_Baseline Forecast | Commercial | College (ID) | New | Food Preparation | Natural Gas | Oven | E5 |  | Baseline Forecast | 0 | 0 | 0 | 0 | 0 | 0 | 0 | 0 | 0 | 0 | 0 | 0 | 0 | 0 | 0 | 0 | 0 | 0 | 0 | 0 | 0 | 0 | 0 | 0 | 0 | 0 | 0
Commercial_College (ID)_New_Food Preparation_Natural Gas_Oven_E6_Baseline Forecast | Commercial | College (ID) | New | Food Preparation | Natural Gas | Oven | E6 |  | Baseline Forecast | 0 | 0 | 0 | 0 | 0 | 0 | 0 | 0 | 0 | 0 | 0 | 0 | 0 | 0 | 0 | 0 | 0 | 0 | 0 | 0 | 0 | 0 | 0 | 0 | 0 | 0 | 0
Commercial_College (ID)_New_Food Preparation_Natural Gas_Oven_E7_Baseline Forecast | Commercial | College (ID) | New | Food Preparation | Natural Gas | Oven | E7 |  | Baseline Forecast | 0 | 0 | 0 | 0 | 0 | 0 | 0 | 0 | 0 | 0 | 0 | 0 | 0 | 0 | 0 | 0 | 0 | 0 | 0 | 0 | 0 | 0 | 0 | 0 | 0 | 0 | 0
Commercial_College (ID)_New_Food Preparation_Natural Gas_Oven_E8_Baseline Forecast | Commercial | College (ID) | New | Food Preparation | Natural Gas | Oven | E8 |  | Baseline Forecast | 0 | 0 | 0 | 0 | 0 | 0 | 0 | 0 | 0 | 0 | 0 | 0 | 0 | 0 | 0 | 0 | 0 | 0 | 0 | 0 | 0 | 0 | 0 | 0 | 0 | 0 | 0
Commercial_College (ID)_New_Food Preparation_Natural Gas_Oven_E9_Baseline Forecast | Commercial | College (ID) | New | Food Preparation | Natural Gas | Oven | E9 |  | Baseline Forecast | 0 | 0 | 0 | 0 | 0 | 0 | 0 | 0 | 0 | 0 | 0 | 0 | 0 | 0 | 0 | 0 | 0 | 0 | 0 | 0 | 0 | 0 | 0 | 0 | 0 | 0 | 0
Commercial_College (ID)_New_Food Preparation_Natural Gas_Oven_E10_Baseline Forecast | Commercial | College (ID) | New | Food Preparation | Natural Gas | Oven | E10 |  | Baseline Forecast | 0 | 0 | 0 | 0 | 0 | 0 | 0 | 0 | 0 | 0 | 0 | 0 | 0 | 0 | 0 | 0 | 0 | 0 | 0 | 0 | 0 | 0 | 0 | 0 | 0 | 0 | 0
Commercial_College (ID)_New_Food Preparation_Natural Gas_Conveyor Oven_E1_Baseline Forecast | Commercial | College (ID) | New | Food Preparation | Natural Gas | Conveyor Oven | E1 | Standard | Baseline Forecast | 0.41 | 0.41 | 0.41 | 0.41 | 0.41 | 0.41 | 0.41 | 0.41 | 0.41 | 0.41 | 0.41 | 0.41 | 0.41 | 0.41 | 0.41 | 0.41 | 0.41 | 0.41 | 0.41 | 0.41 | 0.41 | 0.41 | 0.41 | 0.41 | 0.41 | 0.41 | 0.41
Commercial_College (ID)_New_Food Preparation_Natural Gas_Conveyor Oven_E2_Baseline Forecast | Commercial | College (ID) | New | Food Preparation | Natural Gas | Conveyor Oven | E2 | ENERGY STAR (>42% Baking Efficiency) | Baseline Forecast | 0.59 | 0.59 | 0.59 | 0.59 | 0.59 | 0.59 | 0.59 | 0.59 | 0.59 | 0.59 | 0.59 | 0.59 | 0.59 | 0.59 | 0.59 | 0.59 | 0.59 | 0.59 | 0.59 | 0.59 | 0.59 | 0.59 | 0.59 | 0.59 | 0.59 | 0.59 | 0.59
Commercial_College (ID)_New_Food Preparation_Natural Gas_Conveyor Oven_E3_Baseline Forecast | Commercial | College (ID) | New | Food Preparation | Natural Gas | Conveyor Oven | E3 |  | Baseline Forecast | 0 | 0 | 0 | 0 | 0 | 0 | 0 | 0 | 0 | 0 | 0 | 0 | 0 | 0 | 0 | 0 | 0 | 0 | 0 | 0 | 0 | 0 | 0 | 0 | 0 | 0 | 0
Commercial_College (ID)_New_Food Preparation_Natural Gas_Conveyor Oven_E4_Baseline Forecast | Commercial | College (ID) | New | Food Preparation | Natural Gas | Conveyor Oven | E4 |  | Baseline Forecast | 0 | 0 | 0 | 0 | 0 | 0 | 0 | 0 | 0 | 0 | 0 | 0 | 0 | 0 | 0 | 0 | 0 | 0 | 0 | 0 | 0 | 0 | 0 | 0 | 0 | 0 | 0
Commercial_College (ID)_New_Food Preparation_Natural Gas_Conveyor Oven_E5_Baseline Forecast | Commercial | College (ID) | New | Food Preparation | Natural Gas | Conveyor Oven | E5 |  | Baseline Forecast | 0 | 0 | 0 | 0 | 0 | 0 | 0 | 0 | 0 | 0 | 0 | 0 | 0 | 0 | 0 | 0 | 0 | 0 | 0 | 0 | 0 | 0 | 0 | 0 | 0 | 0 | 0
Commercial_College (ID)_New_Food Preparation_Natural Gas_Conveyor Oven_E6_Baseline Forecast | Commercial | College (ID) | New | Food Preparation | Natural Gas | Conveyor Oven | E6 |  | Baseline Forecast | 0 | 0 | 0 | 0 | 0 | 0 | 0 | 0 | 0 | 0 | 0 | 0 | 0 | 0 | 0 | 0 | 0 | 0 | 0 | 0 | 0 | 0 | 0 | 0 | 0 | 0 | 0
Commercial_College (ID)_New_Food Preparation_Natural Gas_Conveyor Oven_E7_Baseline Forecast | Commercial | College (ID) | New | Food Preparation | Natural Gas | Conveyor Oven | E7 |  | Baseline Forecast | 0 | 0 | 0 | 0 | 0 | 0 | 0 | 0 | 0 | 0 | 0 | 0 | 0 | 0 | 0 | 0 | 0 | 0 | 0 | 0 | 0 | 0 | 0 | 0 | 0 | 0 | 0
Commercial_College (ID)_New_Food Preparation_Natural Gas_Conveyor Oven_E8_Baseline Forecast | Commercial | College (ID) | New | Food Preparation | Natural Gas | Conveyor Oven | E8 |  | Baseline Forecast | 0 | 0 | 0 | 0 | 0 | 0 | 0 | 0 | 0 | 0 | 0 | 0 | 0 | 0 | 0 | 0 | 0 | 0 | 0 | 0 | 0 | 0 | 0 | 0 | 0 | 0 | 0
Commercial_College (ID)_New_Food Preparation_Natural Gas_Conveyor Oven_E9_Baseline Forecast | Commercial | College (ID) | New | Food Preparation | Natural Gas | Conveyor Oven | E9 |  | Baseline Forecast | 0 | 0 | 0 | 0 | 0 | 0 | 0 | 0 | 0 | 0 | 0 | 0 | 0 | 0 | 0 | 0 | 0 | 0 | 0 | 0 | 0 | 0 | 0 | 0 | 0 | 0 | 0
Commercial_College (ID)_New_Food Preparation_Natural Gas_Conveyor Oven_E10_Baseline Forecast | Commercial | College (ID) | New | Food Preparation | Natural Gas | Conveyor Oven | E10 |  | Baseline Forecast | 0 | 0 | 0 | 0 | 0 | 0 | 0 | 0 | 0 | 0 | 0 | 0 | 0 | 0 | 0 | 0 | 0 | 0 | 0 | 0 | 0 | 0 | 0 | 0 | 0 | 0 | 0
Commercial_College (ID)_New_Food Preparation_Natural Gas_Double Rack Oven_E1_Baseline Forecast | Commercial | College (ID) | New | Food Preparation | Natural Gas | Double Rack Oven | E1 | Standard | Baseline Forecast | 0.41 | 0.41 | 0.41 | 0.41 | 0.41 | 0.41 | 0.41 | 0.41 | 0.41 | 0.41 | 0.41 | 0.41 | 0.41 | 0.41 | 0.41 | 0.41 | 0.41 | 0.41 | 0.41 | 0.41 | 0.41 | 0.41 | 0.41 | 0.41 | 0.41 | 0.41 | 0.41
Commercial_College (ID)_New_Food Preparation_Natural Gas_Double Rack Oven_E2_Baseline Forecast | Commercial | College (ID) | New | Food Preparation | Natural Gas | Double Rack Oven | E2 | FTSC Qualified (>50% Cooking Efficiency) | Baseline Forecast | 0.59 | 0.59 | 0.59 | 0.59 | 0.59 | 0.59 | 0.59 | 0.59 | 0.59 | 0.59 | 0.59 | 0.59 | 0.59 | 0.59 | 0.59 | 0.59 | 0.59 | 0.59 | 0.59 | 0.59 | 0.59 | 0.59 | 0.59 | 0.59 | 0.59 | 0.59 | 0.59
Commercial_College (ID)_New_Food Preparation_Natural Gas_Double Rack Oven_E3_Baseline Forecast | Commercial | College (ID) | New | Food Preparation | Natural Gas | Double Rack Oven | E3 |  | Baseline Forecast | 0 | 0 | 0 | 0 | 0 | 0 | 0 | 0 | 0 | 0 | 0 | 0 | 0 | 0 | 0 | 0 | 0 | 0 | 0 | 0 | 0 | 0 | 0 | 0 | 0 | 0 | 0
Commercial_College (ID)_New_Food Preparation_Natural Gas_Double Rack Oven_E4_Baseline Forecast | Commercial | College (ID) | New | Food Preparation | Natural Gas | Double Rack Oven | E4 |  | Baseline Forecast | 0 | 0 | 0 | 0 | 0 | 0 | 0 | 0 | 0 | 0 | 0 | 0 | 0 | 0 | 0 | 0 | 0 | 0 | 0 | 0 | 0 | 0 | 0 | 0 | 0 | 0 | 0
Commercial_College (ID)_New_Food Preparation_Natural Gas_Double Rack Oven_E5_Baseline Forecast | Commercial | College (ID) | New | Food Preparation | Natural Gas | Double Rack Oven | E5 |  | Baseline Forecast | 0 | 0 | 0 | 0 | 0 | 0 | 0 | 0 | 0 | 0 | 0 | 0 | 0 | 0 | 0 | 0 | 0 | 0 | 0 | 0 | 0 | 0 | 0 | 0 | 0 | 0 | 0
Commercial_College (ID)_New_Food Preparation_Natural Gas_Double Rack Oven_E6_Baseline Forecast | Commercial | College (ID) | New | Food Preparation | Natural Gas | Double Rack Oven | E6 |  | Baseline Forecast | 0 | 0 | 0 | 0 | 0 | 0 | 0 | 0 | 0 | 0 | 0 | 0 | 0 | 0 | 0 | 0 | 0 | 0 | 0 | 0 | 0 | 0 | 0 | 0 | 0 | 0 | 0
Commercial_College (ID)_New_Food Preparation_Natural Gas_Double Rack Oven_E7_Baseline Forecast | Commercial | College (ID) | New | Food Preparation | Natural Gas | Double Rack Oven | E7 |  | Baseline Forecast | 0 | 0 | 0 | 0 | 0 | 0 | 0 | 0 | 0 | 0 | 0 | 0 | 0 | 0 | 0 | 0 | 0 | 0 | 0 | 0 | 0 | 0 | 0 | 0 | 0 | 0 | 0
Commercial_College (ID)_New_Food Preparation_Natural Gas_Double Rack Oven_E8_Baseline Forecast | Commercial | College (ID) | New | Food Preparation | Natural Gas | Double Rack Oven | E8 |  | Baseline Forecast | 0 | 0 | 0 | 0 | 0 | 0 | 0 | 0 | 0 | 0 | 0 | 0 | 0 | 0 | 0 | 0 | 0 | 0 | 0 | 0 | 0 | 0 | 0 | 0 | 0 | 0 | 0
Commercial_College (ID)_New_Food Preparation_Natural Gas_Double Rack Oven_E9_Baseline Forecast | Commercial | College (ID) | New | Food Preparation | Natural Gas | Double Rack Oven | E9 |  | Baseline Forecast | 0 | 0 | 0 | 0 | 0 | 0 | 0 | 0 | 0 | 0 | 0 | 0 | 0 | 0 | 0 | 0 | 0 | 0 | 0 | 0 | 0 | 0 | 0 | 0 | 0 | 0 | 0
Commercial_College (ID)_New_Food Preparation_Natural Gas_Double Rack Oven_E10_Baseline Forecast | Commercial | College (ID) | New | Food Preparation | Natural Gas | Double Rack Oven | E10 |  | Baseline Forecast | 0 | 0 | 0 | 0 | 0 | 0 | 0 | 0 | 0 | 0 | 0 | 0 | 0 | 0 | 0 | 0 | 0 | 0 | 0 | 0 | 0 | 0 | 0 | 0 | 0 | 0 | 0
Commercial_College (ID)_New_Food Preparation_Natural Gas_Fryer_E1_Baseline Forecast | Commercial | College (ID) | New | Food Preparation | Natural Gas | Fryer | E1 | Standard | Baseline Forecast | 0.74 | 0.74 | 0.74 | 0.74 | 0.74 | 0.74 | 0.74 | 0.74 | 0.74 | 0.74 | 0.74 | 0.74 | 0.74 | 0.74 | 0.74 | 0.74 | 0.74 | 0.74 | 0.74 | 0.74 | 0.74 | 0.74 | 0.74 | 0.74 | 0.74 | 0.74 | 0.74
Commercial_College (ID)_New_Food Preparation_Natural Gas_Fryer_E2_Baseline Forecast | Commercial | College (ID) | New | Food Preparation | Natural Gas | Fryer | E2 | ENERGY STAR | Baseline Forecast | 0.26 | 0.26 | 0.26 | 0.26 | 0.26 | 0.26 | 0.26 | 0.26 | 0.26 | 0.26 | 0.26 | 0.26 | 0.26 | 0.26 | 0.26 | 0.26 | 0.26 | 0.26 | 0.26 | 0.26 | 0.26 | 0.26 | 0.26 | 0.26 | 0.26 | 0.26 | 0.26
Commercial_College (ID)_New_Food Preparation_Natural Gas_Fryer_E3_Baseline Forecast | Commercial | College (ID) | New | Food Preparation | Natural Gas | Fryer | E3 |  | Baseline Forecast | 0 | 0 | 0 | 0 | 0 | 0 | 0 | 0 | 0 | 0 | 0 | 0 | 0 | 0 | 0 | 0 | 0 | 0 | 0 | 0 | 0 | 0 | 0 | 0 | 0 | 0 | 0
Commercial_College (ID)_New_Food Preparation_Natural Gas_Fryer_E4_Baseline Forecast | Commercial | College (ID) | New | Food Preparation | Natural Gas | Fryer | E4 |  | Baseline Forecast | 0 | 0 | 0 | 0 | 0 | 0 | 0 | 0 | 0 | 0 | 0 | 0 | 0 | 0 | 0 | 0 | 0 | 0 | 0 | 0 | 0 | 0 | 0 | 0 | 0 | 0 | 0
Commercial_College (ID)_New_Food Preparation_Natural Gas_Fryer_E5_Baseline Forecast | Commercial | College (ID) | New | Food Preparation | Natural Gas | Fryer | E5 |  | Baseline Forecast | 0 | 0 | 0 | 0 | 0 | 0 | 0 | 0 | 0 | 0 | 0 | 0 | 0 | 0 | 0 | 0 | 0 | 0 | 0 | 0 | 0 | 0 | 0 | 0 | 0 | 0 | 0
Commercial_College (ID)_New_Food Preparation_Natural Gas_Fryer_E6_Baseline Forecast | Commercial | College (ID) | New | Food Preparation | Natural Gas | Fryer | E6 |  | Baseline Forecast | 0 | 0 | 0 | 0 | 0 | 0 | 0 | 0 | 0 | 0 | 0 | 0 | 0 | 0 | 0 | 0 | 0 | 0 | 0 | 0 | 0 | 0 | 0 | 0 | 0 | 0 | 0
Commercial_College (ID)_New_Food Preparation_Natural Gas_Fryer_E7_Baseline Forecast | Commercial | College (ID) | New | Food Preparation | Natural Gas | Fryer | E7 |  | Baseline Forecast | 0 | 0 | 0 | 0 | 0 | 0 | 0 | 0 | 0 | 0 | 0 | 0 | 0 | 0 | 0 | 0 | 0 | 0 | 0 | 0 | 0 | 0 | 0 | 0 | 0 | 0 | 0
Commercial_College (ID)_New_Food Preparation_Natural Gas_Fryer_E8_Baseline Forecast | Commercial | College (ID) | New | Food Preparation | Natural Gas | Fryer | E8 |  | Baseline Forecast | 0 | 0 | 0 | 0 | 0 | 0 | 0 | 0 | 0 | 0 | 0 | 0 | 0 | 0 | 0 | 0 | 0 | 0 | 0 | 0 | 0 | 0 | 0 | 0 | 0 | 0 | 0
Commercial_College (ID)_New_Food Preparation_Natural Gas_Fryer_E9_Baseline Forecast | Commercial | College (ID) | New | Food Preparation | Natural Gas | Fryer | E9 |  | Baseline Forecast | 0 | 0 | 0 | 0 | 0 | 0 | 0 | 0 | 0 | 0 | 0 | 0 | 0 | 0 | 0 | 0 | 0 | 0 | 0 | 0 | 0 | 0 | 0 | 0 | 0 | 0 | 0
Commercial_College (ID)_New_Food Preparation_Natural Gas_Fryer_E10_Baseline Forecast | Commercial | College (ID) | New | Food Preparation | Natural Gas | Fryer | E10 |  | Baseline Forecast | 0 | 0 | 0 | 0 | 0 | 0 | 0 | 0 | 0 | 0 | 0 | 0 | 0 | 0 | 0 | 0 | 0 | 0 | 0 | 0 | 0 | 0 | 0 | 0 | 0 | 0 | 0
Commercial_College (ID)_New_Food Preparation_Natural Gas_Broiler_E1_Baseline Forecast | Commercial | College (ID) | New | Food Preparation | Natural Gas | Broiler | E1 | Standard | Baseline Forecast | 0.74 | 0.74 | 0.74 | 0.74 | 0.74 | 0.74 | 0.74 | 0.74 | 0.74 | 0.74 | 0.74 | 0.74 | 0.74 | 0.74 | 0.74 | 0.74 | 0.74 | 0.74 | 0.74 | 0.74 | 0.74 | 0.74 | 0.74 | 0.74 | 0.74 | 0.74 | 0.74
Commercial_College (ID)_New_Food Preparation_Natural Gas_Broiler_E2_Baseline Forecast | Commercial | College (ID) | New | Food Preparation | Natural Gas | Broiler | E2 | Infrared Burners | Baseline Forecast | 0.26 | 0.26 | 0.26 | 0.26 | 0.26 | 0.26 | 0.26 | 0.26 | 0.26 | 0.26 | 0.26 | 0.26 | 0.26 | 0.26 | 0.26 | 0.26 | 0.26 | 0.26 | 0.26 | 0.26 | 0.26 | 0.26 | 0.26 | 0.26 | 0.26 | 0.26 | 0.26
Commercial_College (ID)_New_Food Preparation_Natural Gas_Broiler_E3_Baseline Forecast | Commercial | College (ID) | New | Food Preparation | Natural Gas | Broiler | E3 |  | Baseline Forecast | 0 | 0 | 0 | 0 | 0 | 0 | 0 | 0 | 0 | 0 | 0 | 0 | 0 | 0 | 0 | 0 | 0 | 0 | 0 | 0 | 0 | 0 | 0 | 0 | 0 | 0 | 0
Commercial_College (ID)_New_Food Preparation_Natural Gas_Broiler_E4_Baseline Forecast | Commercial | College (ID) | New | Food Preparation | Natural Gas | Broiler | E4 |  | Baseline Forecast | 0 | 0 | 0 | 0 | 0 | 0 | 0 | 0 | 0 | 0 | 0 | 0 | 0 | 0 | 0 | 0 | 0 | 0 | 0 | 0 | 0 | 0 | 0 | 0 | 0 | 0 | 0
Commercial_College (ID)_New_Food Preparation_Natural Gas_Broiler_E5_Baseline Forecast | Commercial | College (ID) | New | Food Preparation | Natural Gas | Broiler | E5 |  | Baseline Forecast | 0 | 0 | 0 | 0 | 0 | 0 | 0 | 0 | 0 | 0 | 0 | 0 | 0 | 0 | 0 | 0 | 0 | 0 | 0 | 0 | 0 | 0 | 0 | 0 | 0 | 0 | 0
Commercial_College (ID)_New_Food Preparation_Natural Gas_Broiler_E6_Baseline Forecast | Commercial | College (ID) | New | Food Preparation | Natural Gas | Broiler | E6 |  | Baseline Forecast | 0 | 0 | 0 | 0 | 0 | 0 | 0 | 0 | 0 | 0 | 0 | 0 | 0 | 0 | 0 | 0 | 0 | 0 | 0 | 0 | 0 | 0 | 0 | 0 | 0 | 0 | 0
Commercial_College (ID)_New_Food Preparation_Natural Gas_Broiler_E7_Baseline Forecast | Commercial | College (ID) | New | Food Preparation | Natural Gas | Broiler | E7 |  | Baseline Forecast | 0 | 0 | 0 | 0 | 0 | 0 | 0 | 0 | 0 | 0 | 0 | 0 | 0 | 0 | 0 | 0 | 0 | 0 | 0 | 0 | 0 | 0 | 0 | 0 | 0 | 0 | 0
Commercial_College (ID)_New_Food Preparation_Natural Gas_Broiler_E8_Baseline Forecast | Commercial | College (ID) | New | Food Preparation | Natural Gas | Broiler | E8 |  | Baseline Forecast | 0 | 0 | 0 | 0 | 0 | 0 | 0 | 0 | 0 | 0 | 0 | 0 | 0 | 0 | 0 | 0 | 0 | 0 | 0 | 0 | 0 | 0 | 0 | 0 | 0 | 0 | 0
Commercial_College (ID)_New_Food Preparation_Natural Gas_Broiler_E9_Baseline Forecast | Commercial | College (ID) | New | Food Preparation | Natural Gas | Broiler | E9 |  | Baseline Forecast | 0 | 0 | 0 | 0 | 0 | 0 | 0 | 0 | 0 | 0 | 0 | 0 | 0 | 0 | 0 | 0 | 0 | 0 | 0 | 0 | 0 | 0 | 0 | 0 | 0 | 0 | 0
Commercial_College (ID)_New_Food Preparation_Natural Gas_Broiler_E10_Baseline Forecast | Commercial | College (ID) | New | Food Preparation | Natural Gas | Broiler | E10 |  | Baseline Forecast | 0 | 0 | 0 | 0 | 0 | 0 | 0 | 0 | 0 | 0 | 0 | 0 | 0 | 0 | 0 | 0 | 0 | 0 | 0 | 0 | 0 | 0 | 0 | 0 | 0 | 0 | 0
Commercial_College (ID)_New_Food Preparation_Natural Gas_Griddle_E1_Baseline Forecast | Commercial | College (ID) | New | Food Preparation | Natural Gas | Griddle | E1 | Standard | Baseline Forecast | 0.71 | 0.71 | 0.71 | 0.71 | 0.71 | 0.71 | 0.71 | 0.71 | 0.71 | 0.71 | 0.71 | 0.71 | 0.71 | 0.71 | 0.71 | 0.71 | 0.71 | 0.71 | 0.71 | 0.71 | 0.71 | 0.71 | 0.71 | 0.71 | 0.71 | 0.71 | 0.71
Commercial_College (ID)_New_Food Preparation_Natural Gas_Griddle_E2_Baseline Forecast | Commercial | College (ID) | New | Food Preparation | Natural Gas | Griddle | E2 | ENERGY STAR | Baseline Forecast | 0.29 | 0.29 | 0.29 | 0.29 | 0.29 | 0.29 | 0.29 | 0.29 | 0.29 | 0.29 | 0.29 | 0.29 | 0.29 | 0.29 | 0.29 | 0.29 | 0.29 | 0.29 | 0.29 | 0.29 | 0.29 | 0.29 | 0.29 | 0.29 | 0.29 | 0.29 | 0.29
Commercial_College (ID)_New_Food Preparation_Natural Gas_Griddle_E3_Baseline Forecast | Commercial | College (ID) | New | Food Preparation | Natural Gas | Griddle | E3 |  | Baseline Forecast | 0 | 0 | 0 | 0 | 0 | 0 | 0 | 0 | 0 | 0 | 0 | 0 | 0 | 0 | 0 | 0 | 0 | 0 | 0 | 0 | 0 | 0 | 0 | 0 | 0 | 0 | 0
Commercial_College (ID)_New_Food Preparation_Natural Gas_Griddle_E4_Baseline Forecast | Commercial | College (ID) | New | Food Preparation | Natural Gas | Griddle | E4 |  | Baseline Forecast | 0 | 0 | 0 | 0 | 0 | 0 | 0 | 0 | 0 | 0 | 0 | 0 | 0 | 0 | 0 | 0 | 0 | 0 | 0 | 0 | 0 | 0 | 0 | 0 | 0 | 0 | 0
Commercial_College (ID)_New_Food Preparation_Natural Gas_Griddle_E5_Baseline Forecast | Commercial | College (ID) | New | Food Preparation | Natural Gas | Griddle | E5 |  | Baseline Forecast | 0 | 0 | 0 | 0 | 0 | 0 | 0 | 0 | 0 | 0 | 0 | 0 | 0 | 0 | 0 | 0 | 0 | 0 | 0 | 0 | 0 | 0 | 0 | 0 | 0 | 0 | 0
Commercial_College (ID)_New_Food Preparation_Natural Gas_Griddle_E6_Baseline Forecast | Commercial | College (ID) | New | Food Preparation | Natural Gas | Griddle | E6 |  | Baseline Forecast | 0 | 0 | 0 | 0 | 0 | 0 | 0 | 0 | 0 | 0 | 0 | 0 | 0 | 0 | 0 | 0 | 0 | 0 | 0 | 0 | 0 | 0 | 0 | 0 | 0 | 0 | 0
Commercial_College (ID)_New_Food Preparation_Natural Gas_Griddle_E7_Baseline Forecast | Commercial | College (ID) | New | Food Preparation | Natural Gas | Griddle | E7 |  | Baseline Forecast | 0 | 0 | 0 | 0 | 0 | 0 | 0 | 0 | 0 | 0 | 0 | 0 | 0 | 0 | 0 | 0 | 0 | 0 | 0 | 0 | 0 | 0 | 0 | 0 | 0 | 0 | 0
Commercial_College (ID)_New_Food Preparation_Natural Gas_Griddle_E8_Baseline Forecast | Commercial | College (ID) | New | Food Preparation | Natural Gas | Griddle | E8 |  | Baseline Forecast | 0 | 0 | 0 | 0 | 0 | 0 | 0 | 0 | 0 | 0 | 0 | 0 | 0 | 0 | 0 | 0 | 0 | 0 | 0 | 0 | 0 | 0 | 0 | 0 | 0 | 0 | 0
Commercial_College (ID)_New_Food Preparation_Natural Gas_Griddle_E9_Baseline Forecast | Commercial | College (ID) | New | Food Preparation | Natural Gas | Griddle | E9 |  | Baseline Forecast | 0 | 0 | 0 | 0 | 0 | 0 | 0 | 0 | 0 | 0 | 0 | 0 | 0 | 0 | 0 | 0 | 0 | 0 | 0 | 0 | 0 | 0 | 0 | 0 | 0 | 0 | 0
Commercial_College (ID)_New_Food Preparation_Natural Gas_Griddle_E10_Baseline Forecast | Commercial | College (ID) | New | Food Preparation | Natural Gas | Griddle | E10 |  | Baseline Forecast | 0 | 0 | 0 | 0 | 0 | 0 | 0 | 0 | 0 | 0 | 0 | 0 | 0 | 0 | 0 | 0 | 0 | 0 | 0 | 0 | 0 | 0 | 0 | 0 | 0 | 0 | 0
Commercial_College (ID)_New_Food Preparation_Natural Gas_Range_E1_Baseline Forecast | Commercial | College (ID) | New | Food Preparation | Natural Gas | Range | E1 | Standard | Baseline Forecast | 0.41 | 0.41 | 0.41 | 0.41 | 0.41 | 0.41 | 0.41 | 0.41 | 0.41 | 0.41 | 0.41 | 0.41 | 0.41 | 0.41 | 0.41 | 0.41 | 0.41 | 0.41 | 0.41 | 0.41 | 0.41 | 0.41 | 0.41 | 0.41 | 0.41 | 0.41 | 0.41
Commercial_College (ID)_New_Food Preparation_Natural Gas_Range_E2_Baseline Forecast | Commercial | College (ID) | New | Food Preparation | Natural Gas | Range | E2 | High Efficiency | Baseline Forecast | 0.59 | 0.59 | 0.59 | 0.59 | 0.59 | 0.59 | 0.59 | 0.59 | 0.59 | 0.59 | 0.59 | 0.59 | 0.59 | 0.59 | 0.59 | 0.59 | 0.59 | 0.59 | 0.59 | 0.59 | 0.59 | 0.59 | 0.59 | 0.59 | 0.59 | 0.59 | 0.59
Commercial_College (ID)_New_Food Preparation_Natural Gas_Range_E3_Baseline Forecast | Commercial | College (ID) | New | Food Preparation | Natural Gas | Range | E3 |  | Baseline Forecast | 0 | 0 | 0 | 0 | 0 | 0 | 0 | 0 | 0 | 0 | 0 | 0 | 0 | 0 | 0 | 0 | 0 | 0 | 0 | 0 | 0 | 0 | 0 | 0 | 0 | 0 | 0
Commercial_College (ID)_New_Food Preparation_Natural Gas_Range_E4_Baseline Forecast | Commercial | College (ID) | New | Food Preparation | Natural Gas | Range | E4 |  | Baseline Forecast | 0 | 0 | 0 | 0 | 0 | 0 | 0 | 0 | 0 | 0 | 0 | 0 | 0 | 0 | 0 | 0 | 0 | 0 | 0 | 0 | 0 | 0 | 0 | 0 | 0 | 0 | 0
Commercial_College (ID)_New_Food Preparation_Natural Gas_Range_E5_Baseline Forecast | Commercial | College (ID) | New | Food Preparation | Natural Gas | Range | E5 |  | Baseline Forecast | 0 | 0 | 0 | 0 | 0 | 0 | 0 | 0 | 0 | 0 | 0 | 0 | 0 | 0 | 0 | 0 | 0 | 0 | 0 | 0 | 0 | 0 | 0 | 0 | 0 | 0 | 0
Commercial_College (ID)_New_Food Preparation_Natural Gas_Range_E6_Baseline Forecast | Commercial | College (ID) | New | Food Preparation | Natural Gas | Range | E6 |  | Baseline Forecast | 0 | 0 | 0 | 0 | 0 | 0 | 0 | 0 | 0 | 0 | 0 | 0 | 0 | 0 | 0 | 0 | 0 | 0 | 0 | 0 | 0 | 0 | 0 | 0 | 0 | 0 | 0
Commercial_College (ID)_New_Food Preparation_Natural Gas_Range_E7_Baseline Forecast | Commercial | College (ID) | New | Food Preparation | Natural Gas | Range | E7 |  | Baseline Forecast | 0 | 0 | 0 | 0 | 0 | 0 | 0 | 0 | 0 | 0 | 0 | 0 | 0 | 0 | 0 | 0 | 0 | 0 | 0 | 0 | 0 | 0 | 0 | 0 | 0 | 0 | 0
Commercial_College (ID)_New_Food Preparation_Natural Gas_Range_E8_Baseline Forecast | Commercial | College (ID) | New | Food Preparation | Natural Gas | Range | E8 |  | Baseline Forecast | 0 | 0 | 0 | 0 | 0 | 0 | 0 | 0 | 0 | 0 | 0 | 0 | 0 | 0 | 0 | 0 | 0 | 0 | 0 | 0 | 0 | 0 | 0 | 0 | 0 | 0 | 0
Commercial_College (ID)_New_Food Preparation_Natural Gas_Range_E9_Baseline Forecast | Commercial | College (ID) | New | Food Preparation | Natural Gas | Range | E9 |  | Baseline Forecast | 0 | 0 | 0 | 0 | 0 | 0 | 0 | 0 | 0 | 0 | 0 | 0 | 0 | 0 | 0 | 0 | 0 | 0 | 0 | 0 | 0 | 0 | 0 | 0 | 0 | 0 | 0
Commercial_College (ID)_New_Food Preparation_Natural Gas_Range_E10_Baseline Forecast | Commercial | College (ID) | New | Food Preparation | Natural Gas | Range | E10 |  | Baseline Forecast | 0 | 0 | 0 | 0 | 0 | 0 | 0 | 0 | 0 | 0 | 0 | 0 | 0 | 0 | 0 | 0 | 0 | 0 | 0 | 0 | 0 | 0 | 0 | 0 | 0 | 0 | 0
Commercial_College (ID)_New_Food Preparation_Natural Gas_Steamer_E1_Baseline Forecast | Commercial | College (ID) | New | Food Preparation | Natural Gas | Steamer | E1 | Standard | Baseline Forecast | 0.5 | 0.5 | 0.5 | 0.5 | 0.5 | 0.5 | 0.5 | 0.5 | 0.5 | 0.5 | 0.5 | 0.5 | 0.5 | 0.5 | 0.5 | 0.5 | 0.5 | 0.5 | 0.5 | 0.5 | 0.5 | 0.5 | 0.5 | 0.5 | 0.5 | 0.5 | 0.5
Commercial_College (ID)_New_Food Preparation_Natural Gas_Steamer_E2_Baseline Forecast | Commercial | College (ID) | New | Food Preparation | Natural Gas | Steamer | E2 | ENERGY STAR | Baseline Forecast | 0.5 | 0.5 | 0.5 | 0.5 | 0.5 | 0.5 | 0.5 | 0.5 | 0.5 | 0.5 | 0.5 | 0.5 | 0.5 | 0.5 | 0.5 | 0.5 | 0.5 | 0.5 | 0.5 | 0.5 | 0.5 | 0.5 | 0.5 | 0.5 | 0.5 | 0.5 | 0.5
Commercial_College (ID)_New_Food Preparation_Natural Gas_Steamer_E3_Baseline Forecast | Commercial | College (ID) | New | Food Preparation | Natural Gas | Steamer | E3 |  | Baseline Forecast | 0 | 0 | 0 | 0 | 0 | 0 | 0 | 0 | 0 | 0 | 0 | 0 | 0 | 0 | 0 | 0 | 0 | 0 | 0 | 0 | 0 | 0 | 0 | 0 | 0 | 0 | 0
Commercial_College (ID)_New_Food Preparation_Natural Gas_Steamer_E4_Baseline Forecast | Commercial | College (ID) | New | Food Preparation | Natural Gas | Steamer | E4 |  | Baseline Forecast | 0 | 0 | 0 | 0 | 0 | 0 | 0 | 0 | 0 | 0 | 0 | 0 | 0 | 0 | 0 | 0 | 0 | 0 | 0 | 0 | 0 | 0 | 0 | 0 | 0 | 0 | 0
Commercial_College (ID)_New_Food Preparation_Natural Gas_Steamer_E5_Baseline Forecast | Commercial | College (ID) | New | Food Preparation | Natural Gas | Steamer | E5 |  | Baseline Forecast | 0 | 0 | 0 | 0 | 0 | 0 | 0 | 0 | 0 | 0 | 0 | 0 | 0 | 0 | 0 | 0 | 0 | 0 | 0 | 0 | 0 | 0 | 0 | 0 | 0 | 0 | 0
Commercial_College (ID)_New_Food Preparation_Natural Gas_Steamer_E6_Baseline Forecast | Commercial | College (ID) | New | Food Preparation | Natural Gas | Steamer | E6 |  | Baseline Forecast | 0 | 0 | 0 | 0 | 0 | 0 | 0 | 0 | 0 | 0 | 0 | 0 | 0 | 0 | 0 | 0 | 0 | 0 | 0 | 0 | 0 | 0 | 0 | 0 | 0 | 0 | 0
Commercial_College (ID)_New_Food Preparation_Natural Gas_Steamer_E7_Baseline Forecast | Commercial | College (ID) | New | Food Preparation | Natural Gas | Steamer | E7 |  | Baseline Forecast | 0 | 0 | 0 | 0 | 0 | 0 | 0 | 0 | 0 | 0 | 0 | 0 | 0 | 0 | 0 | 0 | 0 | 0 | 0 | 0 | 0 | 0 | 0 | 0 | 0 | 0 | 0
Commercial_College (ID)_New_Food Preparation_Natural Gas_Steamer_E8_Baseline Forecast | Commercial | College (ID) | New | Food Preparation | Natural Gas | Steamer | E8 |  | Baseline Forecast | 0 | 0 | 0 | 0 | 0 | 0 | 0 | 0 | 0 | 0 | 0 | 0 | 0 | 0 | 0 | 0 | 0 | 0 | 0 | 0 | 0 | 0 | 0 | 0 | 0 | 0 | 0
Commercial_College (ID)_New_Food Preparation_Natural Gas_Steamer_E9_Baseline Forecast | Commercial | College (ID) | New | Food Preparation | Natural Gas | Steamer | E9 |  | Baseline Forecast | 0 | 0 | 0 | 0 | 0 | 0 | 0 | 0 | 0 | 0 | 0 | 0 | 0 | 0 | 0 | 0 | 0 | 0 | 0 | 0 | 0 | 0 | 0 | 0 | 0 | 0 | 0
Commercial_College (ID)_New_Food Preparation_Natural Gas_Steamer_E10_Baseline Forecast | Commercial | College (ID) | New | Food Preparation | Natural Gas | Steamer | E10 |  | Baseline Forecast | 0 | 0 | 0 | 0 | 0 | 0 | 0 | 0 | 0 | 0 | 0 | 0 | 0 | 0 | 0 | 0 | 0 | 0 | 0 | 0 | 0 | 0 | 0 | 0 | 0 | 0 | 0
Commercial_College (ID)_New_Food Preparation_Natural Gas_Food Prep Other_E1_Baseline Forecast | Commercial | College (ID) | New | Food Preparation | Natural Gas | Food Prep Other | E1 | Standard | Baseline Forecast | 0.74 | 0.74 | 0.74 | 0.74 | 0.74 | 0.74 | 0.74 | 0.74 | 0.74 | 0.74 | 0.74 | 0.74 | 0.74 | 0.74 | 0.74 | 0.74 | 0.74 | 0.74 | 0.74 | 0.74 | 0.74 | 0.74 | 0.74 | 0.74 | 0.74 | 0.74 | 0.74
Commercial_College (ID)_New_Food Preparation_Natural Gas_Food Prep Other_E2_Baseline Forecast | Commercial | College (ID) | New | Food Preparation | Natural Gas | Food Prep Other | E2 | ENERGY STAR | Baseline Forecast | 0.26 | 0.26 | 0.26 | 0.26 | 0.26 | 0.26 | 0.26 | 0.26 | 0.26 | 0.26 | 0.26 | 0.26 | 0.26 | 0.26 | 0.26 | 0.26 | 0.26 | 0.26 | 0.26 | 0.26 | 0.26 | 0.26 | 0.26 | 0.26 | 0.26 | 0.26 | 0.26
Commercial_College (ID)_New_Food Preparation_Natural Gas_Food Prep Other_E3_Baseline Forecast | Commercial | College (ID) | New | Food Preparation | Natural Gas | Food Prep Other | E3 |  | Baseline Forecast | 0 | 0 | 0 | 0 | 0 | 0 | 0 | 0 | 0 | 0 | 0 | 0 | 0 | 0 | 0 | 0 | 0 | 0 | 0 | 0 | 0 | 0 | 0 | 0 | 0 | 0 | 0
Commercial_College (ID)_New_Food Preparation_Natural Gas_Food Prep Other_E4_Baseline Forecast | Commercial | College (ID) | New | Food Preparation | Natural Gas | Food Prep Other | E4 |  | Baseline Forecast | 0 | 0 | 0 | 0 | 0 | 0 | 0 | 0 | 0 | 0 | 0 | 0 | 0 | 0 | 0 | 0 | 0 | 0 | 0 | 0 | 0 | 0 | 0 | 0 | 0 | 0 | 0
Commercial_College (ID)_New_Food Preparation_Natural Gas_Food Prep Other_E5_Baseline Forecast | Commercial | College (ID) | New | Food Preparation | Natural Gas | Food Prep Other | E5 |  | Baseline Forecast | 0 | 0 | 0 | 0 | 0 | 0 | 0 | 0 | 0 | 0 | 0 | 0 | 0 | 0 | 0 | 0 | 0 | 0 | 0 | 0 | 0 | 0 | 0 | 0 | 0 | 0 | 0
Commercial_College (ID)_New_Food Preparation_Natural Gas_Food Prep Other_E6_Baseline Forecast | Commercial | College (ID) | New | Food Preparation | Natural Gas | Food Prep Other | E6 |  | Baseline Forecast | 0 | 0 | 0 | 0 | 0 | 0 | 0 | 0 | 0 | 0 | 0 | 0 | 0 | 0 | 0 | 0 | 0 | 0 | 0 | 0 | 0 | 0 | 0 | 0 | 0 | 0 | 0
Commercial_College (ID)_New_Food Preparation_Natural Gas_Food Prep Other_E7_Baseline Forecast | Commercial | College (ID) | New | Food Preparation | Natural Gas | Food Prep Other | E7 |  | Baseline Forecast | 0 | 0 | 0 | 0 | 0 | 0 | 0 | 0 | 0 | 0 | 0 | 0 | 0 | 0 | 0 | 0 | 0 | 0 | 0 | 0 | 0 | 0 | 0 | 0 | 0 | 0 | 0
Commercial_College (ID)_New_Food Preparation_Natural Gas_Food Prep Other_E8_Baseline Forecast | Commercial | College (ID) | New | Food Preparation | Natural Gas | Food Prep Other | E8 |  | Baseline Forecast | 0 | 0 | 0 | 0 | 0 | 0 | 0 | 0 | 0 | 0 | 0 | 0 | 0 | 0 | 0 | 0 | 0 | 0 | 0 | 0 | 0 | 0 | 0 | 0 | 0 | 0 | 0
Commercial_College (ID)_New_Food Preparation_Natural Gas_Food Prep Other_E9_Baseline Forecast | Commercial | College (ID) | New | Food Preparation | Natural Gas | Food Prep Other | E9 |  | Baseline Forecast | 0 | 0 | 0 | 0 | 0 | 0 | 0 | 0 | 0 | 0 | 0 | 0 | 0 | 0 | 0 | 0 | 0 | 0 | 0 | 0 | 0 | 0 | 0 | 0 | 0 | 0 | 0
Commercial_College (ID)_New_Food Preparation_Natural Gas_Food Prep Other_E10_Baseline Forecast | Commercial | College (ID) | New | Food Preparation | Natural Gas | Food Prep Other | E10 |  | Baseline Forecast | 0 | 0 | 0 | 0 | 0 | 0 | 0 | 0 | 0 | 0 | 0 | 0 | 0 | 0 | 0 | 0 | 0 | 0 | 0 | 0 | 0 | 0 | 0 | 0 | 0 | 0 | 0
Commercial_College (ID)_New_Miscellaneous_Natural Gas_Pool Heater_E1_Baseline Forecast | Commercial | College (ID) | New | Miscellaneous | Natural Gas | Pool Heater | E1 | Standard (EF .82) | Baseline Forecast | 0.9 | 0.9 | 0.9 | 0.9 | 0.9 | 0.9 | 0.9 | 0.9 | 0.9 | 0.9 | 0.9 | 0.9 | 0.9 | 0.9 | 0.9 | 0.9 | 0.9 | 0.9 | 0.9 | 0.9 | 0.9 | 0.9 | 0.9 | 0.9 | 0.9 | 0.9 | 0.9
Commercial_College (ID)_New_Miscellaneous_Natural Gas_Pool Heater_E2_Baseline Forecast | Commercial | College (ID) | New | Miscellaneous | Natural Gas | Pool Heater | E2 | Condensing (EF .90) | Baseline Forecast | 0.1 | 0.1 | 0.1 | 0.1 | 0.1 | 0.1 | 0.1 | 0.1 | 0.1 | 0.1 | 0.1 | 0.1 | 0.1 | 0.1 | 0.1 | 0.1 | 0.1 | 0.1 | 0.1 | 0.1 | 0.1 | 0.1 | 0.1 | 0.1 | 0.1 | 0.1 | 0.1
Commercial_College (ID)_New_Miscellaneous_Natural Gas_Pool Heater_E3_Baseline Forecast | Commercial | College (ID) | New | Miscellaneous | Natural Gas | Pool Heater | E3 |  | Baseline Forecast | 0 | 0 | 0 | 0 | 0 | 0 | 0 | 0 | 0 | 0 | 0 | 0 | 0 | 0 | 0 | 0 | 0 | 0 | 0 | 0 | 0 | 0 | 0 | 0 | 0 | 0 | 0
Commercial_College (ID)_New_Miscellaneous_Natural Gas_Pool Heater_E4_Baseline Forecast | Commercial | College (ID) | New | Miscellaneous | Natural Gas | Pool Heater | E4 |  | Baseline Forecast | 0 | 0 | 0 | 0 | 0 | 0 | 0 | 0 | 0 | 0 | 0 | 0 | 0 | 0 | 0 | 0 | 0 | 0 | 0 | 0 | 0 | 0 | 0 | 0 | 0 | 0 | 0
Commercial_College (ID)_New_Miscellaneous_Natural Gas_Pool Heater_E5_Baseline Forecast | Commercial | College (ID) | New | Miscellaneous | Natural Gas | Pool Heater | E5 |  | Baseline Forecast | 0 | 0 | 0 | 0 | 0 | 0 | 0 | 0 | 0 | 0 | 0 | 0 | 0 | 0 | 0 | 0 | 0 | 0 | 0 | 0 | 0 | 0 | 0 | 0 | 0 | 0 | 0
Commercial_College (ID)_New_Miscellaneous_Natural Gas_Pool Heater_E6_Baseline Forecast | Commercial | College (ID) | New | Miscellaneous | Natural Gas | Pool Heater | E6 |  | Baseline Forecast | 0 | 0 | 0 | 0 | 0 | 0 | 0 | 0 | 0 | 0 | 0 | 0 | 0 | 0 | 0 | 0 | 0 | 0 | 0 | 0 | 0 | 0 | 0 | 0 | 0 | 0 | 0
Commercial_College (ID)_New_Miscellaneous_Natural Gas_Pool Heater_E7_Baseline Forecast | Commercial | College (ID) | New | Miscellaneous | Natural Gas | Pool Heater | E7 |  | Baseline Forecast | 0 | 0 | 0 | 0 | 0 | 0 | 0 | 0 | 0 | 0 | 0 | 0 | 0 | 0 | 0 | 0 | 0 | 0 | 0 | 0 | 0 | 0 | 0 | 0 | 0 | 0 | 0
Commercial_College (ID)_New_Miscellaneous_Natural Gas_Pool Heater_E8_Baseline Forecast | Commercial | College (ID) | New | Miscellaneous | Natural Gas | Pool Heater | E8 |  | Baseline Forecast | 0 | 0 | 0 | 0 | 0 | 0 | 0 | 0 | 0 | 0 | 0 | 0 | 0 | 0 | 0 | 0 | 0 | 0 | 0 | 0 | 0 | 0 | 0 | 0 | 0 | 0 | 0
Commercial_College (ID)_New_Miscellaneous_Natural Gas_Pool Heater_E9_Baseline Forecast | Commercial | College (ID) | New | Miscellaneous | Natural Gas | Pool Heater | E9 |  | Baseline Forecast | 0 | 0 | 0 | 0 | 0 | 0 | 0 | 0 | 0 | 0 | 0 | 0 | 0 | 0 | 0 | 0 | 0 | 0 | 0 | 0 | 0 | 0 | 0 | 0 | 0 | 0 | 0
Commercial_College (ID)_New_Miscellaneous_Natural Gas_Pool Heater_E10_Baseline Forecast | Commercial | College (ID) | New | Miscellaneous | Natural Gas | Pool Heater | E10 |  | Baseline Forecast | 0 | 0 | 0 | 0 | 0 | 0 | 0 | 0 | 0 | 0 | 0 | 0 | 0 | 0 | 0 | 0 | 0 | 0 | 0 | 0 | 0 | 0 | 0 | 0 | 0 | 0 | 0
Commercial_College (ID)_New_Miscellaneous_Natural Gas_Miscellaneous_E1_Baseline Forecast | Commercial | College (ID) | New | Miscellaneous | Natural Gas | Miscellaneous | E1 | Standard | Baseline Forecast | bar: 2019 to 2045
Commercial_College (ID)_New_Miscellaneous_Natural Gas_Miscellaneous_E2_Baseline Forecast | Commercial | College (ID) | New | Miscellaneous | Natural Gas | Miscellaneous | E2 |  | Baseline Forecast | 0 | 0 | 0 | 0 | 0 | 0 | 0 | 0 | 0 | 0 | 0 | 0 | 0 | 0 | 0 | 0 | 0 | 0 | 0 | 0 | 0 | 0 | 0 | 0 | 0 | 0 | 0
Commercial_College (ID)_New_Miscellaneous_Natural Gas_Miscellaneous_E3_Baseline Forecast | Commercial | College (ID) | New | Miscellaneous | Natural Gas | Miscellaneous | E3 |  | Baseline Forecast | 0 | 0 | 0 | 0 | 0 | 0 | 0 | 0 | 0 | 0 | 0 | 0 | 0 | 0 | 0 | 0 | 0 | 0 | 0 | 0 | 0 | 0 | 0 | 0 | 0 | 0 | 0
Commercial_College (ID)_New_Miscellaneous_Natural Gas_Miscellaneous_E4_Baseline Forecast | Commercial | College (ID) | New | Miscellaneous | Natural Gas | Miscellaneous | E4 |  | Baseline Forecast | 0 | 0 | 0 | 0 | 0 | 0 | 0 | 0 | 0 | 0 | 0 | 0 | 0 | 0 | 0 | 0 | 0 | 0 | 0 | 0 | 0 | 0 | 0 | 0 | 0 | 0 | 0
Commercial_College (ID)_New_Miscellaneous_Natural Gas_Miscellaneous_E5_Baseline Forecast | Commercial | College (ID) | New | Miscellaneous | Natural Gas | Miscellaneous | E5 |  | Baseline Forecast | 0 | 0 | 0 | 0 | 0 | 0 | 0 | 0 | 0 | 0 | 0 | 0 | 0 | 0 | 0 | 0 | 0 | 0 | 0 | 0 | 0 | 0 | 0 | 0 | 0 | 0 | 0
Commercial_College (ID)_New_Miscellaneous_Natural Gas_Miscellaneous_E6_Baseline Forecast | Commercial | College (ID) | New | Miscellaneous | Natural Gas | Miscellaneous | E6 |  | Baseline Forecast | 0 | 0 | 0 | 0 | 0 | 0 | 0 | 0 | 0 | 0 | 0 | 0 | 0 | 0 | 0 | 0 | 0 | 0 | 0 | 0 | 0 | 0 | 0 | 0 | 0 | 0 | 0
Commercial_College (ID)_New_Miscellaneous_Natural Gas_Miscellaneous_E7_Baseline Forecast | Commercial | College (ID) | New | Miscellaneous | Natural Gas | Miscellaneous | E7 |  | Baseline Forecast | 0 | 0 | 0 | 0 | 0 | 0 | 0 | 0 | 0 | 0 | 0 | 0 | 0 | 0 | 0 | 0 | 0 | 0 | 0 | 0 | 0 | 0 | 0 | 0 | 0 | 0 | 0
Commercial_College (ID)_New_Miscellaneous_Natural Gas_Miscellaneous_E8_Baseline Forecast | Commercial | College (ID) | New | Miscellaneous | Natural Gas | Miscellaneous | E8 |  | Baseline Forecast | 0 | 0 | 0 | 0 | 0 | 0 | 0 | 0 | 0 | 0 | 0 | 0 | 0 | 0 | 0 | 0 | 0 | 0 | 0 | 0 | 0 | 0 | 0 | 0 | 0 | 0 | 0
Commercial_College (ID)_New_Miscellaneous_Natural Gas_Miscellaneous_E9_Baseline Forecast | Commercial | College (ID) | New | Miscellaneous | Natural Gas | Miscellaneous | E9 |  | Baseline Forecast | 0 | 0 | 0 | 0 | 0 | 0 | 0 | 0 | 0 | 0 | 0 | 0 | 0 | 0 | 0 | 0 | 0 | 0 | 0 | 0 | 0 | 0 | 0 | 0 | 0 | 0 | 0
Commercial_College (ID)_New_Miscellaneous_Natural Gas_Miscellaneous_E10_Baseline Forecast | Commercial | College (ID) | New | Miscellaneous | Natural Gas | Miscellaneous | E10 |  | Baseline Forecast | 0 | 0 | 0 | 0 | 0 | 0 | 0 | 0 | 0 | 0 | 0 | 0 | 0 | 0 | 0 | 0 | 0 | 0 | 0 | 0 | 0 | 0 | 0 | 0 | 0 | 0 | 0
Commercial_Health (ID)_Existing_Space Heating_Natural Gas_Furnace_E1_Baseline Forecast | Commercial | Health (ID) | Existing | Space Heating | Natural Gas | Furnace | E1 | AFUE 80% (Standard) | Baseline Forecast | 1 | 1 | 1 | 1 | 1 | 1 | 1 | 1 | 1 | 1 | 1 | 0.68563 | 0.68452 | 0.68528 | 0.68419 | 0.68494 | 0.68386 | 0.68544 | 0.68361 | 0.68436 | 0.68544 | 0.68361 | 0.68436 | 0.68436 | 0.68436 | 0.68436 | 0.68436
Commercial_Health (ID)_Existing_Space Heating_Natural Gas_Furnace_E2_Baseline Forecast | Commercial | Health (ID) | Existing | Space Heating | Natural Gas | Furnace | E2 | AFUE 90% | Baseline Forecast | 0 | 0 | 0 | 0 | 0 | 0 | 0 | 0 | 0 | 0 | 0 | 0.31437 | 0.31548 | 0.31472 | 0.31581 | 0.31506 | 0.31614 | 0.31456 | 0.31639 | 0.31564 | 0.31456 | 0.31639 | 0.31564 | 0.31564 | 0.31564 | 0.31564 | 0.31564
Commercial_Health (ID)_Existing_Space Heating_Natural Gas_Furnace_E3_Baseline Forecast | Commercial | Health (ID) | Existing | Space Heating | Natural Gas | Furnace | E3 | AFUE 96% | Baseline Forecast | 0 | 0 | 0 | 0 | 0 | 0 | 0 | 0 | 0 | 0 | 0 | 0 | 0 | 0 | 0 | 0 | 0 | 0 | 0 | 0 | 0 | 0 | 0 | 0 | 0 | 0 | 0
Commercial_Health (ID)_Existing_Space Heating_Natural Gas_Furnace_E4_Baseline Forecast | Commercial | Health (ID) | Existing | Space Heating | Natural Gas | Furnace | E4 |  | Baseline Forecast | 0 | 0 | 0 | 0 | 0 | 0 | 0 | 0 | 0 | 0 | 0 | 0 | 0 | 0 | 0 | 0 | 0 | 0 | 0 | 0 | 0 | 0 | 0 | 0 | 0 | 0 | 0
Commercial_Health (ID)_Existing_Space Heating_Natural Gas_Furnace_E5_Baseline Forecast | Commercial | Health (ID) | Existing | Space Heating | Natural Gas | Furnace | E5 |  | Baseline Forecast | 0 | 0 | 0 | 0 | 0 | 0 | 0 | 0 | 0 | 0 | 0 | 0 | 0 | 0 | 0 | 0 | 0 | 0 | 0 | 0 | 0 | 0 | 0 | 0 | 0 | 0 | 0
Commercial_Health (ID)_Existing_Space Heating_Natural Gas_Furnace_E6_Baseline Forecast | Commercial | Health (ID) | Existing | Space Heating | Natural Gas | Furnace | E6 |  | Baseline Forecast | 0 | 0 | 0 | 0 | 0 | 0 | 0 | 0 | 0 | 0 | 0 | 0 | 0 | 0 | 0 | 0 | 0 | 0 | 0 | 0 | 0 | 0 | 0 | 0 | 0 | 0 | 0
Commercial_Health (ID)_Existing_Space Heating_Natural Gas_Furnace_E7_Baseline Forecast | Commercial | Health (ID) | Existing | Space Heating | Natural Gas | Furnace | E7 |  | Baseline Forecast | 0 | 0 | 0 | 0 | 0 | 0 | 0 | 0 | 0 | 0 | 0 | 0 | 0 | 0 | 0 | 0 | 0 | 0 | 0 | 0 | 0 | 0 | 0 | 0 | 0 | 0 | 0
Commercial_Health (ID)_Existing_Space Heating_Natural Gas_Furnace_E8_Baseline Forecast | Commercial | Health (ID) | Existing | Space Heating | Natural Gas | Furnace | E8 |  | Baseline Forecast | 0 | 0 | 0 | 0 | 0 | 0 | 0 | 0 | 0 | 0 | 0 | 0 | 0 | 0 | 0 | 0 | 0 | 0 | 0 | 0 | 0 | 0 | 0 | 0 | 0 | 0 | 0
Commercial_Health (ID)_Existing_Space Heating_Natural Gas_Furnace_E9_Baseline Forecast | Commercial | Health (ID) | Existing | Space Heating | Natural Gas | Furnace | E9 |  | Baseline Forecast | 0 | 0 | 0 | 0 | 0 | 0 | 0 | 0 | 0 | 0 | 0 | 0 | 0 | 0 | 0 | 0 | 0 | 0 | 0 | 0 | 0 | 0 | 0 | 0 | 0 | 0 | 0
Commercial_Health (ID)_Existing_Space Heating_Natural Gas_Furnace_E10_Baseline Forecast | Commercial | Health (ID) | Existing | Space Heating | Natural Gas | Furnace | E10 |  | Baseline Forecast | 0 | 0 | 0 | 0 | 0 | 0 | 0 | 0 | 0 | 0 | 0 | 0 | 0 | 0 | 0 | 0 | 0 | 0 | 0 | 0 | 0 | 0 | 0 | 0 | 0 | 0 | 0
Commercial_Health (ID)_Existing_Space Heating_Natural Gas_Boiler_E1_Baseline Forecast | Commercial | Health (ID) | Existing | Space Heating | Natural Gas | Boiler | E1 | AFUE 80% (Standard) | Baseline Forecast | 0.48035 | 0.48268 | 0.48268 | 0.48268 | 0.46919 | 0.48529 | 0.48529 | 0.47103 | 0.47103 | 0.45596 | 0.47312 | 0.47312 | 0.47312 | 0.45706 | 0.45706 | 0.4755 | 0.45833 | 0.45833 | 0.45833 | 0.44 | 0.45833 | 0.45833 | 0.44 | 0.44 | 0.44 | 0.44 | 0.44
Commercial_Health (ID)_Existing_Space Heating_Natural Gas_Boiler_E2_Baseline Forecast | Commercial | Health (ID) | Existing | Space Heating | Natural Gas | Boiler | E2 | AFUE 85% | Baseline Forecast | 0 | 0 | 0 | 0 | 0 | 0 | 0 | 0 | 0 | 0 | 0 | 0 | 0 | 0 | 0 | 0 | 0 | 0 | 0 | 0 | 0 | 0 | 0 | 0 | 0 | 0 | 0
Commercial_Health (ID)_Existing_Space Heating_Natural Gas_Boiler_E3_Baseline Forecast | Commercial | Health (ID) | Existing | Space Heating | Natural Gas | Boiler | E3 | AFUE 97% | Baseline Forecast | 0.51965 | 0.51732 | 0.51732 | 0.51732 | 0.53081 | 0.51471 | 0.51471 | 0.52897 | 0.52897 | 0.54404 | 0.52688 | 0.52688 | 0.52688 | 0.54294 | 0.54294 | 0.5245 | 0.54167 | 0.54167 | 0.54167 | 0.56 | 0.54167 | 0.54167 | 0.56 | 0.56 | 0.56 | 0.56 | 0.56
Commercial_Health (ID)_Existing_Space Heating_Natural Gas_Boiler_E4_Baseline Forecast | Commercial | Health (ID) | Existing | Space Heating | Natural Gas | Boiler | E4 | Convert to NG Air Source Heat Pump | Baseline Forecast | 0 | 0 | 0 | 0 | 0 | 0 | 0 | 0 | 0 | 0 | 0 | 0 | 0 | 0 | 0 | 0 | 0 | 0 | 0 | 0 | 0 | 0 | 0 | 0 | 0 | 0 | 0
Commercial_Health (ID)_Existing_Space Heating_Natural Gas_Boiler_E5_Baseline Forecast | Commercial | Health (ID) | Existing | Space Heating | Natural Gas | Boiler | E5 |  | Baseline Forecast | 0 | 0 | 0 | 0 | 0 | 0 | 0 | 0 | 0 | 0 | 0 | 0 | 0 | 0 | 0 | 0 | 0 | 0 | 0 | 0 | 0 | 0 | 0 | 0 | 0 | 0 | 0
Commercial_Health (ID)_Existing_Space Heating_Natural Gas_Boiler_E6_Baseline Forecast | Commercial | Health (ID) | Existing | Space Heating | Natural Gas | Boiler | E6 |  | Baseline Forecast | 0 | 0 | 0 | 0 | 0 | 0 | 0 | 0 | 0 | 0 | 0 | 0 | 0 | 0 | 0 | 0 | 0 | 0 | 0 | 0 | 0 | 0 | 0 | 0 | 0 | 0 | 0
Commercial_Health (ID)_Existing_Space Heating_Natural Gas_Boiler_E7_Baseline Forecast | Commercial | Health (ID) | Existing | Space Heating | Natural Gas | Boiler | E7 |  | Baseline Forecast | 0 | 0 | 0 | 0 | 0 | 0 | 0 | 0 | 0 | 0 | 0 | 0 | 0 | 0 | 0 | 0 | 0 | 0 | 0 | 0 | 0 | 0 | 0 | 0 | 0 | 0 | 0
Commercial_Health (ID)_Existing_Space Heating_Natural Gas_Boiler_E8_Baseline Forecast | Commercial | Health (ID) | Existing | Space Heating | Natural Gas | Boiler | E8 |  | Baseline Forecast | 0 | 0 | 0 | 0 | 0 | 0 | 0 | 0 | 0 | 0 | 0 | 0 | 0 | 0 | 0 | 0 | 0 | 0 | 0 | 0 | 0 | 0 | 0 | 0 | 0 | 0 | 0
Commercial_Health (ID)_Existing_Space Heating_Natural Gas_Boiler_E9_Baseline Forecast | Commercial | Health (ID) | Existing | Space Heating | Natural Gas | Boiler | E9 |  | Baseline Forecast | 0 | 0 | 0 | 0 | 0 | 0 | 0 | 0 | 0 | 0 | 0 | 0 | 0 | 0 | 0 | 0 | 0 | 0 | 0 | 0 | 0 | 0 | 0 | 0 | 0 | 0 | 0
Commercial_Health (ID)_Existing_Space Heating_Natural Gas_Boiler_E10_Baseline Forecast | Commercial | Health (ID) | Existing | Space Heating | Natural Gas | Boiler | E10 |  | Baseline Forecast | 0 | 0 | 0 | 0 | 0 | 0 | 0 | 0 | 0 | 0 | 0 | 0 | 0 | 0 | 0 | 0 | 0 | 0 | 0 | 0 | 0 | 0 | 0 | 0 | 0 | 0 | 0
Commercial_Health (ID)_Existing_Space Heating_Natural Gas_Unit Heater_E1_Baseline Forecast | Commercial | Health (ID) | Existing | Space Heating | Natural Gas | Unit Heater | E1 | Standard | Baseline Forecast | bar: 2019 to 2045
Commercial_Health (ID)_Existing_Space Heating_Natural Gas_Unit Heater_E2_Baseline Forecast | Commercial | Health (ID) | Existing | Space Heating | Natural Gas | Unit Heater | E2 | Condensing | Baseline Forecast | 0 | 0 | 0 | 0 | 0 | 0 | 0 | 0 | 0 | 0 | 0 | 0 | 0 | 0 | 0 | 0 | 0 | 0 | 0 | 0 | 0 | 0 | 0 | 0 | 0 | 0 | 0
Commercial_Health (ID)_Existing_Space Heating_Natural Gas_Unit Heater_E3_Baseline Forecast | Commercial | Health (ID) | Existing | Space Heating | Natural Gas | Unit Heater | E3 | Infrared Radiant | Baseline Forecast | 0 | 0 | 0 | 0 | 0 | 0 | 0 | 0 | 0 | 0 | 0 | 0 | 0 | 0 | 0 | 0 | 0 | 0 | 0 | 0 | 0 | 0 | 0 | 0 | 0 | 0 | 0
Commercial_Health (ID)_Existing_Space Heating_Natural Gas_Unit Heater_E4_Baseline Forecast | Commercial | Health (ID) | Existing | Space Heating | Natural Gas | Unit Heater | E4 |  | Baseline Forecast | 0 | 0 | 0 | 0 | 0 | 0 | 0 | 0 | 0 | 0 | 0 | 0 | 0 | 0 | 0 | 0 | 0 | 0 | 0 | 0 | 0 | 0 | 0 | 0 | 0 | 0 | 0
Commercial_Health (ID)_Existing_Space Heating_Natural Gas_Unit Heater_E5_Baseline Forecast | Commercial | Health (ID) | Existing | Space Heating | Natural Gas | Unit Heater | E5 |  | Baseline Forecast | 0 | 0 | 0 | 0 | 0 | 0 | 0 | 0 | 0 | 0 | 0 | 0 | 0 | 0 | 0 | 0 | 0 | 0 | 0 | 0 | 0 | 0 | 0 | 0 | 0 | 0 | 0
Commercial_Health (ID)_Existing_Space Heating_Natural Gas_Unit Heater_E6_Baseline Forecast | Commercial | Health (ID) | Existing | Space Heating | Natural Gas | Unit Heater | E6 |  | Baseline Forecast | 0 | 0 | 0 | 0 | 0 | 0 | 0 | 0 | 0 | 0 | 0 | 0 | 0 | 0 | 0 | 0 | 0 | 0 | 0 | 0 | 0 | 0 | 0 | 0 | 0 | 0 | 0
Commercial_Health (ID)_Existing_Space Heating_Natural Gas_Unit Heater_E7_Baseline Forecast | Commercial | Health (ID) | Existing | Space Heating | Natural Gas | Unit Heater | E7 |  | Baseline Forecast | 0 | 0 | 0 | 0 | 0 | 0 | 0 | 0 | 0 | 0 | 0 | 0 | 0 | 0 | 0 | 0 | 0 | 0 | 0 | 0 | 0 | 0 | 0 | 0 | 0 | 0 | 0
Commercial_Health (ID)_Existing_Space Heating_Natural Gas_Unit Heater_E8_Baseline Forecast | Commercial | Health (ID) | Existing | Space Heating | Natural Gas | Unit Heater | E8 |  | Baseline Forecast | 0 | 0 | 0 | 0 | 0 | 0 | 0 | 0 | 0 | 0 | 0 | 0 | 0 | 0 | 0 | 0 | 0 | 0 | 0 | 0 | 0 | 0 | 0 | 0 | 0 | 0 | 0
Commercial_Health (ID)_Existing_Space Heating_Natural Gas_Unit Heater_E9_Baseline Forecast | Commercial | Health (ID) | Existing | Space Heating | Natural Gas | Unit Heater | E9 |  | Baseline Forecast | 0 | 0 | 0 | 0 | 0 | 0 | 0 | 0 | 0 | 0 | 0 | 0 | 0 | 0 | 0 | 0 | 0 | 0 | 0 | 0 | 0 | 0 | 0 | 0 | 0 | 0 | 0
Commercial_Health (ID)_Existing_Space Heating_Natural Gas_Unit Heater_E10_Baseline Forecast | Commercial | Health (ID) | Existing | Space Heating | Natural Gas | Unit Heater | E10 |  | Baseline Forecast | 0 | 0 | 0 | 0 | 0 | 0 | 0 | 0 | 0 | 0 | 0 | 0 | 0 | 0 | 0 | 0 | 0 | 0 | 0 | 0 | 0 | 0 | 0 | 0 | 0 | 0 | 0
Commercial_Health (ID)_Existing_Water Heating_Natural Gas_Water Heater_E1_Baseline Forecast | Commercial | Health (ID) | Existing | Water Heating | Natural Gas | Water Heater | E1 | TE 0.80 | Baseline Forecast | 0.47 | 0.47 | 0.47 | 0.47 | 0.47 | 0.47 | 0.47 | 0.47 | 0.47 | 0.47 | 0.47 | 0.47 | 0.47 | 0.47 | 0.47 | 0.47 | 0.47 | 0.47 | 0.47 | 0.47 | 0.47 | 0.47 | 0.47 | 0.47 | 0.47 | 0.47 | 0.47
Commercial_Health (ID)_Existing_Water Heating_Natural Gas_Water Heater_E2_Baseline Forecast | Commercial | Health (ID) | Existing | Water Heating | Natural Gas | Water Heater | E2 | TE 0.90 | Baseline Forecast | 0 | 0 | 0 | 0 | 0 | 0 | 0 | 0 | 0 | 0 | 0 | 0 | 0 | 0 | 0 | 0 | 0 | 0 | 0 | 0 | 0 | 0 | 0 | 0 | 0 | 0 | 0
Commercial_Health (ID)_Existing_Water Heating_Natural Gas_Water Heater_E3_Baseline Forecast | Commercial | Health (ID) | Existing | Water Heating | Natural Gas | Water Heater | E3 | TE 0.94 | Baseline Forecast | 0.53 | 0.53 | 0.53 | 0.53 | 0.53 | 0.53 | 0.53 | 0.53 | 0.53 | 0.53 | 0.53 | 0.53 | 0.53 | 0.53 | 0.53 | 0.53 | 0.53 | 0.53 | 0.53 | 0.53 | 0.53 | 0.53 | 0.53 | 0.53 | 0.53 | 0.53 | 0.53
Commercial_Health (ID)_Existing_Water Heating_Natural Gas_Water Heater_E4_Baseline Forecast | Commercial | Health (ID) | Existing | Water Heating | Natural Gas | Water Heater | E4 | Instantaneous TE 0.94 | Baseline Forecast | 0 | 0 | 0 | 0 | 0 | 0 | 0 | 0 | 0 | 0 | 0 | 0 | 0 | 0 | 0 | 0 | 0 | 0 | 0 | 0 | 0 | 0 | 0 | 0 | 0 | 0 | 0
Commercial_Health (ID)_Existing_Water Heating_Natural Gas_Water Heater_E5_Baseline Forecast | Commercial | Health (ID) | Existing | Water Heating | Natural Gas | Water Heater | E5 | Gas-Fired Absorption HPWH | Baseline Forecast | 0 | 0 | 0 | 0 | 0 | 0 | 0 | 0 | 0 | 0 | 0 | 0 | 0 | 0 | 0 | 0 | 0 | 0 | 0 | 0 | 0 | 0 | 0 | 0 | 0 | 0 | 0
Commercial_Health (ID)_Existing_Water Heating_Natural Gas_Water Heater_E6_Baseline Forecast | Commercial | Health (ID) | Existing | Water Heating | Natural Gas | Water Heater | E6 |  | Baseline Forecast | 0 | 0 | 0 | 0 | 0 | 0 | 0 | 0 | 0 | 0 | 0 | 0 | 0 | 0 | 0 | 0 | 0 | 0 | 0 | 0 | 0 | 0 | 0 | 0 | 0 | 0 | 0
Commercial_Health (ID)_Existing_Water Heating_Natural Gas_Water Heater_E7_Baseline Forecast | Commercial | Health (ID) | Existing | Water Heating | Natural Gas | Water Heater | E7 |  | Baseline Forecast | 0 | 0 | 0 | 0 | 0 | 0 | 0 | 0 | 0 | 0 | 0 | 0 | 0 | 0 | 0 | 0 | 0 | 0 | 0 | 0 | 0 | 0 | 0 | 0 | 0 | 0 | 0
Commercial_Health (ID)_Existing_Water Heating_Natural Gas_Water Heater_E8_Baseline Forecast | Commercial | Health (ID) | Existing | Water Heating | Natural Gas | Water Heater | E8 |  | Baseline Forecast | 0 | 0 | 0 | 0 | 0 | 0 | 0 | 0 | 0 | 0 | 0 | 0 | 0 | 0 | 0 | 0 | 0 | 0 | 0 | 0 | 0 | 0 | 0 | 0 | 0 | 0 | 0
Commercial_Health (ID)_Existing_Water Heating_Natural Gas_Water Heater_E9_Baseline Forecast | Commercial | Health (ID) | Existing | Water Heating | Natural Gas | Water Heater | E9 |  | Baseline Forecast | 0 | 0 | 0 | 0 | 0 | 0 | 0 | 0 | 0 | 0 | 0 | 0 | 0 | 0 | 0 | 0 | 0 | 0 | 0 | 0 | 0 | 0 | 0 | 0 | 0 | 0 | 0
Commercial_Health (ID)_Existing_Water Heating_Natural Gas_Water Heater_E10_Baseline Forecast | Commercial | Health (ID) | Existing | Water Heating | Natural Gas | Water Heater | E10 |  | Baseline Forecast | 0 | 0 | 0 | 0 | 0 | 0 | 0 | 0 | 0 | 0 | 0 | 0 | 0 | 0 | 0 | 0 | 0 | 0 | 0 | 0 | 0 | 0 | 0 | 0 | 0 | 0 | 0
Commercial_Health (ID)_Existing_Food Preparation_Natural Gas_Oven_E1_Baseline Forecast | Commercial | Health (ID) | Existing | Food Preparation | Natural Gas | Oven | E1 | Standard | Baseline Forecast | 0.41 | 0.41 | 0.41 | 0.41 | 0.41 | 0.41 | 0.41 | 0.41 | 0.41 | 0.41 | 0.41 | 0.41 | 0.41 | 0.41 | 0.41 | 0.41 | 0.41 | 0.41 | 0.41 | 0.41 | 0.41 | 0.41 | 0.41 | 0.41 | 0.41 | 0.41 | 0.41
Commercial_Health (ID)_Existing_Food Preparation_Natural Gas_Oven_E2_Baseline Forecast | Commercial | Health (ID) | Existing | Food Preparation | Natural Gas | Oven | E2 | ENERGY STAR (>42% Baking Efficiency) | Baseline Forecast | 0.59 | 0.59 | 0.59 | 0.59 | 0.59 | 0.59 | 0.59 | 0.59 | 0.59 | 0.59 | 0.59 | 0.59 | 0.59 | 0.59 | 0.59 | 0.59 | 0.59 | 0.59 | 0.59 | 0.59 | 0.59 | 0.59 | 0.59 | 0.59 | 0.59 | 0.59 | 0.59
Commercial_Health (ID)_Existing_Food Preparation_Natural Gas_Oven_E3_Baseline Forecast | Commercial | Health (ID) | Existing | Food Preparation | Natural Gas | Oven | E3 |  | Baseline Forecast | 0 | 0 | 0 | 0 | 0 | 0 | 0 | 0 | 0 | 0 | 0 | 0 | 0 | 0 | 0 | 0 | 0 | 0 | 0 | 0 | 0 | 0 | 0 | 0 | 0 | 0 | 0
Commercial_Health (ID)_Existing_Food Preparation_Natural Gas_Oven_E4_Baseline Forecast | Commercial | Health (ID) | Existing | Food Preparation | Natural Gas | Oven | E4 |  | Baseline Forecast | 0 | 0 | 0 | 0 | 0 | 0 | 0 | 0 | 0 | 0 | 0 | 0 | 0 | 0 | 0 | 0 | 0 | 0 | 0 | 0 | 0 | 0 | 0 | 0 | 0 | 0 | 0
Commercial_Health (ID)_Existing_Food Preparation_Natural Gas_Oven_E5_Baseline Forecast | Commercial | Health (ID) | Existing | Food Preparation | Natural Gas | Oven | E5 |  | Baseline Forecast | 0 | 0 | 0 | 0 | 0 | 0 | 0 | 0 | 0 | 0 | 0 | 0 | 0 | 0 | 0 | 0 | 0 | 0 | 0 | 0 | 0 | 0 | 0 | 0 | 0 | 0 | 0
Commercial_Health (ID)_Existing_Food Preparation_Natural Gas_Oven_E6_Baseline Forecast | Commercial | Health (ID) | Existing | Food Preparation | Natural Gas | Oven | E6 |  | Baseline Forecast | 0 | 0 | 0 | 0 | 0 | 0 | 0 | 0 | 0 | 0 | 0 | 0 | 0 | 0 | 0 | 0 | 0 | 0 | 0 | 0 | 0 | 0 | 0 | 0 | 0 | 0 | 0
Commercial_Health (ID)_Existing_Food Preparation_Natural Gas_Oven_E7_Baseline Forecast | Commercial | Health (ID) | Existing | Food Preparation | Natural Gas | Oven | E7 |  | Baseline Forecast | 0 | 0 | 0 | 0 | 0 | 0 | 0 | 0 | 0 | 0 | 0 | 0 | 0 | 0 | 0 | 0 | 0 | 0 | 0 | 0 | 0 | 0 | 0 | 0 | 0 | 0 | 0
Commercial_Health (ID)_Existing_Food Preparation_Natural Gas_Oven_E8_Baseline Forecast | Commercial | Health (ID) | Existing | Food Preparation | Natural Gas | Oven | E8 |  | Baseline Forecast | 0 | 0 | 0 | 0 | 0 | 0 | 0 | 0 | 0 | 0 | 0 | 0 | 0 | 0 | 0 | 0 | 0 | 0 | 0 | 0 | 0 | 0 | 0 | 0 | 0 | 0 | 0
Commercial_Health (ID)_Existing_Food Preparation_Natural Gas_Oven_E9_Baseline Forecast | Commercial | Health (ID) | Existing | Food Preparation | Natural Gas | Oven | E9 |  | Baseline Forecast | 0 | 0 | 0 | 0 | 0 | 0 | 0 | 0 | 0 | 0 | 0 | 0 | 0 | 0 | 0 | 0 | 0 | 0 | 0 | 0 | 0 | 0 | 0 | 0 | 0 | 0 | 0
Commercial_Health (ID)_Existing_Food Preparation_Natural Gas_Oven_E10_Baseline Forecast | Commercial | Health (ID) | Existing | Food Preparation | Natural Gas | Oven | E10 |  | Baseline Forecast | 0 | 0 | 0 | 0 | 0 | 0 | 0 | 0 | 0 | 0 | 0 | 0 | 0 | 0 | 0 | 0 | 0 | 0 | 0 | 0 | 0 | 0 | 0 | 0 | 0 | 0 | 0
Commercial_Health (ID)_Existing_Food Preparation_Natural Gas_Conveyor Oven_E1_Baseline Forecast | Commercial | Health (ID) | Existing | Food Preparation | Natural Gas | Conveyor Oven | E1 | Standard | Baseline Forecast | 0.41 | 0.41 | 0.41 | 0.41 | 0.41 | 0.41 | 0.41 | 0.41 | 0.41 | 0.41 | 0.41 | 0.41 | 0.41 | 0.41 | 0.41 | 0.41 | 0.41 | 0.41 | 0.41 | 0.41 | 0.41 | 0.41 | 0.41 | 0.41 | 0.41 | 0.41 | 0.41
Commercial_Health (ID)_Existing_Food Preparation_Natural Gas_Conveyor Oven_E2_Baseline Forecast | Commercial | Health (ID) | Existing | Food Preparation | Natural Gas | Conveyor Oven | E2 | ENERGY STAR (>42% Baking Efficiency) | Baseline Forecast | 0.59 | 0.59 | 0.59 | 0.59 | 0.59 | 0.59 | 0.59 | 0.59 | 0.59 | 0.59 | 0.59 | 0.59 | 0.59 | 0.59 | 0.59 | 0.59 | 0.59 | 0.59 | 0.59 | 0.59 | 0.59 | 0.59 | 0.59 | 0.59 | 0.59 | 0.59 | 0.59
Commercial_Health (ID)_Existing_Food Preparation_Natural Gas_Conveyor Oven_E3_Baseline Forecast | Commercial | Health (ID) | Existing | Food Preparation | Natural Gas | Conveyor Oven | E3 |  | Baseline Forecast | 0 | 0 | 0 | 0 | 0 | 0 | 0 | 0 | 0 | 0 | 0 | 0 | 0 | 0 | 0 | 0 | 0 | 0 | 0 | 0 | 0 | 0 | 0 | 0 | 0 | 0 | 0
Commercial_Health (ID)_Existing_Food Preparation_Natural Gas_Conveyor Oven_E4_Baseline Forecast | Commercial | Health (ID) | Existing | Food Preparation | Natural Gas | Conveyor Oven | E4 |  | Baseline Forecast | 0 | 0 | 0 | 0 | 0 | 0 | 0 | 0 | 0 | 0 | 0 | 0 | 0 | 0 | 0 | 0 | 0 | 0 | 0 | 0 | 0 | 0 | 0 | 0 | 0 | 0 | 0
Commercial_Health (ID)_Existing_Food Preparation_Natural Gas_Conveyor Oven_E5_Baseline Forecast | Commercial | Health (ID) | Existing | Food Preparation | Natural Gas | Conveyor Oven | E5 |  | Baseline Forecast | 0 | 0 | 0 | 0 | 0 | 0 | 0 | 0 | 0 | 0 | 0 | 0 | 0 | 0 | 0 | 0 | 0 | 0 | 0 | 0 | 0 | 0 | 0 | 0 | 0 | 0 | 0
Commercial_Health (ID)_Existing_Food Preparation_Natural Gas_Conveyor Oven_E6_Baseline Forecast | Commercial | Health (ID) | Existing | Food Preparation | Natural Gas | Conveyor Oven | E6 |  | Baseline Forecast | 0 | 0 | 0 | 0 | 0 | 0 | 0 | 0 | 0 | 0 | 0 | 0 | 0 | 0 | 0 | 0 | 0 | 0 | 0 | 0 | 0 | 0 | 0 | 0 | 0 | 0 | 0
Commercial_Health (ID)_Existing_Food Preparation_Natural Gas_Conveyor Oven_E7_Baseline Forecast | Commercial | Health (ID) | Existing | Food Preparation | Natural Gas | Conveyor Oven | E7 |  | Baseline Forecast | 0 | 0 | 0 | 0 | 0 | 0 | 0 | 0 | 0 | 0 | 0 | 0 | 0 | 0 | 0 | 0 | 0 | 0 | 0 | 0 | 0 | 0 | 0 | 0 | 0 | 0 | 0
Commercial_Health (ID)_Existing_Food Preparation_Natural Gas_Conveyor Oven_E8_Baseline Forecast | Commercial | Health (ID) | Existing | Food Preparation | Natural Gas | Conveyor Oven | E8 |  | Baseline Forecast | 0 | 0 | 0 | 0 | 0 | 0 | 0 | 0 | 0 | 0 | 0 | 0 | 0 | 0 | 0 | 0 | 0 | 0 | 0 | 0 | 0 | 0 | 0 | 0 | 0 | 0 | 0
Commercial_Health (ID)_Existing_Food Preparation_Natural Gas_Conveyor Oven_E9_Baseline Forecast | Commercial | Health (ID) | Existing | Food Preparation | Natural Gas | Conveyor Oven | E9 |  | Baseline Forecast | 0 | 0 | 0 | 0 | 0 | 0 | 0 | 0 | 0 | 0 | 0 | 0 | 0 | 0 | 0 | 0 | 0 | 0 | 0 | 0 | 0 | 0 | 0 | 0 | 0 | 0 | 0
Commercial_Health (ID)_Existing_Food Preparation_Natural Gas_Conveyor Oven_E10_Baseline Forecast | Commercial | Health (ID) | Existing | Food Preparation | Natural Gas | Conveyor Oven | E10 |  | Baseline Forecast | 0 | 0 | 0 | 0 | 0 | 0 | 0 | 0 | 0 | 0 | 0 | 0 | 0 | 0 | 0 | 0 | 0 | 0 | 0 | 0 | 0 | 0 | 0 | 0 | 0 | 0 | 0
Commercial_Health (ID)_Existing_Food Preparation_Natural Gas_Double Rack Oven_E1_Baseline Forecast | Commercial | Health (ID) | Existing | Food Preparation | Natural Gas | Double Rack Oven | E1 | Standard | Baseline Forecast | 0.41 | 0.41 | 0.41 | 0.41 | 0.41 | 0.41 | 0.41 | 0.41 | 0.41 | 0.41 | 0.41 | 0.41 | 0.41 | 0.41 | 0.41 | 0.41 | 0.41 | 0.41 | 0.41 | 0.41 | 0.41 | 0.41 | 0.41 | 0.41 | 0.41 | 0.41 | 0.41
Commercial_Health (ID)_Existing_Food Preparation_Natural Gas_Double Rack Oven_E2_Baseline Forecast | Commercial | Health (ID) | Existing | Food Preparation | Natural Gas | Double Rack Oven | E2 | FTSC Qualified (>50% Cooking Efficiency) | Baseline Forecast | 0.59 | 0.59 | 0.59 | 0.59 | 0.59 | 0.59 | 0.59 | 0.59 | 0.59 | 0.59 | 0.59 | 0.59 | 0.59 | 0.59 | 0.59 | 0.59 | 0.59 | 0.59 | 0.59 | 0.59 | 0.59 | 0.59 | 0.59 | 0.59 | 0.59 | 0.59 | 0.59
Commercial_Health (ID)_Existing_Food Preparation_Natural Gas_Double Rack Oven_E3_Baseline Forecast | Commercial | Health (ID) | Existing | Food Preparation | Natural Gas | Double Rack Oven | E3 |  | Baseline Forecast | 0 | 0 | 0 | 0 | 0 | 0 | 0 | 0 | 0 | 0 | 0 | 0 | 0 | 0 | 0 | 0 | 0 | 0 | 0 | 0 | 0 | 0 | 0 | 0 | 0 | 0 | 0
Commercial_Health (ID)_Existing_Food Preparation_Natural Gas_Double Rack Oven_E4_Baseline Forecast | Commercial | Health (ID) | Existing | Food Preparation | Natural Gas | Double Rack Oven | E4 |  | Baseline Forecast | 0 | 0 | 0 | 0 | 0 | 0 | 0 | 0 | 0 | 0 | 0 | 0 | 0 | 0 | 0 | 0 | 0 | 0 | 0 | 0 | 0 | 0 | 0 | 0 | 0 | 0 | 0
Commercial_Health (ID)_Existing_Food Preparation_Natural Gas_Double Rack Oven_E5_Baseline Forecast | Commercial | Health (ID) | Existing | Food Preparation | Natural Gas | Double Rack Oven | E5 |  | Baseline Forecast | 0 | 0 | 0 | 0 | 0 | 0 | 0 | 0 | 0 | 0 | 0 | 0 | 0 | 0 | 0 | 0 | 0 | 0 | 0 | 0 | 0 | 0 | 0 | 0 | 0 | 0 | 0
Commercial_Health (ID)_Existing_Food Preparation_Natural Gas_Double Rack Oven_E6_Baseline Forecast | Commercial | Health (ID) | Existing | Food Preparation | Natural Gas | Double Rack Oven | E6 |  | Baseline Forecast | 0 | 0 | 0 | 0 | 0 | 0 | 0 | 0 | 0 | 0 | 0 | 0 | 0 | 0 | 0 | 0 | 0 | 0 | 0 | 0 | 0 | 0 | 0 | 0 | 0 | 0 | 0
Commercial_Health (ID)_Existing_Food Preparation_Natural Gas_Double Rack Oven_E7_Baseline Forecast | Commercial | Health (ID) | Existing | Food Preparation | Natural Gas | Double Rack Oven | E7 |  | Baseline Forecast | 0 | 0 | 0 | 0 | 0 | 0 | 0 | 0 | 0 | 0 | 0 | 0 | 0 | 0 | 0 | 0 | 0 | 0 | 0 | 0 | 0 | 0 | 0 | 0 | 0 | 0 | 0
Commercial_Health (ID)_Existing_Food Preparation_Natural Gas_Double Rack Oven_E8_Baseline Forecast | Commercial | Health (ID) | Existing | Food Preparation | Natural Gas | Double Rack Oven | E8 |  | Baseline Forecast | 0 | 0 | 0 | 0 | 0 | 0 | 0 | 0 | 0 | 0 | 0 | 0 | 0 | 0 | 0 | 0 | 0 | 0 | 0 | 0 | 0 | 0 | 0 | 0 | 0 | 0 | 0
Commercial_Health (ID)_Existing_Food Preparation_Natural Gas_Double Rack Oven_E9_Baseline Forecast | Commercial | Health (ID) | Existing | Food Preparation | Natural Gas | Double Rack Oven | E9 |  | Baseline Forecast | 0 | 0 | 0 | 0 | 0 | 0 | 0 | 0 | 0 | 0 | 0 | 0 | 0 | 0 | 0 | 0 | 0 | 0 | 0 | 0 | 0 | 0 | 0 | 0 | 0 | 0 | 0
Commercial_Health (ID)_Existing_Food Preparation_Natural Gas_Double Rack Oven_E10_Baseline Forecast | Commercial | Health (ID) | Existing | Food Preparation | Natural Gas | Double Rack Oven | E10 |  | Baseline Forecast | 0 | 0 | 0 | 0 | 0 | 0 | 0 | 0 | 0 | 0 | 0 | 0 | 0 | 0 | 0 | 0 | 0 | 0 | 0 | 0 | 0 | 0 | 0 | 0 | 0 | 0 | 0
Commercial_Health (ID)_Existing_Food Preparation_Natural Gas_Fryer_E1_Baseline Forecast | Commercial | Health (ID) | Existing | Food Preparation | Natural Gas | Fryer | E1 | Standard | Baseline Forecast | 0.74 | 0.74 | 0.74 | 0.74 | 0.74 | 0.74 | 0.74 | 0.74 | 0.74 | 0.74 | 0.74 | 0.74 | 0.74 | 0.74 | 0.74 | 0.74 | 0.74 | 0.74 | 0.74 | 0.74 | 0.74 | 0.74 | 0.74 | 0.74 | 0.74 | 0.74 | 0.74
Commercial_Health (ID)_Existing_Food Preparation_Natural Gas_Fryer_E2_Baseline Forecast | Commercial | Health (ID) | Existing | Food Preparation | Natural Gas | Fryer | E2 | ENERGY STAR | Baseline Forecast | 0.26 | 0.26 | 0.26 | 0.26 | 0.26 | 0.26 | 0.26 | 0.26 | 0.26 | 0.26 | 0.26 | 0.26 | 0.26 | 0.26 | 0.26 | 0.26 | 0.26 | 0.26 | 0.26 | 0.26 | 0.26 | 0.26 | 0.26 | 0.26 | 0.26 | 0.26 | 0.26
Commercial_Health (ID)_Existing_Food Preparation_Natural Gas_Fryer_E3_Baseline Forecast | Commercial | Health (ID) | Existing | Food Preparation | Natural Gas | Fryer | E3 |  | Baseline Forecast | 0 | 0 | 0 | 0 | 0 | 0 | 0 | 0 | 0 | 0 | 0 | 0 | 0 | 0 | 0 | 0 | 0 | 0 | 0 | 0 | 0 | 0 | 0 | 0 | 0 | 0 | 0
Commercial_Health (ID)_Existing_Food Preparation_Natural Gas_Fryer_E4_Baseline Forecast | Commercial | Health (ID) | Existing | Food Preparation | Natural Gas | Fryer | E4 |  | Baseline Forecast | 0 | 0 | 0 | 0 | 0 | 0 | 0 | 0 | 0 | 0 | 0 | 0 | 0 | 0 | 0 | 0 | 0 | 0 | 0 | 0 | 0 | 0 | 0 | 0 | 0 | 0 | 0
Commercial_Health (ID)_Existing_Food Preparation_Natural Gas_Fryer_E5_Baseline Forecast | Commercial | Health (ID) | Existing | Food Preparation | Natural Gas | Fryer | E5 |  | Baseline Forecast | 0 | 0 | 0 | 0 | 0 | 0 | 0 | 0 | 0 | 0 | 0 | 0 | 0 | 0 | 0 | 0 | 0 | 0 | 0 | 0 | 0 | 0 | 0 | 0 | 0 | 0 | 0
Commercial_Health (ID)_Existing_Food Preparation_Natural Gas_Fryer_E6_Baseline Forecast | Commercial | Health (ID) | Existing | Food Preparation | Natural Gas | Fryer | E6 |  | Baseline Forecast | 0 | 0 | 0 | 0 | 0 | 0 | 0 | 0 | 0 | 0 | 0 | 0 | 0 | 0 | 0 | 0 | 0 | 0 | 0 | 0 | 0 | 0 | 0 | 0 | 0 | 0 | 0
Commercial_Health (ID)_Existing_Food Preparation_Natural Gas_Fryer_E7_Baseline Forecast | Commercial | Health (ID) | Existing | Food Preparation | Natural Gas | Fryer | E7 |  | Baseline Forecast | 0 | 0 | 0 | 0 | 0 | 0 | 0 | 0 | 0 | 0 | 0 | 0 | 0 | 0 | 0 | 0 | 0 | 0 | 0 | 0 | 0 | 0 | 0 | 0 | 0 | 0 | 0
Commercial_Health (ID)_Existing_Food Preparation_Natural Gas_Fryer_E8_Baseline Forecast | Commercial | Health (ID) | Existing | Food Preparation | Natural Gas | Fryer | E8 |  | Baseline Forecast | 0 | 0 | 0 | 0 | 0 | 0 | 0 | 0 | 0 | 0 | 0 | 0 | 0 | 0 | 0 | 0 | 0 | 0 | 0 | 0 | 0 | 0 | 0 | 0 | 0 | 0 | 0
Commercial_Health (ID)_Existing_Food Preparation_Natural Gas_Fryer_E9_Baseline Forecast | Commercial | Health (ID) | Existing | Food Preparation | Natural Gas | Fryer | E9 |  | Baseline Forecast | 0 | 0 | 0 | 0 | 0 | 0 | 0 | 0 | 0 | 0 | 0 | 0 | 0 | 0 | 0 | 0 | 0 | 0 | 0 | 0 | 0 | 0 | 0 | 0 | 0 | 0 | 0
Commercial_Health (ID)_Existing_Food Preparation_Natural Gas_Fryer_E10_Baseline Forecast | Commercial | Health (ID) | Existing | Food Preparation | Natural Gas | Fryer | E10 |  | Baseline Forecast | 0 | 0 | 0 | 0 | 0 | 0 | 0 | 0 | 0 | 0 | 0 | 0 | 0 | 0 | 0 | 0 | 0 | 0 | 0 | 0 | 0 | 0 | 0 | 0 | 0 | 0 | 0
Commercial_Health (ID)_Existing_Food Preparation_Natural Gas_Broiler_E1_Baseline Forecast | Commercial | Health (ID) | Existing | Food Preparation | Natural Gas | Broiler | E1 | Standard | Baseline Forecast | 0.74 | 0.74 | 0.74 | 0.74 | 0.74 | 0.74 | 0.74 | 0.74 | 0.74 | 0.74 | 0.74 | 0.74 | 0.74 | 0.74 | 0.74 | 0.74 | 0.74 | 0.74 | 0.74 | 0.74 | 0.74 | 0.74 | 0.74 | 0.74 | 0.74 | 0.74 | 0.74
Commercial_Health (ID)_Existing_Food Preparation_Natural Gas_Broiler_E2_Baseline Forecast | Commercial | Health (ID) | Existing | Food Preparation | Natural Gas | Broiler | E2 | Infrared Burners | Baseline Forecast | 0.26 | 0.26 | 0.26 | 0.26 | 0.26 | 0.26 | 0.26 | 0.26 | 0.26 | 0.26 | 0.26 | 0.26 | 0.26 | 0.26 | 0.26 | 0.26 | 0.26 | 0.26 | 0.26 | 0.26 | 0.26 | 0.26 | 0.26 | 0.26 | 0.26 | 0.26 | 0.26
Commercial_Health (ID)_Existing_Food Preparation_Natural Gas_Broiler_E3_Baseline Forecast | Commercial | Health (ID) | Existing | Food Preparation | Natural Gas | Broiler | E3 |  | Baseline Forecast | 0 | 0 | 0 | 0 | 0 | 0 | 0 | 0 | 0 | 0 | 0 | 0 | 0 | 0 | 0 | 0 | 0 | 0 | 0 | 0 | 0 | 0 | 0 | 0 | 0 | 0 | 0
Commercial_Health (ID)_Existing_Food Preparation_Natural Gas_Broiler_E4_Baseline Forecast | Commercial | Health (ID) | Existing | Food Preparation | Natural Gas | Broiler | E4 |  | Baseline Forecast | 0 | 0 | 0 | 0 | 0 | 0 | 0 | 0 | 0 | 0 | 0 | 0 | 0 | 0 | 0 | 0 | 0 | 0 | 0 | 0 | 0 | 0 | 0 | 0 | 0 | 0 | 0
Commercial_Health (ID)_Existing_Food Preparation_Natural Gas_Broiler_E5_Baseline Forecast | Commercial | Health (ID) | Existing | Food Preparation | Natural Gas | Broiler | E5 |  | Baseline Forecast | 0 | 0 | 0 | 0 | 0 | 0 | 0 | 0 | 0 | 0 | 0 | 0 | 0 | 0 | 0 | 0 | 0 | 0 | 0 | 0 | 0 | 0 | 0 | 0 | 0 | 0 | 0
Commercial_Health (ID)_Existing_Food Preparation_Natural Gas_Broiler_E6_Baseline Forecast | Commercial | Health (ID) | Existing | Food Preparation | Natural Gas | Broiler | E6 |  | Baseline Forecast | 0 | 0 | 0 | 0 | 0 | 0 | 0 | 0 | 0 | 0 | 0 | 0 | 0 | 0 | 0 | 0 | 0 | 0 | 0 | 0 | 0 | 0 | 0 | 0 | 0 | 0 | 0
Commercial_Health (ID)_Existing_Food Preparation_Natural Gas_Broiler_E7_Baseline Forecast | Commercial | Health (ID) | Existing | Food Preparation | Natural Gas | Broiler | E7 |  | Baseline Forecast | 0 | 0 | 0 | 0 | 0 | 0 | 0 | 0 | 0 | 0 | 0 | 0 | 0 | 0 | 0 | 0 | 0 | 0 | 0 | 0 | 0 | 0 | 0 | 0 | 0 | 0 | 0
Commercial_Health (ID)_Existing_Food Preparation_Natural Gas_Broiler_E8_Baseline Forecast | Commercial | Health (ID) | Existing | Food Preparation | Natural Gas | Broiler | E8 |  | Baseline Forecast | 0 | 0 | 0 | 0 | 0 | 0 | 0 | 0 | 0 | 0 | 0 | 0 | 0 | 0 | 0 | 0 | 0 | 0 | 0 | 0 | 0 | 0 | 0 | 0 | 0 | 0 | 0
Commercial_Health (ID)_Existing_Food Preparation_Natural Gas_Broiler_E9_Baseline Forecast | Commercial | Health (ID) | Existing | Food Preparation | Natural Gas | Broiler | E9 |  | Baseline Forecast | 0 | 0 | 0 | 0 | 0 | 0 | 0 | 0 | 0 | 0 | 0 | 0 | 0 | 0 | 0 | 0 | 0 | 0 | 0 | 0 | 0 | 0 | 0 | 0 | 0 | 0 | 0
Commercial_Health (ID)_Existing_Food Preparation_Natural Gas_Broiler_E10_Baseline Forecast | Commercial | Health (ID) | Existing | Food Preparation | Natural Gas | Broiler | E10 |  | Baseline Forecast | 0 | 0 | 0 | 0 | 0 | 0 | 0 | 0 | 0 | 0 | 0 | 0 | 0 | 0 | 0 | 0 | 0 | 0 | 0 | 0 | 0 | 0 | 0 | 0 | 0 | 0 | 0
Commercial_Health (ID)_Existing_Food Preparation_Natural Gas_Griddle_E1_Baseline Forecast | Commercial | Health (ID) | Existing | Food Preparation | Natural Gas | Griddle | E1 | Standard | Baseline Forecast | 0.71 | 0.71 | 0.71 | 0.71 | 0.71 | 0.71 | 0.71 | 0.71 | 0.71 | 0.71 | 0.71 | 0.71 | 0.71 | 0.71 | 0.71 | 0.71 | 0.71 | 0.71 | 0.71 | 0.71 | 0.71 | 0.71 | 0.71 | 0.71 | 0.71 | 0.71 | 0.71
Commercial_Health (ID)_Existing_Food Preparation_Natural Gas_Griddle_E2_Baseline Forecast | Commercial | Health (ID) | Existing | Food Preparation | Natural Gas | Griddle | E2 | ENERGY STAR | Baseline Forecast | 0.29 | 0.29 | 0.29 | 0.29 | 0.29 | 0.29 | 0.29 | 0.29 | 0.29 | 0.29 | 0.29 | 0.29 | 0.29 | 0.29 | 0.29 | 0.29 | 0.29 | 0.29 | 0.29 | 0.29 | 0.29 | 0.29 | 0.29 | 0.29 | 0.29 | 0.29 | 0.29
Commercial_Health (ID)_Existing_Food Preparation_Natural Gas_Griddle_E3_Baseline Forecast | Commercial | Health (ID) | Existing | Food Preparation | Natural Gas | Griddle | E3 |  | Baseline Forecast | 0 | 0 | 0 | 0 | 0 | 0 | 0 | 0 | 0 | 0 | 0 | 0 | 0 | 0 | 0 | 0 | 0 | 0 | 0 | 0 | 0 | 0 | 0 | 0 | 0 | 0 | 0
Commercial_Health (ID)_Existing_Food Preparation_Natural Gas_Griddle_E4_Baseline Forecast | Commercial | Health (ID) | Existing | Food Preparation | Natural Gas | Griddle | E4 |  | Baseline Forecast | 0 | 0 | 0 | 0 | 0 | 0 | 0 | 0 | 0 | 0 | 0 | 0 | 0 | 0 | 0 | 0 | 0 | 0 | 0 | 0 | 0 | 0 | 0 | 0 | 0 | 0 | 0
Commercial_Health (ID)_Existing_Food Preparation_Natural Gas_Griddle_E5_Baseline Forecast | Commercial | Health (ID) | Existing | Food Preparation | Natural Gas | Griddle | E5 |  | Baseline Forecast | 0 | 0 | 0 | 0 | 0 | 0 | 0 | 0 | 0 | 0 | 0 | 0 | 0 | 0 | 0 | 0 | 0 | 0 | 0 | 0 | 0 | 0 | 0 | 0 | 0 | 0 | 0
Commercial_Health (ID)_Existing_Food Preparation_Natural Gas_Griddle_E6_Baseline Forecast | Commercial | Health (ID) | Existing | Food Preparation | Natural Gas | Griddle | E6 |  | Baseline Forecast | 0 | 0 | 0 | 0 | 0 | 0 | 0 | 0 | 0 | 0 | 0 | 0 | 0 | 0 | 0 | 0 | 0 | 0 | 0 | 0 | 0 | 0 | 0 | 0 | 0 | 0 | 0
Commercial_Health (ID)_Existing_Food Preparation_Natural Gas_Griddle_E7_Baseline Forecast | Commercial | Health (ID) | Existing | Food Preparation | Natural Gas | Griddle | E7 |  | Baseline Forecast | 0 | 0 | 0 | 0 | 0 | 0 | 0 | 0 | 0 | 0 | 0 | 0 | 0 | 0 | 0 | 0 | 0 | 0 | 0 | 0 | 0 | 0 | 0 | 0 | 0 | 0 | 0
Commercial_Health (ID)_Existing_Food Preparation_Natural Gas_Griddle_E8_Baseline Forecast | Commercial | Health (ID) | Existing | Food Preparation | Natural Gas | Griddle | E8 |  | Baseline Forecast | 0 | 0 | 0 | 0 | 0 | 0 | 0 | 0 | 0 | 0 | 0 | 0 | 0 | 0 | 0 | 0 | 0 | 0 | 0 | 0 | 0 | 0 | 0 | 0 | 0 | 0 | 0
Commercial_Health (ID)_Existing_Food Preparation_Natural Gas_Griddle_E9_Baseline Forecast | Commercial | Health (ID) | Existing | Food Preparation | Natural Gas | Griddle | E9 |  | Baseline Forecast | 0 | 0 | 0 | 0 | 0 | 0 | 0 | 0 | 0 | 0 | 0 | 0 | 0 | 0 | 0 | 0 | 0 | 0 | 0 | 0 | 0 | 0 | 0 | 0 | 0 | 0 | 0
Commercial_Health (ID)_Existing_Food Preparation_Natural Gas_Griddle_E10_Baseline Forecast | Commercial | Health (ID) | Existing | Food Preparation | Natural Gas | Griddle | E10 |  | Baseline Forecast | 0 | 0 | 0 | 0 | 0 | 0 | 0 | 0 | 0 | 0 | 0 | 0 | 0 | 0 | 0 | 0 | 0 | 0 | 0 | 0 | 0 | 0 | 0 | 0 | 0 | 0 | 0
Commercial_Health (ID)_Existing_Food Preparation_Natural Gas_Range_E1_Baseline Forecast | Commercial | Health (ID) | Existing | Food Preparation | Natural Gas | Range | E1 | Standard | Baseline Forecast | 0.41 | 0.41 | 0.41 | 0.41 | 0.41 | 0.41 | 0.41 | 0.41 | 0.41 | 0.41 | 0.41 | 0.41 | 0.41 | 0.41 | 0.41 | 0.41 | 0.41 | 0.41 | 0.41 | 0.41 | 0.41 | 0.41 | 0.41 | 0.41 | 0.41 | 0.41 | 0.41
Commercial_Health (ID)_Existing_Food Preparation_Natural Gas_Range_E2_Baseline Forecast | Commercial | Health (ID) | Existing | Food Preparation | Natural Gas | Range | E2 | High Efficiency | Baseline Forecast | 0.59 | 0.59 | 0.59 | 0.59 | 0.59 | 0.59 | 0.59 | 0.59 | 0.59 | 0.59 | 0.59 | 0.59 | 0.59 | 0.59 | 0.59 | 0.59 | 0.59 | 0.59 | 0.59 | 0.59 | 0.59 | 0.59 | 0.59 | 0.59 | 0.59 | 0.59 | 0.59
Commercial_Health (ID)_Existing_Food Preparation_Natural Gas_Range_E3_Baseline Forecast | Commercial | Health (ID) | Existing | Food Preparation | Natural Gas | Range | E3 |  | Baseline Forecast | 0 | 0 | 0 | 0 | 0 | 0 | 0 | 0 | 0 | 0 | 0 | 0 | 0 | 0 | 0 | 0 | 0 | 0 | 0 | 0 | 0 | 0 | 0 | 0 | 0 | 0 | 0
Commercial_Health (ID)_Existing_Food Preparation_Natural Gas_Range_E4_Baseline Forecast | Commercial | Health (ID) | Existing | Food Preparation | Natural Gas | Range | E4 |  | Baseline Forecast | 0 | 0 | 0 | 0 | 0 | 0 | 0 | 0 | 0 | 0 | 0 | 0 | 0 | 0 | 0 | 0 | 0 | 0 | 0 | 0 | 0 | 0 | 0 | 0 | 0 | 0 | 0
Commercial_Health (ID)_Existing_Food Preparation_Natural Gas_Range_E5_Baseline Forecast | Commercial | Health (ID) | Existing | Food Preparation | Natural Gas | Range | E5 |  | Baseline Forecast | 0 | 0 | 0 | 0 | 0 | 0 | 0 | 0 | 0 | 0 | 0 | 0 | 0 | 0 | 0 | 0 | 0 | 0 | 0 | 0 | 0 | 0 | 0 | 0 | 0 | 0 | 0
Commercial_Health (ID)_Existing_Food Preparation_Natural Gas_Range_E6_Baseline Forecast | Commercial | Health (ID) | Existing | Food Preparation | Natural Gas | Range | E6 |  | Baseline Forecast | 0 | 0 | 0 | 0 | 0 | 0 | 0 | 0 | 0 | 0 | 0 | 0 | 0 | 0 | 0 | 0 | 0 | 0 | 0 | 0 | 0 | 0 | 0 | 0 | 0 | 0 | 0
Commercial_Health (ID)_Existing_Food Preparation_Natural Gas_Range_E7_Baseline Forecast | Commercial | Health (ID) | Existing | Food Preparation | Natural Gas | Range | E7 |  | Baseline Forecast | 0 | 0 | 0 | 0 | 0 | 0 | 0 | 0 | 0 | 0 | 0 | 0 | 0 | 0 | 0 | 0 | 0 | 0 | 0 | 0 | 0 | 0 | 0 | 0 | 0 | 0 | 0
Commercial_Health (ID)_Existing_Food Preparation_Natural Gas_Range_E8_Baseline Forecast | Commercial | Health (ID) | Existing | Food Preparation | Natural Gas | Range | E8 |  | Baseline Forecast | 0 | 0 | 0 | 0 | 0 | 0 | 0 | 0 | 0 | 0 | 0 | 0 | 0 | 0 | 0 | 0 | 0 | 0 | 0 | 0 | 0 | 0 | 0 | 0 | 0 | 0 | 0
Commercial_Health (ID)_Existing_Food Preparation_Natural Gas_Range_E9_Baseline Forecast | Commercial | Health (ID) | Existing | Food Preparation | Natural Gas | Range | E9 |  | Baseline Forecast | 0 | 0 | 0 | 0 | 0 | 0 | 0 | 0 | 0 | 0 | 0 | 0 | 0 | 0 | 0 | 0 | 0 | 0 | 0 | 0 | 0 | 0 | 0 | 0 | 0 | 0 | 0
Commercial_Health (ID)_Existing_Food Preparation_Natural Gas_Range_E10_Baseline Forecast | Commercial | Health (ID) | Existing | Food Preparation | Natural Gas | Range | E10 |  | Baseline Forecast | 0 | 0 | 0 | 0 | 0 | 0 | 0 | 0 | 0 | 0 | 0 | 0 | 0 | 0 | 0 | 0 | 0 | 0 | 0 | 0 | 0 | 0 | 0 | 0 | 0 | 0 | 0
Commercial_Health (ID)_Existing_Food Preparation_Natural Gas_Steamer_E1_Baseline Forecast | Commercial | Health (ID) | Existing | Food Preparation | Natural Gas | Steamer | E1 | Standard | Baseline Forecast | 0.5 | 0.5 | 0.5 | 0.5 | 0.5 | 0.5 | 0.5 | 0.5 | 0.5 | 0.5 | 0.5 | 0.5 | 0.5 | 0.5 | 0.5 | 0.5 | 0.5 | 0.5 | 0.5 | 0.5 | 0.5 | 0.5 | 0.5 | 0.5 | 0.5 | 0.5 | 0.5
Commercial_Health (ID)_Existing_Food Preparation_Natural Gas_Steamer_E2_Baseline Forecast | Commercial | Health (ID) | Existing | Food Preparation | Natural Gas | Steamer | E2 | ENERGY STAR | Baseline Forecast | 0.5 | 0.5 | 0.5 | 0.5 | 0.5 | 0.5 | 0.5 | 0.5 | 0.5 | 0.5 | 0.5 | 0.5 | 0.5 | 0.5 | 0.5 | 0.5 | 0.5 | 0.5 | 0.5 | 0.5 | 0.5 | 0.5 | 0.5 | 0.5 | 0.5 | 0.5 | 0.5
Commercial_Health (ID)_Existing_Food Preparation_Natural Gas_Steamer_E3_Baseline Forecast | Commercial | Health (ID) | Existing | Food Preparation | Natural Gas | Steamer | E3 |  | Baseline Forecast | 0 | 0 | 0 | 0 | 0 | 0 | 0 | 0 | 0 | 0 | 0 | 0 | 0 | 0 | 0 | 0 | 0 | 0 | 0 | 0 | 0 | 0 | 0 | 0 | 0 | 0 | 0
Commercial_Health (ID)_Existing_Food Preparation_Natural Gas_Steamer_E4_Baseline Forecast | Commercial | Health (ID) | Existing | Food Preparation | Natural Gas | Steamer | E4 |  | Baseline Forecast | 0 | 0 | 0 | 0 | 0 | 0 | 0 | 0 | 0 | 0 | 0 | 0 | 0 | 0 | 0 | 0 | 0 | 0 | 0 | 0 | 0 | 0 | 0 | 0 | 0 | 0 | 0
Commercial_Health (ID)_Existing_Food Preparation_Natural Gas_Steamer_E5_Baseline Forecast | Commercial | Health (ID) | Existing | Food Preparation | Natural Gas | Steamer | E5 |  | Baseline Forecast | 0 | 0 | 0 | 0 | 0 | 0 | 0 | 0 | 0 | 0 | 0 | 0 | 0 | 0 | 0 | 0 | 0 | 0 | 0 | 0 | 0 | 0 | 0 | 0 | 0 | 0 | 0
Commercial_Health (ID)_Existing_Food Preparation_Natural Gas_Steamer_E6_Baseline Forecast | Commercial | Health (ID) | Existing | Food Preparation | Natural Gas | Steamer | E6 |  | Baseline Forecast | 0 | 0 | 0 | 0 | 0 | 0 | 0 | 0 | 0 | 0 | 0 | 0 | 0 | 0 | 0 | 0 | 0 | 0 | 0 | 0 | 0 | 0 | 0 | 0 | 0 | 0 | 0
Commercial_Health (ID)_Existing_Food Preparation_Natural Gas_Steamer_E7_Baseline Forecast | Commercial | Health (ID) | Existing | Food Preparation | Natural Gas | Steamer | E7 |  | Baseline Forecast | 0 | 0 | 0 | 0 | 0 | 0 | 0 | 0 | 0 | 0 | 0 | 0 | 0 | 0 | 0 | 0 | 0 | 0 | 0 | 0 | 0 | 0 | 0 | 0 | 0 | 0 | 0
Commercial_Health (ID)_Existing_Food Preparation_Natural Gas_Steamer_E8_Baseline Forecast | Commercial | Health (ID) | Existing | Food Preparation | Natural Gas | Steamer | E8 |  | Baseline Forecast | 0 | 0 | 0 | 0 | 0 | 0 | 0 | 0 | 0 | 0 | 0 | 0 | 0 | 0 | 0 | 0 | 0 | 0 | 0 | 0 | 0 | 0 | 0 | 0 | 0 | 0 | 0
Commercial_Health (ID)_Existing_Food Preparation_Natural Gas_Steamer_E9_Baseline Forecast | Commercial | Health (ID) | Existing | Food Preparation | Natural Gas | Steamer | E9 |  | Baseline Forecast | 0 | 0 | 0 | 0 | 0 | 0 | 0 | 0 | 0 | 0 | 0 | 0 | 0 | 0 | 0 | 0 | 0 | 0 | 0 | 0 | 0 | 0 | 0 | 0 | 0 | 0 | 0
Commercial_Health (ID)_Existing_Food Preparation_Natural Gas_Steamer_E10_Baseline Forecast | Commercial | Health (ID) | Existing | Food Preparation | Natural Gas | Steamer | E10 |  | Baseline Forecast | 0 | 0 | 0 | 0 | 0 | 0 | 0 | 0 | 0 | 0 | 0 | 0 | 0 | 0 | 0 | 0 | 0 | 0 | 0 | 0 | 0 | 0 | 0 | 0 | 0 | 0 | 0
Commercial_Health (ID)_Existing_Food Preparation_Natural Gas_Food Prep Other_E1_Baseline Forecast | Commercial | Health (ID) | Existing | Food Preparation | Natural Gas | Food Prep Other | E1 | Standard | Baseline Forecast | 0.74 | 0.74 | 0.74 | 0.74 | 0.74 | 0.74 | 0.74 | 0.74 | 0.74 | 0.74 | 0.74 | 0.74 | 0.74 | 0.74 | 0.74 | 0.74 | 0.74 | 0.74 | 0.74 | 0.74 | 0.74 | 0.74 | 0.74 | 0.74 | 0.74 | 0.74 | 0.74
Commercial_Health (ID)_Existing_Food Preparation_Natural Gas_Food Prep Other_E2_Baseline Forecast | Commercial | Health (ID) | Existing | Food Preparation | Natural Gas | Food Prep Other | E2 | ENERGY STAR | Baseline Forecast | 0.26 | 0.26 | 0.26 | 0.26 | 0.26 | 0.26 | 0.26 | 0.26 | 0.26 | 0.26 | 0.26 | 0.26 | 0.26 | 0.26 | 0.26 | 0.26 | 0.26 | 0.26 | 0.26 | 0.26 | 0.26 | 0.26 | 0.26 | 0.26 | 0.26 | 0.26 | 0.26
Commercial_Health (ID)_Existing_Food Preparation_Natural Gas_Food Prep Other_E3_Baseline Forecast | Commercial | Health (ID) | Existing | Food Preparation | Natural Gas | Food Prep Other | E3 |  | Baseline Forecast | 0 | 0 | 0 | 0 | 0 | 0 | 0 | 0 | 0 | 0 | 0 | 0 | 0 | 0 | 0 | 0 | 0 | 0 | 0 | 0 | 0 | 0 | 0 | 0 | 0 | 0 | 0
Commercial_Health (ID)_Existing_Food Preparation_Natural Gas_Food Prep Other_E4_Baseline Forecast | Commercial | Health (ID) | Existing | Food Preparation | Natural Gas | Food Prep Other | E4 |  | Baseline Forecast | 0 | 0 | 0 | 0 | 0 | 0 | 0 | 0 | 0 | 0 | 0 | 0 | 0 | 0 | 0 | 0 | 0 | 0 | 0 | 0 | 0 | 0 | 0 | 0 | 0 | 0 | 0
Commercial_Health (ID)_Existing_Food Preparation_Natural Gas_Food Prep Other_E5_Baseline Forecast | Commercial | Health (ID) | Existing | Food Preparation | Natural Gas | Food Prep Other | E5 |  | Baseline Forecast | 0 | 0 | 0 | 0 | 0 | 0 | 0 | 0 | 0 | 0 | 0 | 0 | 0 | 0 | 0 | 0 | 0 | 0 | 0 | 0 | 0 | 0 | 0 | 0 | 0 | 0 | 0
Commercial_Health (ID)_Existing_Food Preparation_Natural Gas_Food Prep Other_E6_Baseline Forecast | Commercial | Health (ID) | Existing | Food Preparation | Natural Gas | Food Prep Other | E6 |  | Baseline Forecast | 0 | 0 | 0 | 0 | 0 | 0 | 0 | 0 | 0 | 0 | 0 | 0 | 0 | 0 | 0 | 0 | 0 | 0 | 0 | 0 | 0 | 0 | 0 | 0 | 0 | 0 | 0
Commercial_Health (ID)_Existing_Food Preparation_Natural Gas_Food Prep Other_E7_Baseline Forecast | Commercial | Health (ID) | Existing | Food Preparation | Natural Gas | Food Prep Other | E7 |  | Baseline Forecast | 0 | 0 | 0 | 0 | 0 | 0 | 0 | 0 | 0 | 0 | 0 | 0 | 0 | 0 | 0 | 0 | 0 | 0 | 0 | 0 | 0 | 0 | 0 | 0 | 0 | 0 | 0
Commercial_Health (ID)_Existing_Food Preparation_Natural Gas_Food Prep Other_E8_Baseline Forecast | Commercial | Health (ID) | Existing | Food Preparation | Natural Gas | Food Prep Other | E8 |  | Baseline Forecast | 0 | 0 | 0 | 0 | 0 | 0 | 0 | 0 | 0 | 0 | 0 | 0 | 0 | 0 | 0 | 0 | 0 | 0 | 0 | 0 | 0 | 0 | 0 | 0 | 0 | 0 | 0
Commercial_Health (ID)_Existing_Food Preparation_Natural Gas_Food Prep Other_E9_Baseline Forecast | Commercial | Health (ID) | Existing | Food Preparation | Natural Gas | Food Prep Other | E9 |  | Baseline Forecast | 0 | 0 | 0 | 0 | 0 | 0 | 0 | 0 | 0 | 0 | 0 | 0 | 0 | 0 | 0 | 0 | 0 | 0 | 0 | 0 | 0 | 0 | 0 | 0 | 0 | 0 | 0
Commercial_Health (ID)_Existing_Food Preparation_Natural Gas_Food Prep Other_E10_Baseline Forecast | Commercial | Health (ID) | Existing | Food Preparation | Natural Gas | Food Prep Other | E10 |  | Baseline Forecast | 0 | 0 | 0 | 0 | 0 | 0 | 0 | 0 | 0 | 0 | 0 | 0 | 0 | 0 | 0 | 0 | 0 | 0 | 0 | 0 | 0 | 0 | 0 | 0 | 0 | 0 | 0
Commercial_Health (ID)_Existing_Miscellaneous_Natural Gas_Pool Heater_E1_Baseline Forecast | Commercial | Health (ID) | Existing | Miscellaneous | Natural Gas | Pool Heater | E1 | Standard (EF .82) | Baseline Forecast | 0.9 | 0.9 | 0.9 | 0.9 | 0.9 | 0.9 | 0.9 | 0.9 | 0.9 | 0.9 | 0.9 | 0.9 | 0.9 | 0.9 | 0.9 | 0.9 | 0.9 | 0.9 | 0.9 | 0.9 | 0.9 | 0.9 | 0.9 | 0.9 | 0.9 | 0.9 | 0.9
Commercial_Health (ID)_Existing_Miscellaneous_Natural Gas_Pool Heater_E2_Baseline Forecast | Commercial | Health (ID) | Existing | Miscellaneous | Natural Gas | Pool Heater | E2 | Condensing (EF .90) | Baseline Forecast | 0.1 | 0.1 | 0.1 | 0.1 | 0.1 | 0.1 | 0.1 | 0.1 | 0.1 | 0.1 | 0.1 | 0.1 | 0.1 | 0.1 | 0.1 | 0.1 | 0.1 | 0.1 | 0.1 | 0.1 | 0.1 | 0.1 | 0.1 | 0.1 | 0.1 | 0.1 | 0.1
Commercial_Health (ID)_Existing_Miscellaneous_Natural Gas_Pool Heater_E3_Baseline Forecast | Commercial | Health (ID) | Existing | Miscellaneous | Natural Gas | Pool Heater | E3 |  | Baseline Forecast | 0 | 0 | 0 | 0 | 0 | 0 | 0 | 0 | 0 | 0 | 0 | 0 | 0 | 0 | 0 | 0 | 0 | 0 | 0 | 0 | 0 | 0 | 0 | 0 | 0 | 0 | 0
Commercial_Health (ID)_Existing_Miscellaneous_Natural Gas_Pool Heater_E4_Baseline Forecast | Commercial | Health (ID) | Existing | Miscellaneous | Natural Gas | Pool Heater | E4 |  | Baseline Forecast | 0 | 0 | 0 | 0 | 0 | 0 | 0 | 0 | 0 | 0 | 0 | 0 | 0 | 0 | 0 | 0 | 0 | 0 | 0 | 0 | 0 | 0 | 0 | 0 | 0 | 0 | 0
Commercial_Health (ID)_Existing_Miscellaneous_Natural Gas_Pool Heater_E5_Baseline Forecast | Commercial | Health (ID) | Existing | Miscellaneous | Natural Gas | Pool Heater | E5 |  | Baseline Forecast | 0 | 0 | 0 | 0 | 0 | 0 | 0 | 0 | 0 | 0 | 0 | 0 | 0 | 0 | 0 | 0 | 0 | 0 | 0 | 0 | 0 | 0 | 0 | 0 | 0 | 0 | 0
Commercial_Health (ID)_Existing_Miscellaneous_Natural Gas_Pool Heater_E6_Baseline Forecast | Commercial | Health (ID) | Existing | Miscellaneous | Natural Gas | Pool Heater | E6 |  | Baseline Forecast | 0 | 0 | 0 | 0 | 0 | 0 | 0 | 0 | 0 | 0 | 0 | 0 | 0 | 0 | 0 | 0 | 0 | 0 | 0 | 0 | 0 | 0 | 0 | 0 | 0 | 0 | 0
Commercial_Health (ID)_Existing_Miscellaneous_Natural Gas_Pool Heater_E7_Baseline Forecast | Commercial | Health (ID) | Existing | Miscellaneous | Natural Gas | Pool Heater | E7 |  | Baseline Forecast | 0 | 0 | 0 | 0 | 0 | 0 | 0 | 0 | 0 | 0 | 0 | 0 | 0 | 0 | 0 | 0 | 0 | 0 | 0 | 0 | 0 | 0 | 0 | 0 | 0 | 0 | 0
Commercial_Health (ID)_Existing_Miscellaneous_Natural Gas_Pool Heater_E8_Baseline Forecast | Commercial | Health (ID) | Existing | Miscellaneous | Natural Gas | Pool Heater | E8 |  | Baseline Forecast | 0 | 0 | 0 | 0 | 0 | 0 | 0 | 0 | 0 | 0 | 0 | 0 | 0 | 0 | 0 | 0 | 0 | 0 | 0 | 0 | 0 | 0 | 0 | 0 | 0 | 0 | 0
Commercial_Health (ID)_Existing_Miscellaneous_Natural Gas_Pool Heater_E9_Baseline Forecast | Commercial | Health (ID) | Existing | Miscellaneous | Natural Gas | Pool Heater | E9 |  | Baseline Forecast | 0 | 0 | 0 | 0 | 0 | 0 | 0 | 0 | 0 | 0 | 0 | 0 | 0 | 0 | 0 | 0 | 0 | 0 | 0 | 0 | 0 | 0 | 0 | 0 | 0 | 0 | 0
Commercial_Health (ID)_Existing_Miscellaneous_Natural Gas_Pool Heater_E10_Baseline Forecast | Commercial | Health (ID) | Existing | Miscellaneous | Natural Gas | Pool Heater | E10 |  | Baseline Forecast | 0 | 0 | 0 | 0 | 0 | 0 | 0 | 0 | 0 | 0 | 0 | 0 | 0 | 0 | 0 | 0 | 0 | 0 | 0 | 0 | 0 | 0 | 0 | 0 | 0 | 0 | 0
Commercial_Health (ID)_Existing_Miscellaneous_Natural Gas_Miscellaneous_E1_Baseline Forecast | Commercial | Health (ID) | Existing | Miscellaneous | Natural Gas | Miscellaneous | E1 | Standard | Baseline Forecast | bar: 2019 to 2045
Commercial_Health (ID)_Existing_Miscellaneous_Natural Gas_Miscellaneous_E2_Baseline Forecast | Commercial | Health (ID) | Existing | Miscellaneous | Natural Gas | Miscellaneous | E2 |  | Baseline Forecast | 0 | 0 | 0 | 0 | 0 | 0 | 0 | 0 | 0 | 0 | 0 | 0 | 0 | 0 | 0 | 0 | 0 | 0 | 0 | 0 | 0 | 0 | 0 | 0 | 0 | 0 | 0
Commercial_Health (ID)_Existing_Miscellaneous_Natural Gas_Miscellaneous_E3_Baseline Forecast | Commercial | Health (ID) | Existing | Miscellaneous | Natural Gas | Miscellaneous | E3 |  | Baseline Forecast | 0 | 0 | 0 | 0 | 0 | 0 | 0 | 0 | 0 | 0 | 0 | 0 | 0 | 0 | 0 | 0 | 0 | 0 | 0 | 0 | 0 | 0 | 0 | 0 | 0 | 0 | 0
Commercial_Health (ID)_Existing_Miscellaneous_Natural Gas_Miscellaneous_E4_Baseline Forecast | Commercial | Health (ID) | Existing | Miscellaneous | Natural Gas | Miscellaneous | E4 |  | Baseline Forecast | 0 | 0 | 0 | 0 | 0 | 0 | 0 | 0 | 0 | 0 | 0 | 0 | 0 | 0 | 0 | 0 | 0 | 0 | 0 | 0 | 0 | 0 | 0 | 0 | 0 | 0 | 0
Commercial_Health (ID)_Existing_Miscellaneous_Natural Gas_Miscellaneous_E5_Baseline Forecast | Commercial | Health (ID) | Existing | Miscellaneous | Natural Gas | Miscellaneous | E5 |  | Baseline Forecast | 0 | 0 | 0 | 0 | 0 | 0 | 0 | 0 | 0 | 0 | 0 | 0 | 0 | 0 | 0 | 0 | 0 | 0 | 0 | 0 | 0 | 0 | 0 | 0 | 0 | 0 | 0
Commercial_Health (ID)_Existing_Miscellaneous_Natural Gas_Miscellaneous_E6_Baseline Forecast | Commercial | Health (ID) | Existing | Miscellaneous | Natural Gas | Miscellaneous | E6 |  | Baseline Forecast | 0 | 0 | 0 | 0 | 0 | 0 | 0 | 0 | 0 | 0 | 0 | 0 | 0 | 0 | 0 | 0 | 0 | 0 | 0 | 0 | 0 | 0 | 0 | 0 | 0 | 0 | 0
Commercial_Health (ID)_Existing_Miscellaneous_Natural Gas_Miscellaneous_E7_Baseline Forecast | Commercial | Health (ID) | Existing | Miscellaneous | Natural Gas | Miscellaneous | E7 |  | Baseline Forecast | 0 | 0 | 0 | 0 | 0 | 0 | 0 | 0 | 0 | 0 | 0 | 0 | 0 | 0 | 0 | 0 | 0 | 0 | 0 | 0 | 0 | 0 | 0 | 0 | 0 | 0 | 0
Commercial_Health (ID)_Existing_Miscellaneous_Natural Gas_Miscellaneous_E8_Baseline Forecast | Commercial | Health (ID) | Existing | Miscellaneous | Natural Gas | Miscellaneous | E8 |  | Baseline Forecast | 0 | 0 | 0 | 0 | 0 | 0 | 0 | 0 | 0 | 0 | 0 | 0 | 0 | 0 | 0 | 0 | 0 | 0 | 0 | 0 | 0 | 0 | 0 | 0 | 0 | 0 | 0
Commercial_Health (ID)_Existing_Miscellaneous_Natural Gas_Miscellaneous_E9_Baseline Forecast | Commercial | Health (ID) | Existing | Miscellaneous | Natural Gas | Miscellaneous | E9 |  | Baseline Forecast | 0 | 0 | 0 | 0 | 0 | 0 | 0 | 0 | 0 | 0 | 0 | 0 | 0 | 0 | 0 | 0 | 0 | 0 | 0 | 0 | 0 | 0 | 0 | 0 | 0 | 0 | 0
Commercial_Health (ID)_Existing_Miscellaneous_Natural Gas_Miscellaneous_E10_Baseline Forecast | Commercial | Health (ID) | Existing | Miscellaneous | Natural Gas | Miscellaneous | E10 |  | Baseline Forecast | 0 | 0 | 0 | 0 | 0 | 0 | 0 | 0 | 0 | 0 | 0 | 0 | 0 | 0 | 0 | 0 | 0 | 0 | 0 | 0 | 0 | 0 | 0 | 0 | 0 | 0 | 0
Commercial_Health (ID)_New_Space Heating_Natural Gas_Furnace_E1_Baseline Forecast | Commercial | Health (ID) | New | Space Heating | Natural Gas | Furnace | E1 | AFUE 80% (Standard) | Baseline Forecast | 1 | 1 | 1 | 1 | 1 | 1 | 1 | 1 | 1 | 1 | 1 | 0.79889 | 0.80067 | 0.80067 | 0.79457 | 0.79827 | 0.79827 | 0.79998 | 0.79998 | 0.80166 | 0.79998 | 0.79998 | 0.80166 | 0.80166 | 0.80166 | 0.80166 | 0.80166
Commercial_Health (ID)_New_Space Heating_Natural Gas_Furnace_E2_Baseline Forecast | Commercial | Health (ID) | New | Space Heating | Natural Gas | Furnace | E2 | AFUE 90% | Baseline Forecast | 0 | 0 | 0 | 0 | 0 | 0 | 0 | 0 | 0 | 0 | 0 | 0.20111 | 0.19933 | 0.19933 | 0.20543 | 0.20173 | 0.20173 | 0.20002 | 0.20002 | 0.19834 | 0.20002 | 0.20002 | 0.19834 | 0.19834 | 0.19834 | 0.19834 | 0.19834
Commercial_Health (ID)_New_Space Heating_Natural Gas_Furnace_E3_Baseline Forecast | Commercial | Health (ID) | New | Space Heating | Natural Gas | Furnace | E3 | AFUE 96% | Baseline Forecast | 0 | 0 | 0 | 0 | 0 | 0 | 0 | 0 | 0 | 0 | 0 | 0 | 0 | 0 | 0 | 0 | 0 | 0 | 0 | 0 | 0 | 0 | 0 | 0 | 0 | 0 | 0
Commercial_Health (ID)_New_Space Heating_Natural Gas_Furnace_E4_Baseline Forecast | Commercial | Health (ID) | New | Space Heating | Natural Gas | Furnace | E4 |  | Baseline Forecast | 0 | 0 | 0 | 0 | 0 | 0 | 0 | 0 | 0 | 0 | 0 | 0 | 0 | 0 | 0 | 0 | 0 | 0 | 0 | 0 | 0 | 0 | 0 | 0 | 0 | 0 | 0
Commercial_Health (ID)_New_Space Heating_Natural Gas_Furnace_E5_Baseline Forecast | Commercial | Health (ID) | New | Space Heating | Natural Gas | Furnace | E5 |  | Baseline Forecast | 0 | 0 | 0 | 0 | 0 | 0 | 0 | 0 | 0 | 0 | 0 | 0 | 0 | 0 | 0 | 0 | 0 | 0 | 0 | 0 | 0 | 0 | 0 | 0 | 0 | 0 | 0
Commercial_Health (ID)_New_Space Heating_Natural Gas_Furnace_E6_Baseline Forecast | Commercial | Health (ID) | New | Space Heating | Natural Gas | Furnace | E6 |  | Baseline Forecast | 0 | 0 | 0 | 0 | 0 | 0 | 0 | 0 | 0 | 0 | 0 | 0 | 0 | 0 | 0 | 0 | 0 | 0 | 0 | 0 | 0 | 0 | 0 | 0 | 0 | 0 | 0
Commercial_Health (ID)_New_Space Heating_Natural Gas_Furnace_E7_Baseline Forecast | Commercial | Health (ID) | New | Space Heating | Natural Gas | Furnace | E7 |  | Baseline Forecast | 0 | 0 | 0 | 0 | 0 | 0 | 0 | 0 | 0 | 0 | 0 | 0 | 0 | 0 | 0 | 0 | 0 | 0 | 0 | 0 | 0 | 0 | 0 | 0 | 0 | 0 | 0
Commercial_Health (ID)_New_Space Heating_Natural Gas_Furnace_E8_Baseline Forecast | Commercial | Health (ID) | New | Space Heating | Natural Gas | Furnace | E8 |  | Baseline Forecast | 0 | 0 | 0 | 0 | 0 | 0 | 0 | 0 | 0 | 0 | 0 | 0 | 0 | 0 | 0 | 0 | 0 | 0 | 0 | 0 | 0 | 0 | 0 | 0 | 0 | 0 | 0
Commercial_Health (ID)_New_Space Heating_Natural Gas_Furnace_E9_Baseline Forecast | Commercial | Health (ID) | New | Space Heating | Natural Gas | Furnace | E9 |  | Baseline Forecast | 0 | 0 | 0 | 0 | 0 | 0 | 0 | 0 | 0 | 0 | 0 | 0 | 0 | 0 | 0 | 0 | 0 | 0 | 0 | 0 | 0 | 0 | 0 | 0 | 0 | 0 | 0
Commercial_Health (ID)_New_Space Heating_Natural Gas_Furnace_E10_Baseline Forecast | Commercial | Health (ID) | New | Space Heating | Natural Gas | Furnace | E10 |  | Baseline Forecast | 0 | 0 | 0 | 0 | 0 | 0 | 0 | 0 | 0 | 0 | 0 | 0 | 0 | 0 | 0 | 0 | 0 | 0 | 0 | 0 | 0 | 0 | 0 | 0 | 0 | 0 | 0
Commercial_Health (ID)_New_Space Heating_Natural Gas_Boiler_E1_Baseline Forecast | Commercial | Health (ID) | New | Space Heating | Natural Gas | Boiler | E1 | AFUE 80% (Standard) | Baseline Forecast | 0.54098 | 0.54098 | 0.54098 | 0.54098 | 0.54098 | 0.54098 | 0.54098 | 0.54098 | 0.37079 | 0.37079 | 0.37079 | 0.37079 | 0.37079 | 0.37079 | 0.37079 | 0.37079 | 0.37079 | 0.37079 | 0.37079 | 0.37079 | 0.37079 | 0.37079 | 0.37079 | 0.37079 | 0.37079 | 0.37079 | 0.37079
Commercial_Health (ID)_New_Space Heating_Natural Gas_Boiler_E2_Baseline Forecast | Commercial | Health (ID) | New | Space Heating | Natural Gas | Boiler | E2 | AFUE 85% | Baseline Forecast | 0 | 0 | 0 | 0 | 0 | 0 | 0 | 0 | 0 | 0 | 0 | 0 | 0 | 0 | 0 | 0 | 0 | 0 | 0 | 0 | 0 | 0 | 0 | 0 | 0 | 0 | 0
Commercial_Health (ID)_New_Space Heating_Natural Gas_Boiler_E3_Baseline Forecast | Commercial | Health (ID) | New | Space Heating | Natural Gas | Boiler | E3 | AFUE 97% | Baseline Forecast | 0.45902 | 0.45902 | 0.45902 | 0.45902 | 0.45902 | 0.45902 | 0.45902 | 0.45902 | 0.62921 | 0.62921 | 0.62921 | 0.62921 | 0.62921 | 0.62921 | 0.62921 | 0.62921 | 0.62921 | 0.62921 | 0.62921 | 0.62921 | 0.62921 | 0.62921 | 0.62921 | 0.62921 | 0.62921 | 0.62921 | 0.62921
Commercial_Health (ID)_New_Space Heating_Natural Gas_Boiler_E4_Baseline Forecast | Commercial | Health (ID) | New | Space Heating | Natural Gas | Boiler | E4 | Convert to NG Air Source Heat Pump | Baseline Forecast | 0 | 0 | 0 | 0 | 0 | 0 | 0 | 0 | 0 | 0 | 0 | 0 | 0 | 0 | 0 | 0 | 0 | 0 | 0 | 0 | 0 | 0 | 0 | 0 | 0 | 0 | 0
Commercial_Health (ID)_New_Space Heating_Natural Gas_Boiler_E5_Baseline Forecast | Commercial | Health (ID) | New | Space Heating | Natural Gas | Boiler | E5 |  | Baseline Forecast | 0 | 0 | 0 | 0 | 0 | 0 | 0 | 0 | 0 | 0 | 0 | 0 | 0 | 0 | 0 | 0 | 0 | 0 | 0 | 0 | 0 | 0 | 0 | 0 | 0 | 0 | 0
Commercial_Health (ID)_New_Space Heating_Natural Gas_Boiler_E6_Baseline Forecast | Commercial | Health (ID) | New | Space Heating | Natural Gas | Boiler | E6 |  | Baseline Forecast | 0 | 0 | 0 | 0 | 0 | 0 | 0 | 0 | 0 | 0 | 0 | 0 | 0 | 0 | 0 | 0 | 0 | 0 | 0 | 0 | 0 | 0 | 0 | 0 | 0 | 0 | 0
Commercial_Health (ID)_New_Space Heating_Natural Gas_Boiler_E7_Baseline Forecast | Commercial | Health (ID) | New | Space Heating | Natural Gas | Boiler | E7 |  | Baseline Forecast | 0 | 0 | 0 | 0 | 0 | 0 | 0 | 0 | 0 | 0 | 0 | 0 | 0 | 0 | 0 | 0 | 0 | 0 | 0 | 0 | 0 | 0 | 0 | 0 | 0 | 0 | 0
Commercial_Health (ID)_New_Space Heating_Natural Gas_Boiler_E8_Baseline Forecast | Commercial | Health (ID) | New | Space Heating | Natural Gas | Boiler | E8 |  | Baseline Forecast | 0 | 0 | 0 | 0 | 0 | 0 | 0 | 0 | 0 | 0 | 0 | 0 | 0 | 0 | 0 | 0 | 0 | 0 | 0 | 0 | 0 | 0 | 0 | 0 | 0 | 0 | 0
Commercial_Health (ID)_New_Space Heating_Natural Gas_Boiler_E9_Baseline Forecast | Commercial | Health (ID) | New | Space Heating | Natural Gas | Boiler | E9 |  | Baseline Forecast | 0 | 0 | 0 | 0 | 0 | 0 | 0 | 0 | 0 | 0 | 0 | 0 | 0 | 0 | 0 | 0 | 0 | 0 | 0 | 0 | 0 | 0 | 0 | 0 | 0 | 0 | 0
Commercial_Health (ID)_New_Space Heating_Natural Gas_Boiler_E10_Baseline Forecast | Commercial | Health (ID) | New | Space Heating | Natural Gas | Boiler | E10 |  | Baseline Forecast | 0 | 0 | 0 | 0 | 0 | 0 | 0 | 0 | 0 | 0 | 0 | 0 | 0 | 0 | 0 | 0 | 0 | 0 | 0 | 0 | 0 | 0 | 0 | 0 | 0 | 0 | 0
Commercial_Health (ID)_New_Space Heating_Natural Gas_Unit Heater_E1_Baseline Forecast | Commercial | Health (ID) | New | Space Heating | Natural Gas | Unit Heater | E1 | Standard | Baseline Forecast | bar: 2019 to 2045
Commercial_Health (ID)_New_Space Heating_Natural Gas_Unit Heater_E2_Baseline Forecast | Commercial | Health (ID) | New | Space Heating | Natural Gas | Unit Heater | E2 | Condensing | Baseline Forecast | 0 | 0 | 0 | 0 | 0 | 0 | 0 | 0 | 0 | 0 | 0 | 0 | 0 | 0 | 0 | 0 | 0 | 0 | 0 | 0 | 0 | 0 | 0 | 0 | 0 | 0 | 0
Commercial_Health (ID)_New_Space Heating_Natural Gas_Unit Heater_E3_Baseline Forecast | Commercial | Health (ID) | New | Space Heating | Natural Gas | Unit Heater | E3 | Infrared Radiant | Baseline Forecast | 0 | 0 | 0 | 0 | 0 | 0 | 0 | 0 | 0 | 0 | 0 | 0 | 0 | 0 | 0 | 0 | 0 | 0 | 0 | 0 | 0 | 0 | 0 | 0 | 0 | 0 | 0
Commercial_Health (ID)_New_Space Heating_Natural Gas_Unit Heater_E4_Baseline Forecast | Commercial | Health (ID) | New | Space Heating | Natural Gas | Unit Heater | E4 |  | Baseline Forecast | 0 | 0 | 0 | 0 | 0 | 0 | 0 | 0 | 0 | 0 | 0 | 0 | 0 | 0 | 0 | 0 | 0 | 0 | 0 | 0 | 0 | 0 | 0 | 0 | 0 | 0 | 0
Commercial_Health (ID)_New_Space Heating_Natural Gas_Unit Heater_E5_Baseline Forecast | Commercial | Health (ID) | New | Space Heating | Natural Gas | Unit Heater | E5 |  | Baseline Forecast | 0 | 0 | 0 | 0 | 0 | 0 | 0 | 0 | 0 | 0 | 0 | 0 | 0 | 0 | 0 | 0 | 0 | 0 | 0 | 0 | 0 | 0 | 0 | 0 | 0 | 0 | 0
Commercial_Health (ID)_New_Space Heating_Natural Gas_Unit Heater_E6_Baseline Forecast | Commercial | Health (ID) | New | Space Heating | Natural Gas | Unit Heater | E6 |  | Baseline Forecast | 0 | 0 | 0 | 0 | 0 | 0 | 0 | 0 | 0 | 0 | 0 | 0 | 0 | 0 | 0 | 0 | 0 | 0 | 0 | 0 | 0 | 0 | 0 | 0 | 0 | 0 | 0
Commercial_Health (ID)_New_Space Heating_Natural Gas_Unit Heater_E7_Baseline Forecast | Commercial | Health (ID) | New | Space Heating | Natural Gas | Unit Heater | E7 |  | Baseline Forecast | 0 | 0 | 0 | 0 | 0 | 0 | 0 | 0 | 0 | 0 | 0 | 0 | 0 | 0 | 0 | 0 | 0 | 0 | 0 | 0 | 0 | 0 | 0 | 0 | 0 | 0 | 0
Commercial_Health (ID)_New_Space Heating_Natural Gas_Unit Heater_E8_Baseline Forecast | Commercial | Health (ID) | New | Space Heating | Natural Gas | Unit Heater | E8 |  | Baseline Forecast | 0 | 0 | 0 | 0 | 0 | 0 | 0 | 0 | 0 | 0 | 0 | 0 | 0 | 0 | 0 | 0 | 0 | 0 | 0 | 0 | 0 | 0 | 0 | 0 | 0 | 0 | 0
Commercial_Health (ID)_New_Space Heating_Natural Gas_Unit Heater_E9_Baseline Forecast | Commercial | Health (ID) | New | Space Heating | Natural Gas | Unit Heater | E9 |  | Baseline Forecast | 0 | 0 | 0 | 0 | 0 | 0 | 0 | 0 | 0 | 0 | 0 | 0 | 0 | 0 | 0 | 0 | 0 | 0 | 0 | 0 | 0 | 0 | 0 | 0 | 0 | 0 | 0
Commercial_Health (ID)_New_Space Heating_Natural Gas_Unit Heater_E10_Baseline Forecast | Commercial | Health (ID) | New | Space Heating | Natural Gas | Unit Heater | E10 |  | Baseline Forecast | 0 | 0 | 0 | 0 | 0 | 0 | 0 | 0 | 0 | 0 | 0 | 0 | 0 | 0 | 0 | 0 | 0 | 0 | 0 | 0 | 0 | 0 | 0 | 0 | 0 | 0 | 0
Commercial_Health (ID)_New_Water Heating_Natural Gas_Water Heater_E1_Baseline Forecast | Commercial | Health (ID) | New | Water Heating | Natural Gas | Water Heater | E1 | TE 0.80 | Baseline Forecast | 0.47 | 0.47 | 0.47 | 0.47 | 0.47 | 0.47 | 0.47 | 0.47 | 0.47 | 0.47 | 0.47 | 0.47 | 0.47 | 0.47 | 0.47 | 0.47 | 0.47 | 0.47 | 0.47 | 0.47 | 0.47 | 0.47 | 0.47 | 0.47 | 0.47 | 0.47 | 0.47
Commercial_Health (ID)_New_Water Heating_Natural Gas_Water Heater_E2_Baseline Forecast | Commercial | Health (ID) | New | Water Heating | Natural Gas | Water Heater | E2 | TE 0.90 | Baseline Forecast | 0 | 0 | 0 | 0 | 0 | 0 | 0 | 0 | 0 | 0 | 0 | 0 | 0 | 0 | 0 | 0 | 0 | 0 | 0 | 0 | 0 | 0 | 0 | 0 | 0 | 0 | 0
Commercial_Health (ID)_New_Water Heating_Natural Gas_Water Heater_E3_Baseline Forecast | Commercial | Health (ID) | New | Water Heating | Natural Gas | Water Heater | E3 | TE 0.94 | Baseline Forecast | 0.53 | 0.53 | 0.53 | 0.53 | 0.53 | 0.53 | 0.53 | 0.53 | 0.53 | 0.53 | 0.53 | 0.53 | 0.53 | 0.53 | 0.53 | 0.53 | 0.53 | 0.53 | 0.53 | 0.53 | 0.53 | 0.53 | 0.53 | 0.53 | 0.53 | 0.53 | 0.53
Commercial_Health (ID)_New_Water Heating_Natural Gas_Water Heater_E4_Baseline Forecast | Commercial | Health (ID) | New | Water Heating | Natural Gas | Water Heater | E4 | Instantaneous TE 0.94 | Baseline Forecast | 0 | 0 | 0 | 0 | 0 | 0 | 0 | 0 | 0 | 0 | 0 | 0 | 0 | 0 | 0 | 0 | 0 | 0 | 0 | 0 | 0 | 0 | 0 | 0 | 0 | 0 | 0
Commercial_Health (ID)_New_Water Heating_Natural Gas_Water Heater_E5_Baseline Forecast | Commercial | Health (ID) | New | Water Heating | Natural Gas | Water Heater | E5 | Gas-Fired Absorption HPWH | Baseline Forecast | 0 | 0 | 0 | 0 | 0 | 0 | 0 | 0 | 0 | 0 | 0 | 0 | 0 | 0 | 0 | 0 | 0 | 0 | 0 | 0 | 0 | 0 | 0 | 0 | 0 | 0 | 0
Commercial_Health (ID)_New_Water Heating_Natural Gas_Water Heater_E6_Baseline Forecast | Commercial | Health (ID) | New | Water Heating | Natural Gas | Water Heater | E6 |  | Baseline Forecast | 0 | 0 | 0 | 0 | 0 | 0 | 0 | 0 | 0 | 0 | 0 | 0 | 0 | 0 | 0 | 0 | 0 | 0 | 0 | 0 | 0 | 0 | 0 | 0 | 0 | 0 | 0
Commercial_Health (ID)_New_Water Heating_Natural Gas_Water Heater_E7_Baseline Forecast | Commercial | Health (ID) | New | Water Heating | Natural Gas | Water Heater | E7 |  | Baseline Forecast | 0 | 0 | 0 | 0 | 0 | 0 | 0 | 0 | 0 | 0 | 0 | 0 | 0 | 0 | 0 | 0 | 0 | 0 | 0 | 0 | 0 | 0 | 0 | 0 | 0 | 0 | 0
Commercial_Health (ID)_New_Water Heating_Natural Gas_Water Heater_E8_Baseline Forecast | Commercial | Health (ID) | New | Water Heating | Natural Gas | Water Heater | E8 |  | Baseline Forecast | 0 | 0 | 0 | 0 | 0 | 0 | 0 | 0 | 0 | 0 | 0 | 0 | 0 | 0 | 0 | 0 | 0 | 0 | 0 | 0 | 0 | 0 | 0 | 0 | 0 | 0 | 0
Commercial_Health (ID)_New_Water Heating_Natural Gas_Water Heater_E9_Baseline Forecast | Commercial | Health (ID) | New | Water Heating | Natural Gas | Water Heater | E9 |  | Baseline Forecast | 0 | 0 | 0 | 0 | 0 | 0 | 0 | 0 | 0 | 0 | 0 | 0 | 0 | 0 | 0 | 0 | 0 | 0 | 0 | 0 | 0 | 0 | 0 | 0 | 0 | 0 | 0
Commercial_Health (ID)_New_Water Heating_Natural Gas_Water Heater_E10_Baseline Forecast | Commercial | Health (ID) | New | Water Heating | Natural Gas | Water Heater | E10 |  | Baseline Forecast | 0 | 0 | 0 | 0 | 0 | 0 | 0 | 0 | 0 | 0 | 0 | 0 | 0 | 0 | 0 | 0 | 0 | 0 | 0 | 0 | 0 | 0 | 0 | 0 | 0 | 0 | 0
Commercial_Health (ID)_New_Food Preparation_Natural Gas_Oven_E1_Baseline Forecast | Commercial | Health (ID) | New | Food Preparation | Natural Gas | Oven | E1 | Standard | Baseline Forecast | 0.41 | 0.41 | 0.41 | 0.41 | 0.41 | 0.41 | 0.41 | 0.41 | 0.41 | 0.41 | 0.41 | 0.41 | 0.41 | 0.41 | 0.41 | 0.41 | 0.41 | 0.41 | 0.41 | 0.41 | 0.41 | 0.41 | 0.41 | 0.41 | 0.41 | 0.41 | 0.41
Commercial_Health (ID)_New_Food Preparation_Natural Gas_Oven_E2_Baseline Forecast | Commercial | Health (ID) | New | Food Preparation | Natural Gas | Oven | E2 | ENERGY STAR (>42% Baking Efficiency) | Baseline Forecast | 0.59 | 0.59 | 0.59 | 0.59 | 0.59 | 0.59 | 0.59 | 0.59 | 0.59 | 0.59 | 0.59 | 0.59 | 0.59 | 0.59 | 0.59 | 0.59 | 0.59 | 0.59 | 0.59 | 0.59 | 0.59 | 0.59 | 0.59 | 0.59 | 0.59 | 0.59 | 0.59
Commercial_Health (ID)_New_Food Preparation_Natural Gas_Oven_E3_Baseline Forecast | Commercial | Health (ID) | New | Food Preparation | Natural Gas | Oven | E3 |  | Baseline Forecast | 0 | 0 | 0 | 0 | 0 | 0 | 0 | 0 | 0 | 0 | 0 | 0 | 0 | 0 | 0 | 0 | 0 | 0 | 0 | 0 | 0 | 0 | 0 | 0 | 0 | 0 | 0
Commercial_Health (ID)_New_Food Preparation_Natural Gas_Oven_E4_Baseline Forecast | Commercial | Health (ID) | New | Food Preparation | Natural Gas | Oven | E4 |  | Baseline Forecast | 0 | 0 | 0 | 0 | 0 | 0 | 0 | 0 | 0 | 0 | 0 | 0 | 0 | 0 | 0 | 0 | 0 | 0 | 0 | 0 | 0 | 0 | 0 | 0 | 0 | 0 | 0
Commercial_Health (ID)_New_Food Preparation_Natural Gas_Oven_E5_Baseline Forecast | Commercial | Health (ID) | New | Food Preparation | Natural Gas | Oven | E5 |  | Baseline Forecast | 0 | 0 | 0 | 0 | 0 | 0 | 0 | 0 | 0 | 0 | 0 | 0 | 0 | 0 | 0 | 0 | 0 | 0 | 0 | 0 | 0 | 0 | 0 | 0 | 0 | 0 | 0
Commercial_Health (ID)_New_Food Preparation_Natural Gas_Oven_E6_Baseline Forecast | Commercial | Health (ID) | New | Food Preparation | Natural Gas | Oven | E6 |  | Baseline Forecast | 0 | 0 | 0 | 0 | 0 | 0 | 0 | 0 | 0 | 0 | 0 | 0 | 0 | 0 | 0 | 0 | 0 | 0 | 0 | 0 | 0 | 0 | 0 | 0 | 0 | 0 | 0
Commercial_Health (ID)_New_Food Preparation_Natural Gas_Oven_E7_Baseline Forecast | Commercial | Health (ID) | New | Food Preparation | Natural Gas | Oven | E7 |  | Baseline Forecast | 0 | 0 | 0 | 0 | 0 | 0 | 0 | 0 | 0 | 0 | 0 | 0 | 0 | 0 | 0 | 0 | 0 | 0 | 0 | 0 | 0 | 0 | 0 | 0 | 0 | 0 | 0
Commercial_Health (ID)_New_Food Preparation_Natural Gas_Oven_E8_Baseline Forecast | Commercial | Health (ID) | New | Food Preparation | Natural Gas | Oven | E8 |  | Baseline Forecast | 0 | 0 | 0 | 0 | 0 | 0 | 0 | 0 | 0 | 0 | 0 | 0 | 0 | 0 | 0 | 0 | 0 | 0 | 0 | 0 | 0 | 0 | 0 | 0 | 0 | 0 | 0
Commercial_Health (ID)_New_Food Preparation_Natural Gas_Oven_E9_Baseline Forecast | Commercial | Health (ID) | New | Food Preparation | Natural Gas | Oven | E9 |  | Baseline Forecast | 0 | 0 | 0 | 0 | 0 | 0 | 0 | 0 | 0 | 0 | 0 | 0 | 0 | 0 | 0 | 0 | 0 | 0 | 0 | 0 | 0 | 0 | 0 | 0 | 0 | 0 | 0
Commercial_Health (ID)_New_Food Preparation_Natural Gas_Oven_E10_Baseline Forecast | Commercial | Health (ID) | New | Food Preparation | Natural Gas | Oven | E10 |  | Baseline Forecast | 0 | 0 | 0 | 0 | 0 | 0 | 0 | 0 | 0 | 0 | 0 | 0 | 0 | 0 | 0 | 0 | 0 | 0 | 0 | 0 | 0 | 0 | 0 | 0 | 0 | 0 | 0
Commercial_Health (ID)_New_Food Preparation_Natural Gas_Conveyor Oven_E1_Baseline Forecast | Commercial | Health (ID) | New | Food Preparation | Natural Gas | Conveyor Oven | E1 | Standard | Baseline Forecast | 0.41 | 0.41 | 0.41 | 0.41 | 0.41 | 0.41 | 0.41 | 0.41 | 0.41 | 0.41 | 0.41 | 0.41 | 0.41 | 0.41 | 0.41 | 0.41 | 0.41 | 0.41 | 0.41 | 0.41 | 0.41 | 0.41 | 0.41 | 0.41 | 0.41 | 0.41 | 0.41
Commercial_Health (ID)_New_Food Preparation_Natural Gas_Conveyor Oven_E2_Baseline Forecast | Commercial | Health (ID) | New | Food Preparation | Natural Gas | Conveyor Oven | E2 | ENERGY STAR (>42% Baking Efficiency) | Baseline Forecast | 0.59 | 0.59 | 0.59 | 0.59 | 0.59 | 0.59 | 0.59 | 0.59 | 0.59 | 0.59 | 0.59 | 0.59 | 0.59 | 0.59 | 0.59 | 0.59 | 0.59 | 0.59 | 0.59 | 0.59 | 0.59 | 0.59 | 0.59 | 0.59 | 0.59 | 0.59 | 0.59
Commercial_Health (ID)_New_Food Preparation_Natural Gas_Conveyor Oven_E3_Baseline Forecast | Commercial | Health (ID) | New | Food Preparation | Natural Gas | Conveyor Oven | E3 |  | Baseline Forecast | 0 | 0 | 0 | 0 | 0 | 0 | 0 | 0 | 0 | 0 | 0 | 0 | 0 | 0 | 0 | 0 | 0 | 0 | 0 | 0 | 0 | 0 | 0 | 0 | 0 | 0 | 0
Commercial_Health (ID)_New_Food Preparation_Natural Gas_Conveyor Oven_E4_Baseline Forecast | Commercial | Health (ID) | New | Food Preparation | Natural Gas | Conveyor Oven | E4 |  | Baseline Forecast | 0 | 0 | 0 | 0 | 0 | 0 | 0 | 0 | 0 | 0 | 0 | 0 | 0 | 0 | 0 | 0 | 0 | 0 | 0 | 0 | 0 | 0 | 0 | 0 | 0 | 0 | 0
Commercial_Health (ID)_New_Food Preparation_Natural Gas_Conveyor Oven_E5_Baseline Forecast | Commercial | Health (ID) | New | Food Preparation | Natural Gas | Conveyor Oven | E5 |  | Baseline Forecast | 0 | 0 | 0 | 0 | 0 | 0 | 0 | 0 | 0 | 0 | 0 | 0 | 0 | 0 | 0 | 0 | 0 | 0 | 0 | 0 | 0 | 0 | 0 | 0 | 0 | 0 | 0
Commercial_Health (ID)_New_Food Preparation_Natural Gas_Conveyor Oven_E6_Baseline Forecast | Commercial | Health (ID) | New | Food Preparation | Natural Gas | Conveyor Oven | E6 |  | Baseline Forecast | 0 | 0 | 0 | 0 | 0 | 0 | 0 | 0 | 0 | 0 | 0 | 0 | 0 | 0 | 0 | 0 | 0 | 0 | 0 | 0 | 0 | 0 | 0 | 0 | 0 | 0 | 0
Commercial_Health (ID)_New_Food Preparation_Natural Gas_Conveyor Oven_E7_Baseline Forecast | Commercial | Health (ID) | New | Food Preparation | Natural Gas | Conveyor Oven | E7 |  | Baseline Forecast | 0 | 0 | 0 | 0 | 0 | 0 | 0 | 0 | 0 | 0 | 0 | 0 | 0 | 0 | 0 | 0 | 0 | 0 | 0 | 0 | 0 | 0 | 0 | 0 | 0 | 0 | 0
Commercial_Health (ID)_New_Food Preparation_Natural Gas_Conveyor Oven_E8_Baseline Forecast | Commercial | Health (ID) | New | Food Preparation | Natural Gas | Conveyor Oven | E8 |  | Baseline Forecast | 0 | 0 | 0 | 0 | 0 | 0 | 0 | 0 | 0 | 0 | 0 | 0 | 0 | 0 | 0 | 0 | 0 | 0 | 0 | 0 | 0 | 0 | 0 | 0 | 0 | 0 | 0
Commercial_Health (ID)_New_Food Preparation_Natural Gas_Conveyor Oven_E9_Baseline Forecast | Commercial | Health (ID) | New | Food Preparation | Natural Gas | Conveyor Oven | E9 |  | Baseline Forecast | 0 | 0 | 0 | 0 | 0 | 0 | 0 | 0 | 0 | 0 | 0 | 0 | 0 | 0 | 0 | 0 | 0 | 0 | 0 | 0 | 0 | 0 | 0 | 0 | 0 | 0 | 0
Commercial_Health (ID)_New_Food Preparation_Natural Gas_Conveyor Oven_E10_Baseline Forecast | Commercial | Health (ID) | New | Food Preparation | Natural Gas | Conveyor Oven | E10 |  | Baseline Forecast | 0 | 0 | 0 | 0 | 0 | 0 | 0 | 0 | 0 | 0 | 0 | 0 | 0 | 0 | 0 | 0 | 0 | 0 | 0 | 0 | 0 | 0 | 0 | 0 | 0 | 0 | 0
Commercial_Health (ID)_New_Food Preparation_Natural Gas_Double Rack Oven_E1_Baseline Forecast | Commercial | Health (ID) | New | Food Preparation | Natural Gas | Double Rack Oven | E1 | Standard | Baseline Forecast | 0.41 | 0.41 | 0.41 | 0.41 | 0.41 | 0.41 | 0.41 | 0.41 | 0.41 | 0.41 | 0.41 | 0.41 | 0.41 | 0.41 | 0.41 | 0.41 | 0.41 | 0.41 | 0.41 | 0.41 | 0.41 | 0.41 | 0.41 | 0.41 | 0.41 | 0.41 | 0.41
Commercial_Health (ID)_New_Food Preparation_Natural Gas_Double Rack Oven_E2_Baseline Forecast | Commercial | Health (ID) | New | Food Preparation | Natural Gas | Double Rack Oven | E2 | FTSC Qualified (>50% Cooking Efficiency) | Baseline Forecast | 0.59 | 0.59 | 0.59 | 0.59 | 0.59 | 0.59 | 0.59 | 0.59 | 0.59 | 0.59 | 0.59 | 0.59 | 0.59 | 0.59 | 0.59 | 0.59 | 0.59 | 0.59 | 0.59 | 0.59 | 0.59 | 0.59 | 0.59 | 0.59 | 0.59 | 0.59 | 0.59
Commercial_Health (ID)_New_Food Preparation_Natural Gas_Double Rack Oven_E3_Baseline Forecast | Commercial | Health (ID) | New | Food Preparation | Natural Gas | Double Rack Oven | E3 |  | Baseline Forecast | 0 | 0 | 0 | 0 | 0 | 0 | 0 | 0 | 0 | 0 | 0 | 0 | 0 | 0 | 0 | 0 | 0 | 0 | 0 | 0 | 0 | 0 | 0 | 0 | 0 | 0 | 0
Commercial_Health (ID)_New_Food Preparation_Natural Gas_Double Rack Oven_E4_Baseline Forecast | Commercial | Health (ID) | New | Food Preparation | Natural Gas | Double Rack Oven | E4 |  | Baseline Forecast | 0 | 0 | 0 | 0 | 0 | 0 | 0 | 0 | 0 | 0 | 0 | 0 | 0 | 0 | 0 | 0 | 0 | 0 | 0 | 0 | 0 | 0 | 0 | 0 | 0 | 0 | 0
Commercial_Health (ID)_New_Food Preparation_Natural Gas_Double Rack Oven_E5_Baseline Forecast | Commercial | Health (ID) | New | Food Preparation | Natural Gas | Double Rack Oven | E5 |  | Baseline Forecast | 0 | 0 | 0 | 0 | 0 | 0 | 0 | 0 | 0 | 0 | 0 | 0 | 0 | 0 | 0 | 0 | 0 | 0 | 0 | 0 | 0 | 0 | 0 | 0 | 0 | 0 | 0
Commercial_Health (ID)_New_Food Preparation_Natural Gas_Double Rack Oven_E6_Baseline Forecast | Commercial | Health (ID) | New | Food Preparation | Natural Gas | Double Rack Oven | E6 |  | Baseline Forecast | 0 | 0 | 0 | 0 | 0 | 0 | 0 | 0 | 0 | 0 | 0 | 0 | 0 | 0 | 0 | 0 | 0 | 0 | 0 | 0 | 0 | 0 | 0 | 0 | 0 | 0 | 0
Commercial_Health (ID)_New_Food Preparation_Natural Gas_Double Rack Oven_E7_Baseline Forecast | Commercial | Health (ID) | New | Food Preparation | Natural Gas | Double Rack Oven | E7 |  | Baseline Forecast | 0 | 0 | 0 | 0 | 0 | 0 | 0 | 0 | 0 | 0 | 0 | 0 | 0 | 0 | 0 | 0 | 0 | 0 | 0 | 0 | 0 | 0 | 0 | 0 | 0 | 0 | 0
Commercial_Health (ID)_New_Food Preparation_Natural Gas_Double Rack Oven_E8_Baseline Forecast | Commercial | Health (ID) | New | Food Preparation | Natural Gas | Double Rack Oven | E8 |  | Baseline Forecast | 0 | 0 | 0 | 0 | 0 | 0 | 0 | 0 | 0 | 0 | 0 | 0 | 0 | 0 | 0 | 0 | 0 | 0 | 0 | 0 | 0 | 0 | 0 | 0 | 0 | 0 | 0
Commercial_Health (ID)_New_Food Preparation_Natural Gas_Double Rack Oven_E9_Baseline Forecast | Commercial | Health (ID) | New | Food Preparation | Natural Gas | Double Rack Oven | E9 |  | Baseline Forecast | 0 | 0 | 0 | 0 | 0 | 0 | 0 | 0 | 0 | 0 | 0 | 0 | 0 | 0 | 0 | 0 | 0 | 0 | 0 | 0 | 0 | 0 | 0 | 0 | 0 | 0 | 0
Commercial_Health (ID)_New_Food Preparation_Natural Gas_Double Rack Oven_E10_Baseline Forecast | Commercial | Health (ID) | New | Food Preparation | Natural Gas | Double Rack Oven | E10 |  | Baseline Forecast | 0 | 0 | 0 | 0 | 0 | 0 | 0 | 0 | 0 | 0 | 0 | 0 | 0 | 0 | 0 | 0 | 0 | 0 | 0 | 0 | 0 | 0 | 0 | 0 | 0 | 0 | 0
Commercial_Health (ID)_New_Food Preparation_Natural Gas_Fryer_E1_Baseline Forecast | Commercial | Health (ID) | New | Food Preparation | Natural Gas | Fryer | E1 | Standard | Baseline Forecast | 0.74 | 0.74 | 0.74 | 0.74 | 0.74 | 0.74 | 0.74 | 0.74 | 0.74 | 0.74 | 0.74 | 0.74 | 0.74 | 0.74 | 0.74 | 0.74 | 0.74 | 0.74 | 0.74 | 0.74 | 0.74 | 0.74 | 0.74 | 0.74 | 0.74 | 0.74 | 0.74
Commercial_Health (ID)_New_Food Preparation_Natural Gas_Fryer_E2_Baseline Forecast | Commercial | Health (ID) | New | Food Preparation | Natural Gas | Fryer | E2 | ENERGY STAR | Baseline Forecast | 0.26 | 0.26 | 0.26 | 0.26 | 0.26 | 0.26 | 0.26 | 0.26 | 0.26 | 0.26 | 0.26 | 0.26 | 0.26 | 0.26 | 0.26 | 0.26 | 0.26 | 0.26 | 0.26 | 0.26 | 0.26 | 0.26 | 0.26 | 0.26 | 0.26 | 0.26 | 0.26
Commercial_Health (ID)_New_Food Preparation_Natural Gas_Fryer_E3_Baseline Forecast | Commercial | Health (ID) | New | Food Preparation | Natural Gas | Fryer | E3 |  | Baseline Forecast | 0 | 0 | 0 | 0 | 0 | 0 | 0 | 0 | 0 | 0 | 0 | 0 | 0 | 0 | 0 | 0 | 0 | 0 | 0 | 0 | 0 | 0 | 0 | 0 | 0 | 0 | 0
Commercial_Health (ID)_New_Food Preparation_Natural Gas_Fryer_E4_Baseline Forecast | Commercial | Health (ID) | New | Food Preparation | Natural Gas | Fryer | E4 |  | Baseline Forecast | 0 | 0 | 0 | 0 | 0 | 0 | 0 | 0 | 0 | 0 | 0 | 0 | 0 | 0 | 0 | 0 | 0 | 0 | 0 | 0 | 0 | 0 | 0 | 0 | 0 | 0 | 0
Commercial_Health (ID)_New_Food Preparation_Natural Gas_Fryer_E5_Baseline Forecast | Commercial | Health (ID) | New | Food Preparation | Natural Gas | Fryer | E5 |  | Baseline Forecast | 0 | 0 | 0 | 0 | 0 | 0 | 0 | 0 | 0 | 0 | 0 | 0 | 0 | 0 | 0 | 0 | 0 | 0 | 0 | 0 | 0 | 0 | 0 | 0 | 0 | 0 | 0
Commercial_Health (ID)_New_Food Preparation_Natural Gas_Fryer_E6_Baseline Forecast | Commercial | Health (ID) | New | Food Preparation | Natural Gas | Fryer | E6 |  | Baseline Forecast | 0 | 0 | 0 | 0 | 0 | 0 | 0 | 0 | 0 | 0 | 0 | 0 | 0 | 0 | 0 | 0 | 0 | 0 | 0 | 0 | 0 | 0 | 0 | 0 | 0 | 0 | 0
Commercial_Health (ID)_New_Food Preparation_Natural Gas_Fryer_E7_Baseline Forecast | Commercial | Health (ID) | New | Food Preparation | Natural Gas | Fryer | E7 |  | Baseline Forecast | 0 | 0 | 0 | 0 | 0 | 0 | 0 | 0 | 0 | 0 | 0 | 0 | 0 | 0 | 0 | 0 | 0 | 0 | 0 | 0 | 0 | 0 | 0 | 0 | 0 | 0 | 0
Commercial_Health (ID)_New_Food Preparation_Natural Gas_Fryer_E8_Baseline Forecast | Commercial | Health (ID) | New | Food Preparation | Natural Gas | Fryer | E8 |  | Baseline Forecast | 0 | 0 | 0 | 0 | 0 | 0 | 0 | 0 | 0 | 0 | 0 | 0 | 0 | 0 | 0 | 0 | 0 | 0 | 0 | 0 | 0 | 0 | 0 | 0 | 0 | 0 | 0
Commercial_Health (ID)_New_Food Preparation_Natural Gas_Fryer_E9_Baseline Forecast | Commercial | Health (ID) | New | Food Preparation | Natural Gas | Fryer | E9 |  | Baseline Forecast | 0 | 0 | 0 | 0 | 0 | 0 | 0 | 0 | 0 | 0 | 0 | 0 | 0 | 0 | 0 | 0 | 0 | 0 | 0 | 0 | 0 | 0 | 0 | 0 | 0 | 0 | 0
Commercial_Health (ID)_New_Food Preparation_Natural Gas_Fryer_E10_Baseline Forecast | Commercial | Health (ID) | New | Food Preparation | Natural Gas | Fryer | E10 |  | Baseline Forecast | 0 | 0 | 0 | 0 | 0 | 0 | 0 | 0 | 0 | 0 | 0 | 0 | 0 | 0 | 0 | 0 | 0 | 0 | 0 | 0 | 0 | 0 | 0 | 0 | 0 | 0 | 0
Commercial_Health (ID)_New_Food Preparation_Natural Gas_Broiler_E1_Baseline Forecast | Commercial | Health (ID) | New | Food Preparation | Natural Gas | Broiler | E1 | Standard | Baseline Forecast | 0.74 | 0.74 | 0.74 | 0.74 | 0.74 | 0.74 | 0.74 | 0.74 | 0.74 | 0.74 | 0.74 | 0.74 | 0.74 | 0.74 | 0.74 | 0.74 | 0.74 | 0.74 | 0.74 | 0.74 | 0.74 | 0.74 | 0.74 | 0.74 | 0.74 | 0.74 | 0.74
Commercial_Health (ID)_New_Food Preparation_Natural Gas_Broiler_E2_Baseline Forecast | Commercial | Health (ID) | New | Food Preparation | Natural Gas | Broiler | E2 | Infrared Burners | Baseline Forecast | 0.26 | 0.26 | 0.26 | 0.26 | 0.26 | 0.26 | 0.26 | 0.26 | 0.26 | 0.26 | 0.26 | 0.26 | 0.26 | 0.26 | 0.26 | 0.26 | 0.26 | 0.26 | 0.26 | 0.26 | 0.26 | 0.26 | 0.26 | 0.26 | 0.26 | 0.26 | 0.26
Commercial_Health (ID)_New_Food Preparation_Natural Gas_Broiler_E3_Baseline Forecast | Commercial | Health (ID) | New | Food Preparation | Natural Gas | Broiler | E3 |  | Baseline Forecast | 0 | 0 | 0 | 0 | 0 | 0 | 0 | 0 | 0 | 0 | 0 | 0 | 0 | 0 | 0 | 0 | 0 | 0 | 0 | 0 | 0 | 0 | 0 | 0 | 0 | 0 | 0
Commercial_Health (ID)_New_Food Preparation_Natural Gas_Broiler_E4_Baseline Forecast | Commercial | Health (ID) | New | Food Preparation | Natural Gas | Broiler | E4 |  | Baseline Forecast | 0 | 0 | 0 | 0 | 0 | 0 | 0 | 0 | 0 | 0 | 0 | 0 | 0 | 0 | 0 | 0 | 0 | 0 | 0 | 0 | 0 | 0 | 0 | 0 | 0 | 0 | 0
Commercial_Health (ID)_New_Food Preparation_Natural Gas_Broiler_E5_Baseline Forecast | Commercial | Health (ID) | New | Food Preparation | Natural Gas | Broiler | E5 |  | Baseline Forecast | 0 | 0 | 0 | 0 | 0 | 0 | 0 | 0 | 0 | 0 | 0 | 0 | 0 | 0 | 0 | 0 | 0 | 0 | 0 | 0 | 0 | 0 | 0 | 0 | 0 | 0 | 0
Commercial_Health (ID)_New_Food Preparation_Natural Gas_Broiler_E6_Baseline Forecast | Commercial | Health (ID) | New | Food Preparation | Natural Gas | Broiler | E6 |  | Baseline Forecast | 0 | 0 | 0 | 0 | 0 | 0 | 0 | 0 | 0 | 0 | 0 | 0 | 0 | 0 | 0 | 0 | 0 | 0 | 0 | 0 | 0 | 0 | 0 | 0 | 0 | 0 | 0
Commercial_Health (ID)_New_Food Preparation_Natural Gas_Broiler_E7_Baseline Forecast | Commercial | Health (ID) | New | Food Preparation | Natural Gas | Broiler | E7 |  | Baseline Forecast | 0 | 0 | 0 | 0 | 0 | 0 | 0 | 0 | 0 | 0 | 0 | 0 | 0 | 0 | 0 | 0 | 0 | 0 | 0 | 0 | 0 | 0 | 0 | 0 | 0 | 0 | 0
Commercial_Health (ID)_New_Food Preparation_Natural Gas_Broiler_E8_Baseline Forecast | Commercial | Health (ID) | New | Food Preparation | Natural Gas | Broiler | E8 |  | Baseline Forecast | 0 | 0 | 0 | 0 | 0 | 0 | 0 | 0 | 0 | 0 | 0 | 0 | 0 | 0 | 0 | 0 | 0 | 0 | 0 | 0 | 0 | 0 | 0 | 0 | 0 | 0 | 0
Commercial_Health (ID)_New_Food Preparation_Natural Gas_Broiler_E9_Baseline Forecast | Commercial | Health (ID) | New | Food Preparation | Natural Gas | Broiler | E9 |  | Baseline Forecast | 0 | 0 | 0 | 0 | 0 | 0 | 0 | 0 | 0 | 0 | 0 | 0 | 0 | 0 | 0 | 0 | 0 | 0 | 0 | 0 | 0 | 0 | 0 | 0 | 0 | 0 | 0
Commercial_Health (ID)_New_Food Preparation_Natural Gas_Broiler_E10_Baseline Forecast | Commercial | Health (ID) | New | Food Preparation | Natural Gas | Broiler | E10 |  | Baseline Forecast | 0 | 0 | 0 | 0 | 0 | 0 | 0 | 0 | 0 | 0 | 0 | 0 | 0 | 0 | 0 | 0 | 0 | 0 | 0 | 0 | 0 | 0 | 0 | 0 | 0 | 0 | 0
Commercial_Health (ID)_New_Food Preparation_Natural Gas_Griddle_E1_Baseline Forecast | Commercial | Health (ID) | New | Food Preparation | Natural Gas | Griddle | E1 | Standard | Baseline Forecast | 0.71 | 0.71 | 0.71 | 0.71 | 0.71 | 0.71 | 0.71 | 0.71 | 0.71 | 0.71 | 0.71 | 0.71 | 0.71 | 0.71 | 0.71 | 0.71 | 0.71 | 0.71 | 0.71 | 0.71 | 0.71 | 0.71 | 0.71 | 0.71 | 0.71 | 0.71 | 0.71
Commercial_Health (ID)_New_Food Preparation_Natural Gas_Griddle_E2_Baseline Forecast | Commercial | Health (ID) | New | Food Preparation | Natural Gas | Griddle | E2 | ENERGY STAR | Baseline Forecast | 0.29 | 0.29 | 0.29 | 0.29 | 0.29 | 0.29 | 0.29 | 0.29 | 0.29 | 0.29 | 0.29 | 0.29 | 0.29 | 0.29 | 0.29 | 0.29 | 0.29 | 0.29 | 0.29 | 0.29 | 0.29 | 0.29 | 0.29 | 0.29 | 0.29 | 0.29 | 0.29
Commercial_Health (ID)_New_Food Preparation_Natural Gas_Griddle_E3_Baseline Forecast | Commercial | Health (ID) | New | Food Preparation | Natural Gas | Griddle | E3 |  | Baseline Forecast | 0 | 0 | 0 | 0 | 0 | 0 | 0 | 0 | 0 | 0 | 0 | 0 | 0 | 0 | 0 | 0 | 0 | 0 | 0 | 0 | 0 | 0 | 0 | 0 | 0 | 0 | 0
Commercial_Health (ID)_New_Food Preparation_Natural Gas_Griddle_E4_Baseline Forecast | Commercial | Health (ID) | New | Food Preparation | Natural Gas | Griddle | E4 |  | Baseline Forecast | 0 | 0 | 0 | 0 | 0 | 0 | 0 | 0 | 0 | 0 | 0 | 0 | 0 | 0 | 0 | 0 | 0 | 0 | 0 | 0 | 0 | 0 | 0 | 0 | 0 | 0 | 0
Commercial_Health (ID)_New_Food Preparation_Natural Gas_Griddle_E5_Baseline Forecast | Commercial | Health (ID) | New | Food Preparation | Natural Gas | Griddle | E5 |  | Baseline Forecast | 0 | 0 | 0 | 0 | 0 | 0 | 0 | 0 | 0 | 0 | 0 | 0 | 0 | 0 | 0 | 0 | 0 | 0 | 0 | 0 | 0 | 0 | 0 | 0 | 0 | 0 | 0
Commercial_Health (ID)_New_Food Preparation_Natural Gas_Griddle_E6_Baseline Forecast | Commercial | Health (ID) | New | Food Preparation | Natural Gas | Griddle | E6 |  | Baseline Forecast | 0 | 0 | 0 | 0 | 0 | 0 | 0 | 0 | 0 | 0 | 0 | 0 | 0 | 0 | 0 | 0 | 0 | 0 | 0 | 0 | 0 | 0 | 0 | 0 | 0 | 0 | 0
Commercial_Health (ID)_New_Food Preparation_Natural Gas_Griddle_E7_Baseline Forecast | Commercial | Health (ID) | New | Food Preparation | Natural Gas | Griddle | E7 |  | Baseline Forecast | 0 | 0 | 0 | 0 | 0 | 0 | 0 | 0 | 0 | 0 | 0 | 0 | 0 | 0 | 0 | 0 | 0 | 0 | 0 | 0 | 0 | 0 | 0 | 0 | 0 | 0 | 0
Commercial_Health (ID)_New_Food Preparation_Natural Gas_Griddle_E8_Baseline Forecast | Commercial | Health (ID) | New | Food Preparation | Natural Gas | Griddle | E8 |  | Baseline Forecast | 0 | 0 | 0 | 0 | 0 | 0 | 0 | 0 | 0 | 0 | 0 | 0 | 0 | 0 | 0 | 0 | 0 | 0 | 0 | 0 | 0 | 0 | 0 | 0 | 0 | 0 | 0
Commercial_Health (ID)_New_Food Preparation_Natural Gas_Griddle_E9_Baseline Forecast | Commercial | Health (ID) | New | Food Preparation | Natural Gas | Griddle | E9 |  | Baseline Forecast | 0 | 0 | 0 | 0 | 0 | 0 | 0 | 0 | 0 | 0 | 0 | 0 | 0 | 0 | 0 | 0 | 0 | 0 | 0 | 0 | 0 | 0 | 0 | 0 | 0 | 0 | 0
Commercial_Health (ID)_New_Food Preparation_Natural Gas_Griddle_E10_Baseline Forecast | Commercial | Health (ID) | New | Food Preparation | Natural Gas | Griddle | E10 |  | Baseline Forecast | 0 | 0 | 0 | 0 | 0 | 0 | 0 | 0 | 0 | 0 | 0 | 0 | 0 | 0 | 0 | 0 | 0 | 0 | 0 | 0 | 0 | 0 | 0 | 0 | 0 | 0 | 0
Commercial_Health (ID)_New_Food Preparation_Natural Gas_Range_E1_Baseline Forecast | Commercial | Health (ID) | New | Food Preparation | Natural Gas | Range | E1 | Standard | Baseline Forecast | 0.41 | 0.41 | 0.41 | 0.41 | 0.41 | 0.41 | 0.41 | 0.41 | 0.41 | 0.41 | 0.41 | 0.41 | 0.41 | 0.41 | 0.41 | 0.41 | 0.41 | 0.41 | 0.41 | 0.41 | 0.41 | 0.41 | 0.41 | 0.41 | 0.41 | 0.41 | 0.41
Commercial_Health (ID)_New_Food Preparation_Natural Gas_Range_E2_Baseline Forecast | Commercial | Health (ID) | New | Food Preparation | Natural Gas | Range | E2 | High Efficiency | Baseline Forecast | 0.59 | 0.59 | 0.59 | 0.59 | 0.59 | 0.59 | 0.59 | 0.59 | 0.59 | 0.59 | 0.59 | 0.59 | 0.59 | 0.59 | 0.59 | 0.59 | 0.59 | 0.59 | 0.59 | 0.59 | 0.59 | 0.59 | 0.59 | 0.59 | 0.59 | 0.59 | 0.59
Commercial_Health (ID)_New_Food Preparation_Natural Gas_Range_E3_Baseline Forecast | Commercial | Health (ID) | New | Food Preparation | Natural Gas | Range | E3 |  | Baseline Forecast | 0 | 0 | 0 | 0 | 0 | 0 | 0 | 0 | 0 | 0 | 0 | 0 | 0 | 0 | 0 | 0 | 0 | 0 | 0 | 0 | 0 | 0 | 0 | 0 | 0 | 0 | 0
Commercial_Health (ID)_New_Food Preparation_Natural Gas_Range_E4_Baseline Forecast | Commercial | Health (ID) | New | Food Preparation | Natural Gas | Range | E4 |  | Baseline Forecast | 0 | 0 | 0 | 0 | 0 | 0 | 0 | 0 | 0 | 0 | 0 | 0 | 0 | 0 | 0 | 0 | 0 | 0 | 0 | 0 | 0 | 0 | 0 | 0 | 0 | 0 | 0
Commercial_Health (ID)_New_Food Preparation_Natural Gas_Range_E5_Baseline Forecast | Commercial | Health (ID) | New | Food Preparation | Natural Gas | Range | E5 |  | Baseline Forecast | 0 | 0 | 0 | 0 | 0 | 0 | 0 | 0 | 0 | 0 | 0 | 0 | 0 | 0 | 0 | 0 | 0 | 0 | 0 | 0 | 0 | 0 | 0 | 0 | 0 | 0 | 0
Commercial_Health (ID)_New_Food Preparation_Natural Gas_Range_E6_Baseline Forecast | Commercial | Health (ID) | New | Food Preparation | Natural Gas | Range | E6 |  | Baseline Forecast | 0 | 0 | 0 | 0 | 0 | 0 | 0 | 0 | 0 | 0 | 0 | 0 | 0 | 0 | 0 | 0 | 0 | 0 | 0 | 0 | 0 | 0 | 0 | 0 | 0 | 0 | 0
Commercial_Health (ID)_New_Food Preparation_Natural Gas_Range_E7_Baseline Forecast | Commercial | Health (ID) | New | Food Preparation | Natural Gas | Range | E7 |  | Baseline Forecast | 0 | 0 | 0 | 0 | 0 | 0 | 0 | 0 | 0 | 0 | 0 | 0 | 0 | 0 | 0 | 0 | 0 | 0 | 0 | 0 | 0 | 0 | 0 | 0 | 0 | 0 | 0
Commercial_Health (ID)_New_Food Preparation_Natural Gas_Range_E8_Baseline Forecast | Commercial | Health (ID) | New | Food Preparation | Natural Gas | Range | E8 |  | Baseline Forecast | 0 | 0 | 0 | 0 | 0 | 0 | 0 | 0 | 0 | 0 | 0 | 0 | 0 | 0 | 0 | 0 | 0 | 0 | 0 | 0 | 0 | 0 | 0 | 0 | 0 | 0 | 0
Commercial_Health (ID)_New_Food Preparation_Natural Gas_Range_E9_Baseline Forecast | Commercial | Health (ID) | New | Food Preparation | Natural Gas | Range | E9 |  | Baseline Forecast | 0 | 0 | 0 | 0 | 0 | 0 | 0 | 0 | 0 | 0 | 0 | 0 | 0 | 0 | 0 | 0 | 0 | 0 | 0 | 0 | 0 | 0 | 0 | 0 | 0 | 0 | 0
Commercial_Health (ID)_New_Food Preparation_Natural Gas_Range_E10_Baseline Forecast | Commercial | Health (ID) | New | Food Preparation | Natural Gas | Range | E10 |  | Baseline Forecast | 0 | 0 | 0 | 0 | 0 | 0 | 0 | 0 | 0 | 0 | 0 | 0 | 0 | 0 | 0 | 0 | 0 | 0 | 0 | 0 | 0 | 0 | 0 | 0 | 0 | 0 | 0
Commercial_Health (ID)_New_Food Preparation_Natural Gas_Steamer_E1_Baseline Forecast | Commercial | Health (ID) | New | Food Preparation | Natural Gas | Steamer | E1 | Standard | Baseline Forecast | 0.5 | 0.5 | 0.5 | 0.5 | 0.5 | 0.5 | 0.5 | 0.5 | 0.5 | 0.5 | 0.5 | 0.5 | 0.5 | 0.5 | 0.5 | 0.5 | 0.5 | 0.5 | 0.5 | 0.5 | 0.5 | 0.5 | 0.5 | 0.5 | 0.5 | 0.5 | 0.5
Commercial_Health (ID)_New_Food Preparation_Natural Gas_Steamer_E2_Baseline Forecast | Commercial | Health (ID) | New | Food Preparation | Natural Gas | Steamer | E2 | ENERGY STAR | Baseline Forecast | 0.5 | 0.5 | 0.5 | 0.5 | 0.5 | 0.5 | 0.5 | 0.5 | 0.5 | 0.5 | 0.5 | 0.5 | 0.5 | 0.5 | 0.5 | 0.5 | 0.5 | 0.5 | 0.5 | 0.5 | 0.5 | 0.5 | 0.5 | 0.5 | 0.5 | 0.5 | 0.5
Commercial_Health (ID)_New_Food Preparation_Natural Gas_Steamer_E3_Baseline Forecast | Commercial | Health (ID) | New | Food Preparation | Natural Gas | Steamer | E3 |  | Baseline Forecast | 0 | 0 | 0 | 0 | 0 | 0 | 0 | 0 | 0 | 0 | 0 | 0 | 0 | 0 | 0 | 0 | 0 | 0 | 0 | 0 | 0 | 0 | 0 | 0 | 0 | 0 | 0
Commercial_Health (ID)_New_Food Preparation_Natural Gas_Steamer_E4_Baseline Forecast | Commercial | Health (ID) | New | Food Preparation | Natural Gas | Steamer | E4 |  | Baseline Forecast | 0 | 0 | 0 | 0 | 0 | 0 | 0 | 0 | 0 | 0 | 0 | 0 | 0 | 0 | 0 | 0 | 0 | 0 | 0 | 0 | 0 | 0 | 0 | 0 | 0 | 0 | 0
Commercial_Health (ID)_New_Food Preparation_Natural Gas_Steamer_E5_Baseline Forecast | Commercial | Health (ID) | New | Food Preparation | Natural Gas | Steamer | E5 |  | Baseline Forecast | 0 | 0 | 0 | 0 | 0 | 0 | 0 | 0 | 0 | 0 | 0 | 0 | 0 | 0 | 0 | 0 | 0 | 0 | 0 | 0 | 0 | 0 | 0 | 0 | 0 | 0 | 0
Commercial_Health (ID)_New_Food Preparation_Natural Gas_Steamer_E6_Baseline Forecast | Commercial | Health (ID) | New | Food Preparation | Natural Gas | Steamer | E6 |  | Baseline Forecast | 0 | 0 | 0 | 0 | 0 | 0 | 0 | 0 | 0 | 0 | 0 | 0 | 0 | 0 | 0 | 0 | 0 | 0 | 0 | 0 | 0 | 0 | 0 | 0 | 0 | 0 | 0
Commercial_Health (ID)_New_Food Preparation_Natural Gas_Steamer_E7_Baseline Forecast | Commercial | Health (ID) | New | Food Preparation | Natural Gas | Steamer | E7 |  | Baseline Forecast | 0 | 0 | 0 | 0 | 0 | 0 | 0 | 0 | 0 | 0 | 0 | 0 | 0 | 0 | 0 | 0 | 0 | 0 | 0 | 0 | 0 | 0 | 0 | 0 | 0 | 0 | 0
Commercial_Health (ID)_New_Food Preparation_Natural Gas_Steamer_E8_Baseline Forecast | Commercial | Health (ID) | New | Food Preparation | Natural Gas | Steamer | E8 |  | Baseline Forecast | 0 | 0 | 0 | 0 | 0 | 0 | 0 | 0 | 0 | 0 | 0 | 0 | 0 | 0 | 0 | 0 | 0 | 0 | 0 | 0 | 0 | 0 | 0 | 0 | 0 | 0 | 0
Commercial_Health (ID)_New_Food Preparation_Natural Gas_Steamer_E9_Baseline Forecast | Commercial | Health (ID) | New | Food Preparation | Natural Gas | Steamer | E9 |  | Baseline Forecast | 0 | 0 | 0 | 0 | 0 | 0 | 0 | 0 | 0 | 0 | 0 | 0 | 0 | 0 | 0 | 0 | 0 | 0 | 0 | 0 | 0 | 0 | 0 | 0 | 0 | 0 | 0
Commercial_Health (ID)_New_Food Preparation_Natural Gas_Steamer_E10_Baseline Forecast | Commercial | Health (ID) | New | Food Preparation | Natural Gas | Steamer | E10 |  | Baseline Forecast | 0 | 0 | 0 | 0 | 0 | 0 | 0 | 0 | 0 | 0 | 0 | 0 | 0 | 0 | 0 | 0 | 0 | 0 | 0 | 0 | 0 | 0 | 0 | 0 | 0 | 0 | 0
Commercial_Health (ID)_New_Food Preparation_Natural Gas_Food Prep Other_E1_Baseline Forecast | Commercial | Health (ID) | New | Food Preparation | Natural Gas | Food Prep Other | E1 | Standard | Baseline Forecast | 0.74 | 0.74 | 0.74 | 0.74 | 0.74 | 0.74 | 0.74 | 0.74 | 0.74 | 0.74 | 0.74 | 0.74 | 0.74 | 0.74 | 0.74 | 0.74 | 0.74 | 0.74 | 0.74 | 0.74 | 0.74 | 0.74 | 0.74 | 0.74 | 0.74 | 0.74 | 0.74
Commercial_Health (ID)_New_Food Preparation_Natural Gas_Food Prep Other_E2_Baseline Forecast | Commercial | Health (ID) | New | Food Preparation | Natural Gas | Food Prep Other | E2 | ENERGY STAR | Baseline Forecast | 0.26 | 0.26 | 0.26 | 0.26 | 0.26 | 0.26 | 0.26 | 0.26 | 0.26 | 0.26 | 0.26 | 0.26 | 0.26 | 0.26 | 0.26 | 0.26 | 0.26 | 0.26 | 0.26 | 0.26 | 0.26 | 0.26 | 0.26 | 0.26 | 0.26 | 0.26 | 0.26
Commercial_Health (ID)_New_Food Preparation_Natural Gas_Food Prep Other_E3_Baseline Forecast | Commercial | Health (ID) | New | Food Preparation | Natural Gas | Food Prep Other | E3 |  | Baseline Forecast | 0 | 0 | 0 | 0 | 0 | 0 | 0 | 0 | 0 | 0 | 0 | 0 | 0 | 0 | 0 | 0 | 0 | 0 | 0 | 0 | 0 | 0 | 0 | 0 | 0 | 0 | 0
Commercial_Health (ID)_New_Food Preparation_Natural Gas_Food Prep Other_E4_Baseline Forecast | Commercial | Health (ID) | New | Food Preparation | Natural Gas | Food Prep Other | E4 |  | Baseline Forecast | 0 | 0 | 0 | 0 | 0 | 0 | 0 | 0 | 0 | 0 | 0 | 0 | 0 | 0 | 0 | 0 | 0 | 0 | 0 | 0 | 0 | 0 | 0 | 0 | 0 | 0 | 0
Commercial_Health (ID)_New_Food Preparation_Natural Gas_Food Prep Other_E5_Baseline Forecast | Commercial | Health (ID) | New | Food Preparation | Natural Gas | Food Prep Other | E5 |  | Baseline Forecast | 0 | 0 | 0 | 0 | 0 | 0 | 0 | 0 | 0 | 0 | 0 | 0 | 0 | 0 | 0 | 0 | 0 | 0 | 0 | 0 | 0 | 0 | 0 | 0 | 0 | 0 | 0
Commercial_Health (ID)_New_Food Preparation_Natural Gas_Food Prep Other_E6_Baseline Forecast | Commercial | Health (ID) | New | Food Preparation | Natural Gas | Food Prep Other | E6 |  | Baseline Forecast | 0 | 0 | 0 | 0 | 0 | 0 | 0 | 0 | 0 | 0 | 0 | 0 | 0 | 0 | 0 | 0 | 0 | 0 | 0 | 0 | 0 | 0 | 0 | 0 | 0 | 0 | 0
Commercial_Health (ID)_New_Food Preparation_Natural Gas_Food Prep Other_E7_Baseline Forecast | Commercial | Health (ID) | New | Food Preparation | Natural Gas | Food Prep Other | E7 |  | Baseline Forecast | 0 | 0 | 0 | 0 | 0 | 0 | 0 | 0 | 0 | 0 | 0 | 0 | 0 | 0 | 0 | 0 | 0 | 0 | 0 | 0 | 0 | 0 | 0 | 0 | 0 | 0 | 0
Commercial_Health (ID)_New_Food Preparation_Natural Gas_Food Prep Other_E8_Baseline Forecast | Commercial | Health (ID) | New | Food Preparation | Natural Gas | Food Prep Other | E8 |  | Baseline Forecast | 0 | 0 | 0 | 0 | 0 | 0 | 0 | 0 | 0 | 0 | 0 | 0 | 0 | 0 | 0 | 0 | 0 | 0 | 0 | 0 | 0 | 0 | 0 | 0 | 0 | 0 | 0
Commercial_Health (ID)_New_Food Preparation_Natural Gas_Food Prep Other_E9_Baseline Forecast | Commercial | Health (ID) | New | Food Preparation | Natural Gas | Food Prep Other | E9 |  | Baseline Forecast | 0 | 0 | 0 | 0 | 0 | 0 | 0 | 0 | 0 | 0 | 0 | 0 | 0 | 0 | 0 | 0 | 0 | 0 | 0 | 0 | 0 | 0 | 0 | 0 | 0 | 0 | 0
Commercial_Health (ID)_New_Food Preparation_Natural Gas_Food Prep Other_E10_Baseline Forecast | Commercial | Health (ID) | New | Food Preparation | Natural Gas | Food Prep Other | E10 |  | Baseline Forecast | 0 | 0 | 0 | 0 | 0 | 0 | 0 | 0 | 0 | 0 | 0 | 0 | 0 | 0 | 0 | 0 | 0 | 0 | 0 | 0 | 0 | 0 | 0 | 0 | 0 | 0 | 0
Commercial_Health (ID)_New_Miscellaneous_Natural Gas_Pool Heater_E1_Baseline Forecast | Commercial | Health (ID) | New | Miscellaneous | Natural Gas | Pool Heater | E1 | Standard (EF .82) | Baseline Forecast | 0.9 | 0.9 | 0.9 | 0.9 | 0.9 | 0.9 | 0.9 | 0.9 | 0.9 | 0.9 | 0.9 | 0.9 | 0.9 | 0.9 | 0.9 | 0.9 | 0.9 | 0.9 | 0.9 | 0.9 | 0.9 | 0.9 | 0.9 | 0.9 | 0.9 | 0.9 | 0.9
Commercial_Health (ID)_New_Miscellaneous_Natural Gas_Pool Heater_E2_Baseline Forecast | Commercial | Health (ID) | New | Miscellaneous | Natural Gas | Pool Heater | E2 | Condensing (EF .90) | Baseline Forecast | 0.1 | 0.1 | 0.1 | 0.1 | 0.1 | 0.1 | 0.1 | 0.1 | 0.1 | 0.1 | 0.1 | 0.1 | 0.1 | 0.1 | 0.1 | 0.1 | 0.1 | 0.1 | 0.1 | 0.1 | 0.1 | 0.1 | 0.1 | 0.1 | 0.1 | 0.1 | 0.1
Commercial_Health (ID)_New_Miscellaneous_Natural Gas_Pool Heater_E3_Baseline Forecast | Commercial | Health (ID) | New | Miscellaneous | Natural Gas | Pool Heater | E3 |  | Baseline Forecast | 0 | 0 | 0 | 0 | 0 | 0 | 0 | 0 | 0 | 0 | 0 | 0 | 0 | 0 | 0 | 0 | 0 | 0 | 0 | 0 | 0 | 0 | 0 | 0 | 0 | 0 | 0
Commercial_Health (ID)_New_Miscellaneous_Natural Gas_Pool Heater_E4_Baseline Forecast | Commercial | Health (ID) | New | Miscellaneous | Natural Gas | Pool Heater | E4 |  | Baseline Forecast | 0 | 0 | 0 | 0 | 0 | 0 | 0 | 0 | 0 | 0 | 0 | 0 | 0 | 0 | 0 | 0 | 0 | 0 | 0 | 0 | 0 | 0 | 0 | 0 | 0 | 0 | 0
Commercial_Health (ID)_New_Miscellaneous_Natural Gas_Pool Heater_E5_Baseline Forecast | Commercial | Health (ID) | New | Miscellaneous | Natural Gas | Pool Heater | E5 |  | Baseline Forecast | 0 | 0 | 0 | 0 | 0 | 0 | 0 | 0 | 0 | 0 | 0 | 0 | 0 | 0 | 0 | 0 | 0 | 0 | 0 | 0 | 0 | 0 | 0 | 0 | 0 | 0 | 0
Commercial_Health (ID)_New_Miscellaneous_Natural Gas_Pool Heater_E6_Baseline Forecast | Commercial | Health (ID) | New | Miscellaneous | Natural Gas | Pool Heater | E6 |  | Baseline Forecast | 0 | 0 | 0 | 0 | 0 | 0 | 0 | 0 | 0 | 0 | 0 | 0 | 0 | 0 | 0 | 0 | 0 | 0 | 0 | 0 | 0 | 0 | 0 | 0 | 0 | 0 | 0
Commercial_Health (ID)_New_Miscellaneous_Natural Gas_Pool Heater_E7_Baseline Forecast | Commercial | Health (ID) | New | Miscellaneous | Natural Gas | Pool Heater | E7 |  | Baseline Forecast | 0 | 0 | 0 | 0 | 0 | 0 | 0 | 0 | 0 | 0 | 0 | 0 | 0 | 0 | 0 | 0 | 0 | 0 | 0 | 0 | 0 | 0 | 0 | 0 | 0 | 0 | 0
Commercial_Health (ID)_New_Miscellaneous_Natural Gas_Pool Heater_E8_Baseline Forecast | Commercial | Health (ID) | New | Miscellaneous | Natural Gas | Pool Heater | E8 |  | Baseline Forecast | 0 | 0 | 0 | 0 | 0 | 0 | 0 | 0 | 0 | 0 | 0 | 0 | 0 | 0 | 0 | 0 | 0 | 0 | 0 | 0 | 0 | 0 | 0 | 0 | 0 | 0 | 0
Commercial_Health (ID)_New_Miscellaneous_Natural Gas_Pool Heater_E9_Baseline Forecast | Commercial | Health (ID) | New | Miscellaneous | Natural Gas | Pool Heater | E9 |  | Baseline Forecast | 0 | 0 | 0 | 0 | 0 | 0 | 0 | 0 | 0 | 0 | 0 | 0 | 0 | 0 | 0 | 0 | 0 | 0 | 0 | 0 | 0 | 0 | 0 | 0 | 0 | 0 | 0
Commercial_Health (ID)_New_Miscellaneous_Natural Gas_Pool Heater_E10_Baseline Forecast | Commercial | Health (ID) | New | Miscellaneous | Natural Gas | Pool Heater | E10 |  | Baseline Forecast | 0 | 0 | 0 | 0 | 0 | 0 | 0 | 0 | 0 | 0 | 0 | 0 | 0 | 0 | 0 | 0 | 0 | 0 | 0 | 0 | 0 | 0 | 0 | 0 | 0 | 0 | 0
Commercial_Health (ID)_New_Miscellaneous_Natural Gas_Miscellaneous_E1_Baseline Forecast | Commercial | Health (ID) | New | Miscellaneous | Natural Gas | Miscellaneous | E1 | Standard | Baseline Forecast | bar: 2019 to 2045
Commercial_Health (ID)_New_Miscellaneous_Natural Gas_Miscellaneous_E2_Baseline Forecast | Commercial | Health (ID) | New | Miscellaneous | Natural Gas | Miscellaneous | E2 |  | Baseline Forecast | 0 | 0 | 0 | 0 | 0 | 0 | 0 | 0 | 0 | 0 | 0 | 0 | 0 | 0 | 0 | 0 | 0 | 0 | 0 | 0 | 0 | 0 | 0 | 0 | 0 | 0 | 0
Commercial_Health (ID)_New_Miscellaneous_Natural Gas_Miscellaneous_E3_Baseline Forecast | Commercial | Health (ID) | New | Miscellaneous | Natural Gas | Miscellaneous | E3 |  | Baseline Forecast | 0 | 0 | 0 | 0 | 0 | 0 | 0 | 0 | 0 | 0 | 0 | 0 | 0 | 0 | 0 | 0 | 0 | 0 | 0 | 0 | 0 | 0 | 0 | 0 | 0 | 0 | 0
Commercial_Health (ID)_New_Miscellaneous_Natural Gas_Miscellaneous_E4_Baseline Forecast | Commercial | Health (ID) | New | Miscellaneous | Natural Gas | Miscellaneous | E4 |  | Baseline Forecast | 0 | 0 | 0 | 0 | 0 | 0 | 0 | 0 | 0 | 0 | 0 | 0 | 0 | 0 | 0 | 0 | 0 | 0 | 0 | 0 | 0 | 0 | 0 | 0 | 0 | 0 | 0
Commercial_Health (ID)_New_Miscellaneous_Natural Gas_Miscellaneous_E5_Baseline Forecast | Commercial | Health (ID) | New | Miscellaneous | Natural Gas | Miscellaneous | E5 |  | Baseline Forecast | 0 | 0 | 0 | 0 | 0 | 0 | 0 | 0 | 0 | 0 | 0 | 0 | 0 | 0 | 0 | 0 | 0 | 0 | 0 | 0 | 0 | 0 | 0 | 0 | 0 | 0 | 0
Commercial_Health (ID)_New_Miscellaneous_Natural Gas_Miscellaneous_E6_Baseline Forecast | Commercial | Health (ID) | New | Miscellaneous | Natural Gas | Miscellaneous | E6 |  | Baseline Forecast | 0 | 0 | 0 | 0 | 0 | 0 | 0 | 0 | 0 | 0 | 0 | 0 | 0 | 0 | 0 | 0 | 0 | 0 | 0 | 0 | 0 | 0 | 0 | 0 | 0 | 0 | 0
Commercial_Health (ID)_New_Miscellaneous_Natural Gas_Miscellaneous_E7_Baseline Forecast | Commercial | Health (ID) | New | Miscellaneous | Natural Gas | Miscellaneous | E7 |  | Baseline Forecast | 0 | 0 | 0 | 0 | 0 | 0 | 0 | 0 | 0 | 0 | 0 | 0 | 0 | 0 | 0 | 0 | 0 | 0 | 0 | 0 | 0 | 0 | 0 | 0 | 0 | 0 | 0
Commercial_Health (ID)_New_Miscellaneous_Natural Gas_Miscellaneous_E8_Baseline Forecast | Commercial | Health (ID) | New | Miscellaneous | Natural Gas | Miscellaneous | E8 |  | Baseline Forecast | 0 | 0 | 0 | 0 | 0 | 0 | 0 | 0 | 0 | 0 | 0 | 0 | 0 | 0 | 0 | 0 | 0 | 0 | 0 | 0 | 0 | 0 | 0 | 0 | 0 | 0 | 0
Commercial_Health (ID)_New_Miscellaneous_Natural Gas_Miscellaneous_E9_Baseline Forecast | Commercial | Health (ID) | New | Miscellaneous | Natural Gas | Miscellaneous | E9 |  | Baseline Forecast | 0 | 0 | 0 | 0 | 0 | 0 | 0 | 0 | 0 | 0 | 0 | 0 | 0 | 0 | 0 | 0 | 0 | 0 | 0 | 0 | 0 | 0 | 0 | 0 | 0 | 0 | 0
Commercial_Health (ID)_New_Miscellaneous_Natural Gas_Miscellaneous_E10_Baseline Forecast | Commercial | Health (ID) | New | Miscellaneous | Natural Gas | Miscellaneous | E10 |  | Baseline Forecast | 0 | 0 | 0 | 0 | 0 | 0 | 0 | 0 | 0 | 0 | 0 | 0 | 0 | 0 | 0 | 0 | 0 | 0 | 0 | 0 | 0 | 0 | 0 | 0 | 0 | 0 | 0
Commercial_Lodging (ID)_Existing_Space Heating_Natural Gas_Furnace_E1_Baseline Forecast | Commercial | Lodging (ID) | Existing | Space Heating | Natural Gas | Furnace | E1 | AFUE 80% (Standard) | Baseline Forecast | 1 | 1 | 1 | 1 | 1 | 1 | 1 | 1 | 1 | 1 | 1 | 0.98015 | 0.89238 | 0.98068 | 0.98093 | 0.98118 | 0.9815 | 0.97728 | 0.97756 | 0.97775 | 0.97728 | 0.97756 | 0.97775 | 0.97775 | 0.97775 | 0.97775 | 0.97775
Commercial_Lodging (ID)_Existing_Space Heating_Natural Gas_Furnace_E2_Baseline Forecast | Commercial | Lodging (ID) | Existing | Space Heating | Natural Gas | Furnace | E2 | AFUE 90% | Baseline Forecast | 0 | 0 | 0 | 0 | 0 | 0 | 0 | 0 | 0 | 0 | 0 | 0.019855 | 0.10762 | 0.019325 | 0.01907 | 0.018822 | 0.018495 | 0.022724 | 0.022442 | 0.022254 | 0.022724 | 0.022442 | 0.022254 | 0.022254 | 0.022254 | 0.022254 | 0.022254
Commercial_Lodging (ID)_Existing_Space Heating_Natural Gas_Furnace_E3_Baseline Forecast | Commercial | Lodging (ID) | Existing | Space Heating | Natural Gas | Furnace | E3 | AFUE 96% | Baseline Forecast | 0 | 0 | 0 | 0 | 0 | 0 | 0 | 0 | 0 | 0 | 0 | 0 | 0 | 0 | 0 | 0 | 0 | 0 | 0 | 0 | 0 | 0 | 0 | 0 | 0 | 0 | 0
Commercial_Lodging (ID)_Existing_Space Heating_Natural Gas_Furnace_E4_Baseline Forecast | Commercial | Lodging (ID) | Existing | Space Heating | Natural Gas | Furnace | E4 |  | Baseline Forecast | 0 | 0 | 0 | 0 | 0 | 0 | 0 | 0 | 0 | 0 | 0 | 0 | 0 | 0 | 0 | 0 | 0 | 0 | 0 | 0 | 0 | 0 | 0 | 0 | 0 | 0 | 0
Commercial_Lodging (ID)_Existing_Space Heating_Natural Gas_Furnace_E5_Baseline Forecast | Commercial | Lodging (ID) | Existing | Space Heating | Natural Gas | Furnace | E5 |  | Baseline Forecast | 0 | 0 | 0 | 0 | 0 | 0 | 0 | 0 | 0 | 0 | 0 | 0 | 0 | 0 | 0 | 0 | 0 | 0 | 0 | 0 | 0 | 0 | 0 | 0 | 0 | 0 | 0
Commercial_Lodging (ID)_Existing_Space Heating_Natural Gas_Furnace_E6_Baseline Forecast | Commercial | Lodging (ID) | Existing | Space Heating | Natural Gas | Furnace | E6 |  | Baseline Forecast | 0 | 0 | 0 | 0 | 0 | 0 | 0 | 0 | 0 | 0 | 0 | 0 | 0 | 0 | 0 | 0 | 0 | 0 | 0 | 0 | 0 | 0 | 0 | 0 | 0 | 0 | 0
Commercial_Lodging (ID)_Existing_Space Heating_Natural Gas_Furnace_E7_Baseline Forecast | Commercial | Lodging (ID) | Existing | Space Heating | Natural Gas | Furnace | E7 |  | Baseline Forecast | 0 | 0 | 0 | 0 | 0 | 0 | 0 | 0 | 0 | 0 | 0 | 0 | 0 | 0 | 0 | 0 | 0 | 0 | 0 | 0 | 0 | 0 | 0 | 0 | 0 | 0 | 0
Commercial_Lodging (ID)_Existing_Space Heating_Natural Gas_Furnace_E8_Baseline Forecast | Commercial | Lodging (ID) | Existing | Space Heating | Natural Gas | Furnace | E8 |  | Baseline Forecast | 0 | 0 | 0 | 0 | 0 | 0 | 0 | 0 | 0 | 0 | 0 | 0 | 0 | 0 | 0 | 0 | 0 | 0 | 0 | 0 | 0 | 0 | 0 | 0 | 0 | 0 | 0
Commercial_Lodging (ID)_Existing_Space Heating_Natural Gas_Furnace_E9_Baseline Forecast | Commercial | Lodging (ID) | Existing | Space Heating | Natural Gas | Furnace | E9 |  | Baseline Forecast | 0 | 0 | 0 | 0 | 0 | 0 | 0 | 0 | 0 | 0 | 0 | 0 | 0 | 0 | 0 | 0 | 0 | 0 | 0 | 0 | 0 | 0 | 0 | 0 | 0 | 0 | 0
Commercial_Lodging (ID)_Existing_Space Heating_Natural Gas_Furnace_E10_Baseline Forecast | Commercial | Lodging (ID) | Existing | Space Heating | Natural Gas | Furnace | E10 |  | Baseline Forecast | 0 | 0 | 0 | 0 | 0 | 0 | 0 | 0 | 0 | 0 | 0 | 0 | 0 | 0 | 0 | 0 | 0 | 0 | 0 | 0 | 0 | 0 | 0 | 0 | 0 | 0 | 0
Commercial_Lodging (ID)_Existing_Space Heating_Natural Gas_Boiler_E1_Baseline Forecast | Commercial | Lodging (ID) | Existing | Space Heating | Natural Gas | Boiler | E1 | AFUE 80% (Standard) | Baseline Forecast | 0.52381 | 0.52381 | 0.52381 | 0.52381 | 0.52381 | 0.52381 | 0.54098 | 0.54098 | 0.54098 | 0.54098 | 0.54098 | 0.54098 | 0.4955 | 0.4955 | 0.4955 | 0.4955 | 0.56701 | 0.56701 | 0.56701 | 0.56701 | 0.56701 | 0.56701 | 0.56701 | 0.56701 | 0.56701 | 0.56701 | 0.56701
Commercial_Lodging (ID)_Existing_Space Heating_Natural Gas_Boiler_E2_Baseline Forecast | Commercial | Lodging (ID) | Existing | Space Heating | Natural Gas | Boiler | E2 | AFUE 85% | Baseline Forecast | 0 | 0 | 0 | 0 | 0 | 0 | 0 | 0 | 0 | 0 | 0 | 0 | 0 | 0 | 0 | 0 | 0 | 0 | 0 | 0 | 0 | 0 | 0 | 0 | 0 | 0 | 0
Commercial_Lodging (ID)_Existing_Space Heating_Natural Gas_Boiler_E3_Baseline Forecast | Commercial | Lodging (ID) | Existing | Space Heating | Natural Gas | Boiler | E3 | AFUE 97% | Baseline Forecast | 0.47619 | 0.47619 | 0.47619 | 0.47619 | 0.47619 | 0.47619 | 0.45902 | 0.45902 | 0.45902 | 0.45902 | 0.45902 | 0.45902 | 0.5045 | 0.5045 | 0.5045 | 0.5045 | 0.43299 | 0.43299 | 0.43299 | 0.43299 | 0.43299 | 0.43299 | 0.43299 | 0.43299 | 0.43299 | 0.43299 | 0.43299
Commercial_Lodging (ID)_Existing_Space Heating_Natural Gas_Boiler_E4_Baseline Forecast | Commercial | Lodging (ID) | Existing | Space Heating | Natural Gas | Boiler | E4 | Convert to NG Air Source Heat Pump | Baseline Forecast | 0 | 0 | 0 | 0 | 0 | 0 | 0 | 0 | 0 | 0 | 0 | 0 | 0 | 0 | 0 | 0 | 0 | 0 | 0 | 0 | 0 | 0 | 0 | 0 | 0 | 0 | 0
Commercial_Lodging (ID)_Existing_Space Heating_Natural Gas_Boiler_E5_Baseline Forecast | Commercial | Lodging (ID) | Existing | Space Heating | Natural Gas | Boiler | E5 |  | Baseline Forecast | 0 | 0 | 0 | 0 | 0 | 0 | 0 | 0 | 0 | 0 | 0 | 0 | 0 | 0 | 0 | 0 | 0 | 0 | 0 | 0 | 0 | 0 | 0 | 0 | 0 | 0 | 0
Commercial_Lodging (ID)_Existing_Space Heating_Natural Gas_Boiler_E6_Baseline Forecast | Commercial | Lodging (ID) | Existing | Space Heating | Natural Gas | Boiler | E6 |  | Baseline Forecast | 0 | 0 | 0 | 0 | 0 | 0 | 0 | 0 | 0 | 0 | 0 | 0 | 0 | 0 | 0 | 0 | 0 | 0 | 0 | 0 | 0 | 0 | 0 | 0 | 0 | 0 | 0
Commercial_Lodging (ID)_Existing_Space Heating_Natural Gas_Boiler_E7_Baseline Forecast | Commercial | Lodging (ID) | Existing | Space Heating | Natural Gas | Boiler | E7 |  | Baseline Forecast | 0 | 0 | 0 | 0 | 0 | 0 | 0 | 0 | 0 | 0 | 0 | 0 | 0 | 0 | 0 | 0 | 0 | 0 | 0 | 0 | 0 | 0 | 0 | 0 | 0 | 0 | 0
Commercial_Lodging (ID)_Existing_Space Heating_Natural Gas_Boiler_E8_Baseline Forecast | Commercial | Lodging (ID) | Existing | Space Heating | Natural Gas | Boiler | E8 |  | Baseline Forecast | 0 | 0 | 0 | 0 | 0 | 0 | 0 | 0 | 0 | 0 | 0 | 0 | 0 | 0 | 0 | 0 | 0 | 0 | 0 | 0 | 0 | 0 | 0 | 0 | 0 | 0 | 0
Commercial_Lodging (ID)_Existing_Space Heating_Natural Gas_Boiler_E9_Baseline Forecast | Commercial | Lodging (ID) | Existing | Space Heating | Natural Gas | Boiler | E9 |  | Baseline Forecast | 0 | 0 | 0 | 0 | 0 | 0 | 0 | 0 | 0 | 0 | 0 | 0 | 0 | 0 | 0 | 0 | 0 | 0 | 0 | 0 | 0 | 0 | 0 | 0 | 0 | 0 | 0
Commercial_Lodging (ID)_Existing_Space Heating_Natural Gas_Boiler_E10_Baseline Forecast | Commercial | Lodging (ID) | Existing | Space Heating | Natural Gas | Boiler | E10 |  | Baseline Forecast | 0 | 0 | 0 | 0 | 0 | 0 | 0 | 0 | 0 | 0 | 0 | 0 | 0 | 0 | 0 | 0 | 0 | 0 | 0 | 0 | 0 | 0 | 0 | 0 | 0 | 0 | 0
Commercial_Lodging (ID)_Existing_Space Heating_Natural Gas_Unit Heater_E1_Baseline Forecast | Commercial | Lodging (ID) | Existing | Space Heating | Natural Gas | Unit Heater | E1 | Standard | Baseline Forecast | bar: 2019 to 2045
Commercial_Lodging (ID)_Existing_Space Heating_Natural Gas_Unit Heater_E2_Baseline Forecast | Commercial | Lodging (ID) | Existing | Space Heating | Natural Gas | Unit Heater | E2 | Condensing | Baseline Forecast | 0 | 0 | 0 | 0 | 0 | 0 | 0 | 0 | 0 | 0 | 0 | 0 | 0 | 0 | 0 | 0 | 0 | 0 | 0 | 0 | 0 | 0 | 0 | 0 | 0 | 0 | 0
Commercial_Lodging (ID)_Existing_Space Heating_Natural Gas_Unit Heater_E3_Baseline Forecast | Commercial | Lodging (ID) | Existing | Space Heating | Natural Gas | Unit Heater | E3 | Infrared Radiant | Baseline Forecast | 0 | 0 | 0 | 0 | 0 | 0 | 0 | 0 | 0 | 0 | 0 | 0 | 0 | 0 | 0 | 0 | 0 | 0 | 0 | 0 | 0 | 0 | 0 | 0 | 0 | 0 | 0
Commercial_Lodging (ID)_Existing_Space Heating_Natural Gas_Unit Heater_E4_Baseline Forecast | Commercial | Lodging (ID) | Existing | Space Heating | Natural Gas | Unit Heater | E4 |  | Baseline Forecast | 0 | 0 | 0 | 0 | 0 | 0 | 0 | 0 | 0 | 0 | 0 | 0 | 0 | 0 | 0 | 0 | 0 | 0 | 0 | 0 | 0 | 0 | 0 | 0 | 0 | 0 | 0
Commercial_Lodging (ID)_Existing_Space Heating_Natural Gas_Unit Heater_E5_Baseline Forecast | Commercial | Lodging (ID) | Existing | Space Heating | Natural Gas | Unit Heater | E5 |  | Baseline Forecast | 0 | 0 | 0 | 0 | 0 | 0 | 0 | 0 | 0 | 0 | 0 | 0 | 0 | 0 | 0 | 0 | 0 | 0 | 0 | 0 | 0 | 0 | 0 | 0 | 0 | 0 | 0
Commercial_Lodging (ID)_Existing_Space Heating_Natural Gas_Unit Heater_E6_Baseline Forecast | Commercial | Lodging (ID) | Existing | Space Heating | Natural Gas | Unit Heater | E6 |  | Baseline Forecast | 0 | 0 | 0 | 0 | 0 | 0 | 0 | 0 | 0 | 0 | 0 | 0 | 0 | 0 | 0 | 0 | 0 | 0 | 0 | 0 | 0 | 0 | 0 | 0 | 0 | 0 | 0
Commercial_Lodging (ID)_Existing_Space Heating_Natural Gas_Unit Heater_E7_Baseline Forecast | Commercial | Lodging (ID) | Existing | Space Heating | Natural Gas | Unit Heater | E7 |  | Baseline Forecast | 0 | 0 | 0 | 0 | 0 | 0 | 0 | 0 | 0 | 0 | 0 | 0 | 0 | 0 | 0 | 0 | 0 | 0 | 0 | 0 | 0 | 0 | 0 | 0 | 0 | 0 | 0
Commercial_Lodging (ID)_Existing_Space Heating_Natural Gas_Unit Heater_E8_Baseline Forecast | Commercial | Lodging (ID) | Existing | Space Heating | Natural Gas | Unit Heater | E8 |  | Baseline Forecast | 0 | 0 | 0 | 0 | 0 | 0 | 0 | 0 | 0 | 0 | 0 | 0 | 0 | 0 | 0 | 0 | 0 | 0 | 0 | 0 | 0 | 0 | 0 | 0 | 0 | 0 | 0
Commercial_Lodging (ID)_Existing_Space Heating_Natural Gas_Unit Heater_E9_Baseline Forecast | Commercial | Lodging (ID) | Existing | Space Heating | Natural Gas | Unit Heater | E9 |  | Baseline Forecast | 0 | 0 | 0 | 0 | 0 | 0 | 0 | 0 | 0 | 0 | 0 | 0 | 0 | 0 | 0 | 0 | 0 | 0 | 0 | 0 | 0 | 0 | 0 | 0 | 0 | 0 | 0
Commercial_Lodging (ID)_Existing_Space Heating_Natural Gas_Unit Heater_E10_Baseline Forecast | Commercial | Lodging (ID) | Existing | Space Heating | Natural Gas | Unit Heater | E10 |  | Baseline Forecast | 0 | 0 | 0 | 0 | 0 | 0 | 0 | 0 | 0 | 0 | 0 | 0 | 0 | 0 | 0 | 0 | 0 | 0 | 0 | 0 | 0 | 0 | 0 | 0 | 0 | 0 | 0
Commercial_Lodging (ID)_Existing_Water Heating_Natural Gas_Water Heater_E1_Baseline Forecast | Commercial | Lodging (ID) | Existing | Water Heating | Natural Gas | Water Heater | E1 | TE 0.80 | Baseline Forecast | 0.47 | 0.47 | 0.47 | 0.47 | 0.47 | 0.47 | 0.47 | 0.47 | 0.47 | 0.47 | 0.47 | 0.47 | 0.47 | 0.47 | 0.47 | 0.47 | 0.47 | 0.47 | 0.47 | 0.47 | 0.47 | 0.47 | 0.47 | 0.47 | 0.47 | 0.47 | 0.47
Commercial_Lodging (ID)_Existing_Water Heating_Natural Gas_Water Heater_E2_Baseline Forecast | Commercial | Lodging (ID) | Existing | Water Heating | Natural Gas | Water Heater | E2 | TE 0.90 | Baseline Forecast | 0 | 0 | 0 | 0 | 0 | 0 | 0 | 0 | 0 | 0 | 0 | 0 | 0 | 0 | 0 | 0 | 0 | 0 | 0 | 0 | 0 | 0 | 0 | 0 | 0 | 0 | 0
Commercial_Lodging (ID)_Existing_Water Heating_Natural Gas_Water Heater_E3_Baseline Forecast | Commercial | Lodging (ID) | Existing | Water Heating | Natural Gas | Water Heater | E3 | TE 0.94 | Baseline Forecast | 0.53 | 0.53 | 0.53 | 0.53 | 0.53 | 0.53 | 0.53 | 0.53 | 0.53 | 0.53 | 0.53 | 0.53 | 0.53 | 0.53 | 0.53 | 0.53 | 0.53 | 0.53 | 0.53 | 0.53 | 0.53 | 0.53 | 0.53 | 0.53 | 0.53 | 0.53 | 0.53
Commercial_Lodging (ID)_Existing_Water Heating_Natural Gas_Water Heater_E4_Baseline Forecast | Commercial | Lodging (ID) | Existing | Water Heating | Natural Gas | Water Heater | E4 | Instantaneous TE 0.94 | Baseline Forecast | 0 | 0 | 0 | 0 | 0 | 0 | 0 | 0 | 0 | 0 | 0 | 0 | 0 | 0 | 0 | 0 | 0 | 0 | 0 | 0 | 0 | 0 | 0 | 0 | 0 | 0 | 0
Commercial_Lodging (ID)_Existing_Water Heating_Natural Gas_Water Heater_E5_Baseline Forecast | Commercial | Lodging (ID) | Existing | Water Heating | Natural Gas | Water Heater | E5 | Gas-Fired Absorption HPWH | Baseline Forecast | 0 | 0 | 0 | 0 | 0 | 0 | 0 | 0 | 0 | 0 | 0 | 0 | 0 | 0 | 0 | 0 | 0 | 0 | 0 | 0 | 0 | 0 | 0 | 0 | 0 | 0 | 0
Commercial_Lodging (ID)_Existing_Water Heating_Natural Gas_Water Heater_E6_Baseline Forecast | Commercial | Lodging (ID) | Existing | Water Heating | Natural Gas | Water Heater | E6 |  | Baseline Forecast | 0 | 0 | 0 | 0 | 0 | 0 | 0 | 0 | 0 | 0 | 0 | 0 | 0 | 0 | 0 | 0 | 0 | 0 | 0 | 0 | 0 | 0 | 0 | 0 | 0 | 0 | 0
Commercial_Lodging (ID)_Existing_Water Heating_Natural Gas_Water Heater_E7_Baseline Forecast | Commercial | Lodging (ID) | Existing | Water Heating | Natural Gas | Water Heater | E7 |  | Baseline Forecast | 0 | 0 | 0 | 0 | 0 | 0 | 0 | 0 | 0 | 0 | 0 | 0 | 0 | 0 | 0 | 0 | 0 | 0 | 0 | 0 | 0 | 0 | 0 | 0 | 0 | 0 | 0
Commercial_Lodging (ID)_Existing_Water Heating_Natural Gas_Water Heater_E8_Baseline Forecast | Commercial | Lodging (ID) | Existing | Water Heating | Natural Gas | Water Heater | E8 |  | Baseline Forecast | 0 | 0 | 0 | 0 | 0 | 0 | 0 | 0 | 0 | 0 | 0 | 0 | 0 | 0 | 0 | 0 | 0 | 0 | 0 | 0 | 0 | 0 | 0 | 0 | 0 | 0 | 0
Commercial_Lodging (ID)_Existing_Water Heating_Natural Gas_Water Heater_E9_Baseline Forecast | Commercial | Lodging (ID) | Existing | Water Heating | Natural Gas | Water Heater | E9 |  | Baseline Forecast | 0 | 0 | 0 | 0 | 0 | 0 | 0 | 0 | 0 | 0 | 0 | 0 | 0 | 0 | 0 | 0 | 0 | 0 | 0 | 0 | 0 | 0 | 0 | 0 | 0 | 0 | 0
Commercial_Lodging (ID)_Existing_Water Heating_Natural Gas_Water Heater_E10_Baseline Forecast | Commercial | Lodging (ID) | Existing | Water Heating | Natural Gas | Water Heater | E10 |  | Baseline Forecast | 0 | 0 | 0 | 0 | 0 | 0 | 0 | 0 | 0 | 0 | 0 | 0 | 0 | 0 | 0 | 0 | 0 | 0 | 0 | 0 | 0 | 0 | 0 | 0 | 0 | 0 | 0
Commercial_Lodging (ID)_Existing_Food Preparation_Natural Gas_Oven_E1_Baseline Forecast | Commercial | Lodging (ID) | Existing | Food Preparation | Natural Gas | Oven | E1 | Standard | Baseline Forecast | 0.41 | 0.41 | 0.41 | 0.41 | 0.41 | 0.41 | 0.41 | 0.41 | 0.41 | 0.41 | 0.41 | 0.41 | 0.41 | 0.41 | 0.41 | 0.41 | 0.41 | 0.41 | 0.41 | 0.41 | 0.41 | 0.41 | 0.41 | 0.41 | 0.41 | 0.41 | 0.41
Commercial_Lodging (ID)_Existing_Food Preparation_Natural Gas_Oven_E2_Baseline Forecast | Commercial | Lodging (ID) | Existing | Food Preparation | Natural Gas | Oven | E2 | ENERGY STAR (>42% Baking Efficiency) | Baseline Forecast | 0.59 | 0.59 | 0.59 | 0.59 | 0.59 | 0.59 | 0.59 | 0.59 | 0.59 | 0.59 | 0.59 | 0.59 | 0.59 | 0.59 | 0.59 | 0.59 | 0.59 | 0.59 | 0.59 | 0.59 | 0.59 | 0.59 | 0.59 | 0.59 | 0.59 | 0.59 | 0.59
Commercial_Lodging (ID)_Existing_Food Preparation_Natural Gas_Oven_E3_Baseline Forecast | Commercial | Lodging (ID) | Existing | Food Preparation | Natural Gas | Oven | E3 |  | Baseline Forecast | 0 | 0 | 0 | 0 | 0 | 0 | 0 | 0 | 0 | 0 | 0 | 0 | 0 | 0 | 0 | 0 | 0 | 0 | 0 | 0 | 0 | 0 | 0 | 0 | 0 | 0 | 0
Commercial_Lodging (ID)_Existing_Food Preparation_Natural Gas_Oven_E4_Baseline Forecast | Commercial | Lodging (ID) | Existing | Food Preparation | Natural Gas | Oven | E4 |  | Baseline Forecast | 0 | 0 | 0 | 0 | 0 | 0 | 0 | 0 | 0 | 0 | 0 | 0 | 0 | 0 | 0 | 0 | 0 | 0 | 0 | 0 | 0 | 0 | 0 | 0 | 0 | 0 | 0
Commercial_Lodging (ID)_Existing_Food Preparation_Natural Gas_Oven_E5_Baseline Forecast | Commercial | Lodging (ID) | Existing | Food Preparation | Natural Gas | Oven | E5 |  | Baseline Forecast | 0 | 0 | 0 | 0 | 0 | 0 | 0 | 0 | 0 | 0 | 0 | 0 | 0 | 0 | 0 | 0 | 0 | 0 | 0 | 0 | 0 | 0 | 0 | 0 | 0 | 0 | 0
Commercial_Lodging (ID)_Existing_Food Preparation_Natural Gas_Oven_E6_Baseline Forecast | Commercial | Lodging (ID) | Existing | Food Preparation | Natural Gas | Oven | E6 |  | Baseline Forecast | 0 | 0 | 0 | 0 | 0 | 0 | 0 | 0 | 0 | 0 | 0 | 0 | 0 | 0 | 0 | 0 | 0 | 0 | 0 | 0 | 0 | 0 | 0 | 0 | 0 | 0 | 0
Commercial_Lodging (ID)_Existing_Food Preparation_Natural Gas_Oven_E7_Baseline Forecast | Commercial | Lodging (ID) | Existing | Food Preparation | Natural Gas | Oven | E7 |  | Baseline Forecast | 0 | 0 | 0 | 0 | 0 | 0 | 0 | 0 | 0 | 0 | 0 | 0 | 0 | 0 | 0 | 0 | 0 | 0 | 0 | 0 | 0 | 0 | 0 | 0 | 0 | 0 | 0
Commercial_Lodging (ID)_Existing_Food Preparation_Natural Gas_Oven_E8_Baseline Forecast | Commercial | Lodging (ID) | Existing | Food Preparation | Natural Gas | Oven | E8 |  | Baseline Forecast | 0 | 0 | 0 | 0 | 0 | 0 | 0 | 0 | 0 | 0 | 0 | 0 | 0 | 0 | 0 | 0 | 0 | 0 | 0 | 0 | 0 | 0 | 0 | 0 | 0 | 0 | 0
Commercial_Lodging (ID)_Existing_Food Preparation_Natural Gas_Oven_E9_Baseline Forecast | Commercial | Lodging (ID) | Existing | Food Preparation | Natural Gas | Oven | E9 |  | Baseline Forecast | 0 | 0 | 0 | 0 | 0 | 0 | 0 | 0 | 0 | 0 | 0 | 0 | 0 | 0 | 0 | 0 | 0 | 0 | 0 | 0 | 0 | 0 | 0 | 0 | 0 | 0 | 0
Commercial_Lodging (ID)_Existing_Food Preparation_Natural Gas_Oven_E10_Baseline Forecast | Commercial | Lodging (ID) | Existing | Food Preparation | Natural Gas | Oven | E10 |  | Baseline Forecast | 0 | 0 | 0 | 0 | 0 | 0 | 0 | 0 | 0 | 0 | 0 | 0 | 0 | 0 | 0 | 0 | 0 | 0 | 0 | 0 | 0 | 0 | 0 | 0 | 0 | 0 | 0
Commercial_Lodging (ID)_Existing_Food Preparation_Natural Gas_Conveyor Oven_E1_Baseline Forecast | Commercial | Lodging (ID) | Existing | Food Preparation | Natural Gas | Conveyor Oven | E1 | Standard | Baseline Forecast | 0.41 | 0.41 | 0.41 | 0.41 | 0.41 | 0.41 | 0.41 | 0.41 | 0.41 | 0.41 | 0.41 | 0.41 | 0.41 | 0.41 | 0.41 | 0.41 | 0.41 | 0.41 | 0.41 | 0.41 | 0.41 | 0.41 | 0.41 | 0.41 | 0.41 | 0.41 | 0.41
Commercial_Lodging (ID)_Existing_Food Preparation_Natural Gas_Conveyor Oven_E2_Baseline Forecast | Commercial | Lodging (ID) | Existing | Food Preparation | Natural Gas | Conveyor Oven | E2 | ENERGY STAR (>42% Baking Efficiency) | Baseline Forecast | 0.59 | 0.59 | 0.59 | 0.59 | 0.59 | 0.59 | 0.59 | 0.59 | 0.59 | 0.59 | 0.59 | 0.59 | 0.59 | 0.59 | 0.59 | 0.59 | 0.59 | 0.59 | 0.59 | 0.59 | 0.59 | 0.59 | 0.59 | 0.59 | 0.59 | 0.59 | 0.59
Commercial_Lodging (ID)_Existing_Food Preparation_Natural Gas_Conveyor Oven_E3_Baseline Forecast | Commercial | Lodging (ID) | Existing | Food Preparation | Natural Gas | Conveyor Oven | E3 |  | Baseline Forecast | 0 | 0 | 0 | 0 | 0 | 0 | 0 | 0 | 0 | 0 | 0 | 0 | 0 | 0 | 0 | 0 | 0 | 0 | 0 | 0 | 0 | 0 | 0 | 0 | 0 | 0 | 0
Commercial_Lodging (ID)_Existing_Food Preparation_Natural Gas_Conveyor Oven_E4_Baseline Forecast | Commercial | Lodging (ID) | Existing | Food Preparation | Natural Gas | Conveyor Oven | E4 |  | Baseline Forecast | 0 | 0 | 0 | 0 | 0 | 0 | 0 | 0 | 0 | 0 | 0 | 0 | 0 | 0 | 0 | 0 | 0 | 0 | 0 | 0 | 0 | 0 | 0 | 0 | 0 | 0 | 0
Commercial_Lodging (ID)_Existing_Food Preparation_Natural Gas_Conveyor Oven_E5_Baseline Forecast | Commercial | Lodging (ID) | Existing | Food Preparation | Natural Gas | Conveyor Oven | E5 |  | Baseline Forecast | 0 | 0 | 0 | 0 | 0 | 0 | 0 | 0 | 0 | 0 | 0 | 0 | 0 | 0 | 0 | 0 | 0 | 0 | 0 | 0 | 0 | 0 | 0 | 0 | 0 | 0 | 0
Commercial_Lodging (ID)_Existing_Food Preparation_Natural Gas_Conveyor Oven_E6_Baseline Forecast | Commercial | Lodging (ID) | Existing | Food Preparation | Natural Gas | Conveyor Oven | E6 |  | Baseline Forecast | 0 | 0 | 0 | 0 | 0 | 0 | 0 | 0 | 0 | 0 | 0 | 0 | 0 | 0 | 0 | 0 | 0 | 0 | 0 | 0 | 0 | 0 | 0 | 0 | 0 | 0 | 0
Commercial_Lodging (ID)_Existing_Food Preparation_Natural Gas_Conveyor Oven_E7_Baseline Forecast | Commercial | Lodging (ID) | Existing | Food Preparation | Natural Gas | Conveyor Oven | E7 |  | Baseline Forecast | 0 | 0 | 0 | 0 | 0 | 0 | 0 | 0 | 0 | 0 | 0 | 0 | 0 | 0 | 0 | 0 | 0 | 0 | 0 | 0 | 0 | 0 | 0 | 0 | 0 | 0 | 0
Commercial_Lodging (ID)_Existing_Food Preparation_Natural Gas_Conveyor Oven_E8_Baseline Forecast | Commercial | Lodging (ID) | Existing | Food Preparation | Natural Gas | Conveyor Oven | E8 |  | Baseline Forecast | 0 | 0 | 0 | 0 | 0 | 0 | 0 | 0 | 0 | 0 | 0 | 0 | 0 | 0 | 0 | 0 | 0 | 0 | 0 | 0 | 0 | 0 | 0 | 0 | 0 | 0 | 0
Commercial_Lodging (ID)_Existing_Food Preparation_Natural Gas_Conveyor Oven_E9_Baseline Forecast | Commercial | Lodging (ID) | Existing | Food Preparation | Natural Gas | Conveyor Oven | E9 |  | Baseline Forecast | 0 | 0 | 0 | 0 | 0 | 0 | 0 | 0 | 0 | 0 | 0 | 0 | 0 | 0 | 0 | 0 | 0 | 0 | 0 | 0 | 0 | 0 | 0 | 0 | 0 | 0 | 0
Commercial_Lodging (ID)_Existing_Food Preparation_Natural Gas_Conveyor Oven_E10_Baseline Forecast | Commercial | Lodging (ID) | Existing | Food Preparation | Natural Gas | Conveyor Oven | E10 |  | Baseline Forecast | 0 | 0 | 0 | 0 | 0 | 0 | 0 | 0 | 0 | 0 | 0 | 0 | 0 | 0 | 0 | 0 | 0 | 0 | 0 | 0 | 0 | 0 | 0 | 0 | 0 | 0 | 0
Commercial_Lodging (ID)_Existing_Food Preparation_Natural Gas_Double Rack Oven_E1_Baseline Forecast | Commercial | Lodging (ID) | Existing | Food Preparation | Natural Gas | Double Rack Oven | E1 | Standard | Baseline Forecast | 0.41 | 0.41 | 0.41 | 0.41 | 0.41 | 0.41 | 0.41 | 0.41 | 0.41 | 0.41 | 0.41 | 0.41 | 0.41 | 0.41 | 0.41 | 0.41 | 0.41 | 0.41 | 0.41 | 0.41 | 0.41 | 0.41 | 0.41 | 0.41 | 0.41 | 0.41 | 0.41
Commercial_Lodging (ID)_Existing_Food Preparation_Natural Gas_Double Rack Oven_E2_Baseline Forecast | Commercial | Lodging (ID) | Existing | Food Preparation | Natural Gas | Double Rack Oven | E2 | FTSC Qualified (>50% Cooking Efficiency) | Baseline Forecast | 0.59 | 0.59 | 0.59 | 0.59 | 0.59 | 0.59 | 0.59 | 0.59 | 0.59 | 0.59 | 0.59 | 0.59 | 0.59 | 0.59 | 0.59 | 0.59 | 0.59 | 0.59 | 0.59 | 0.59 | 0.59 | 0.59 | 0.59 | 0.59 | 0.59 | 0.59 | 0.59
Commercial_Lodging (ID)_Existing_Food Preparation_Natural Gas_Double Rack Oven_E3_Baseline Forecast | Commercial | Lodging (ID) | Existing | Food Preparation | Natural Gas | Double Rack Oven | E3 |  | Baseline Forecast | 0 | 0 | 0 | 0 | 0 | 0 | 0 | 0 | 0 | 0 | 0 | 0 | 0 | 0 | 0 | 0 | 0 | 0 | 0 | 0 | 0 | 0 | 0 | 0 | 0 | 0 | 0
Commercial_Lodging (ID)_Existing_Food Preparation_Natural Gas_Double Rack Oven_E4_Baseline Forecast | Commercial | Lodging (ID) | Existing | Food Preparation | Natural Gas | Double Rack Oven | E4 |  | Baseline Forecast | 0 | 0 | 0 | 0 | 0 | 0 | 0 | 0 | 0 | 0 | 0 | 0 | 0 | 0 | 0 | 0 | 0 | 0 | 0 | 0 | 0 | 0 | 0 | 0 | 0 | 0 | 0
Commercial_Lodging (ID)_Existing_Food Preparation_Natural Gas_Double Rack Oven_E5_Baseline Forecast | Commercial | Lodging (ID) | Existing | Food Preparation | Natural Gas | Double Rack Oven | E5 |  | Baseline Forecast | 0 | 0 | 0 | 0 | 0 | 0 | 0 | 0 | 0 | 0 | 0 | 0 | 0 | 0 | 0 | 0 | 0 | 0 | 0 | 0 | 0 | 0 | 0 | 0 | 0 | 0 | 0
Commercial_Lodging (ID)_Existing_Food Preparation_Natural Gas_Double Rack Oven_E6_Baseline Forecast | Commercial | Lodging (ID) | Existing | Food Preparation | Natural Gas | Double Rack Oven | E6 |  | Baseline Forecast | 0 | 0 | 0 | 0 | 0 | 0 | 0 | 0 | 0 | 0 | 0 | 0 | 0 | 0 | 0 | 0 | 0 | 0 | 0 | 0 | 0 | 0 | 0 | 0 | 0 | 0 | 0