F4_Commercial_Warehouse (WA)_New_Food Preparation_Natural Gas_Food Prep Other_E6 | F4 | Commercial | Warehouse (WA) | New | Food Preparation | Natural Gas | Food Prep Other | E6 | Utility - Cost of Equipment | 0 | 0 | 0 | 0 | 0 | 0 | 0 | 0 | 0 | 0 | 0 | 0 | 0 | 0 | 0 | 0 | 0 | 0 | 0 | 0 | 0 | 0 | 0 | 0 | 0 | 0 | 0
F4_Commercial_Warehouse (WA)_New_Food Preparation_Natural Gas_Food Prep Other_E7 | F4 | Commercial | Warehouse (WA) | New | Food Preparation | Natural Gas | Food Prep Other | E7 | Utility - Cost of Equipment | 0 | 0 | 0 | 0 | 0 | 0 | 0 | 0 | 0 | 0 | 0 | 0 | 0 | 0 | 0 | 0 | 0 | 0 | 0 | 0 | 0 | 0 | 0 | 0 | 0 | 0 | 0
F4_Commercial_Warehouse (WA)_New_Food Preparation_Natural Gas_Food Prep Other_E8 | F4 | Commercial | Warehouse (WA) | New | Food Preparation | Natural Gas | Food Prep Other | E8 | Utility - Cost of Equipment | 0 | 0 | 0 | 0 | 0 | 0 | 0 | 0 | 0 | 0 | 0 | 0 | 0 | 0 | 0 | 0 | 0 | 0 | 0 | 0 | 0 | 0 | 0 | 0 | 0 | 0 | 0
F4_Commercial_Warehouse (WA)_New_Food Preparation_Natural Gas_Food Prep Other_E9 | F4 | Commercial | Warehouse (WA) | New | Food Preparation | Natural Gas | Food Prep Other | E9 | Utility - Cost of Equipment | 0 | 0 | 0 | 0 | 0 | 0 | 0 | 0 | 0 | 0 | 0 | 0 | 0 | 0 | 0 | 0 | 0 | 0 | 0 | 0 | 0 | 0 | 0 | 0 | 0 | 0 | 0
F4_Commercial_Warehouse (WA)_New_Food Preparation_Natural Gas_Food Prep Other_E10 | F4 | Commercial | Warehouse (WA) | New | Food Preparation | Natural Gas | Food Prep Other | E10 | Utility - Cost of Equipment | 0 | 0 | 0 | 0 | 0 | 0 | 0 | 0 | 0 | 0 | 0 | 0 | 0 | 0 | 0 | 0 | 0 | 0 | 0 | 0 | 0 | 0 | 0 | 0 | 0 | 0 | 0
F5_Commercial_Warehouse (WA)_New_Food Preparation_Natural Gas_Food Prep Other_E1 | F5 | Commercial | Warehouse (WA) | New | Food Preparation | Natural Gas | Food Prep Other | E1 | Utility - Cost of Operation | 0.00072458 | 0.00074131 | 0.00076235 | 0.00078717 | 0.00081604 | 0.00085244 | 0.00089036 | 0.00092817 | 0.00096463 | 0.0010016 | 0.0010305 | 0.0010573 | 0.0010862 | 0.0011144 | 0.0011393 | 0.0011623 | 0.0011826 | 0.0012025 | 0.001224 | 0.0012448 | 0.0012662 | 0.0012885 | 0.0013111 | 0.0013344 | 0.0013581 | 0.0013822 | 0.0014068
F5_Commercial_Warehouse (WA)_New_Food Preparation_Natural Gas_Food Prep Other_E2 | F5 | Commercial | Warehouse (WA) | New | Food Preparation | Natural Gas | Food Prep Other | E2 | Utility - Cost of Operation | 0.00072458 | 0.0007413 | 0.00076235 | 0.00078717 | 0.00081603 | 0.00085244 | 0.00089035 | 0.00092816 | 0.00096463 | 0.0010016 | 0.0010304 | 0.0010573 | 0.0010862 | 0.0011144 | 0.0011393 | 0.0011623 | 0.0011826 | 0.0012025 | 0.001224 | 0.0012448 | 0.0012662 | 0.0012885 | 0.0013111 | 0.0013344 | 0.0013581 | 0.0013822 | 0.0014068
F5_Commercial_Warehouse (WA)_New_Food Preparation_Natural Gas_Food Prep Other_E3 | F5 | Commercial | Warehouse (WA) | New | Food Preparation | Natural Gas | Food Prep Other | E3 | Utility - Cost of Operation | 0 | 0 | 0 | 0 | 0 | 0 | 0 | 0 | 0 | 0 | 0 | 0 | 0 | 0 | 0 | 0 | 0 | 0 | 0 | 0 | 0 | 0 | 0 | 0 | 0 | 0 | 0
F5_Commercial_Warehouse (WA)_New_Food Preparation_Natural Gas_Food Prep Other_E4 | F5 | Commercial | Warehouse (WA) | New | Food Preparation | Natural Gas | Food Prep Other | E4 | Utility - Cost of Operation | 0 | 0 | 0 | 0 | 0 | 0 | 0 | 0 | 0 | 0 | 0 | 0 | 0 | 0 | 0 | 0 | 0 | 0 | 0 | 0 | 0 | 0 | 0 | 0 | 0 | 0 | 0
F5_Commercial_Warehouse (WA)_New_Food Preparation_Natural Gas_Food Prep Other_E5 | F5 | Commercial | Warehouse (WA) | New | Food Preparation | Natural Gas | Food Prep Other | E5 | Utility - Cost of Operation | 0 | 0 | 0 | 0 | 0 | 0 | 0 | 0 | 0 | 0 | 0 | 0 | 0 | 0 | 0 | 0 | 0 | 0 | 0 | 0 | 0 | 0 | 0 | 0 | 0 | 0 | 0
F5_Commercial_Warehouse (WA)_New_Food Preparation_Natural Gas_Food Prep Other_E6 | F5 | Commercial | Warehouse (WA) | New | Food Preparation | Natural Gas | Food Prep Other | E6 | Utility - Cost of Operation | 0 | 0 | 0 | 0 | 0 | 0 | 0 | 0 | 0 | 0 | 0 | 0 | 0 | 0 | 0 | 0 | 0 | 0 | 0 | 0 | 0 | 0 | 0 | 0 | 0 | 0 | 0
F5_Commercial_Warehouse (WA)_New_Food Preparation_Natural Gas_Food Prep Other_E7 | F5 | Commercial | Warehouse (WA) | New | Food Preparation | Natural Gas | Food Prep Other | E7 | Utility - Cost of Operation | 0 | 0 | 0 | 0 | 0 | 0 | 0 | 0 | 0 | 0 | 0 | 0 | 0 | 0 | 0 | 0 | 0 | 0 | 0 | 0 | 0 | 0 | 0 | 0 | 0 | 0 | 0
F5_Commercial_Warehouse (WA)_New_Food Preparation_Natural Gas_Food Prep Other_E8 | F5 | Commercial | Warehouse (WA) | New | Food Preparation | Natural Gas | Food Prep Other | E8 | Utility - Cost of Operation | 0 | 0 | 0 | 0 | 0 | 0 | 0 | 0 | 0 | 0 | 0 | 0 | 0 | 0 | 0 | 0 | 0 | 0 | 0 | 0 | 0 | 0 | 0 | 0 | 0 | 0 | 0
F5_Commercial_Warehouse (WA)_New_Food Preparation_Natural Gas_Food Prep Other_E9 | F5 | Commercial | Warehouse (WA) | New | Food Preparation | Natural Gas | Food Prep Other | E9 | Utility - Cost of Operation | 0 | 0 | 0 | 0 | 0 | 0 | 0 | 0 | 0 | 0 | 0 | 0 | 0 | 0 | 0 | 0 | 0 | 0 | 0 | 0 | 0 | 0 | 0 | 0 | 0 | 0 | 0
F5_Commercial_Warehouse (WA)_New_Food Preparation_Natural Gas_Food Prep Other_E10 | F5 | Commercial | Warehouse (WA) | New | Food Preparation | Natural Gas | Food Prep Other | E10 | Utility - Cost of Operation | 0 | 0 | 0 | 0 | 0 | 0 | 0 | 0 | 0 | 0 | 0 | 0 | 0 | 0 | 0 | 0 | 0 | 0 | 0 | 0 | 0 | 0 | 0 | 0 | 0 | 0 | 0
F6_Commercial_Warehouse (WA)_New_Food Preparation_Natural Gas_Food Prep Other_E1 | F6 | Commercial | Warehouse (WA) | New | Food Preparation | Natural Gas | Food Prep Other | E1 | Utility - Value of Sales | 0.00086195 | 0.0008763 | 0.00089378 | 0.00091503 | 0.00094031 | 0.00097373 | 0.001008 | 0.0010412 | 0.0010717 | 0.001101 | 0.0011311 | 0.001158 | 0.0011861 | 0.001212 | 0.0012338 | 0.0012532 | 0.0012691 | 0.001284 | 0.0013001 | 0.0013148 | 0.0013295 | 0.001353 | 0.0013766 | 0.0014011 | 0.001426 | 0.0014513 | 0.0014771
F6_Commercial_Warehouse (WA)_New_Food Preparation_Natural Gas_Food Prep Other_E2 | F6 | Commercial | Warehouse (WA) | New | Food Preparation | Natural Gas | Food Prep Other | E2 | Utility - Value of Sales | 0.00086194 | 0.00087629 | 0.00089377 | 0.00091502 | 0.00094031 | 0.00097372 | 0.001008 | 0.0010412 | 0.0010717 | 0.001101 | 0.0011311 | 0.001158 | 0.0011861 | 0.001212 | 0.0012338 | 0.0012532 | 0.0012691 | 0.001284 | 0.0013001 | 0.0013148 | 0.0013295 | 0.001353 | 0.0013766 | 0.0014011 | 0.001426 | 0.0014513 | 0.0014771
F6_Commercial_Warehouse (WA)_New_Food Preparation_Natural Gas_Food Prep Other_E3 | F6 | Commercial | Warehouse (WA) | New | Food Preparation | Natural Gas | Food Prep Other | E3 | Utility - Value of Sales | 0 | 0 | 0 | 0 | 0 | 0 | 0 | 0 | 0 | 0 | 0 | 0 | 0 | 0 | 0 | 0 | 0 | 0 | 0 | 0 | 0 | 0 | 0 | 0 | 0 | 0 | 0
F6_Commercial_Warehouse (WA)_New_Food Preparation_Natural Gas_Food Prep Other_E4 | F6 | Commercial | Warehouse (WA) | New | Food Preparation | Natural Gas | Food Prep Other | E4 | Utility - Value of Sales | 0 | 0 | 0 | 0 | 0 | 0 | 0 | 0 | 0 | 0 | 0 | 0 | 0 | 0 | 0 | 0 | 0 | 0 | 0 | 0 | 0 | 0 | 0 | 0 | 0 | 0 | 0
F6_Commercial_Warehouse (WA)_New_Food Preparation_Natural Gas_Food Prep Other_E5 | F6 | Commercial | Warehouse (WA) | New | Food Preparation | Natural Gas | Food Prep Other | E5 | Utility - Value of Sales | 0 | 0 | 0 | 0 | 0 | 0 | 0 | 0 | 0 | 0 | 0 | 0 | 0 | 0 | 0 | 0 | 0 | 0 | 0 | 0 | 0 | 0 | 0 | 0 | 0 | 0 | 0
F6_Commercial_Warehouse (WA)_New_Food Preparation_Natural Gas_Food Prep Other_E6 | F6 | Commercial | Warehouse (WA) | New | Food Preparation | Natural Gas | Food Prep Other | E6 | Utility - Value of Sales | 0 | 0 | 0 | 0 | 0 | 0 | 0 | 0 | 0 | 0 | 0 | 0 | 0 | 0 | 0 | 0 | 0 | 0 | 0 | 0 | 0 | 0 | 0 | 0 | 0 | 0 | 0
F6_Commercial_Warehouse (WA)_New_Food Preparation_Natural Gas_Food Prep Other_E7 | F6 | Commercial | Warehouse (WA) | New | Food Preparation | Natural Gas | Food Prep Other | E7 | Utility - Value of Sales | 0 | 0 | 0 | 0 | 0 | 0 | 0 | 0 | 0 | 0 | 0 | 0 | 0 | 0 | 0 | 0 | 0 | 0 | 0 | 0 | 0 | 0 | 0 | 0 | 0 | 0 | 0
F6_Commercial_Warehouse (WA)_New_Food Preparation_Natural Gas_Food Prep Other_E8 | F6 | Commercial | Warehouse (WA) | New | Food Preparation | Natural Gas | Food Prep Other | E8 | Utility - Value of Sales | 0 | 0 | 0 | 0 | 0 | 0 | 0 | 0 | 0 | 0 | 0 | 0 | 0 | 0 | 0 | 0 | 0 | 0 | 0 | 0 | 0 | 0 | 0 | 0 | 0 | 0 | 0
F6_Commercial_Warehouse (WA)_New_Food Preparation_Natural Gas_Food Prep Other_E9 | F6 | Commercial | Warehouse (WA) | New | Food Preparation | Natural Gas | Food Prep Other | E9 | Utility - Value of Sales | 0 | 0 | 0 | 0 | 0 | 0 | 0 | 0 | 0 | 0 | 0 | 0 | 0 | 0 | 0 | 0 | 0 | 0 | 0 | 0 | 0 | 0 | 0 | 0 | 0 | 0 | 0
F6_Commercial_Warehouse (WA)_New_Food Preparation_Natural Gas_Food Prep Other_E10 | F6 | Commercial | Warehouse (WA) | New | Food Preparation | Natural Gas | Food Prep Other | E10 | Utility - Value of Sales | 0 | 0 | 0 | 0 | 0 | 0 | 0 | 0 | 0 | 0 | 0 | 0 | 0 | 0 | 0 | 0 | 0 | 0 | 0 | 0 | 0 | 0 | 0 | 0 | 0 | 0 | 0
F1_Commercial_Warehouse (WA)_New_Miscellaneous_Natural Gas_Pool Heater_E1 | F1 | Commercial | Warehouse (WA) | New | Miscellaneous | Natural Gas | Pool Heater | E1 | RVT - Cost of Equipment | 0.0026828 | 0.0026828 | 0.0026828 | 0.0026828 | 0.0026828 | 0.0026828 | 0.0026828 | 0.0026828 | 0.0026828 | 0.0026828 | 0.0026828 | 0.0026828 | 0.0026828 | 0.0026828 | 0.0026828 | 0.0026828 | 0.0026828 | 0.0026828 | 0.0026828 | 0.0026828 | 0.0026828 | 0.0026828 | 0.0026828 | 0.0026828 | 0.0026828 | 0.0026828 | 0.0026828
F1_Commercial_Warehouse (WA)_New_Miscellaneous_Natural Gas_Pool Heater_E2 | F1 | Commercial | Warehouse (WA) | New | Miscellaneous | Natural Gas | Pool Heater | E2 | RVT - Cost of Equipment | 0.0043927 | 0.0043927 | 0.0043927 | 0.0043927 | 0.0043927 | 0.0043927 | 0.0043927 | 0.0043927 | 0.0043927 | 0.0043927 | 0.0043927 | 0.0043927 | 0.0043927 | 0.0043927 | 0.0043927 | 0.0043927 | 0.0043927 | 0.0043927 | 0.0043927 | 0.0043927 | 0.0043927 | 0.0043927 | 0.0043927 | 0.0043927 | 0.0043927 | 0.0043927 | 0.0043927
F1_Commercial_Warehouse (WA)_New_Miscellaneous_Natural Gas_Pool Heater_E3 | F1 | Commercial | Warehouse (WA) | New | Miscellaneous | Natural Gas | Pool Heater | E3 | RVT - Cost of Equipment | 0 | 0 | 0 | 0 | 0 | 0 | 0 | 0 | 0 | 0 | 0 | 0 | 0 | 0 | 0 | 0 | 0 | 0 | 0 | 0 | 0 | 0 | 0 | 0 | 0 | 0 | 0
F1_Commercial_Warehouse (WA)_New_Miscellaneous_Natural Gas_Pool Heater_E4 | F1 | Commercial | Warehouse (WA) | New | Miscellaneous | Natural Gas | Pool Heater | E4 | RVT - Cost of Equipment | 0 | 0 | 0 | 0 | 0 | 0 | 0 | 0 | 0 | 0 | 0 | 0 | 0 | 0 | 0 | 0 | 0 | 0 | 0 | 0 | 0 | 0 | 0 | 0 | 0 | 0 | 0
F1_Commercial_Warehouse (WA)_New_Miscellaneous_Natural Gas_Pool Heater_E5 | F1 | Commercial | Warehouse (WA) | New | Miscellaneous | Natural Gas | Pool Heater | E5 | RVT - Cost of Equipment | 0 | 0 | 0 | 0 | 0 | 0 | 0 | 0 | 0 | 0 | 0 | 0 | 0 | 0 | 0 | 0 | 0 | 0 | 0 | 0 | 0 | 0 | 0 | 0 | 0 | 0 | 0
F1_Commercial_Warehouse (WA)_New_Miscellaneous_Natural Gas_Pool Heater_E6 | F1 | Commercial | Warehouse (WA) | New | Miscellaneous | Natural Gas | Pool Heater | E6 | RVT - Cost of Equipment | 0 | 0 | 0 | 0 | 0 | 0 | 0 | 0 | 0 | 0 | 0 | 0 | 0 | 0 | 0 | 0 | 0 | 0 | 0 | 0 | 0 | 0 | 0 | 0 | 0 | 0 | 0
F1_Commercial_Warehouse (WA)_New_Miscellaneous_Natural Gas_Pool Heater_E7 | F1 | Commercial | Warehouse (WA) | New | Miscellaneous | Natural Gas | Pool Heater | E7 | RVT - Cost of Equipment | 0 | 0 | 0 | 0 | 0 | 0 | 0 | 0 | 0 | 0 | 0 | 0 | 0 | 0 | 0 | 0 | 0 | 0 | 0 | 0 | 0 | 0 | 0 | 0 | 0 | 0 | 0
F1_Commercial_Warehouse (WA)_New_Miscellaneous_Natural Gas_Pool Heater_E8 | F1 | Commercial | Warehouse (WA) | New | Miscellaneous | Natural Gas | Pool Heater | E8 | RVT - Cost of Equipment | 0 | 0 | 0 | 0 | 0 | 0 | 0 | 0 | 0 | 0 | 0 | 0 | 0 | 0 | 0 | 0 | 0 | 0 | 0 | 0 | 0 | 0 | 0 | 0 | 0 | 0 | 0
F1_Commercial_Warehouse (WA)_New_Miscellaneous_Natural Gas_Pool Heater_E9 | F1 | Commercial | Warehouse (WA) | New | Miscellaneous | Natural Gas | Pool Heater | E9 | RVT - Cost of Equipment | 0 | 0 | 0 | 0 | 0 | 0 | 0 | 0 | 0 | 0 | 0 | 0 | 0 | 0 | 0 | 0 | 0 | 0 | 0 | 0 | 0 | 0 | 0 | 0 | 0 | 0 | 0
F1_Commercial_Warehouse (WA)_New_Miscellaneous_Natural Gas_Pool Heater_E10 | F1 | Commercial | Warehouse (WA) | New | Miscellaneous | Natural Gas | Pool Heater | E10 | RVT - Cost of Equipment | 0 | 0 | 0 | 0 | 0 | 0 | 0 | 0 | 0 | 0 | 0 | 0 | 0 | 0 | 0 | 0 | 0 | 0 | 0 | 0 | 0 | 0 | 0 | 0 | 0 | 0 | 0
F2_Commercial_Warehouse (WA)_New_Miscellaneous_Natural Gas_Pool Heater_E1 | F2 | Commercial | Warehouse (WA) | New | Miscellaneous | Natural Gas | Pool Heater | E1 | RVT - Cost of Operation | 0.0040313 | 0.0040618 | 0.0041171 | 0.0042004 | 0.0043098 | 0.0044691 | 0.0046299 | 0.0047841 | 0.0049232 | 0.0050695 | 0.0052372 | 0.0053946 | 0.0055725 | 0.0057371 | 0.0058657 | 0.0059701 | 0.0060403 | 0.0060938 | 0.006154 | 0.0062033 | 0.0062516 | 0.0063614 | 0.0064717 | 0.0065867 | 0.0067037 | 0.0068228 | 0.006944
F2_Commercial_Warehouse (WA)_New_Miscellaneous_Natural Gas_Pool Heater_E2 | F2 | Commercial | Warehouse (WA) | New | Miscellaneous | Natural Gas | Pool Heater | E2 | RVT - Cost of Operation | 0.0034266 | 0.0034526 | 0.0034995 | 0.0035703 | 0.0036633 | 0.0037987 | 0.0039354 | 0.0040665 | 0.0041847 | 0.0043091 | 0.0044516 | 0.0045854 | 0.0047366 | 0.0048765 | 0.0049858 | 0.0050746 | 0.0051343 | 0.0051797 | 0.0052309 | 0.0052728 | 0.0053139 | 0.0054072 | 0.005501 | 0.0055987 | 0.0056982 | 0.0057994 | 0.0059024
F2_Commercial_Warehouse (WA)_New_Miscellaneous_Natural Gas_Pool Heater_E3 | F2 | Commercial | Warehouse (WA) | New | Miscellaneous | Natural Gas | Pool Heater | E3 | RVT - Cost of Operation | 0 | 0 | 0 | 0 | 0 | 0 | 0 | 0 | 0 | 0 | 0 | 0 | 0 | 0 | 0 | 0 | 0 | 0 | 0 | 0 | 0 | 0 | 0 | 0 | 0 | 0 | 0
F2_Commercial_Warehouse (WA)_New_Miscellaneous_Natural Gas_Pool Heater_E4 | F2 | Commercial | Warehouse (WA) | New | Miscellaneous | Natural Gas | Pool Heater | E4 | RVT - Cost of Operation | 0 | 0 | 0 | 0 | 0 | 0 | 0 | 0 | 0 | 0 | 0 | 0 | 0 | 0 | 0 | 0 | 0 | 0 | 0 | 0 | 0 | 0 | 0 | 0 | 0 | 0 | 0
F2_Commercial_Warehouse (WA)_New_Miscellaneous_Natural Gas_Pool Heater_E5 | F2 | Commercial | Warehouse (WA) | New | Miscellaneous | Natural Gas | Pool Heater | E5 | RVT - Cost of Operation | 0 | 0 | 0 | 0 | 0 | 0 | 0 | 0 | 0 | 0 | 0 | 0 | 0 | 0 | 0 | 0 | 0 | 0 | 0 | 0 | 0 | 0 | 0 | 0 | 0 | 0 | 0
F2_Commercial_Warehouse (WA)_New_Miscellaneous_Natural Gas_Pool Heater_E6 | F2 | Commercial | Warehouse (WA) | New | Miscellaneous | Natural Gas | Pool Heater | E6 | RVT - Cost of Operation | 0 | 0 | 0 | 0 | 0 | 0 | 0 | 0 | 0 | 0 | 0 | 0 | 0 | 0 | 0 | 0 | 0 | 0 | 0 | 0 | 0 | 0 | 0 | 0 | 0 | 0 | 0
F2_Commercial_Warehouse (WA)_New_Miscellaneous_Natural Gas_Pool Heater_E7 | F2 | Commercial | Warehouse (WA) | New | Miscellaneous | Natural Gas | Pool Heater | E7 | RVT - Cost of Operation | 0 | 0 | 0 | 0 | 0 | 0 | 0 | 0 | 0 | 0 | 0 | 0 | 0 | 0 | 0 | 0 | 0 | 0 | 0 | 0 | 0 | 0 | 0 | 0 | 0 | 0 | 0
F2_Commercial_Warehouse (WA)_New_Miscellaneous_Natural Gas_Pool Heater_E8 | F2 | Commercial | Warehouse (WA) | New | Miscellaneous | Natural Gas | Pool Heater | E8 | RVT - Cost of Operation | 0 | 0 | 0 | 0 | 0 | 0 | 0 | 0 | 0 | 0 | 0 | 0 | 0 | 0 | 0 | 0 | 0 | 0 | 0 | 0 | 0 | 0 | 0 | 0 | 0 | 0 | 0
F2_Commercial_Warehouse (WA)_New_Miscellaneous_Natural Gas_Pool Heater_E9 | F2 | Commercial | Warehouse (WA) | New | Miscellaneous | Natural Gas | Pool Heater | E9 | RVT - Cost of Operation | 0 | 0 | 0 | 0 | 0 | 0 | 0 | 0 | 0 | 0 | 0 | 0 | 0 | 0 | 0 | 0 | 0 | 0 | 0 | 0 | 0 | 0 | 0 | 0 | 0 | 0 | 0
F2_Commercial_Warehouse (WA)_New_Miscellaneous_Natural Gas_Pool Heater_E10 | F2 | Commercial | Warehouse (WA) | New | Miscellaneous | Natural Gas | Pool Heater | E10 | RVT - Cost of Operation | 0 | 0 | 0 | 0 | 0 | 0 | 0 | 0 | 0 | 0 | 0 | 0 | 0 | 0 | 0 | 0 | 0 | 0 | 0 | 0 | 0 | 0 | 0 | 0 | 0 | 0 | 0
F3_Commercial_Warehouse (WA)_New_Miscellaneous_Natural Gas_Pool Heater_E1 | F3 | Commercial | Warehouse (WA) | New | Miscellaneous | Natural Gas | Pool Heater | E1 | System - kBTUs of Consumption | 1.0152 | 1.0152 | 1.0152 | 1.0152 | 1.0152 | 1.0152 | 1.0152 | 1.0152 | 1.0152 | 1.0152 | 1.0152 | 1.0152 | 1.0152 | 1.0152 | 1.0152 | 1.0152 | 1.0152 | 1.0152 | 1.0152 | 1.0152 | 1.0152 | 1.0152 | 1.0152 | 1.0152 | 1.0152 | 1.0152 | 1.0152
F3_Commercial_Warehouse (WA)_New_Miscellaneous_Natural Gas_Pool Heater_E2 | F3 | Commercial | Warehouse (WA) | New | Miscellaneous | Natural Gas | Pool Heater | E2 | System - kBTUs of Consumption | 0.86294 | 0.86294 | 0.86294 | 0.86294 | 0.86294 | 0.86294 | 0.86294 | 0.86294 | 0.86294 | 0.86294 | 0.86294 | 0.86294 | 0.86294 | 0.86294 | 0.86294 | 0.86294 | 0.86294 | 0.86294 | 0.86294 | 0.86294 | 0.86294 | 0.86294 | 0.86294 | 0.86294 | 0.86294 | 0.86294 | 0.86294
F3_Commercial_Warehouse (WA)_New_Miscellaneous_Natural Gas_Pool Heater_E3 | F3 | Commercial | Warehouse (WA) | New | Miscellaneous | Natural Gas | Pool Heater | E3 | System - kBTUs of Consumption | 0 | 0 | 0 | 0 | 0 | 0 | 0 | 0 | 0 | 0 | 0 | 0 | 0 | 0 | 0 | 0 | 0 | 0 | 0 | 0 | 0 | 0 | 0 | 0 | 0 | 0 | 0
F3_Commercial_Warehouse (WA)_New_Miscellaneous_Natural Gas_Pool Heater_E4 | F3 | Commercial | Warehouse (WA) | New | Miscellaneous | Natural Gas | Pool Heater | E4 | System - kBTUs of Consumption | 0 | 0 | 0 | 0 | 0 | 0 | 0 | 0 | 0 | 0 | 0 | 0 | 0 | 0 | 0 | 0 | 0 | 0 | 0 | 0 | 0 | 0 | 0 | 0 | 0 | 0 | 0
F3_Commercial_Warehouse (WA)_New_Miscellaneous_Natural Gas_Pool Heater_E5 | F3 | Commercial | Warehouse (WA) | New | Miscellaneous | Natural Gas | Pool Heater | E5 | System - kBTUs of Consumption | 0 | 0 | 0 | 0 | 0 | 0 | 0 | 0 | 0 | 0 | 0 | 0 | 0 | 0 | 0 | 0 | 0 | 0 | 0 | 0 | 0 | 0 | 0 | 0 | 0 | 0 | 0
F3_Commercial_Warehouse (WA)_New_Miscellaneous_Natural Gas_Pool Heater_E6 | F3 | Commercial | Warehouse (WA) | New | Miscellaneous | Natural Gas | Pool Heater | E6 | System - kBTUs of Consumption | 0 | 0 | 0 | 0 | 0 | 0 | 0 | 0 | 0 | 0 | 0 | 0 | 0 | 0 | 0 | 0 | 0 | 0 | 0 | 0 | 0 | 0 | 0 | 0 | 0 | 0 | 0
F3_Commercial_Warehouse (WA)_New_Miscellaneous_Natural Gas_Pool Heater_E7 | F3 | Commercial | Warehouse (WA) | New | Miscellaneous | Natural Gas | Pool Heater | E7 | System - kBTUs of Consumption | 0 | 0 | 0 | 0 | 0 | 0 | 0 | 0 | 0 | 0 | 0 | 0 | 0 | 0 | 0 | 0 | 0 | 0 | 0 | 0 | 0 | 0 | 0 | 0 | 0 | 0 | 0
F3_Commercial_Warehouse (WA)_New_Miscellaneous_Natural Gas_Pool Heater_E8 | F3 | Commercial | Warehouse (WA) | New | Miscellaneous | Natural Gas | Pool Heater | E8 | System - kBTUs of Consumption | 0 | 0 | 0 | 0 | 0 | 0 | 0 | 0 | 0 | 0 | 0 | 0 | 0 | 0 | 0 | 0 | 0 | 0 | 0 | 0 | 0 | 0 | 0 | 0 | 0 | 0 | 0
F3_Commercial_Warehouse (WA)_New_Miscellaneous_Natural Gas_Pool Heater_E9 | F3 | Commercial | Warehouse (WA) | New | Miscellaneous | Natural Gas | Pool Heater | E9 | System - kBTUs of Consumption | 0 | 0 | 0 | 0 | 0 | 0 | 0 | 0 | 0 | 0 | 0 | 0 | 0 | 0 | 0 | 0 | 0 | 0 | 0 | 0 | 0 | 0 | 0 | 0 | 0 | 0 | 0
F3_Commercial_Warehouse (WA)_New_Miscellaneous_Natural Gas_Pool Heater_E10 | F3 | Commercial | Warehouse (WA) | New | Miscellaneous | Natural Gas | Pool Heater | E10 | System - kBTUs of Consumption | 0 | 0 | 0 | 0 | 0 | 0 | 0 | 0 | 0 | 0 | 0 | 0 | 0 | 0 | 0 | 0 | 0 | 0 | 0 | 0 | 0 | 0 | 0 | 0 | 0 | 0 | 0
F4_Commercial_Warehouse (WA)_New_Miscellaneous_Natural Gas_Pool Heater_E1 | F4 | Commercial | Warehouse (WA) | New | Miscellaneous | Natural Gas | Pool Heater | E1 | Utility - Cost of Equipment | 0.0026828 | 0.0026828 | 0.0026828 | 0.0026828 | 0.0026828 | 0.0026828 | 0.0026828 | 0.0026828 | 0.0026828 | 0.0026828 | 0.0026828 | 0.0026828 | 0.0026828 | 0.0026828 | 0.0026828 | 0.0026828 | 0.0026828 | 0.0026828 | 0.0026828 | 0.0026828 | 0.0026828 | 0.0026828 | 0.0026828 | 0.0026828 | 0.0026828 | 0.0026828 | 0.0026828
F4_Commercial_Warehouse (WA)_New_Miscellaneous_Natural Gas_Pool Heater_E2 | F4 | Commercial | Warehouse (WA) | New | Miscellaneous | Natural Gas | Pool Heater | E2 | Utility - Cost of Equipment | 0.0043927 | 0.0043927 | 0.0043927 | 0.0043927 | 0.0043927 | 0.0043927 | 0.0043927 | 0.0043927 | 0.0043927 | 0.0043927 | 0.0043927 | 0.0043927 | 0.0043927 | 0.0043927 | 0.0043927 | 0.0043927 | 0.0043927 | 0.0043927 | 0.0043927 | 0.0043927 | 0.0043927 | 0.0043927 | 0.0043927 | 0.0043927 | 0.0043927 | 0.0043927 | 0.0043927
F4_Commercial_Warehouse (WA)_New_Miscellaneous_Natural Gas_Pool Heater_E3 | F4 | Commercial | Warehouse (WA) | New | Miscellaneous | Natural Gas | Pool Heater | E3 | Utility - Cost of Equipment | 0 | 0 | 0 | 0 | 0 | 0 | 0 | 0 | 0 | 0 | 0 | 0 | 0 | 0 | 0 | 0 | 0 | 0 | 0 | 0 | 0 | 0 | 0 | 0 | 0 | 0 | 0
F4_Commercial_Warehouse (WA)_New_Miscellaneous_Natural Gas_Pool Heater_E4 | F4 | Commercial | Warehouse (WA) | New | Miscellaneous | Natural Gas | Pool Heater | E4 | Utility - Cost of Equipment | 0 | 0 | 0 | 0 | 0 | 0 | 0 | 0 | 0 | 0 | 0 | 0 | 0 | 0 | 0 | 0 | 0 | 0 | 0 | 0 | 0 | 0 | 0 | 0 | 0 | 0 | 0
F4_Commercial_Warehouse (WA)_New_Miscellaneous_Natural Gas_Pool Heater_E5 | F4 | Commercial | Warehouse (WA) | New | Miscellaneous | Natural Gas | Pool Heater | E5 | Utility - Cost of Equipment | 0 | 0 | 0 | 0 | 0 | 0 | 0 | 0 | 0 | 0 | 0 | 0 | 0 | 0 | 0 | 0 | 0 | 0 | 0 | 0 | 0 | 0 | 0 | 0 | 0 | 0 | 0
F4_Commercial_Warehouse (WA)_New_Miscellaneous_Natural Gas_Pool Heater_E6 | F4 | Commercial | Warehouse (WA) | New | Miscellaneous | Natural Gas | Pool Heater | E6 | Utility - Cost of Equipment | 0 | 0 | 0 | 0 | 0 | 0 | 0 | 0 | 0 | 0 | 0 | 0 | 0 | 0 | 0 | 0 | 0 | 0 | 0 | 0 | 0 | 0 | 0 | 0 | 0 | 0 | 0
F4_Commercial_Warehouse (WA)_New_Miscellaneous_Natural Gas_Pool Heater_E7 | F4 | Commercial | Warehouse (WA) | New | Miscellaneous | Natural Gas | Pool Heater | E7 | Utility - Cost of Equipment | 0 | 0 | 0 | 0 | 0 | 0 | 0 | 0 | 0 | 0 | 0 | 0 | 0 | 0 | 0 | 0 | 0 | 0 | 0 | 0 | 0 | 0 | 0 | 0 | 0 | 0 | 0
F4_Commercial_Warehouse (WA)_New_Miscellaneous_Natural Gas_Pool Heater_E8 | F4 | Commercial | Warehouse (WA) | New | Miscellaneous | Natural Gas | Pool Heater | E8 | Utility - Cost of Equipment | 0 | 0 | 0 | 0 | 0 | 0 | 0 | 0 | 0 | 0 | 0 | 0 | 0 | 0 | 0 | 0 | 0 | 0 | 0 | 0 | 0 | 0 | 0 | 0 | 0 | 0 | 0
F4_Commercial_Warehouse (WA)_New_Miscellaneous_Natural Gas_Pool Heater_E9 | F4 | Commercial | Warehouse (WA) | New | Miscellaneous | Natural Gas | Pool Heater | E9 | Utility - Cost of Equipment | 0 | 0 | 0 | 0 | 0 | 0 | 0 | 0 | 0 | 0 | 0 | 0 | 0 | 0 | 0 | 0 | 0 | 0 | 0 | 0 | 0 | 0 | 0 | 0 | 0 | 0 | 0
F4_Commercial_Warehouse (WA)_New_Miscellaneous_Natural Gas_Pool Heater_E10 | F4 | Commercial | Warehouse (WA) | New | Miscellaneous | Natural Gas | Pool Heater | E10 | Utility - Cost of Equipment | 0 | 0 | 0 | 0 | 0 | 0 | 0 | 0 | 0 | 0 | 0 | 0 | 0 | 0 | 0 | 0 | 0 | 0 | 0 | 0 | 0 | 0 | 0 | 0 | 0 | 0 | 0
F5_Commercial_Warehouse (WA)_New_Miscellaneous_Natural Gas_Pool Heater_E1 | F5 | Commercial | Warehouse (WA) | New | Miscellaneous | Natural Gas | Pool Heater | E1 | Utility - Cost of Operation | 0.0033594 | 0.0033849 | 0.0034397 | 0.0035283 | 0.0036504 | 0.0038279 | 0.0040225 | 0.0042176 | 0.0044066 | 0.0046086 | 0.0047611 | 0.0049042 | 0.0050659 | 0.005222 | 0.0053527 | 0.00547 | 0.0055659 | 0.0056578 | 0.0057594 | 0.005855 | 0.0059539 | 0.0060585 | 0.0061636 | 0.0062731 | 0.0063845 | 0.0064979 | 0.0066134
F5_Commercial_Warehouse (WA)_New_Miscellaneous_Natural Gas_Pool Heater_E2 | F5 | Commercial | Warehouse (WA) | New | Miscellaneous | Natural Gas | Pool Heater | E2 | Utility - Cost of Operation | 0.0028555 | 0.0028771 | 0.0029237 | 0.002999 | 0.0031029 | 0.0032537 | 0.0034191 | 0.003585 | 0.0037456 | 0.0039173 | 0.0040469 | 0.0041685 | 0.004306 | 0.0044387 | 0.0045498 | 0.0046495 | 0.004731 | 0.0048091 | 0.0048955 | 0.0049767 | 0.0050608 | 0.0051497 | 0.005239 | 0.0053321 | 0.0054268 | 0.0055232 | 0.0056214
F5_Commercial_Warehouse (WA)_New_Miscellaneous_Natural Gas_Pool Heater_E3 | F5 | Commercial | Warehouse (WA) | New | Miscellaneous | Natural Gas | Pool Heater | E3 | Utility - Cost of Operation | 0 | 0 | 0 | 0 | 0 | 0 | 0 | 0 | 0 | 0 | 0 | 0 | 0 | 0 | 0 | 0 | 0 | 0 | 0 | 0 | 0 | 0 | 0 | 0 | 0 | 0 | 0
F5_Commercial_Warehouse (WA)_New_Miscellaneous_Natural Gas_Pool Heater_E4 | F5 | Commercial | Warehouse (WA) | New | Miscellaneous | Natural Gas | Pool Heater | E4 | Utility - Cost of Operation | 0 | 0 | 0 | 0 | 0 | 0 | 0 | 0 | 0 | 0 | 0 | 0 | 0 | 0 | 0 | 0 | 0 | 0 | 0 | 0 | 0 | 0 | 0 | 0 | 0 | 0 | 0
F5_Commercial_Warehouse (WA)_New_Miscellaneous_Natural Gas_Pool Heater_E5 | F5 | Commercial | Warehouse (WA) | New | Miscellaneous | Natural Gas | Pool Heater | E5 | Utility - Cost of Operation | 0 | 0 | 0 | 0 | 0 | 0 | 0 | 0 | 0 | 0 | 0 | 0 | 0 | 0 | 0 | 0 | 0 | 0 | 0 | 0 | 0 | 0 | 0 | 0 | 0 | 0 | 0
F5_Commercial_Warehouse (WA)_New_Miscellaneous_Natural Gas_Pool Heater_E6 | F5 | Commercial | Warehouse (WA) | New | Miscellaneous | Natural Gas | Pool Heater | E6 | Utility - Cost of Operation | 0 | 0 | 0 | 0 | 0 | 0 | 0 | 0 | 0 | 0 | 0 | 0 | 0 | 0 | 0 | 0 | 0 | 0 | 0 | 0 | 0 | 0 | 0 | 0 | 0 | 0 | 0
F5_Commercial_Warehouse (WA)_New_Miscellaneous_Natural Gas_Pool Heater_E7 | F5 | Commercial | Warehouse (WA) | New | Miscellaneous | Natural Gas | Pool Heater | E7 | Utility - Cost of Operation | 0 | 0 | 0 | 0 | 0 | 0 | 0 | 0 | 0 | 0 | 0 | 0 | 0 | 0 | 0 | 0 | 0 | 0 | 0 | 0 | 0 | 0 | 0 | 0 | 0 | 0 | 0
F5_Commercial_Warehouse (WA)_New_Miscellaneous_Natural Gas_Pool Heater_E8 | F5 | Commercial | Warehouse (WA) | New | Miscellaneous | Natural Gas | Pool Heater | E8 | Utility - Cost of Operation | 0 | 0 | 0 | 0 | 0 | 0 | 0 | 0 | 0 | 0 | 0 | 0 | 0 | 0 | 0 | 0 | 0 | 0 | 0 | 0 | 0 | 0 | 0 | 0 | 0 | 0 | 0
F5_Commercial_Warehouse (WA)_New_Miscellaneous_Natural Gas_Pool Heater_E9 | F5 | Commercial | Warehouse (WA) | New | Miscellaneous | Natural Gas | Pool Heater | E9 | Utility - Cost of Operation | 0 | 0 | 0 | 0 | 0 | 0 | 0 | 0 | 0 | 0 | 0 | 0 | 0 | 0 | 0 | 0 | 0 | 0 | 0 | 0 | 0 | 0 | 0 | 0 | 0 | 0 | 0
F5_Commercial_Warehouse (WA)_New_Miscellaneous_Natural Gas_Pool Heater_E10 | F5 | Commercial | Warehouse (WA) | New | Miscellaneous | Natural Gas | Pool Heater | E10 | Utility - Cost of Operation | 0 | 0 | 0 | 0 | 0 | 0 | 0 | 0 | 0 | 0 | 0 | 0 | 0 | 0 | 0 | 0 | 0 | 0 | 0 | 0 | 0 | 0 | 0 | 0 | 0 | 0 | 0
F6_Commercial_Warehouse (WA)_New_Miscellaneous_Natural Gas_Pool Heater_E1 | F6 | Commercial | Warehouse (WA) | New | Miscellaneous | Natural Gas | Pool Heater | E1 | Utility - Value of Sales | 0.0040313 | 0.0040618 | 0.0041171 | 0.0042004 | 0.0043098 | 0.0044691 | 0.0046299 | 0.0047841 | 0.0049232 | 0.0050695 | 0.0052372 | 0.0053946 | 0.0055725 | 0.0057371 | 0.0058657 | 0.0059701 | 0.0060403 | 0.0060938 | 0.006154 | 0.0062033 | 0.0062516 | 0.0063614 | 0.0064717 | 0.0065867 | 0.0067037 | 0.0068228 | 0.006944
F6_Commercial_Warehouse (WA)_New_Miscellaneous_Natural Gas_Pool Heater_E2 | F6 | Commercial | Warehouse (WA) | New | Miscellaneous | Natural Gas | Pool Heater | E2 | Utility - Value of Sales | 0.0034266 | 0.0034526 | 0.0034995 | 0.0035703 | 0.0036633 | 0.0037987 | 0.0039354 | 0.0040665 | 0.0041847 | 0.0043091 | 0.0044516 | 0.0045854 | 0.0047366 | 0.0048765 | 0.0049858 | 0.0050746 | 0.0051343 | 0.0051797 | 0.0052309 | 0.0052728 | 0.0053139 | 0.0054072 | 0.005501 | 0.0055987 | 0.0056982 | 0.0057994 | 0.0059024
F6_Commercial_Warehouse (WA)_New_Miscellaneous_Natural Gas_Pool Heater_E3 | F6 | Commercial | Warehouse (WA) | New | Miscellaneous | Natural Gas | Pool Heater | E3 | Utility - Value of Sales | 0 | 0 | 0 | 0 | 0 | 0 | 0 | 0 | 0 | 0 | 0 | 0 | 0 | 0 | 0 | 0 | 0 | 0 | 0 | 0 | 0 | 0 | 0 | 0 | 0 | 0 | 0
F6_Commercial_Warehouse (WA)_New_Miscellaneous_Natural Gas_Pool Heater_E4 | F6 | Commercial | Warehouse (WA) | New | Miscellaneous | Natural Gas | Pool Heater | E4 | Utility - Value of Sales | 0 | 0 | 0 | 0 | 0 | 0 | 0 | 0 | 0 | 0 | 0 | 0 | 0 | 0 | 0 | 0 | 0 | 0 | 0 | 0 | 0 | 0 | 0 | 0 | 0 | 0 | 0
F6_Commercial_Warehouse (WA)_New_Miscellaneous_Natural Gas_Pool Heater_E5 | F6 | Commercial | Warehouse (WA) | New | Miscellaneous | Natural Gas | Pool Heater | E5 | Utility - Value of Sales | 0 | 0 | 0 | 0 | 0 | 0 | 0 | 0 | 0 | 0 | 0 | 0 | 0 | 0 | 0 | 0 | 0 | 0 | 0 | 0 | 0 | 0 | 0 | 0 | 0 | 0 | 0
F6_Commercial_Warehouse (WA)_New_Miscellaneous_Natural Gas_Pool Heater_E6 | F6 | Commercial | Warehouse (WA) | New | Miscellaneous | Natural Gas | Pool Heater | E6 | Utility - Value of Sales | 0 | 0 | 0 | 0 | 0 | 0 | 0 | 0 | 0 | 0 | 0 | 0 | 0 | 0 | 0 | 0 | 0 | 0 | 0 | 0 | 0 | 0 | 0 | 0 | 0 | 0 | 0
F6_Commercial_Warehouse (WA)_New_Miscellaneous_Natural Gas_Pool Heater_E7 | F6 | Commercial | Warehouse (WA) | New | Miscellaneous | Natural Gas | Pool Heater | E7 | Utility - Value of Sales | 0 | 0 | 0 | 0 | 0 | 0 | 0 | 0 | 0 | 0 | 0 | 0 | 0 | 0 | 0 | 0 | 0 | 0 | 0 | 0 | 0 | 0 | 0 | 0 | 0 | 0 | 0
F6_Commercial_Warehouse (WA)_New_Miscellaneous_Natural Gas_Pool Heater_E8 | F6 | Commercial | Warehouse (WA) | New | Miscellaneous | Natural Gas | Pool Heater | E8 | Utility - Value of Sales | 0 | 0 | 0 | 0 | 0 | 0 | 0 | 0 | 0 | 0 | 0 | 0 | 0 | 0 | 0 | 0 | 0 | 0 | 0 | 0 | 0 | 0 | 0 | 0 | 0 | 0 | 0
F6_Commercial_Warehouse (WA)_New_Miscellaneous_Natural Gas_Pool Heater_E9 | F6 | Commercial | Warehouse (WA) | New | Miscellaneous | Natural Gas | Pool Heater | E9 | Utility - Value of Sales | 0 | 0 | 0 | 0 | 0 | 0 | 0 | 0 | 0 | 0 | 0 | 0 | 0 | 0 | 0 | 0 | 0 | 0 | 0 | 0 | 0 | 0 | 0 | 0 | 0 | 0 | 0
F6_Commercial_Warehouse (WA)_New_Miscellaneous_Natural Gas_Pool Heater_E10 | F6 | Commercial | Warehouse (WA) | New | Miscellaneous | Natural Gas | Pool Heater | E10 | Utility - Value of Sales | 0 | 0 | 0 | 0 | 0 | 0 | 0 | 0 | 0 | 0 | 0 | 0 | 0 | 0 | 0 | 0 | 0 | 0 | 0 | 0 | 0 | 0 | 0 | 0 | 0 | 0 | 0
F1_Commercial_Warehouse (WA)_New_Miscellaneous_Natural Gas_Miscellaneous_E1 | F1 | Commercial | Warehouse (WA) | New | Miscellaneous | Natural Gas | Miscellaneous | E1 | RVT - Cost of Equipment | 0.24753 | 0.24753 | 0.24753 | 0.24753 | 0.24753 | 0.24753 | 0.24753 | 0.24753 | 0.24753 | 0.24753 | 0.24753 | 0.24753 | 0.24753 | 0.24753 | 0.24753 | 0.24753 | 0.24753 | 0.24753 | 0.24753 | 0.24753 | 0.24753 | 0.24753 | 0.24753 | 0.24753 | 0.24753 | 0.24753 | 0.24753
F1_Commercial_Warehouse (WA)_New_Miscellaneous_Natural Gas_Miscellaneous_E2 | F1 | Commercial | Warehouse (WA) | New | Miscellaneous | Natural Gas | Miscellaneous | E2 | RVT - Cost of Equipment | 0 | 0 | 0 | 0 | 0 | 0 | 0 | 0 | 0 | 0 | 0 | 0 | 0 | 0 | 0 | 0 | 0 | 0 | 0 | 0 | 0 | 0 | 0 | 0 | 0 | 0 | 0
F1_Commercial_Warehouse (WA)_New_Miscellaneous_Natural Gas_Miscellaneous_E3 | F1 | Commercial | Warehouse (WA) | New | Miscellaneous | Natural Gas | Miscellaneous | E3 | RVT - Cost of Equipment | 0 | 0 | 0 | 0 | 0 | 0 | 0 | 0 | 0 | 0 | 0 | 0 | 0 | 0 | 0 | 0 | 0 | 0 | 0 | 0 | 0 | 0 | 0 | 0 | 0 | 0 | 0
F1_Commercial_Warehouse (WA)_New_Miscellaneous_Natural Gas_Miscellaneous_E4 | F1 | Commercial | Warehouse (WA) | New | Miscellaneous | Natural Gas | Miscellaneous | E4 | RVT - Cost of Equipment | 0 | 0 | 0 | 0 | 0 | 0 | 0 | 0 | 0 | 0 | 0 | 0 | 0 | 0 | 0 | 0 | 0 | 0 | 0 | 0 | 0 | 0 | 0 | 0 | 0 | 0 | 0
F1_Commercial_Warehouse (WA)_New_Miscellaneous_Natural Gas_Miscellaneous_E5 | F1 | Commercial | Warehouse (WA) | New | Miscellaneous | Natural Gas | Miscellaneous | E5 | RVT - Cost of Equipment | 0 | 0 | 0 | 0 | 0 | 0 | 0 | 0 | 0 | 0 | 0 | 0 | 0 | 0 | 0 | 0 | 0 | 0 | 0 | 0 | 0 | 0 | 0 | 0 | 0 | 0 | 0
F1_Commercial_Warehouse (WA)_New_Miscellaneous_Natural Gas_Miscellaneous_E6 | F1 | Commercial | Warehouse (WA) | New | Miscellaneous | Natural Gas | Miscellaneous | E6 | RVT - Cost of Equipment | 0 | 0 | 0 | 0 | 0 | 0 | 0 | 0 | 0 | 0 | 0 | 0 | 0 | 0 | 0 | 0 | 0 | 0 | 0 | 0 | 0 | 0 | 0 | 0 | 0 | 0 | 0
F1_Commercial_Warehouse (WA)_New_Miscellaneous_Natural Gas_Miscellaneous_E7 | F1 | Commercial | Warehouse (WA) | New | Miscellaneous | Natural Gas | Miscellaneous | E7 | RVT - Cost of Equipment | 0 | 0 | 0 | 0 | 0 | 0 | 0 | 0 | 0 | 0 | 0 | 0 | 0 | 0 | 0 | 0 | 0 | 0 | 0 | 0 | 0 | 0 | 0 | 0 | 0 | 0 | 0
F1_Commercial_Warehouse (WA)_New_Miscellaneous_Natural Gas_Miscellaneous_E8 | F1 | Commercial | Warehouse (WA) | New | Miscellaneous | Natural Gas | Miscellaneous | E8 | RVT - Cost of Equipment | 0 | 0 | 0 | 0 | 0 | 0 | 0 | 0 | 0 | 0 | 0 | 0 | 0 | 0 | 0 | 0 | 0 | 0 | 0 | 0 | 0 | 0 | 0 | 0 | 0 | 0 | 0
F1_Commercial_Warehouse (WA)_New_Miscellaneous_Natural Gas_Miscellaneous_E9 | F1 | Commercial | Warehouse (WA) | New | Miscellaneous | Natural Gas | Miscellaneous | E9 | RVT - Cost of Equipment | 0 | 0 | 0 | 0 | 0 | 0 | 0 | 0 | 0 | 0 | 0 | 0 | 0 | 0 | 0 | 0 | 0 | 0 | 0 | 0 | 0 | 0 | 0 | 0 | 0 | 0 | 0
F1_Commercial_Warehouse (WA)_New_Miscellaneous_Natural Gas_Miscellaneous_E10 | F1 | Commercial | Warehouse (WA) | New | Miscellaneous | Natural Gas | Miscellaneous | E10 | RVT - Cost of Equipment | 0 | 0 | 0 | 0 | 0 | 0 | 0 | 0 | 0 | 0 | 0 | 0 | 0 | 0 | 0 | 0 | 0 | 0 | 0 | 0 | 0 | 0 | 0 | 0 | 0 | 0 | 0
F2_Commercial_Warehouse (WA)_New_Miscellaneous_Natural Gas_Miscellaneous_E1 | F2 | Commercial | Warehouse (WA) | New | Miscellaneous | Natural Gas | Miscellaneous | E1 | RVT - Cost of Operation | 0.0027814 | 0.0027991 | 0.0028289 | 0.0028751 | 0.0029432 | 0.0030555 | 0.0031709 | 0.0032788 | 0.003373 | 0.0034708 | 0.0035829 | 0.0036883 | 0.0038138 | 0.0039339 | 0.0040296 | 0.0041071 | 0.0041592 | 0.0042012 | 0.004243 | 0.0042699 | 0.0042957 | 0.004371 | 0.0044465 | 0.0045255 | 0.0046059 | 0.0046877 | 0.004771
F2_Commercial_Warehouse (WA)_New_Miscellaneous_Natural Gas_Miscellaneous_E2 | F2 | Commercial | Warehouse (WA) | New | Miscellaneous | Natural Gas | Miscellaneous | E2 | RVT - Cost of Operation | 0 | 0 | 0 | 0 | 0 | 0 | 0 | 0 | 0 | 0 | 0 | 0 | 0 | 0 | 0 | 0 | 0 | 0 | 0 | 0 | 0 | 0 | 0 | 0 | 0 | 0 | 0
F2_Commercial_Warehouse (WA)_New_Miscellaneous_Natural Gas_Miscellaneous_E3 | F2 | Commercial | Warehouse (WA) | New | Miscellaneous | Natural Gas | Miscellaneous | E3 | RVT - Cost of Operation | 0 | 0 | 0 | 0 | 0 | 0 | 0 | 0 | 0 | 0 | 0 | 0 | 0 | 0 | 0 | 0 | 0 | 0 | 0 | 0 | 0 | 0 | 0 | 0 | 0 | 0 | 0
F2_Commercial_Warehouse (WA)_New_Miscellaneous_Natural Gas_Miscellaneous_E4 | F2 | Commercial | Warehouse (WA) | New | Miscellaneous | Natural Gas | Miscellaneous | E4 | RVT - Cost of Operation | 0 | 0 | 0 | 0 | 0 | 0 | 0 | 0 | 0 | 0 | 0 | 0 | 0 | 0 | 0 | 0 | 0 | 0 | 0 | 0 | 0 | 0 | 0 | 0 | 0 | 0 | 0
F2_Commercial_Warehouse (WA)_New_Miscellaneous_Natural Gas_Miscellaneous_E5 | F2 | Commercial | Warehouse (WA) | New | Miscellaneous | Natural Gas | Miscellaneous | E5 | RVT - Cost of Operation | 0 | 0 | 0 | 0 | 0 | 0 | 0 | 0 | 0 | 0 | 0 | 0 | 0 | 0 | 0 | 0 | 0 | 0 | 0 | 0 | 0 | 0 | 0 | 0 | 0 | 0 | 0
F2_Commercial_Warehouse (WA)_New_Miscellaneous_Natural Gas_Miscellaneous_E6 | F2 | Commercial | Warehouse (WA) | New | Miscellaneous | Natural Gas | Miscellaneous | E6 | RVT - Cost of Operation | 0 | 0 | 0 | 0 | 0 | 0 | 0 | 0 | 0 | 0 | 0 | 0 | 0 | 0 | 0 | 0 | 0 | 0 | 0 | 0 | 0 | 0 | 0 | 0 | 0 | 0 | 0
F2_Commercial_Warehouse (WA)_New_Miscellaneous_Natural Gas_Miscellaneous_E7 | F2 | Commercial | Warehouse (WA) | New | Miscellaneous | Natural Gas | Miscellaneous | E7 | RVT - Cost of Operation | 0 | 0 | 0 | 0 | 0 | 0 | 0 | 0 | 0 | 0 | 0 | 0 | 0 | 0 | 0 | 0 | 0 | 0 | 0 | 0 | 0 | 0 | 0 | 0 | 0 | 0 | 0
F2_Commercial_Warehouse (WA)_New_Miscellaneous_Natural Gas_Miscellaneous_E8 | F2 | Commercial | Warehouse (WA) | New | Miscellaneous | Natural Gas | Miscellaneous | E8 | RVT - Cost of Operation | 0 | 0 | 0 | 0 | 0 | 0 | 0 | 0 | 0 | 0 | 0 | 0 | 0 | 0 | 0 | 0 | 0 | 0 | 0 | 0 | 0 | 0 | 0 | 0 | 0 | 0 | 0
F2_Commercial_Warehouse (WA)_New_Miscellaneous_Natural Gas_Miscellaneous_E9 | F2 | Commercial | Warehouse (WA) | New | Miscellaneous | Natural Gas | Miscellaneous | E9 | RVT - Cost of Operation | 0 | 0 | 0 | 0 | 0 | 0 | 0 | 0 | 0 | 0 | 0 | 0 | 0 | 0 | 0 | 0 | 0 | 0 | 0 | 0 | 0 | 0 | 0 | 0 | 0 | 0 | 0
F2_Commercial_Warehouse (WA)_New_Miscellaneous_Natural Gas_Miscellaneous_E10 | F2 | Commercial | Warehouse (WA) | New | Miscellaneous | Natural Gas | Miscellaneous | E10 | RVT - Cost of Operation | 0 | 0 | 0 | 0 | 0 | 0 | 0 | 0 | 0 | 0 | 0 | 0 | 0 | 0 | 0 | 0 | 0 | 0 | 0 | 0 | 0 | 0 | 0 | 0 | 0 | 0 | 0
F3_Commercial_Warehouse (WA)_New_Miscellaneous_Natural Gas_Miscellaneous_E1 | F3 | Commercial | Warehouse (WA) | New | Miscellaneous | Natural Gas | Miscellaneous | E1 | System - kBTUs of Consumption | 0.71043 | 0.71043 | 0.71043 | 0.71043 | 0.71043 | 0.71043 | 0.71043 | 0.71043 | 0.71043 | 0.71043 | 0.71043 | 0.71043 | 0.71043 | 0.71043 | 0.71043 | 0.71043 | 0.71043 | 0.71043 | 0.71043 | 0.71043 | 0.71043 | 0.71043 | 0.71043 | 0.71043 | 0.71043 | 0.71043 | 0.71043
F3_Commercial_Warehouse (WA)_New_Miscellaneous_Natural Gas_Miscellaneous_E2 | F3 | Commercial | Warehouse (WA) | New | Miscellaneous | Natural Gas | Miscellaneous | E2 | System - kBTUs of Consumption | 0 | 0 | 0 | 0 | 0 | 0 | 0 | 0 | 0 | 0 | 0 | 0 | 0 | 0 | 0 | 0 | 0 | 0 | 0 | 0 | 0 | 0 | 0 | 0 | 0 | 0 | 0
F3_Commercial_Warehouse (WA)_New_Miscellaneous_Natural Gas_Miscellaneous_E3 | F3 | Commercial | Warehouse (WA) | New | Miscellaneous | Natural Gas | Miscellaneous | E3 | System - kBTUs of Consumption | 0 | 0 | 0 | 0 | 0 | 0 | 0 | 0 | 0 | 0 | 0 | 0 | 0 | 0 | 0 | 0 | 0 | 0 | 0 | 0 | 0 | 0 | 0 | 0 | 0 | 0 | 0
F3_Commercial_Warehouse (WA)_New_Miscellaneous_Natural Gas_Miscellaneous_E4 | F3 | Commercial | Warehouse (WA) | New | Miscellaneous | Natural Gas | Miscellaneous | E4 | System - kBTUs of Consumption | 0 | 0 | 0 | 0 | 0 | 0 | 0 | 0 | 0 | 0 | 0 | 0 | 0 | 0 | 0 | 0 | 0 | 0 | 0 | 0 | 0 | 0 | 0 | 0 | 0 | 0 | 0
F3_Commercial_Warehouse (WA)_New_Miscellaneous_Natural Gas_Miscellaneous_E5 | F3 | Commercial | Warehouse (WA) | New | Miscellaneous | Natural Gas | Miscellaneous | E5 | System - kBTUs of Consumption | 0 | 0 | 0 | 0 | 0 | 0 | 0 | 0 | 0 | 0 | 0 | 0 | 0 | 0 | 0 | 0 | 0 | 0 | 0 | 0 | 0 | 0 | 0 | 0 | 0 | 0 | 0
F3_Commercial_Warehouse (WA)_New_Miscellaneous_Natural Gas_Miscellaneous_E6 | F3 | Commercial | Warehouse (WA) | New | Miscellaneous | Natural Gas | Miscellaneous | E6 | System - kBTUs of Consumption | 0 | 0 | 0 | 0 | 0 | 0 | 0 | 0 | 0 | 0 | 0 | 0 | 0 | 0 | 0 | 0 | 0 | 0 | 0 | 0 | 0 | 0 | 0 | 0 | 0 | 0 | 0
F3_Commercial_Warehouse (WA)_New_Miscellaneous_Natural Gas_Miscellaneous_E7 | F3 | Commercial | Warehouse (WA) | New | Miscellaneous | Natural Gas | Miscellaneous | E7 | System - kBTUs of Consumption | 0 | 0 | 0 | 0 | 0 | 0 | 0 | 0 | 0 | 0 | 0 | 0 | 0 | 0 | 0 | 0 | 0 | 0 | 0 | 0 | 0 | 0 | 0 | 0 | 0 | 0 | 0
F3_Commercial_Warehouse (WA)_New_Miscellaneous_Natural Gas_Miscellaneous_E8 | F3 | Commercial | Warehouse (WA) | New | Miscellaneous | Natural Gas | Miscellaneous | E8 | System - kBTUs of Consumption | 0 | 0 | 0 | 0 | 0 | 0 | 0 | 0 | 0 | 0 | 0 | 0 | 0 | 0 | 0 | 0 | 0 | 0 | 0 | 0 | 0 | 0 | 0 | 0 | 0 | 0 | 0
F3_Commercial_Warehouse (WA)_New_Miscellaneous_Natural Gas_Miscellaneous_E9 | F3 | Commercial | Warehouse (WA) | New | Miscellaneous | Natural Gas | Miscellaneous | E9 | System - kBTUs of Consumption | 0 | 0 | 0 | 0 | 0 | 0 | 0 | 0 | 0 | 0 | 0 | 0 | 0 | 0 | 0 | 0 | 0 | 0 | 0 | 0 | 0 | 0 | 0 | 0 | 0 | 0 | 0
F3_Commercial_Warehouse (WA)_New_Miscellaneous_Natural Gas_Miscellaneous_E10 | F3 | Commercial | Warehouse (WA) | New | Miscellaneous | Natural Gas | Miscellaneous | E10 | System - kBTUs of Consumption | 0 | 0 | 0 | 0 | 0 | 0 | 0 | 0 | 0 | 0 | 0 | 0 | 0 | 0 | 0 | 0 | 0 | 0 | 0 | 0 | 0 | 0 | 0 | 0 | 0 | 0 | 0
F4_Commercial_Warehouse (WA)_New_Miscellaneous_Natural Gas_Miscellaneous_E1 | F4 | Commercial | Warehouse (WA) | New | Miscellaneous | Natural Gas | Miscellaneous | E1 | Utility - Cost of Equipment | 0.24753 | 0.24753 | 0.24753 | 0.24753 | 0.24753 | 0.24753 | 0.24753 | 0.24753 | 0.24753 | 0.24753 | 0.24753 | 0.24753 | 0.24753 | 0.24753 | 0.24753 | 0.24753 | 0.24753 | 0.24753 | 0.24753 | 0.24753 | 0.24753 | 0.24753 | 0.24753 | 0.24753 | 0.24753 | 0.24753 | 0.24753
F4_Commercial_Warehouse (WA)_New_Miscellaneous_Natural Gas_Miscellaneous_E2 | F4 | Commercial | Warehouse (WA) | New | Miscellaneous | Natural Gas | Miscellaneous | E2 | Utility - Cost of Equipment | 0 | 0 | 0 | 0 | 0 | 0 | 0 | 0 | 0 | 0 | 0 | 0 | 0 | 0 | 0 | 0 | 0 | 0 | 0 | 0 | 0 | 0 | 0 | 0 | 0 | 0 | 0
F4_Commercial_Warehouse (WA)_New_Miscellaneous_Natural Gas_Miscellaneous_E3 | F4 | Commercial | Warehouse (WA) | New | Miscellaneous | Natural Gas | Miscellaneous | E3 | Utility - Cost of Equipment | 0 | 0 | 0 | 0 | 0 | 0 | 0 | 0 | 0 | 0 | 0 | 0 | 0 | 0 | 0 | 0 | 0 | 0 | 0 | 0 | 0 | 0 | 0 | 0 | 0 | 0 | 0
F4_Commercial_Warehouse (WA)_New_Miscellaneous_Natural Gas_Miscellaneous_E4 | F4 | Commercial | Warehouse (WA) | New | Miscellaneous | Natural Gas | Miscellaneous | E4 | Utility - Cost of Equipment | 0 | 0 | 0 | 0 | 0 | 0 | 0 | 0 | 0 | 0 | 0 | 0 | 0 | 0 | 0 | 0 | 0 | 0 | 0 | 0 | 0 | 0 | 0 | 0 | 0 | 0 | 0
F4_Commercial_Warehouse (WA)_New_Miscellaneous_Natural Gas_Miscellaneous_E5 | F4 | Commercial | Warehouse (WA) | New | Miscellaneous | Natural Gas | Miscellaneous | E5 | Utility - Cost of Equipment | 0 | 0 | 0 | 0 | 0 | 0 | 0 | 0 | 0 | 0 | 0 | 0 | 0 | 0 | 0 | 0 | 0 | 0 | 0 | 0 | 0 | 0 | 0 | 0 | 0 | 0 | 0
F4_Commercial_Warehouse (WA)_New_Miscellaneous_Natural Gas_Miscellaneous_E6 | F4 | Commercial | Warehouse (WA) | New | Miscellaneous | Natural Gas | Miscellaneous | E6 | Utility - Cost of Equipment | 0 | 0 | 0 | 0 | 0 | 0 | 0 | 0 | 0 | 0 | 0 | 0 | 0 | 0 | 0 | 0 | 0 | 0 | 0 | 0 | 0 | 0 | 0 | 0 | 0 | 0 | 0
F4_Commercial_Warehouse (WA)_New_Miscellaneous_Natural Gas_Miscellaneous_E7 | F4 | Commercial | Warehouse (WA) | New | Miscellaneous | Natural Gas | Miscellaneous | E7 | Utility - Cost of Equipment | 0 | 0 | 0 | 0 | 0 | 0 | 0 | 0 | 0 | 0 | 0 | 0 | 0 | 0 | 0 | 0 | 0 | 0 | 0 | 0 | 0 | 0 | 0 | 0 | 0 | 0 | 0
F4_Commercial_Warehouse (WA)_New_Miscellaneous_Natural Gas_Miscellaneous_E8 | F4 | Commercial | Warehouse (WA) | New | Miscellaneous | Natural Gas | Miscellaneous | E8 | Utility - Cost of Equipment | 0 | 0 | 0 | 0 | 0 | 0 | 0 | 0 | 0 | 0 | 0 | 0 | 0 | 0 | 0 | 0 | 0 | 0 | 0 | 0 | 0 | 0 | 0 | 0 | 0 | 0 | 0
F4_Commercial_Warehouse (WA)_New_Miscellaneous_Natural Gas_Miscellaneous_E9 | F4 | Commercial | Warehouse (WA) | New | Miscellaneous | Natural Gas | Miscellaneous | E9 | Utility - Cost of Equipment | 0 | 0 | 0 | 0 | 0 | 0 | 0 | 0 | 0 | 0 | 0 | 0 | 0 | 0 | 0 | 0 | 0 | 0 | 0 | 0 | 0 | 0 | 0 | 0 | 0 | 0 | 0
F4_Commercial_Warehouse (WA)_New_Miscellaneous_Natural Gas_Miscellaneous_E10 | F4 | Commercial | Warehouse (WA) | New | Miscellaneous | Natural Gas | Miscellaneous | E10 | Utility - Cost of Equipment | 0 | 0 | 0 | 0 | 0 | 0 | 0 | 0 | 0 | 0 | 0 | 0 | 0 | 0 | 0 | 0 | 0 | 0 | 0 | 0 | 0 | 0 | 0 | 0 | 0 | 0 | 0
F5_Commercial_Warehouse (WA)_New_Miscellaneous_Natural Gas_Miscellaneous_E1 | F5 | Commercial | Warehouse (WA) | New | Miscellaneous | Natural Gas | Miscellaneous | E1 | Utility - Cost of Operation | 0.0023178 | 0.0023326 | 0.0023625 | 0.0024121 | 0.0024869 | 0.0026065 | 0.0027379 | 0.0028736 | 0.0030102 | 0.0031553 | 0.0032572 | 0.003353 | 0.0034671 | 0.00358 | 0.003675 | 0.0037585 | 0.0038246 | 0.0038878 | 0.0039583 | 0.0040236 | 0.0040912 | 0.0041628 | 0.0042347 | 0.00431 | 0.0043865 | 0.0044645 | 0.0045438
F5_Commercial_Warehouse (WA)_New_Miscellaneous_Natural Gas_Miscellaneous_E2 | F5 | Commercial | Warehouse (WA) | New | Miscellaneous | Natural Gas | Miscellaneous | E2 | Utility - Cost of Operation | 0 | 0 | 0 | 0 | 0 | 0 | 0 | 0 | 0 | 0 | 0 | 0 | 0 | 0 | 0 | 0 | 0 | 0 | 0 | 0 | 0 | 0 | 0 | 0 | 0 | 0 | 0
F5_Commercial_Warehouse (WA)_New_Miscellaneous_Natural Gas_Miscellaneous_E3 | F5 | Commercial | Warehouse (WA) | New | Miscellaneous | Natural Gas | Miscellaneous | E3 | Utility - Cost of Operation | 0 | 0 | 0 | 0 | 0 | 0 | 0 | 0 | 0 | 0 | 0 | 0 | 0 | 0 | 0 | 0 | 0 | 0 | 0 | 0 | 0 | 0 | 0 | 0 | 0 | 0 | 0
F5_Commercial_Warehouse (WA)_New_Miscellaneous_Natural Gas_Miscellaneous_E4 | F5 | Commercial | Warehouse (WA) | New | Miscellaneous | Natural Gas | Miscellaneous | E4 | Utility - Cost of Operation | 0 | 0 | 0 | 0 | 0 | 0 | 0 | 0 | 0 | 0 | 0 | 0 | 0 | 0 | 0 | 0 | 0 | 0 | 0 | 0 | 0 | 0 | 0 | 0 | 0 | 0 | 0
F5_Commercial_Warehouse (WA)_New_Miscellaneous_Natural Gas_Miscellaneous_E5 | F5 | Commercial | Warehouse (WA) | New | Miscellaneous | Natural Gas | Miscellaneous | E5 | Utility - Cost of Operation | 0 | 0 | 0 | 0 | 0 | 0 | 0 | 0 | 0 | 0 | 0 | 0 | 0 | 0 | 0 | 0 | 0 | 0 | 0 | 0 | 0 | 0 | 0 | 0 | 0 | 0 | 0
F5_Commercial_Warehouse (WA)_New_Miscellaneous_Natural Gas_Miscellaneous_E6 | F5 | Commercial | Warehouse (WA) | New | Miscellaneous | Natural Gas | Miscellaneous | E6 | Utility - Cost of Operation | 0 | 0 | 0 | 0 | 0 | 0 | 0 | 0 | 0 | 0 | 0 | 0 | 0 | 0 | 0 | 0 | 0 | 0 | 0 | 0 | 0 | 0 | 0 | 0 | 0 | 0 | 0
F5_Commercial_Warehouse (WA)_New_Miscellaneous_Natural Gas_Miscellaneous_E7 | F5 | Commercial | Warehouse (WA) | New | Miscellaneous | Natural Gas | Miscellaneous | E7 | Utility - Cost of Operation | 0 | 0 | 0 | 0 | 0 | 0 | 0 | 0 | 0 | 0 | 0 | 0 | 0 | 0 | 0 | 0 | 0 | 0 | 0 | 0 | 0 | 0 | 0 | 0 | 0 | 0 | 0
F5_Commercial_Warehouse (WA)_New_Miscellaneous_Natural Gas_Miscellaneous_E8 | F5 | Commercial | Warehouse (WA) | New | Miscellaneous | Natural Gas | Miscellaneous | E8 | Utility - Cost of Operation | 0 | 0 | 0 | 0 | 0 | 0 | 0 | 0 | 0 | 0 | 0 | 0 | 0 | 0 | 0 | 0 | 0 | 0 | 0 | 0 | 0 | 0 | 0 | 0 | 0 | 0 | 0
F5_Commercial_Warehouse (WA)_New_Miscellaneous_Natural Gas_Miscellaneous_E9 | F5 | Commercial | Warehouse (WA) | New | Miscellaneous | Natural Gas | Miscellaneous | E9 | Utility - Cost of Operation | 0 | 0 | 0 | 0 | 0 | 0 | 0 | 0 | 0 | 0 | 0 | 0 | 0 | 0 | 0 | 0 | 0 | 0 | 0 | 0 | 0 | 0 | 0 | 0 | 0 | 0 | 0
F5_Commercial_Warehouse (WA)_New_Miscellaneous_Natural Gas_Miscellaneous_E10 | F5 | Commercial | Warehouse (WA) | New | Miscellaneous | Natural Gas | Miscellaneous | E10 | Utility - Cost of Operation | 0 | 0 | 0 | 0 | 0 | 0 | 0 | 0 | 0 | 0 | 0 | 0 | 0 | 0 | 0 | 0 | 0 | 0 | 0 | 0 | 0 | 0 | 0 | 0 | 0 | 0 | 0
F6_Commercial_Warehouse (WA)_New_Miscellaneous_Natural Gas_Miscellaneous_E1 | F6 | Commercial | Warehouse (WA) | New | Miscellaneous | Natural Gas | Miscellaneous | E1 | Utility - Value of Sales | 0.0027814 | 0.0027991 | 0.0028289 | 0.0028751 | 0.0029432 | 0.0030555 | 0.0031709 | 0.0032788 | 0.003373 | 0.0034708 | 0.0035829 | 0.0036883 | 0.0038138 | 0.0039339 | 0.0040296 | 0.0041071 | 0.0041592 | 0.0042012 | 0.004243 | 0.0042699 | 0.0042957 | 0.004371 | 0.0044465 | 0.0045255 | 0.0046059 | 0.0046877 | 0.004771
F6_Commercial_Warehouse (WA)_New_Miscellaneous_Natural Gas_Miscellaneous_E2 | F6 | Commercial | Warehouse (WA) | New | Miscellaneous | Natural Gas | Miscellaneous | E2 | Utility - Value of Sales | 0 | 0 | 0 | 0 | 0 | 0 | 0 | 0 | 0 | 0 | 0 | 0 | 0 | 0 | 0 | 0 | 0 | 0 | 0 | 0 | 0 | 0 | 0 | 0 | 0 | 0 | 0
F6_Commercial_Warehouse (WA)_New_Miscellaneous_Natural Gas_Miscellaneous_E3 | F6 | Commercial | Warehouse (WA) | New | Miscellaneous | Natural Gas | Miscellaneous | E3 | Utility - Value of Sales | 0 | 0 | 0 | 0 | 0 | 0 | 0 | 0 | 0 | 0 | 0 | 0 | 0 | 0 | 0 | 0 | 0 | 0 | 0 | 0 | 0 | 0 | 0 | 0 | 0 | 0 | 0
F6_Commercial_Warehouse (WA)_New_Miscellaneous_Natural Gas_Miscellaneous_E4 | F6 | Commercial | Warehouse (WA) | New | Miscellaneous | Natural Gas | Miscellaneous | E4 | Utility - Value of Sales | 0 | 0 | 0 | 0 | 0 | 0 | 0 | 0 | 0 | 0 | 0 | 0 | 0 | 0 | 0 | 0 | 0 | 0 | 0 | 0 | 0 | 0 | 0 | 0 | 0 | 0 | 0
F6_Commercial_Warehouse (WA)_New_Miscellaneous_Natural Gas_Miscellaneous_E5 | F6 | Commercial | Warehouse (WA) | New | Miscellaneous | Natural Gas | Miscellaneous | E5 | Utility - Value of Sales | 0 | 0 | 0 | 0 | 0 | 0 | 0 | 0 | 0 | 0 | 0 | 0 | 0 | 0 | 0 | 0 | 0 | 0 | 0 | 0 | 0 | 0 | 0 | 0 | 0 | 0 | 0
F6_Commercial_Warehouse (WA)_New_Miscellaneous_Natural Gas_Miscellaneous_E6 | F6 | Commercial | Warehouse (WA) | New | Miscellaneous | Natural Gas | Miscellaneous | E6 | Utility - Value of Sales | 0 | 0 | 0 | 0 | 0 | 0 | 0 | 0 | 0 | 0 | 0 | 0 | 0 | 0 | 0 | 0 | 0 | 0 | 0 | 0 | 0 | 0 | 0 | 0 | 0 | 0 | 0
F6_Commercial_Warehouse (WA)_New_Miscellaneous_Natural Gas_Miscellaneous_E7 | F6 | Commercial | Warehouse (WA) | New | Miscellaneous | Natural Gas | Miscellaneous | E7 | Utility - Value of Sales | 0 | 0 | 0 | 0 | 0 | 0 | 0 | 0 | 0 | 0 | 0 | 0 | 0 | 0 | 0 | 0 | 0 | 0 | 0 | 0 | 0 | 0 | 0 | 0 | 0 | 0 | 0
F6_Commercial_Warehouse (WA)_New_Miscellaneous_Natural Gas_Miscellaneous_E8 | F6 | Commercial | Warehouse (WA) | New | Miscellaneous | Natural Gas | Miscellaneous | E8 | Utility - Value of Sales | 0 | 0 | 0 | 0 | 0 | 0 | 0 | 0 | 0 | 0 | 0 | 0 | 0 | 0 | 0 | 0 | 0 | 0 | 0 | 0 | 0 | 0 | 0 | 0 | 0 | 0 | 0
F6_Commercial_Warehouse (WA)_New_Miscellaneous_Natural Gas_Miscellaneous_E9 | F6 | Commercial | Warehouse (WA) | New | Miscellaneous | Natural Gas | Miscellaneous | E9 | Utility - Value of Sales | 0 | 0 | 0 | 0 | 0 | 0 | 0 | 0 | 0 | 0 | 0 | 0 | 0 | 0 | 0 | 0 | 0 | 0 | 0 | 0 | 0 | 0 | 0 | 0 | 0 | 0 | 0
F6_Commercial_Warehouse (WA)_New_Miscellaneous_Natural Gas_Miscellaneous_E10 | F6 | Commercial | Warehouse (WA) | New | Miscellaneous | Natural Gas | Miscellaneous | E10 | Utility - Value of Sales | 0 | 0 | 0 | 0 | 0 | 0 | 0 | 0 | 0 | 0 | 0 | 0 | 0 | 0 | 0 | 0 | 0 | 0 | 0 | 0 | 0 | 0 | 0 | 0 | 0 | 0 | 0
F1_Commercial_Miscellaneous (WA)_Existing_Space Heating_Natural Gas_Furnace_E1 | F1 | Commercial | Miscellaneous (WA) | Existing | Space Heating | Natural Gas | Furnace | E1 | RVT - Cost of Equipment | 0.12876 | 0.12876 | 0.12876 | 0.12876 | 0.12876 | 0.12876 | 0.12876 | 0.12876 | 0.12876 | 0.12876 | 0.12876 | 0.12876 | 0.12876 | 0.12876 | 0.12876 | 0.12876 | 0.12876 | 0.12876 | 0.12876 | 0.12876 | 0.12876 | 0.12876 | 0.12876 | 0.12876 | 0.12876 | 0.12876 | 0.12876
F1_Commercial_Miscellaneous (WA)_Existing_Space Heating_Natural Gas_Furnace_E2 | F1 | Commercial | Miscellaneous (WA) | Existing | Space Heating | Natural Gas | Furnace | E2 | RVT - Cost of Equipment | 0.26027 | 0.26027 | 0.26027 | 0.26027 | 0.26027 | 0.26027 | 0.26027 | 0.26027 | 0.26027 | 0.26027 | 0.26027 | 0.26027 | 0.26027 | 0.26027 | 0.26027 | 0.26027 | 0.26027 | 0.26027 | 0.26027 | 0.26027 | 0.26027 | 0.26027 | 0.26027 | 0.26027 | 0.26027 | 0.26027 | 0.26027
F1_Commercial_Miscellaneous (WA)_Existing_Space Heating_Natural Gas_Furnace_E3 | F1 | Commercial | Miscellaneous (WA) | Existing | Space Heating | Natural Gas | Furnace | E3 | RVT - Cost of Equipment | 0.15822 | 0.15822 | 0.15822 | 0.15822 | 0.15822 | 0.15822 | 0.15822 | 0.15822 | 0.15822 | 0.15822 | 0.15822 | 0.15822 | 0.15822 | 0.15822 | 0.15822 | 0.15822 | 0.15822 | 0.15822 | 0.15822 | 0.15822 | 0.15822 | 0.15822 | 0.15822 | 0.15822 | 0.15822 | 0.15822 | 0.15822
F1_Commercial_Miscellaneous (WA)_Existing_Space Heating_Natural Gas_Furnace_E4 | F1 | Commercial | Miscellaneous (WA) | Existing | Space Heating | Natural Gas | Furnace | E4 | RVT - Cost of Equipment | 0 | 0 | 0 | 0 | 0 | 0 | 0 | 0 | 0 | 0 | 0 | 0 | 0 | 0 | 0 | 0 | 0 | 0 | 0 | 0 | 0 | 0 | 0 | 0 | 0 | 0 | 0
F1_Commercial_Miscellaneous (WA)_Existing_Space Heating_Natural Gas_Furnace_E5 | F1 | Commercial | Miscellaneous (WA) | Existing | Space Heating | Natural Gas | Furnace | E5 | RVT - Cost of Equipment | 0 | 0 | 0 | 0 | 0 | 0 | 0 | 0 | 0 | 0 | 0 | 0 | 0 | 0 | 0 | 0 | 0 | 0 | 0 | 0 | 0 | 0 | 0 | 0 | 0 | 0 | 0
F1_Commercial_Miscellaneous (WA)_Existing_Space Heating_Natural Gas_Furnace_E6 | F1 | Commercial | Miscellaneous (WA) | Existing | Space Heating | Natural Gas | Furnace | E6 | RVT - Cost of Equipment | 0 | 0 | 0 | 0 | 0 | 0 | 0 | 0 | 0 | 0 | 0 | 0 | 0 | 0 | 0 | 0 | 0 | 0 | 0 | 0 | 0 | 0 | 0 | 0 | 0 | 0 | 0
F1_Commercial_Miscellaneous (WA)_Existing_Space Heating_Natural Gas_Furnace_E7 | F1 | Commercial | Miscellaneous (WA) | Existing | Space Heating | Natural Gas | Furnace | E7 | RVT - Cost of Equipment | 0 | 0 | 0 | 0 | 0 | 0 | 0 | 0 | 0 | 0 | 0 | 0 | 0 | 0 | 0 | 0 | 0 | 0 | 0 | 0 | 0 | 0 | 0 | 0 | 0 | 0 | 0
F1_Commercial_Miscellaneous (WA)_Existing_Space Heating_Natural Gas_Furnace_E8 | F1 | Commercial | Miscellaneous (WA) | Existing | Space Heating | Natural Gas | Furnace | E8 | RVT - Cost of Equipment | 0 | 0 | 0 | 0 | 0 | 0 | 0 | 0 | 0 | 0 | 0 | 0 | 0 | 0 | 0 | 0 | 0 | 0 | 0 | 0 | 0 | 0 | 0 | 0 | 0 | 0 | 0
F1_Commercial_Miscellaneous (WA)_Existing_Space Heating_Natural Gas_Furnace_E9 | F1 | Commercial | Miscellaneous (WA) | Existing | Space Heating | Natural Gas | Furnace | E9 | RVT - Cost of Equipment | 0 | 0 | 0 | 0 | 0 | 0 | 0 | 0 | 0 | 0 | 0 | 0 | 0 | 0 | 0 | 0 | 0 | 0 | 0 | 0 | 0 | 0 | 0 | 0 | 0 | 0 | 0
F1_Commercial_Miscellaneous (WA)_Existing_Space Heating_Natural Gas_Furnace_E10 | F1 | Commercial | Miscellaneous (WA) | Existing | Space Heating | Natural Gas | Furnace | E10 | RVT - Cost of Equipment | 0 | 0 | 0 | 0 | 0 | 0 | 0 | 0 | 0 | 0 | 0 | 0 | 0 | 0 | 0 | 0 | 0 | 0 | 0 | 0 | 0 | 0 | 0 | 0 | 0 | 0 | 0
F2_Commercial_Miscellaneous (WA)_Existing_Space Heating_Natural Gas_Furnace_E1 | F2 | Commercial | Miscellaneous (WA) | Existing | Space Heating | Natural Gas | Furnace | E1 | RVT - Cost of Operation | 0.16525 | 0.16663 | 0.16891 | 0.17155 | 0.17458 | 0.17951 | 0.1844 | 0.18951 | 0.194 | 0.19835 | 0.20329 | 0.2076 | 0.2124 | 0.21734 | 0.22174 | 0.22597 | 0.22969 | 0.23349 | 0.23743 | 0.24141 | 0.2454 | 0.25075 | 0.2571 | 0.26256 | 0.26813 | 0.27382 | 0.27963
F2_Commercial_Miscellaneous (WA)_Existing_Space Heating_Natural Gas_Furnace_E2 | F2 | Commercial | Miscellaneous (WA) | Existing | Space Heating | Natural Gas | Furnace | E2 | RVT - Cost of Operation | 0.14692 | 0.14814 | 0.15017 | 0.15252 | 0.15521 | 0.15959 | 0.16394 | 0.16849 | 0.17248 | 0.17635 | 0.18074 | 0.18457 | 0.18884 | 0.19323 | 0.19715 | 0.2009 | 0.20421 | 0.20759 | 0.21109 | 0.21463 | 0.21818 | 0.22294 | 0.22858 | 0.23343 | 0.23839 | 0.24345 | 0.24861
F2_Commercial_Miscellaneous (WA)_Existing_Space Heating_Natural Gas_Furnace_E3 | F2 | Commercial | Miscellaneous (WA) | Existing | Space Heating | Natural Gas | Furnace | E3 | RVT - Cost of Operation | 0.13774 | 0.13888 | 0.14078 | 0.14299 | 0.14551 | 0.14962 | 0.15369 | 0.15796 | 0.1617 | 0.16532 | 0.16944 | 0.17303 | 0.17703 | 0.18115 | 0.18482 | 0.18834 | 0.19144 | 0.19461 | 0.19789 | 0.20122 | 0.20454 | 0.209 | 0.21429 | 0.21884 | 0.22348 | 0.22823 | 0.23307
F2_Commercial_Miscellaneous (WA)_Existing_Space Heating_Natural Gas_Furnace_E4 | F2 | Commercial | Miscellaneous (WA) | Existing | Space Heating | Natural Gas | Furnace | E4 | RVT - Cost of Operation | 0 | 0 | 0 | 0 | 0 | 0 | 0 | 0 | 0 | 0 | 0 | 0 | 0 | 0 | 0 | 0 | 0 | 0 | 0 | 0 | 0 | 0 | 0 | 0 | 0 | 0 | 0
F2_Commercial_Miscellaneous (WA)_Existing_Space Heating_Natural Gas_Furnace_E5 | F2 | Commercial | Miscellaneous (WA) | Existing | Space Heating | Natural Gas | Furnace | E5 | RVT - Cost of Operation | 0 | 0 | 0 | 0 | 0 | 0 | 0 | 0 | 0 | 0 | 0 | 0 | 0 | 0 | 0 | 0 | 0 | 0 | 0 | 0 | 0 | 0 | 0 | 0 | 0 | 0 | 0
F2_Commercial_Miscellaneous (WA)_Existing_Space Heating_Natural Gas_Furnace_E6 | F2 | Commercial | Miscellaneous (WA) | Existing | Space Heating | Natural Gas | Furnace | E6 | RVT - Cost of Operation | 0 | 0 | 0 | 0 | 0 | 0 | 0 | 0 | 0 | 0 | 0 | 0 | 0 | 0 | 0 | 0 | 0 | 0 | 0 | 0 | 0 | 0 | 0 | 0 | 0 | 0 | 0
F2_Commercial_Miscellaneous (WA)_Existing_Space Heating_Natural Gas_Furnace_E7 | F2 | Commercial | Miscellaneous (WA) | Existing | Space Heating | Natural Gas | Furnace | E7 | RVT - Cost of Operation | 0 | 0 | 0 | 0 | 0 | 0 | 0 | 0 | 0 | 0 | 0 | 0 | 0 | 0 | 0 | 0 | 0 | 0 | 0 | 0 | 0 | 0 | 0 | 0 | 0 | 0 | 0
F2_Commercial_Miscellaneous (WA)_Existing_Space Heating_Natural Gas_Furnace_E8 | F2 | Commercial | Miscellaneous (WA) | Existing | Space Heating | Natural Gas | Furnace | E8 | RVT - Cost of Operation | 0 | 0 | 0 | 0 | 0 | 0 | 0 | 0 | 0 | 0 | 0 | 0 | 0 | 0 | 0 | 0 | 0 | 0 | 0 | 0 | 0 | 0 | 0 | 0 | 0 | 0 | 0
F2_Commercial_Miscellaneous (WA)_Existing_Space Heating_Natural Gas_Furnace_E9 | F2 | Commercial | Miscellaneous (WA) | Existing | Space Heating | Natural Gas | Furnace | E9 | RVT - Cost of Operation | 0 | 0 | 0 | 0 | 0 | 0 | 0 | 0 | 0 | 0 | 0 | 0 | 0 | 0 | 0 | 0 | 0 | 0 | 0 | 0 | 0 | 0 | 0 | 0 | 0 | 0 | 0
F2_Commercial_Miscellaneous (WA)_Existing_Space Heating_Natural Gas_Furnace_E10 | F2 | Commercial | Miscellaneous (WA) | Existing | Space Heating | Natural Gas | Furnace | E10 | RVT - Cost of Operation | 0 | 0 | 0 | 0 | 0 | 0 | 0 | 0 | 0 | 0 | 0 | 0 | 0 | 0 | 0 | 0 | 0 | 0 | 0 | 0 | 0 | 0 | 0 | 0 | 0 | 0 | 0
F3_Commercial_Miscellaneous (WA)_Existing_Space Heating_Natural Gas_Furnace_E1 | F3 | Commercial | Miscellaneous (WA) | Existing | Space Heating | Natural Gas | Furnace | E1 | System - kBTUs of Consumption | 36.3662 | 36.2748 | 36.2748 | 36.2748 | 36.2748 | 36.2748 | 36.2748 | 36.2748 | 36.2748 | 36.2748 | 36.2748 | 36.2748 | 36.2748 | 36.2748 | 36.2748 | 36.2748 | 36.2748 | 36.2748 | 36.2748 | 36.2748 | 36.2748 | 36.2748 | 36.2748 | 36.2748 | 36.2748 | 36.2748 | 36.2748
F3_Commercial_Miscellaneous (WA)_Existing_Space Heating_Natural Gas_Furnace_E2 | F3 | Commercial | Miscellaneous (WA) | Existing | Space Heating | Natural Gas | Furnace | E2 | System - kBTUs of Consumption | 32.332 | 32.2509 | 32.2509 | 32.2509 | 32.2509 | 32.2509 | 32.2509 | 32.2509 | 32.2509 | 32.2509 | 32.2509 | 32.2509 | 32.2509 | 32.2509 | 32.2509 | 32.2509 | 32.2509 | 32.2509 | 32.2509 | 32.2509 | 32.2509 | 32.2509 | 32.2509 | 32.2509 | 32.2509 | 32.2509 | 32.2509
F3_Commercial_Miscellaneous (WA)_Existing_Space Heating_Natural Gas_Furnace_E3 | F3 | Commercial | Miscellaneous (WA) | Existing | Space Heating | Natural Gas | Furnace | E3 | System - kBTUs of Consumption | 30.3108 | 30.2347 | 30.2347 | 30.2347 | 30.2347 | 30.2347 | 30.2347 | 30.2347 | 30.2347 | 30.2347 | 30.2347 | 30.2347 | 30.2347 | 30.2347 | 30.2347 | 30.2347 | 30.2347 | 30.2347 | 30.2347 | 30.2347 | 30.2347 | 30.2347 | 30.2347 | 30.2347 | 30.2347 | 30.2347 | 30.2347
F3_Commercial_Miscellaneous (WA)_Existing_Space Heating_Natural Gas_Furnace_E4 | F3 | Commercial | Miscellaneous (WA) | Existing | Space Heating | Natural Gas | Furnace | E4 | System - kBTUs of Consumption | 0 | 0 | 0 | 0 | 0 | 0 | 0 | 0 | 0 | 0 | 0 | 0 | 0 | 0 | 0 | 0 | 0 | 0 | 0 | 0 | 0 | 0 | 0 | 0 | 0 | 0 | 0
F3_Commercial_Miscellaneous (WA)_Existing_Space Heating_Natural Gas_Furnace_E5 | F3 | Commercial | Miscellaneous (WA) | Existing | Space Heating | Natural Gas | Furnace | E5 | System - kBTUs of Consumption | 0 | 0 | 0 | 0 | 0 | 0 | 0 | 0 | 0 | 0 | 0 | 0 | 0 | 0 | 0 | 0 | 0 | 0 | 0 | 0 | 0 | 0 | 0 | 0 | 0 | 0 | 0
F3_Commercial_Miscellaneous (WA)_Existing_Space Heating_Natural Gas_Furnace_E6 | F3 | Commercial | Miscellaneous (WA) | Existing | Space Heating | Natural Gas | Furnace | E6 | System - kBTUs of Consumption | 0 | 0 | 0 | 0 | 0 | 0 | 0 | 0 | 0 | 0 | 0 | 0 | 0 | 0 | 0 | 0 | 0 | 0 | 0 | 0 | 0 | 0 | 0 | 0 | 0 | 0 | 0
F3_Commercial_Miscellaneous (WA)_Existing_Space Heating_Natural Gas_Furnace_E7 | F3 | Commercial | Miscellaneous (WA) | Existing | Space Heating | Natural Gas | Furnace | E7 | System - kBTUs of Consumption | 0 | 0 | 0 | 0 | 0 | 0 | 0 | 0 | 0 | 0 | 0 | 0 | 0 | 0 | 0 | 0 | 0 | 0 | 0 | 0 | 0 | 0 | 0 | 0 | 0 | 0 | 0
F3_Commercial_Miscellaneous (WA)_Existing_Space Heating_Natural Gas_Furnace_E8 | F3 | Commercial | Miscellaneous (WA) | Existing | Space Heating | Natural Gas | Furnace | E8 | System - kBTUs of Consumption | 0 | 0 | 0 | 0 | 0 | 0 | 0 | 0 | 0 | 0 | 0 | 0 | 0 | 0 | 0 | 0 | 0 | 0 | 0 | 0 | 0 | 0 | 0 | 0 | 0 | 0 | 0
F3_Commercial_Miscellaneous (WA)_Existing_Space Heating_Natural Gas_Furnace_E9 | F3 | Commercial | Miscellaneous (WA) | Existing | Space Heating | Natural Gas | Furnace | E9 | System - kBTUs of Consumption | 0 | 0 | 0 | 0 | 0 | 0 | 0 | 0 | 0 | 0 | 0 | 0 | 0 | 0 | 0 | 0 | 0 | 0 | 0 | 0 | 0 | 0 | 0 | 0 | 0 | 0 | 0
F3_Commercial_Miscellaneous (WA)_Existing_Space Heating_Natural Gas_Furnace_E10 | F3 | Commercial | Miscellaneous (WA) | Existing | Space Heating | Natural Gas | Furnace | E10 | System - kBTUs of Consumption | 0 | 0 | 0 | 0 | 0 | 0 | 0 | 0 | 0 | 0 | 0 | 0 | 0 | 0 | 0 | 0 | 0 | 0 | 0 | 0 | 0 | 0 | 0 | 0 | 0 | 0 | 0
F4_Commercial_Miscellaneous (WA)_Existing_Space Heating_Natural Gas_Furnace_E1 | F4 | Commercial | Miscellaneous (WA) | Existing | Space Heating | Natural Gas | Furnace | E1 | Utility - Cost of Equipment | 0.12876 | 0.12876 | 0.12876 | 0.12876 | 0.12876 | 0.12876 | 0.12876 | 0.12876 | 0.12876 | 0.12876 | 0.12876 | 0.12876 | 0.12876 | 0.12876 | 0.12876 | 0.12876 | 0.12876 | 0.12876 | 0.12876 | 0.12876 | 0.12876 | 0.12876 | 0.12876 | 0.12876 | 0.12876 | 0.12876 | 0.12876
F4_Commercial_Miscellaneous (WA)_Existing_Space Heating_Natural Gas_Furnace_E2 | F4 | Commercial | Miscellaneous (WA) | Existing | Space Heating | Natural Gas | Furnace | E2 | Utility - Cost of Equipment | 0.26027 | 0.26027 | 0.26027 | 0.26027 | 0.26027 | 0.26027 | 0.26027 | 0.26027 | 0.26027 | 0.26027 | 0.26027 | 0.26027 | 0.26027 | 0.26027 | 0.26027 | 0.26027 | 0.26027 | 0.26027 | 0.26027 | 0.26027 | 0.26027 | 0.26027 | 0.26027 | 0.26027 | 0.26027 | 0.26027 | 0.26027
F4_Commercial_Miscellaneous (WA)_Existing_Space Heating_Natural Gas_Furnace_E3 | F4 | Commercial | Miscellaneous (WA) | Existing | Space Heating | Natural Gas | Furnace | E3 | Utility - Cost of Equipment | 0.15822 | 0.15822 | 0.15822 | 0.15822 | 0.15822 | 0.15822 | 0.15822 | 0.15822 | 0.15822 | 0.15822 | 0.15822 | 0.15822 | 0.15822 | 0.15822 | 0.15822 | 0.15822 | 0.15822 | 0.15822 | 0.15822 | 0.15822 | 0.15822 | 0.15822 | 0.15822 | 0.15822 | 0.15822 | 0.15822 | 0.15822
F4_Commercial_Miscellaneous (WA)_Existing_Space Heating_Natural Gas_Furnace_E4 | F4 | Commercial | Miscellaneous (WA) | Existing | Space Heating | Natural Gas | Furnace | E4 | Utility - Cost of Equipment | 0 | 0 | 0 | 0 | 0 | 0 | 0 | 0 | 0 | 0 | 0 | 0 | 0 | 0 | 0 | 0 | 0 | 0 | 0 | 0 | 0 | 0 | 0 | 0 | 0 | 0 | 0
F4_Commercial_Miscellaneous (WA)_Existing_Space Heating_Natural Gas_Furnace_E5 | F4 | Commercial | Miscellaneous (WA) | Existing | Space Heating | Natural Gas | Furnace | E5 | Utility - Cost of Equipment | 0 | 0 | 0 | 0 | 0 | 0 | 0 | 0 | 0 | 0 | 0 | 0 | 0 | 0 | 0 | 0 | 0 | 0 | 0 | 0 | 0 | 0 | 0 | 0 | 0 | 0 | 0
F4_Commercial_Miscellaneous (WA)_Existing_Space Heating_Natural Gas_Furnace_E6 | F4 | Commercial | Miscellaneous (WA) | Existing | Space Heating | Natural Gas | Furnace | E6 | Utility - Cost of Equipment | 0 | 0 | 0 | 0 | 0 | 0 | 0 | 0 | 0 | 0 | 0 | 0 | 0 | 0 | 0 | 0 | 0 | 0 | 0 | 0 | 0 | 0 | 0 | 0 | 0 | 0 | 0
F4_Commercial_Miscellaneous (WA)_Existing_Space Heating_Natural Gas_Furnace_E7 | F4 | Commercial | Miscellaneous (WA) | Existing | Space Heating | Natural Gas | Furnace | E7 | Utility - Cost of Equipment | 0 | 0 | 0 | 0 | 0 | 0 | 0 | 0 | 0 | 0 | 0 | 0 | 0 | 0 | 0 | 0 | 0 | 0 | 0 | 0 | 0 | 0 | 0 | 0 | 0 | 0 | 0
F4_Commercial_Miscellaneous (WA)_Existing_Space Heating_Natural Gas_Furnace_E8 | F4 | Commercial | Miscellaneous (WA) | Existing | Space Heating | Natural Gas | Furnace | E8 | Utility - Cost of Equipment | 0 | 0 | 0 | 0 | 0 | 0 | 0 | 0 | 0 | 0 | 0 | 0 | 0 | 0 | 0 | 0 | 0 | 0 | 0 | 0 | 0 | 0 | 0 | 0 | 0 | 0 | 0
F4_Commercial_Miscellaneous (WA)_Existing_Space Heating_Natural Gas_Furnace_E9 | F4 | Commercial | Miscellaneous (WA) | Existing | Space Heating | Natural Gas | Furnace | E9 | Utility - Cost of Equipment | 0 | 0 | 0 | 0 | 0 | 0 | 0 | 0 | 0 | 0 | 0 | 0 | 0 | 0 | 0 | 0 | 0 | 0 | 0 | 0 | 0 | 0 | 0 | 0 | 0 | 0 | 0
F4_Commercial_Miscellaneous (WA)_Existing_Space Heating_Natural Gas_Furnace_E10 | F4 | Commercial | Miscellaneous (WA) | Existing | Space Heating | Natural Gas | Furnace | E10 | Utility - Cost of Equipment | 0 | 0 | 0 | 0 | 0 | 0 | 0 | 0 | 0 | 0 | 0 | 0 | 0 | 0 | 0 | 0 | 0 | 0 | 0 | 0 | 0 | 0 | 0 | 0 | 0 | 0 | 0
F5_Commercial_Miscellaneous (WA)_Existing_Space Heating_Natural Gas_Furnace_E1 | F5 | Commercial | Miscellaneous (WA) | Existing | Space Heating | Natural Gas | Furnace | E1 | Utility - Cost of Operation | 0.14157 | 0.14363 | 0.14655 | 0.14988 | 0.15366 | 0.15915 | 0.16476 | 0.17071 | 0.17632 | 0.182 | 0.18697 | 0.19147 | 0.19645 | 0.20163 | 0.20636 | 0.211 | 0.21524 | 0.21963 | 0.22421 | 0.22892 | 0.23372 | 0.23881 | 0.24486 | 0.25005 | 0.25536 | 0.26078 | 0.26632
F5_Commercial_Miscellaneous (WA)_Existing_Space Heating_Natural Gas_Furnace_E2 | F5 | Commercial | Miscellaneous (WA) | Existing | Space Heating | Natural Gas | Furnace | E2 | Utility - Cost of Operation | 0.12587 | 0.1277 | 0.13029 | 0.13325 | 0.13661 | 0.1415 | 0.14648 | 0.15178 | 0.15676 | 0.16181 | 0.16623 | 0.17023 | 0.17466 | 0.17926 | 0.18347 | 0.18759 | 0.19137 | 0.19526 | 0.19934 | 0.20353 | 0.20779 | 0.21232 | 0.2177 | 0.22232 | 0.22703 | 0.23185 | 0.23677
F5_Commercial_Miscellaneous (WA)_Existing_Space Heating_Natural Gas_Furnace_E3 | F5 | Commercial | Miscellaneous (WA) | Existing | Space Heating | Natural Gas | Furnace | E3 | Utility - Cost of Operation | 0.118 | 0.11972 | 0.12215 | 0.12492 | 0.12807 | 0.13265 | 0.13733 | 0.14229 | 0.14696 | 0.15169 | 0.15584 | 0.15958 | 0.16374 | 0.16805 | 0.172 | 0.17587 | 0.1794 | 0.18306 | 0.18688 | 0.1908 | 0.1948 | 0.19905 | 0.20409 | 0.20842 | 0.21284 | 0.21736 | 0.22197
F5_Commercial_Miscellaneous (WA)_Existing_Space Heating_Natural Gas_Furnace_E4 | F5 | Commercial | Miscellaneous (WA) | Existing | Space Heating | Natural Gas | Furnace | E4 | Utility - Cost of Operation | 0 | 0 | 0 | 0 | 0 | 0 | 0 | 0 | 0 | 0 | 0 | 0 | 0 | 0 | 0 | 0 | 0 | 0 | 0 | 0 | 0 | 0 | 0 | 0 | 0 | 0 | 0
F5_Commercial_Miscellaneous (WA)_Existing_Space Heating_Natural Gas_Furnace_E5 | F5 | Commercial | Miscellaneous (WA) | Existing | Space Heating | Natural Gas | Furnace | E5 | Utility - Cost of Operation | 0 | 0 | 0 | 0 | 0 | 0 | 0 | 0 | 0 | 0 | 0 | 0 | 0 | 0 | 0 | 0 | 0 | 0 | 0 | 0 | 0 | 0 | 0 | 0 | 0 | 0 | 0
F5_Commercial_Miscellaneous (WA)_Existing_Space Heating_Natural Gas_Furnace_E6 | F5 | Commercial | Miscellaneous (WA) | Existing | Space Heating | Natural Gas | Furnace | E6 | Utility - Cost of Operation | 0 | 0 | 0 | 0 | 0 | 0 | 0 | 0 | 0 | 0 | 0 | 0 | 0 | 0 | 0 | 0 | 0 | 0 | 0 | 0 | 0 | 0 | 0 | 0 | 0 | 0 | 0
F5_Commercial_Miscellaneous (WA)_Existing_Space Heating_Natural Gas_Furnace_E7 | F5 | Commercial | Miscellaneous (WA) | Existing | Space Heating | Natural Gas | Furnace | E7 | Utility - Cost of Operation | 0 | 0 | 0 | 0 | 0 | 0 | 0 | 0 | 0 | 0 | 0 | 0 | 0 | 0 | 0 | 0 | 0 | 0 | 0 | 0 | 0 | 0 | 0 | 0 | 0 | 0 | 0
F5_Commercial_Miscellaneous (WA)_Existing_Space Heating_Natural Gas_Furnace_E8 | F5 | Commercial | Miscellaneous (WA) | Existing | Space Heating | Natural Gas | Furnace | E8 | Utility - Cost of Operation | 0 | 0 | 0 | 0 | 0 | 0 | 0 | 0 | 0 | 0 | 0 | 0 | 0 | 0 | 0 | 0 | 0 | 0 | 0 | 0 | 0 | 0 | 0 | 0 | 0 | 0 | 0
F5_Commercial_Miscellaneous (WA)_Existing_Space Heating_Natural Gas_Furnace_E9 | F5 | Commercial | Miscellaneous (WA) | Existing | Space Heating | Natural Gas | Furnace | E9 | Utility - Cost of Operation | 0 | 0 | 0 | 0 | 0 | 0 | 0 | 0 | 0 | 0 | 0 | 0 | 0 | 0 | 0 | 0 | 0 | 0 | 0 | 0 | 0 | 0 | 0 | 0 | 0 | 0 | 0
F5_Commercial_Miscellaneous (WA)_Existing_Space Heating_Natural Gas_Furnace_E10 | F5 | Commercial | Miscellaneous (WA) | Existing | Space Heating | Natural Gas | Furnace | E10 | Utility - Cost of Operation | 0 | 0 | 0 | 0 | 0 | 0 | 0 | 0 | 0 | 0 | 0 | 0 | 0 | 0 | 0 | 0 | 0 | 0 | 0 | 0 | 0 | 0 | 0 | 0 | 0 | 0 | 0
F6_Commercial_Miscellaneous (WA)_Existing_Space Heating_Natural Gas_Furnace_E1 | F6 | Commercial | Miscellaneous (WA) | Existing | Space Heating | Natural Gas | Furnace | E1 | Utility - Value of Sales | 0.16525 | 0.16663 | 0.16891 | 0.17155 | 0.17458 | 0.17951 | 0.1844 | 0.18951 | 0.194 | 0.19835 | 0.20329 | 0.2076 | 0.2124 | 0.21734 | 0.22174 | 0.22597 | 0.22969 | 0.23349 | 0.23743 | 0.24141 | 0.2454 | 0.25075 | 0.2571 | 0.26256 | 0.26813 | 0.27382 | 0.27963
F6_Commercial_Miscellaneous (WA)_Existing_Space Heating_Natural Gas_Furnace_E2 | F6 | Commercial | Miscellaneous (WA) | Existing | Space Heating | Natural Gas | Furnace | E2 | Utility - Value of Sales | 0.14692 | 0.14814 | 0.15017 | 0.15252 | 0.15521 | 0.15959 | 0.16394 | 0.16849 | 0.17248 | 0.17635 | 0.18074 | 0.18457 | 0.18884 | 0.19323 | 0.19715 | 0.2009 | 0.20421 | 0.20759 | 0.21109 | 0.21463 | 0.21818 | 0.22294 | 0.22858 | 0.23343 | 0.23839 | 0.24345 | 0.24861
F6_Commercial_Miscellaneous (WA)_Existing_Space Heating_Natural Gas_Furnace_E3 | F6 | Commercial | Miscellaneous (WA) | Existing | Space Heating | Natural Gas | Furnace | E3 | Utility - Value of Sales | 0.13774 | 0.13888 | 0.14078 | 0.14299 | 0.14551 | 0.14962 | 0.15369 | 0.15796 | 0.1617 | 0.16532 | 0.16944 | 0.17303 | 0.17703 | 0.18115 | 0.18482 | 0.18834 | 0.19144 | 0.19461 | 0.19789 | 0.20122 | 0.20454 | 0.209 | 0.21429 | 0.21884 | 0.22348 | 0.22823 | 0.23307
F6_Commercial_Miscellaneous (WA)_Existing_Space Heating_Natural Gas_Furnace_E4 | F6 | Commercial | Miscellaneous (WA) | Existing | Space Heating | Natural Gas | Furnace | E4 | Utility - Value of Sales | 0 | 0 | 0 | 0 | 0 | 0 | 0 | 0 | 0 | 0 | 0 | 0 | 0 | 0 | 0 | 0 | 0 | 0 | 0 | 0 | 0 | 0 | 0 | 0 | 0 | 0 | 0
F6_Commercial_Miscellaneous (WA)_Existing_Space Heating_Natural Gas_Furnace_E5 | F6 | Commercial | Miscellaneous (WA) | Existing | Space Heating | Natural Gas | Furnace | E5 | Utility - Value of Sales | 0 | 0 | 0 | 0 | 0 | 0 | 0 | 0 | 0 | 0 | 0 | 0 | 0 | 0 | 0 | 0 | 0 | 0 | 0 | 0 | 0 | 0 | 0 | 0 | 0 | 0 | 0
F6_Commercial_Miscellaneous (WA)_Existing_Space Heating_Natural Gas_Furnace_E6 | F6 | Commercial | Miscellaneous (WA) | Existing | Space Heating | Natural Gas | Furnace | E6 | Utility - Value of Sales | 0 | 0 | 0 | 0 | 0 | 0 | 0 | 0 | 0 | 0 | 0 | 0 | 0 | 0 | 0 | 0 | 0 | 0 | 0 | 0 | 0 | 0 | 0 | 0 | 0 | 0 | 0
F6_Commercial_Miscellaneous (WA)_Existing_Space Heating_Natural Gas_Furnace_E7 | F6 | Commercial | Miscellaneous (WA) | Existing | Space Heating | Natural Gas | Furnace | E7 | Utility - Value of Sales | 0 | 0 | 0 | 0 | 0 | 0 | 0 | 0 | 0 | 0 | 0 | 0 | 0 | 0 | 0 | 0 | 0 | 0 | 0 | 0 | 0 | 0 | 0 | 0 | 0 | 0 | 0
F6_Commercial_Miscellaneous (WA)_Existing_Space Heating_Natural Gas_Furnace_E8 | F6 | Commercial | Miscellaneous (WA) | Existing | Space Heating | Natural Gas | Furnace | E8 | Utility - Value of Sales | 0 | 0 | 0 | 0 | 0 | 0 | 0 | 0 | 0 | 0 | 0 | 0 | 0 | 0 | 0 | 0 | 0 | 0 | 0 | 0 | 0 | 0 | 0 | 0 | 0 | 0 | 0
F6_Commercial_Miscellaneous (WA)_Existing_Space Heating_Natural Gas_Furnace_E9 | F6 | Commercial | Miscellaneous (WA) | Existing | Space Heating | Natural Gas | Furnace | E9 | Utility - Value of Sales | 0 | 0 | 0 | 0 | 0 | 0 | 0 | 0 | 0 | 0 | 0 | 0 | 0 | 0 | 0 | 0 | 0 | 0 | 0 | 0 | 0 | 0 | 0 | 0 | 0 | 0 | 0
F6_Commercial_Miscellaneous (WA)_Existing_Space Heating_Natural Gas_Furnace_E10 | F6 | Commercial | Miscellaneous (WA) | Existing | Space Heating | Natural Gas | Furnace | E10 | Utility - Value of Sales | 0 | 0 | 0 | 0 | 0 | 0 | 0 | 0 | 0 | 0 | 0 | 0 | 0 | 0 | 0 | 0 | 0 | 0 | 0 | 0 | 0 | 0 | 0 | 0 | 0 | 0 | 0
F1_Commercial_Miscellaneous (WA)_Existing_Space Heating_Natural Gas_Boiler_E1 | F1 | Commercial | Miscellaneous (WA) | Existing | Space Heating | Natural Gas | Boiler | E1 | RVT - Cost of Equipment | 0.24158 | 0.24158 | 0.24158 | 0.24158 | 0.24158 | 0.24158 | 0.24158 | 0.24158 | 0.24158 | 0.24158 | 0.24158 | 0.24158 | 0.24158 | 0.24158 | 0.24158 | 0.24158 | 0.24158 | 0.24158 | 0.24158 | 0.24158 | 0.24158 | 0.24158 | 0.24158 | 0.24158 | 0.24158 | 0.24158 | 0.24158
F1_Commercial_Miscellaneous (WA)_Existing_Space Heating_Natural Gas_Boiler_E2 | F1 | Commercial | Miscellaneous (WA) | Existing | Space Heating | Natural Gas | Boiler | E2 | RVT - Cost of Equipment | 0.25171 | 0.25171 | 0.25171 | 0.25171 | 0.25171 | 0.25171 | 0.25171 | 0.25171 | 0.25171 | 0.25171 | 0.25171 | 0.25171 | 0.25171 | 0.25171 | 0.25171 | 0.25171 | 0.25171 | 0.25171 | 0.25171 | 0.25171 | 0.25171 | 0.25171 | 0.25171 | 0.25171 | 0.25171 | 0.25171 | 0.25171
F1_Commercial_Miscellaneous (WA)_Existing_Space Heating_Natural Gas_Boiler_E3 | F1 | Commercial | Miscellaneous (WA) | Existing | Space Heating | Natural Gas | Boiler | E3 | RVT - Cost of Equipment | 0.23498 | 0.23498 | 0.23498 | 0.23498 | 0.23498 | 0.23498 | 0.23498 | 0.23498 | 0.23498 | 0.23498 | 0.23498 | 0.23498 | 0.23498 | 0.23498 | 0.23498 | 0.23498 | 0.23498 | 0.23498 | 0.23498 | 0.23498 | 0.23498 | 0.23498 | 0.23498 | 0.23498 | 0.23498 | 0.23498 | 0.23498
F1_Commercial_Miscellaneous (WA)_Existing_Space Heating_Natural Gas_Boiler_E4 | F1 | Commercial | Miscellaneous (WA) | Existing | Space Heating | Natural Gas | Boiler | E4 | RVT - Cost of Equipment | 1.9379 | 1.9379 | 1.9379 | 1.9379 | 1.9379 | 1.9379 | 1.9379 | 1.9379 | 1.9379 | 1.9379 | 1.9379 | 1.9379 | 1.9379 | 1.9379 | 1.9379 | 1.9379 | 1.9379 | 1.9379 | 1.9379 | 1.9379 | 1.9379 | 1.9379 | 1.9379 | 1.9379 | 1.9379 | 1.9379 | 1.9379
F1_Commercial_Miscellaneous (WA)_Existing_Space Heating_Natural Gas_Boiler_E5 | F1 | Commercial | Miscellaneous (WA) | Existing | Space Heating | Natural Gas | Boiler | E5 | RVT - Cost of Equipment | 0 | 0 | 0 | 0 | 0 | 0 | 0 | 0 | 0 | 0 | 0 | 0 | 0 | 0 | 0 | 0 | 0 | 0 | 0 | 0 | 0 | 0 | 0 | 0 | 0 | 0 | 0
F1_Commercial_Miscellaneous (WA)_Existing_Space Heating_Natural Gas_Boiler_E6 | F1 | Commercial | Miscellaneous (WA) | Existing | Space Heating | Natural Gas | Boiler | E6 | RVT - Cost of Equipment | 0 | 0 | 0 | 0 | 0 | 0 | 0 | 0 | 0 | 0 | 0 | 0 | 0 | 0 | 0 | 0 | 0 | 0 | 0 | 0 | 0 | 0 | 0 | 0 | 0 | 0 | 0
F1_Commercial_Miscellaneous (WA)_Existing_Space Heating_Natural Gas_Boiler_E7 | F1 | Commercial | Miscellaneous (WA) | Existing | Space Heating | Natural Gas | Boiler | E7 | RVT - Cost of Equipment | 0 | 0 | 0 | 0 | 0 | 0 | 0 | 0 | 0 | 0 | 0 | 0 | 0 | 0 | 0 | 0 | 0 | 0 | 0 | 0 | 0 | 0 | 0 | 0 | 0 | 0 | 0
F1_Commercial_Miscellaneous (WA)_Existing_Space Heating_Natural Gas_Boiler_E8 | F1 | Commercial | Miscellaneous (WA) | Existing | Space Heating | Natural Gas | Boiler | E8 | RVT - Cost of Equipment | 0 | 0 | 0 | 0 | 0 | 0 | 0 | 0 | 0 | 0 | 0 | 0 | 0 | 0 | 0 | 0 | 0 | 0 | 0 | 0 | 0 | 0 | 0 | 0 | 0 | 0 | 0
F1_Commercial_Miscellaneous (WA)_Existing_Space Heating_Natural Gas_Boiler_E9 | F1 | Commercial | Miscellaneous (WA) | Existing | Space Heating | Natural Gas | Boiler | E9 | RVT - Cost of Equipment | 0 | 0 | 0 | 0 | 0 | 0 | 0 | 0 | 0 | 0 | 0 | 0 | 0 | 0 | 0 | 0 | 0 | 0 | 0 | 0 | 0 | 0 | 0 | 0 | 0 | 0 | 0
F1_Commercial_Miscellaneous (WA)_Existing_Space Heating_Natural Gas_Boiler_E10 | F1 | Commercial | Miscellaneous (WA) | Existing | Space Heating | Natural Gas | Boiler | E10 | RVT - Cost of Equipment | 0 | 0 | 0 | 0 | 0 | 0 | 0 | 0 | 0 | 0 | 0 | 0 | 0 | 0 | 0 | 0 | 0 | 0 | 0 | 0 | 0 | 0 | 0 | 0 | 0 | 0 | 0
F2_Commercial_Miscellaneous (WA)_Existing_Space Heating_Natural Gas_Boiler_E1 | F2 | Commercial | Miscellaneous (WA) | Existing | Space Heating | Natural Gas | Boiler | E1 | RVT - Cost of Operation | 0.63284 | 0.64046 | 0.65053 | 0.66153 | 0.67351 | 0.69044 | 0.70738 | 0.7251 | 0.74143 | 0.75763 | 0.77556 | 0.79214 | 0.81008 | 0.82839 | 0.84543 | 0.86214 | 0.87769 | 0.89357 | 0.90994 | 0.92657 | 0.94333 | 0.96361 | 0.98643 | 1.0069 | 1.0276 | 1.0435 | 1.0577
F2_Commercial_Miscellaneous (WA)_Existing_Space Heating_Natural Gas_Boiler_E2 | F2 | Commercial | Miscellaneous (WA) | Existing | Space Heating | Natural Gas | Boiler | E2 | RVT - Cost of Operation | 0.59561 | 0.60278 | 0.61226 | 0.62261 | 0.63389 | 0.64982 | 0.66577 | 0.68244 | 0.69781 | 0.71306 | 0.72993 | 0.74554 | 0.76242 | 0.77965 | 0.79569 | 0.81142 | 0.82606 | 0.841 | 0.85641 | 0.87206 | 0.88784 | 0.90692 | 0.9284 | 0.9477 | 0.96719 | 0.98209 | 0.99549
F2_Commercial_Miscellaneous (WA)_Existing_Space Heating_Natural Gas_Boiler_E3 | F2 | Commercial | Miscellaneous (WA) | Existing | Space Heating | Natural Gas | Boiler | E3 | RVT - Cost of Operation | 0.52193 | 0.52821 | 0.53652 | 0.54559 | 0.55547 | 0.56943 | 0.58341 | 0.59802 | 0.61149 | 0.62485 | 0.63963 | 0.65331 | 0.6681 | 0.6832 | 0.69726 | 0.71104 | 0.72387 | 0.73697 | 0.75047 | 0.76418 | 0.778 | 0.79473 | 0.81355 | 0.83046 | 0.84754 | 0.8606 | 0.87234
F2_Commercial_Miscellaneous (WA)_Existing_Space Heating_Natural Gas_Boiler_E4 | F2 | Commercial | Miscellaneous (WA) | Existing | Space Heating | Natural Gas | Boiler | E4 | RVT - Cost of Operation | 0.32974 | 0.33248 | 0.33704 | 0.34231 | 0.34835 | 0.35818 | 0.36794 | 0.37814 | 0.38709 | 0.39578 | 0.40563 | 0.41423 | 0.42381 | 0.43368 | 0.44246 | 0.45089 | 0.45831 | 0.46589 | 0.47375 | 0.48171 | 0.48967 | 0.50034 | 0.51301 | 0.52389 | 0.53501 | 0.54637 | 0.55797
F2_Commercial_Miscellaneous (WA)_Existing_Space Heating_Natural Gas_Boiler_E5 | F2 | Commercial | Miscellaneous (WA) | Existing | Space Heating | Natural Gas | Boiler | E5 | RVT - Cost of Operation | 0 | 0 | 0 | 0 | 0 | 0 | 0 | 0 | 0 | 0 | 0 | 0 | 0 | 0 | 0 | 0 | 0 | 0 | 0 | 0 | 0 | 0 | 0 | 0 | 0 | 0 | 0
F2_Commercial_Miscellaneous (WA)_Existing_Space Heating_Natural Gas_Boiler_E6 | F2 | Commercial | Miscellaneous (WA) | Existing | Space Heating | Natural Gas | Boiler | E6 | RVT - Cost of Operation | 0 | 0 | 0 | 0 | 0 | 0 | 0 | 0 | 0 | 0 | 0 | 0 | 0 | 0 | 0 | 0 | 0 | 0 | 0 | 0 | 0 | 0 | 0 | 0 | 0 | 0 | 0
F2_Commercial_Miscellaneous (WA)_Existing_Space Heating_Natural Gas_Boiler_E7 | F2 | Commercial | Miscellaneous (WA) | Existing | Space Heating | Natural Gas | Boiler | E7 | RVT - Cost of Operation | 0 | 0 | 0 | 0 | 0 | 0 | 0 | 0 | 0 | 0 | 0 | 0 | 0 | 0 | 0 | 0 | 0 | 0 | 0 | 0 | 0 | 0 | 0 | 0 | 0 | 0 | 0
F2_Commercial_Miscellaneous (WA)_Existing_Space Heating_Natural Gas_Boiler_E8 | F2 | Commercial | Miscellaneous (WA) | Existing | Space Heating | Natural Gas | Boiler | E8 | RVT - Cost of Operation | 0 | 0 | 0 | 0 | 0 | 0 | 0 | 0 | 0 | 0 | 0 | 0 | 0 | 0 | 0 | 0 | 0 | 0 | 0 | 0 | 0 | 0 | 0 | 0 | 0 | 0 | 0
F2_Commercial_Miscellaneous (WA)_Existing_Space Heating_Natural Gas_Boiler_E9 | F2 | Commercial | Miscellaneous (WA) | Existing | Space Heating | Natural Gas | Boiler | E9 | RVT - Cost of Operation | 0 | 0 | 0 | 0 | 0 | 0 | 0 | 0 | 0 | 0 | 0 | 0 | 0 | 0 | 0 | 0 | 0 | 0 | 0 | 0 | 0 | 0 | 0 | 0 | 0 | 0 | 0
F2_Commercial_Miscellaneous (WA)_Existing_Space Heating_Natural Gas_Boiler_E10 | F2 | Commercial | Miscellaneous (WA) | Existing | Space Heating | Natural Gas | Boiler | E10 | RVT - Cost of Operation | 0 | 0 | 0 | 0 | 0 | 0 | 0 | 0 | 0 | 0 | 0 | 0 | 0 | 0 | 0 | 0 | 0 | 0 | 0 | 0 | 0 | 0 | 0 | 0 | 0 | 0 | 0
F3_Commercial_Miscellaneous (WA)_Existing_Space Heating_Natural Gas_Boiler_E1 | F3 | Commercial | Miscellaneous (WA) | Existing | Space Heating | Natural Gas | Boiler | E1 | System - kBTUs of Consumption | 124.5233 | 124.3639 | 124.3639 | 124.3639 | 124.3639 | 124.3639 | 124.3639 | 124.3639 | 124.3639 | 124.3639 | 124.3639 | 124.3639 | 124.3639 | 124.3639 | 124.3639 | 124.3639 | 124.3639 | 124.3639 | 124.3639 | 124.3639 | 124.3639 | 124.3639 | 124.3639 | 124.3639 | 124.3639 | 122.8285 | 120.9093
F3_Commercial_Miscellaneous (WA)_Existing_Space Heating_Natural Gas_Boiler_E2 | F3 | Commercial | Miscellaneous (WA) | Existing | Space Heating | Natural Gas | Boiler | E2 | System - kBTUs of Consumption | 117.1976 | 117.0475 | 117.0475 | 117.0475 | 117.0475 | 117.0475 | 117.0475 | 117.0475 | 117.0475 | 117.0475 | 117.0475 | 117.0475 | 117.0475 | 117.0475 | 117.0475 | 117.0475 | 117.0475 | 117.0475 | 117.0475 | 117.0475 | 117.0475 | 117.0475 | 117.0475 | 117.0475 | 117.0475 | 115.6025 | 113.7962
F3_Commercial_Miscellaneous (WA)_Existing_Space Heating_Natural Gas_Boiler_E3 | F3 | Commercial | Miscellaneous (WA) | Existing | Space Heating | Natural Gas | Boiler | E3 | System - kBTUs of Consumption | 102.6993 | 102.5679 | 102.5679 | 102.5679 | 102.5679 | 102.5679 | 102.5679 | 102.5679 | 102.5679 | 102.5679 | 102.5679 | 102.5679 | 102.5679 | 102.5679 | 102.5679 | 102.5679 | 102.5679 | 102.5679 | 102.5679 | 102.5679 | 102.5679 | 102.5679 | 102.5679 | 102.5679 | 102.5679 | 101.3016 | 99.7188
F3_Commercial_Miscellaneous (WA)_Existing_Space Heating_Natural Gas_Boiler_E4 | F3 | Commercial | Miscellaneous (WA) | Existing | Space Heating | Natural Gas | Boiler | E4 | System - kBTUs of Consumption | 72.5633 | 72.3811 | 72.3811 | 72.3811 | 72.3811 | 72.3811 | 72.3811 | 72.3811 | 72.3811 | 72.3811 | 72.3811 | 72.3811 | 72.3811 | 72.3811 | 72.3811 | 72.3811 | 72.3811 | 72.3811 | 72.3811 | 72.3811 | 72.3811 | 72.3811 | 72.3811 | 72.3811 | 72.3811 | 72.3811 | 72.3811
F3_Commercial_Miscellaneous (WA)_Existing_Space Heating_Natural Gas_Boiler_E5 | F3 | Commercial | Miscellaneous (WA) | Existing | Space Heating | Natural Gas | Boiler | E5 | System - kBTUs of Consumption | 0 | 0 | 0 | 0 | 0 | 0 | 0 | 0 | 0 | 0 | 0 | 0 | 0 | 0 | 0 | 0 | 0 | 0 | 0 | 0 | 0 | 0 | 0 | 0 | 0 | 0 | 0
F3_Commercial_Miscellaneous (WA)_Existing_Space Heating_Natural Gas_Boiler_E6 | F3 | Commercial | Miscellaneous (WA) | Existing | Space Heating | Natural Gas | Boiler | E6 | System - kBTUs of Consumption | 0 | 0 | 0 | 0 | 0 | 0 | 0 | 0 | 0 | 0 | 0 | 0 | 0 | 0 | 0 | 0 | 0 | 0 | 0 | 0 | 0 | 0 | 0 | 0 | 0 | 0 | 0
F3_Commercial_Miscellaneous (WA)_Existing_Space Heating_Natural Gas_Boiler_E7 | F3 | Commercial | Miscellaneous (WA) | Existing | Space Heating | Natural Gas | Boiler | E7 | System - kBTUs of Consumption | 0 | 0 | 0 | 0 | 0 | 0 | 0 | 0 | 0 | 0 | 0 | 0 | 0 | 0 | 0 | 0 | 0 | 0 | 0 | 0 | 0 | 0 | 0 | 0 | 0 | 0 | 0
F3_Commercial_Miscellaneous (WA)_Existing_Space Heating_Natural Gas_Boiler_E8 | F3 | Commercial | Miscellaneous (WA) | Existing | Space Heating | Natural Gas | Boiler | E8 | System - kBTUs of Consumption | 0 | 0 | 0 | 0 | 0 | 0 | 0 | 0 | 0 | 0 | 0 | 0 | 0 | 0 | 0 | 0 | 0 | 0 | 0 | 0 | 0 | 0 | 0 | 0 | 0 | 0 | 0
F3_Commercial_Miscellaneous (WA)_Existing_Space Heating_Natural Gas_Boiler_E9 | F3 | Commercial | Miscellaneous (WA) | Existing | Space Heating | Natural Gas | Boiler | E9 | System - kBTUs of Consumption | 0 | 0 | 0 | 0 | 0 | 0 | 0 | 0 | 0 | 0 | 0 | 0 | 0 | 0 | 0 | 0 | 0 | 0 | 0 | 0 | 0 | 0 | 0 | 0 | 0 | 0 | 0
F3_Commercial_Miscellaneous (WA)_Existing_Space Heating_Natural Gas_Boiler_E10 | F3 | Commercial | Miscellaneous (WA) | Existing | Space Heating | Natural Gas | Boiler | E10 | System - kBTUs of Consumption | 0 | 0 | 0 | 0 | 0 | 0 | 0 | 0 | 0 | 0 | 0 | 0 | 0 | 0 | 0 | 0 | 0 | 0 | 0 | 0 | 0 | 0 | 0 | 0 | 0 | 0 | 0
F4_Commercial_Miscellaneous (WA)_Existing_Space Heating_Natural Gas_Boiler_E1 | F4 | Commercial | Miscellaneous (WA) | Existing | Space Heating | Natural Gas | Boiler | E1 | Utility - Cost of Equipment | 0.24158 | 0.24158 | 0.24158 | 0.24158 | 0.24158 | 0.24158 | 0.24158 | 0.24158 | 0.24158 | 0.24158 | 0.24158 | 0.24158 | 0.24158 | 0.24158 | 0.24158 | 0.24158 | 0.24158 | 0.24158 | 0.24158 | 0.24158 | 0.24158 | 0.24158 | 0.24158 | 0.24158 | 0.24158 | 0.24158 | 0.24158
F4_Commercial_Miscellaneous (WA)_Existing_Space Heating_Natural Gas_Boiler_E2 | F4 | Commercial | Miscellaneous (WA) | Existing | Space Heating | Natural Gas | Boiler | E2 | Utility - Cost of Equipment | 0.25171 | 0.25171 | 0.25171 | 0.25171 | 0.25171 | 0.25171 | 0.25171 | 0.25171 | 0.25171 | 0.25171 | 0.25171 | 0.25171 | 0.25171 | 0.25171 | 0.25171 | 0.25171 | 0.25171 | 0.25171 | 0.25171 | 0.25171 | 0.25171 | 0.25171 | 0.25171 | 0.25171 | 0.25171 | 0.25171 | 0.25171
F4_Commercial_Miscellaneous (WA)_Existing_Space Heating_Natural Gas_Boiler_E3 | F4 | Commercial | Miscellaneous (WA) | Existing | Space Heating | Natural Gas | Boiler | E3 | Utility - Cost of Equipment | 0.23498 | 0.23498 | 0.23498 | 0.23498 | 0.23498 | 0.23498 | 0.23498 | 0.23498 | 0.23498 | 0.23498 | 0.23498 | 0.23498 | 0.23498 | 0.23498 | 0.23498 | 0.23498 | 0.23498 | 0.23498 | 0.23498 | 0.23498 | 0.23498 | 0.23498 | 0.23498 | 0.23498 | 0.23498 | 0.23498 | 0.23498
F4_Commercial_Miscellaneous (WA)_Existing_Space Heating_Natural Gas_Boiler_E4 | F4 | Commercial | Miscellaneous (WA) | Existing | Space Heating | Natural Gas | Boiler | E4 | Utility - Cost of Equipment | 1.9379 | 1.9379 | 1.9379 | 1.9379 | 1.9379 | 1.9379 | 1.9379 | 1.9379 | 1.9379 | 1.9379 | 1.9379 | 1.9379 | 1.9379 | 1.9379 | 1.9379 | 1.9379 | 1.9379 | 1.9379 | 1.9379 | 1.9379 | 1.9379 | 1.9379 | 1.9379 | 1.9379 | 1.9379 | 1.9379 | 1.9379
F4_Commercial_Miscellaneous (WA)_Existing_Space Heating_Natural Gas_Boiler_E5 | F4 | Commercial | Miscellaneous (WA) | Existing | Space Heating | Natural Gas | Boiler | E5 | Utility - Cost of Equipment | 0 | 0 | 0 | 0 | 0 | 0 | 0 | 0 | 0 | 0 | 0 | 0 | 0 | 0 | 0 | 0 | 0 | 0 | 0 | 0 | 0 | 0 | 0 | 0 | 0 | 0 | 0
F4_Commercial_Miscellaneous (WA)_Existing_Space Heating_Natural Gas_Boiler_E6 | F4 | Commercial | Miscellaneous (WA) | Existing | Space Heating | Natural Gas | Boiler | E6 | Utility - Cost of Equipment | 0 | 0 | 0 | 0 | 0 | 0 | 0 | 0 | 0 | 0 | 0 | 0 | 0 | 0 | 0 | 0 | 0 | 0 | 0 | 0 | 0 | 0 | 0 | 0 | 0 | 0 | 0
F4_Commercial_Miscellaneous (WA)_Existing_Space Heating_Natural Gas_Boiler_E7 | F4 | Commercial | Miscellaneous (WA) | Existing | Space Heating | Natural Gas | Boiler | E7 | Utility - Cost of Equipment | 0 | 0 | 0 | 0 | 0 | 0 | 0 | 0 | 0 | 0 | 0 | 0 | 0 | 0 | 0 | 0 | 0 | 0 | 0 | 0 | 0 | 0 | 0 | 0 | 0 | 0 | 0
F4_Commercial_Miscellaneous (WA)_Existing_Space Heating_Natural Gas_Boiler_E8 | F4 | Commercial | Miscellaneous (WA) | Existing | Space Heating | Natural Gas | Boiler | E8 | Utility - Cost of Equipment | 0 | 0 | 0 | 0 | 0 | 0 | 0 | 0 | 0 | 0 | 0 | 0 | 0 | 0 | 0 | 0 | 0 | 0 | 0 | 0 | 0 | 0 | 0 | 0 | 0 | 0 | 0
F4_Commercial_Miscellaneous (WA)_Existing_Space Heating_Natural Gas_Boiler_E9 | F4 | Commercial | Miscellaneous (WA) | Existing | Space Heating | Natural Gas | Boiler | E9 | Utility - Cost of Equipment | 0 | 0 | 0 | 0 | 0 | 0 | 0 | 0 | 0 | 0 | 0 | 0 | 0 | 0 | 0 | 0 | 0 | 0 | 0 | 0 | 0 | 0 | 0 | 0 | 0 | 0 | 0
F4_Commercial_Miscellaneous (WA)_Existing_Space Heating_Natural Gas_Boiler_E10 | F4 | Commercial | Miscellaneous (WA) | Existing | Space Heating | Natural Gas | Boiler | E10 | Utility - Cost of Equipment | 0 | 0 | 0 | 0 | 0 | 0 | 0 | 0 | 0 | 0 | 0 | 0 | 0 | 0 | 0 | 0 | 0 | 0 | 0 | 0 | 0 | 0 | 0 | 0 | 0 | 0 | 0
F5_Commercial_Miscellaneous (WA)_Existing_Space Heating_Natural Gas_Boiler_E1 | F5 | Commercial | Miscellaneous (WA) | Existing | Space Heating | Natural Gas | Boiler | E1 | Utility - Cost of Operation | 0.55822 | 0.56796 | 0.58 | 0.59308 | 0.6073 | 0.62594 | 0.64495 | 0.66497 | 0.68422 | 0.70379 | 0.72167 | 0.73846 | 0.75661 | 0.77523 | 0.79285 | 0.81033 | 0.82693 | 0.84401 | 0.86173 | 0.87989 | 0.89841 | 0.91773 | 0.93946 | 0.95898 | 0.97871 | 0.99379 | 1.0074
F5_Commercial_Miscellaneous (WA)_Existing_Space Heating_Natural Gas_Boiler_E2 | F5 | Commercial | Miscellaneous (WA) | Existing | Space Heating | Natural Gas | Boiler | E2 | Utility - Cost of Operation | 0.52538 | 0.53455 | 0.54588 | 0.55819 | 0.57157 | 0.58912 | 0.60701 | 0.62585 | 0.64397 | 0.66239 | 0.67922 | 0.69501 | 0.7121 | 0.72962 | 0.74621 | 0.76266 | 0.77829 | 0.79436 | 0.81104 | 0.82813 | 0.84556 | 0.86374 | 0.88419 | 0.90257 | 0.92113 | 0.93532 | 0.94809
F5_Commercial_Miscellaneous (WA)_Existing_Space Heating_Natural Gas_Boiler_E3 | F5 | Commercial | Miscellaneous (WA) | Existing | Space Heating | Natural Gas | Boiler | E3 | Utility - Cost of Operation | 0.46039 | 0.46842 | 0.47835 | 0.48914 | 0.50086 | 0.51624 | 0.53192 | 0.54843 | 0.5643 | 0.58044 | 0.59519 | 0.60903 | 0.62401 | 0.63936 | 0.6539 | 0.66831 | 0.68201 | 0.69609 | 0.71071 | 0.72568 | 0.74096 | 0.75688 | 0.77481 | 0.79091 | 0.80718 | 0.81961 | 0.8308
F5_Commercial_Miscellaneous (WA)_Existing_Space Heating_Natural Gas_Boiler_E4 | F5 | Commercial | Miscellaneous (WA) | Existing | Space Heating | Natural Gas | Boiler | E4 | Utility - Cost of Operation | 0.28249 | 0.2866 | 0.29242 | 0.29906 | 0.3066 | 0.31756 | 0.32876 | 0.34064 | 0.35182 | 0.36315 | 0.37307 | 0.38204 | 0.39199 | 0.40232 | 0.41177 | 0.42102 | 0.42949 | 0.43823 | 0.44738 | 0.45678 | 0.46635 | 0.47652 | 0.48858 | 0.49895 | 0.50954 | 0.52035 | 0.5314
F5_Commercial_Miscellaneous (WA)_Existing_Space Heating_Natural Gas_Boiler_E5 | F5 | Commercial | Miscellaneous (WA) | Existing | Space Heating | Natural Gas | Boiler | E5 | Utility - Cost of Operation | 0 | 0 | 0 | 0 | 0 | 0 | 0 | 0 | 0 | 0 | 0 | 0 | 0 | 0 | 0 | 0 | 0 | 0 | 0 | 0 | 0 | 0 | 0 | 0 | 0 | 0 | 0
F5_Commercial_Miscellaneous (WA)_Existing_Space Heating_Natural Gas_Boiler_E6 | F5 | Commercial | Miscellaneous (WA) | Existing | Space Heating | Natural Gas | Boiler | E6 | Utility - Cost of Operation | 0 | 0 | 0 | 0 | 0 | 0 | 0 | 0 | 0 | 0 | 0 | 0 | 0 | 0 | 0 | 0 | 0 | 0 | 0 | 0 | 0 | 0 | 0 | 0 | 0 | 0 | 0
F5_Commercial_Miscellaneous (WA)_Existing_Space Heating_Natural Gas_Boiler_E7 | F5 | Commercial | Miscellaneous (WA) | Existing | Space Heating | Natural Gas | Boiler | E7 | Utility - Cost of Operation | 0 | 0 | 0 | 0 | 0 | 0 | 0 | 0 | 0 | 0 | 0 | 0 | 0 | 0 | 0 | 0 | 0 | 0 | 0 | 0 | 0 | 0 | 0 | 0 | 0 | 0 | 0
F5_Commercial_Miscellaneous (WA)_Existing_Space Heating_Natural Gas_Boiler_E8 | F5 | Commercial | Miscellaneous (WA) | Existing | Space Heating | Natural Gas | Boiler | E8 | Utility - Cost of Operation | 0 | 0 | 0 | 0 | 0 | 0 | 0 | 0 | 0 | 0 | 0 | 0 | 0 | 0 | 0 | 0 | 0 | 0 | 0 | 0 | 0 | 0 | 0 | 0 | 0 | 0 | 0
F5_Commercial_Miscellaneous (WA)_Existing_Space Heating_Natural Gas_Boiler_E9 | F5 | Commercial | Miscellaneous (WA) | Existing | Space Heating | Natural Gas | Boiler | E9 | Utility - Cost of Operation | 0 | 0 | 0 | 0 | 0 | 0 | 0 | 0 | 0 | 0 | 0 | 0 | 0 | 0 | 0 | 0 | 0 | 0 | 0 | 0 | 0 | 0 | 0 | 0 | 0 | 0 | 0
F5_Commercial_Miscellaneous (WA)_Existing_Space Heating_Natural Gas_Boiler_E10 | F5 | Commercial | Miscellaneous (WA) | Existing | Space Heating | Natural Gas | Boiler | E10 | Utility - Cost of Operation | 0 | 0 | 0 | 0 | 0 | 0 | 0 | 0 | 0 | 0 | 0 | 0 | 0 | 0 | 0 | 0 | 0 | 0 | 0 | 0 | 0 | 0 | 0 | 0 | 0 | 0 | 0
F6_Commercial_Miscellaneous (WA)_Existing_Space Heating_Natural Gas_Boiler_E1 | F6 | Commercial | Miscellaneous (WA) | Existing | Space Heating | Natural Gas | Boiler | E1 | Utility - Value of Sales | 0.63284 | 0.64046 | 0.65053 | 0.66153 | 0.67351 | 0.69044 | 0.70738 | 0.7251 | 0.74143 | 0.75763 | 0.77556 | 0.79214 | 0.81008 | 0.82839 | 0.84543 | 0.86214 | 0.87769 | 0.89357 | 0.90994 | 0.92657 | 0.94333 | 0.96361 | 0.98643 | 1.0069 | 1.0276 | 1.0435 | 1.0577
F6_Commercial_Miscellaneous (WA)_Existing_Space Heating_Natural Gas_Boiler_E2 | F6 | Commercial | Miscellaneous (WA) | Existing | Space Heating | Natural Gas | Boiler | E2 | Utility - Value of Sales | 0.59561 | 0.60278 | 0.61226 | 0.62261 | 0.63389 | 0.64982 | 0.66577 | 0.68244 | 0.69781 | 0.71306 | 0.72993 | 0.74554 | 0.76242 | 0.77965 | 0.79569 | 0.81142 | 0.82606 | 0.841 | 0.85641 | 0.87206 | 0.88784 | 0.90692 | 0.9284 | 0.9477 | 0.96719 | 0.98209 | 0.99549
F6_Commercial_Miscellaneous (WA)_Existing_Space Heating_Natural Gas_Boiler_E3 | F6 | Commercial | Miscellaneous (WA) | Existing | Space Heating | Natural Gas | Boiler | E3 | Utility - Value of Sales | 0.52193 | 0.52821 | 0.53652 | 0.54559 | 0.55547 | 0.56943 | 0.58341 | 0.59802 | 0.61149 | 0.62485 | 0.63963 | 0.65331 | 0.6681 | 0.6832 | 0.69726 | 0.71104 | 0.72387 | 0.73697 | 0.75047 | 0.76418 | 0.778 | 0.79473 | 0.81355 | 0.83046 | 0.84754 | 0.8606 | 0.87234
F6_Commercial_Miscellaneous (WA)_Existing_Space Heating_Natural Gas_Boiler_E4 | F6 | Commercial | Miscellaneous (WA) | Existing | Space Heating | Natural Gas | Boiler | E4 | Utility - Value of Sales | 0.32974 | 0.33248 | 0.33704 | 0.34231 | 0.34835 | 0.35818 | 0.36794 | 0.37814 | 0.38709 | 0.39578 | 0.40563 | 0.41423 | 0.42381 | 0.43368 | 0.44246 | 0.45089 | 0.45831 | 0.46589 | 0.47375 | 0.48171 | 0.48967 | 0.50034 | 0.51301 | 0.52389 | 0.53501 | 0.54637 | 0.55797
F6_Commercial_Miscellaneous (WA)_Existing_Space Heating_Natural Gas_Boiler_E5 | F6 | Commercial | Miscellaneous (WA) | Existing | Space Heating | Natural Gas | Boiler | E5 | Utility - Value of Sales | 0 | 0 | 0 | 0 | 0 | 0 | 0 | 0 | 0 | 0 | 0 | 0 | 0 | 0 | 0 | 0 | 0 | 0 | 0 | 0 | 0 | 0 | 0 | 0 | 0 | 0 | 0
F6_Commercial_Miscellaneous (WA)_Existing_Space Heating_Natural Gas_Boiler_E6 | F6 | Commercial | Miscellaneous (WA) | Existing | Space Heating | Natural Gas | Boiler | E6 | Utility - Value of Sales | 0 | 0 | 0 | 0 | 0 | 0 | 0 | 0 | 0 | 0 | 0 | 0 | 0 | 0 | 0 | 0 | 0 | 0 | 0 | 0 | 0 | 0 | 0 | 0 | 0 | 0 | 0
F6_Commercial_Miscellaneous (WA)_Existing_Space Heating_Natural Gas_Boiler_E7 | F6 | Commercial | Miscellaneous (WA) | Existing | Space Heating | Natural Gas | Boiler | E7 | Utility - Value of Sales | 0 | 0 | 0 | 0 | 0 | 0 | 0 | 0 | 0 | 0 | 0 | 0 | 0 | 0 | 0 | 0 | 0 | 0 | 0 | 0 | 0 | 0 | 0 | 0 | 0 | 0 | 0
F6_Commercial_Miscellaneous (WA)_Existing_Space Heating_Natural Gas_Boiler_E8 | F6 | Commercial | Miscellaneous (WA) | Existing | Space Heating | Natural Gas | Boiler | E8 | Utility - Value of Sales | 0 | 0 | 0 | 0 | 0 | 0 | 0 | 0 | 0 | 0 | 0 | 0 | 0 | 0 | 0 | 0 | 0 | 0 | 0 | 0 | 0 | 0 | 0 | 0 | 0 | 0 | 0
F6_Commercial_Miscellaneous (WA)_Existing_Space Heating_Natural Gas_Boiler_E9 | F6 | Commercial | Miscellaneous (WA) | Existing | Space Heating | Natural Gas | Boiler | E9 | Utility - Value of Sales | 0 | 0 | 0 | 0 | 0 | 0 | 0 | 0 | 0 | 0 | 0 | 0 | 0 | 0 | 0 | 0 | 0 | 0 | 0 | 0 | 0 | 0 | 0 | 0 | 0 | 0 | 0
F6_Commercial_Miscellaneous (WA)_Existing_Space Heating_Natural Gas_Boiler_E10 | F6 | Commercial | Miscellaneous (WA) | Existing | Space Heating | Natural Gas | Boiler | E10 | Utility - Value of Sales | 0 | 0 | 0 | 0 | 0 | 0 | 0 | 0 | 0 | 0 | 0 | 0 | 0 | 0 | 0 | 0 | 0 | 0 | 0 | 0 | 0 | 0 | 0 | 0 | 0 | 0 | 0
F1_Commercial_Miscellaneous (WA)_Existing_Space Heating_Natural Gas_Unit Heater_E1 | F1 | Commercial | Miscellaneous (WA) | Existing | Space Heating | Natural Gas | Unit Heater | E1 | RVT - Cost of Equipment | 4.9513e-05 | 4.9513e-05 | 4.9513e-05 | 4.9513e-05 | 4.9513e-05 | 4.9513e-05 | 4.9513e-05 | 4.9513e-05 | 4.9513e-05 | 4.9513e-05 | 4.9513e-05 | 4.9513e-05 | 4.9513e-05 | 4.9513e-05 | 4.9513e-05 | 4.9513e-05 | 4.9513e-05 | 4.9513e-05 | 4.9513e-05 | 4.9513e-05 | 4.9513e-05 | 4.9513e-05 | 4.9513e-05 | 4.9513e-05 | 4.9513e-05 | 4.9513e-05 | 4.9513e-05
F1_Commercial_Miscellaneous (WA)_Existing_Space Heating_Natural Gas_Unit Heater_E2 | F1 | Commercial | Miscellaneous (WA) | Existing | Space Heating | Natural Gas | Unit Heater | E2 | RVT - Cost of Equipment | 0.00010859 | 0.00010859 | 0.00010859 | 0.00010859 | 0.00010859 | 0.00010859 | 0.00010859 | 0.00010859 | 0.00010859 | 0.00010859 | 0.00010859 | 0.00010859 | 0.00010859 | 0.00010859 | 0.00010859 | 0.00010859 | 0.00010859 | 0.00010859 | 0.00010859 | 0.00010859 | 0.00010859 | 0.00010859 | 0.00010859 | 0.00010859 | 0.00010859 | 0.00010859 | 0.00010859
F1_Commercial_Miscellaneous (WA)_Existing_Space Heating_Natural Gas_Unit Heater_E3 | F1 | Commercial | Miscellaneous (WA) | Existing | Space Heating | Natural Gas | Unit Heater | E3 | RVT - Cost of Equipment | 6.8861e-05 | 6.8861e-05 | 6.8861e-05 | 6.8861e-05 | 6.8861e-05 | 6.8861e-05 | 6.8861e-05 | 6.8861e-05 | 6.8861e-05 | 6.8861e-05 | 6.8861e-05 | 6.8861e-05 | 6.8861e-05 | 6.8861e-05 | 6.8861e-05 | 6.8861e-05 | 6.8861e-05 | 6.8861e-05 | 6.8861e-05 | 6.8861e-05 | 6.8861e-05 | 6.8861e-05 | 6.8861e-05 | 6.8861e-05 | 6.8861e-05 | 6.8861e-05 | 6.8861e-05
F1_Commercial_Miscellaneous (WA)_Existing_Space Heating_Natural Gas_Unit Heater_E4 | F1 | Commercial | Miscellaneous (WA) | Existing | Space Heating | Natural Gas | Unit Heater | E4 | RVT - Cost of Equipment | 0 | 0 | 0 | 0 | 0 | 0 | 0 | 0 | 0 | 0 | 0 | 0 | 0 | 0 | 0 | 0 | 0 | 0 | 0 | 0 | 0 | 0 | 0 | 0 | 0 | 0 | 0
F1_Commercial_Miscellaneous (WA)_Existing_Space Heating_Natural Gas_Unit Heater_E5 | F1 | Commercial | Miscellaneous (WA) | Existing | Space Heating | Natural Gas | Unit Heater | E5 | RVT - Cost of Equipment | 0 | 0 | 0 | 0 | 0 | 0 | 0 | 0 | 0 | 0 | 0 | 0 | 0 | 0 | 0 | 0 | 0 | 0 | 0 | 0 | 0 | 0 | 0 | 0 | 0 | 0 | 0
F1_Commercial_Miscellaneous (WA)_Existing_Space Heating_Natural Gas_Unit Heater_E6 | F1 | Commercial | Miscellaneous (WA) | Existing | Space Heating | Natural Gas | Unit Heater | E6 | RVT - Cost of Equipment | 0 | 0 | 0 | 0 | 0 | 0 | 0 | 0 | 0 | 0 | 0 | 0 | 0 | 0 | 0 | 0 | 0 | 0 | 0 | 0 | 0 | 0 | 0 | 0 | 0 | 0 | 0
F1_Commercial_Miscellaneous (WA)_Existing_Space Heating_Natural Gas_Unit Heater_E7 | F1 | Commercial | Miscellaneous (WA) | Existing | Space Heating | Natural Gas | Unit Heater | E7 | RVT - Cost of Equipment | 0 | 0 | 0 | 0 | 0 | 0 | 0 | 0 | 0 | 0 | 0 | 0 | 0 | 0 | 0 | 0 | 0 | 0 | 0 | 0 | 0 | 0 | 0 | 0 | 0 | 0 | 0
F1_Commercial_Miscellaneous (WA)_Existing_Space Heating_Natural Gas_Unit Heater_E8 | F1 | Commercial | Miscellaneous (WA) | Existing | Space Heating | Natural Gas | Unit Heater | E8 | RVT - Cost of Equipment | 0 | 0 | 0 | 0 | 0 | 0 | 0 | 0 | 0 | 0 | 0 | 0 | 0 | 0 | 0 | 0 | 0 | 0 | 0 | 0 | 0 | 0 | 0 | 0 | 0 | 0 | 0
F1_Commercial_Miscellaneous (WA)_Existing_Space Heating_Natural Gas_Unit Heater_E9 | F1 | Commercial | Miscellaneous (WA) | Existing | Space Heating | Natural Gas | Unit Heater | E9 | RVT - Cost of Equipment | 0 | 0 | 0 | 0 | 0 | 0 | 0 | 0 | 0 | 0 | 0 | 0 | 0 | 0 | 0 | 0 | 0 | 0 | 0 | 0 | 0 | 0 | 0 | 0 | 0 | 0 | 0
F1_Commercial_Miscellaneous (WA)_Existing_Space Heating_Natural Gas_Unit Heater_E10 | F1 | Commercial | Miscellaneous (WA) | Existing | Space Heating | Natural Gas | Unit Heater | E10 | RVT - Cost of Equipment | 0 | 0 | 0 | 0 | 0 | 0 | 0 | 0 | 0 | 0 | 0 | 0 | 0 | 0 | 0 | 0 | 0 | 0 | 0 | 0 | 0 | 0 | 0 | 0 | 0 | 0 | 0
F2_Commercial_Miscellaneous (WA)_Existing_Space Heating_Natural Gas_Unit Heater_E1 | F2 | Commercial | Miscellaneous (WA) | Existing | Space Heating | Natural Gas | Unit Heater | E1 | RVT - Cost of Operation | 0.098312 | 0.099347 | 0.10083 | 0.10246 | 0.10426 | 0.10698 | 0.10967 | 0.1125 | 0.11507 | 0.11761 | 0.12046 | 0.12303 | 0.12586 | 0.12875 | 0.13138 | 0.13393 | 0.13624 | 0.13861 | 0.14105 | 0.14353 | 0.14602 | 0.14919 | 0.15285 | 0.1561 | 0.15941 | 0.1628 | 0.16625
F2_Commercial_Miscellaneous (WA)_Existing_Space Heating_Natural Gas_Unit Heater_E2 | F2 | Commercial | Miscellaneous (WA) | Existing | Space Heating | Natural Gas | Unit Heater | E2 | RVT - Cost of Operation | 0.087441 | 0.088361 | 0.089679 | 0.091132 | 0.092733 | 0.095152 | 0.097547 | 0.10006 | 0.10235 | 0.1046 | 0.10714 | 0.10943 | 0.11195 | 0.11451 | 0.11685 | 0.11912 | 0.12118 | 0.12328 | 0.12545 | 0.12766 | 0.12987 | 0.13269 | 0.13595 | 0.13884 | 0.14179 | 0.14479 | 0.14787
F2_Commercial_Miscellaneous (WA)_Existing_Space Heating_Natural Gas_Unit Heater_E3 | F2 | Commercial | Miscellaneous (WA) | Existing | Space Heating | Natural Gas | Unit Heater | E3 | RVT - Cost of Operation | 0.083546 | 0.084241 | 0.085396 | 0.086731 | 0.088262 | 0.090753 | 0.093225 | 0.095811 | 0.098079 | 0.10028 | 0.10278 | 0.10496 | 0.10738 | 0.10988 | 0.11211 | 0.11424 | 0.11612 | 0.11804 | 0.12004 | 0.12205 | 0.12407 | 0.12677 | 0.12998 | 0.13274 | 0.13556 | 0.13844 | 0.14137
F2_Commercial_Miscellaneous (WA)_Existing_Space Heating_Natural Gas_Unit Heater_E4 | F2 | Commercial | Miscellaneous (WA) | Existing | Space Heating | Natural Gas | Unit Heater | E4 | RVT - Cost of Operation | 0 | 0 | 0 | 0 | 0 | 0 | 0 | 0 | 0 | 0 | 0 | 0 | 0 | 0 | 0 | 0 | 0 | 0 | 0 | 0 | 0 | 0 | 0 | 0 | 0 | 0 | 0
F2_Commercial_Miscellaneous (WA)_Existing_Space Heating_Natural Gas_Unit Heater_E5 | F2 | Commercial | Miscellaneous (WA) | Existing | Space Heating | Natural Gas | Unit Heater | E5 | RVT - Cost of Operation | 0 | 0 | 0 | 0 | 0 | 0 | 0 | 0 | 0 | 0 | 0 | 0 | 0 | 0 | 0 | 0 | 0 | 0 | 0 | 0 | 0 | 0 | 0 | 0 | 0 | 0 | 0
F2_Commercial_Miscellaneous (WA)_Existing_Space Heating_Natural Gas_Unit Heater_E6 | F2 | Commercial | Miscellaneous (WA) | Existing | Space Heating | Natural Gas | Unit Heater | E6 | RVT - Cost of Operation | 0 | 0 | 0 | 0 | 0 | 0 | 0 | 0 | 0 | 0 | 0 | 0 | 0 | 0 | 0 | 0 | 0 | 0 | 0 | 0 | 0 | 0 | 0 | 0 | 0 | 0 | 0
F2_Commercial_Miscellaneous (WA)_Existing_Space Heating_Natural Gas_Unit Heater_E7 | F2 | Commercial | Miscellaneous (WA) | Existing | Space Heating | Natural Gas | Unit Heater | E7 | RVT - Cost of Operation | 0 | 0 | 0 | 0 | 0 | 0 | 0 | 0 | 0 | 0 | 0 | 0 | 0 | 0 | 0 | 0 | 0 | 0 | 0 | 0 | 0 | 0 | 0 | 0 | 0 | 0 | 0
F2_Commercial_Miscellaneous (WA)_Existing_Space Heating_Natural Gas_Unit Heater_E8 | F2 | Commercial | Miscellaneous (WA) | Existing | Space Heating | Natural Gas | Unit Heater | E8 | RVT - Cost of Operation | 0 | 0 | 0 | 0 | 0 | 0 | 0 | 0 | 0 | 0 | 0 | 0 | 0 | 0 | 0 | 0 | 0 | 0 | 0 | 0 | 0 | 0 | 0 | 0 | 0 | 0 | 0
F2_Commercial_Miscellaneous (WA)_Existing_Space Heating_Natural Gas_Unit Heater_E9 | F2 | Commercial | Miscellaneous (WA) | Existing | Space Heating | Natural Gas | Unit Heater | E9 | RVT - Cost of Operation | 0 | 0 | 0 | 0 | 0 | 0 | 0 | 0 | 0 | 0 | 0 | 0 | 0 | 0 | 0 | 0 | 0 | 0 | 0 | 0 | 0 | 0 | 0 | 0 | 0 | 0 | 0
F2_Commercial_Miscellaneous (WA)_Existing_Space Heating_Natural Gas_Unit Heater_E10 | F2 | Commercial | Miscellaneous (WA) | Existing | Space Heating | Natural Gas | Unit Heater | E10 | RVT - Cost of Operation | 0 | 0 | 0 | 0 | 0 | 0 | 0 | 0 | 0 | 0 | 0 | 0 | 0 | 0 | 0 | 0 | 0 | 0 | 0 | 0 | 0 | 0 | 0 | 0 | 0 | 0 | 0
F3_Commercial_Miscellaneous (WA)_Existing_Space Heating_Natural Gas_Unit Heater_E1 | F3 | Commercial | Miscellaneous (WA) | Existing | Space Heating | Natural Gas | Unit Heater | E1 | System - kBTUs of Consumption | 20.7706 | 20.7315 | 20.7315 | 20.7315 | 20.7315 | 20.7315 | 20.7315 | 20.7315 | 20.7315 | 20.7315 | 20.7315 | 20.7315 | 20.7315 | 20.7315 | 20.7315 | 20.7315 | 20.7315 | 20.7315 | 20.7315 | 20.7315 | 20.7315 | 20.7315 | 20.7315 | 20.7315 | 20.7315 | 20.7315 | 20.7315
F3_Commercial_Miscellaneous (WA)_Existing_Space Heating_Natural Gas_Unit Heater_E2 | F3 | Commercial | Miscellaneous (WA) | Existing | Space Heating | Natural Gas | Unit Heater | E2 | System - kBTUs of Consumption | 18.4739 | 18.4391 | 18.4391 | 18.4391 | 18.4391 | 18.4391 | 18.4391 | 18.4391 | 18.4391 | 18.4391 | 18.4391 | 18.4391 | 18.4391 | 18.4391 | 18.4391 | 18.4391 | 18.4391 | 18.4391 | 18.4391 | 18.4391 | 18.4391 | 18.4391 | 18.4391 | 18.4391 | 18.4391 | 18.4391 | 18.4391
F3_Commercial_Miscellaneous (WA)_Existing_Space Heating_Natural Gas_Unit Heater_E3 | F3 | Commercial | Miscellaneous (WA) | Existing | Space Heating | Natural Gas | Unit Heater | E3 | System - kBTUs of Consumption | 18.3856 | 18.3394 | 18.3394 | 18.3394 | 18.3394 | 18.3394 | 18.3394 | 18.3394 | 18.3394 | 18.3394 | 18.3394 | 18.3394 | 18.3394 | 18.3394 | 18.3394 | 18.3394 | 18.3394 | 18.3394 | 18.3394 | 18.3394 | 18.3394 | 18.3394 | 18.3394 | 18.3394 | 18.3394 | 18.3394 | 18.3394
F3_Commercial_Miscellaneous (WA)_Existing_Space Heating_Natural Gas_Unit Heater_E4 | F3 | Commercial | Miscellaneous (WA) | Existing | Space Heating | Natural Gas | Unit Heater | E4 | System - kBTUs of Consumption | 0 | 0 | 0 | 0 | 0 | 0 | 0 | 0 | 0 | 0 | 0 | 0 | 0 | 0 | 0 | 0 | 0 | 0 | 0 | 0 | 0 | 0 | 0 | 0 | 0 | 0 | 0
F3_Commercial_Miscellaneous (WA)_Existing_Space Heating_Natural Gas_Unit Heater_E5 | F3 | Commercial | Miscellaneous (WA) | Existing | Space Heating | Natural Gas | Unit Heater | E5 | System - kBTUs of Consumption | 0 | 0 | 0 | 0 | 0 | 0 | 0 | 0 | 0 | 0 | 0 | 0 | 0 | 0 | 0 | 0 | 0 | 0 | 0 | 0 | 0 | 0 | 0 | 0 | 0 | 0 | 0
F3_Commercial_Miscellaneous (WA)_Existing_Space Heating_Natural Gas_Unit Heater_E6 | F3 | Commercial | Miscellaneous (WA) | Existing | Space Heating | Natural Gas | Unit Heater | E6 | System - kBTUs of Consumption | 0 | 0 | 0 | 0 | 0 | 0 | 0 | 0 | 0 | 0 | 0 | 0 | 0 | 0 | 0 | 0 | 0 | 0 | 0 | 0 | 0 | 0 | 0 | 0 | 0 | 0 | 0
F3_Commercial_Miscellaneous (WA)_Existing_Space Heating_Natural Gas_Unit Heater_E7 | F3 | Commercial | Miscellaneous (WA) | Existing | Space Heating | Natural Gas | Unit Heater | E7 | System - kBTUs of Consumption | 0 | 0 | 0 | 0 | 0 | 0 | 0 | 0 | 0 | 0 | 0 | 0 | 0 | 0 | 0 | 0 | 0 | 0 | 0 | 0 | 0 | 0 | 0 | 0 | 0 | 0 | 0
F3_Commercial_Miscellaneous (WA)_Existing_Space Heating_Natural Gas_Unit Heater_E8 | F3 | Commercial | Miscellaneous (WA) | Existing | Space Heating | Natural Gas | Unit Heater | E8 | System - kBTUs of Consumption | 0 | 0 | 0 | 0 | 0 | 0 | 0 | 0 | 0 | 0 | 0 | 0 | 0 | 0 | 0 | 0 | 0 | 0 | 0 | 0 | 0 | 0 | 0 | 0 | 0 | 0 | 0
F3_Commercial_Miscellaneous (WA)_Existing_Space Heating_Natural Gas_Unit Heater_E9 | F3 | Commercial | Miscellaneous (WA) | Existing | Space Heating | Natural Gas | Unit Heater | E9 | System - kBTUs of Consumption | 0 | 0 | 0 | 0 | 0 | 0 | 0 | 0 | 0 | 0 | 0 | 0 | 0 | 0 | 0 | 0 | 0 | 0 | 0 | 0 | 0 | 0 | 0 | 0 | 0 | 0 | 0
F3_Commercial_Miscellaneous (WA)_Existing_Space Heating_Natural Gas_Unit Heater_E10 | F3 | Commercial | Miscellaneous (WA) | Existing | Space Heating | Natural Gas | Unit Heater | E10 | System - kBTUs of Consumption | 0 | 0 | 0 | 0 | 0 | 0 | 0 | 0 | 0 | 0 | 0 | 0 | 0 | 0 | 0 | 0 | 0 | 0 | 0 | 0 | 0 | 0 | 0 | 0 | 0 | 0 | 0
F4_Commercial_Miscellaneous (WA)_Existing_Space Heating_Natural Gas_Unit Heater_E1 | F4 | Commercial | Miscellaneous (WA) | Existing | Space Heating | Natural Gas | Unit Heater | E1 | Utility - Cost of Equipment | 4.9513e-05 | 4.9513e-05 | 4.9513e-05 | 4.9513e-05 | 4.9513e-05 | 4.9513e-05 | 4.9513e-05 | 4.9513e-05 | 4.9513e-05 | 4.9513e-05 | 4.9513e-05 | 4.9513e-05 | 4.9513e-05 | 4.9513e-05 | 4.9513e-05 | 4.9513e-05 | 4.9513e-05 | 4.9513e-05 | 4.9513e-05 | 4.9513e-05 | 4.9513e-05 | 4.9513e-05 | 4.9513e-05 | 4.9513e-05 | 4.9513e-05 | 4.9513e-05 | 4.9513e-05
F4_Commercial_Miscellaneous (WA)_Existing_Space Heating_Natural Gas_Unit Heater_E2 | F4 | Commercial | Miscellaneous (WA) | Existing | Space Heating | Natural Gas | Unit Heater | E2 | Utility - Cost of Equipment | 0.00010859 | 0.00010859 | 0.00010859 | 0.00010859 | 0.00010859 | 0.00010859 | 0.00010859 | 0.00010859 | 0.00010859 | 0.00010859 | 0.00010859 | 0.00010859 | 0.00010859 | 0.00010859 | 0.00010859 | 0.00010859 | 0.00010859 | 0.00010859 | 0.00010859 | 0.00010859 | 0.00010859 | 0.00010859 | 0.00010859 | 0.00010859 | 0.00010859 | 0.00010859 | 0.00010859
F4_Commercial_Miscellaneous (WA)_Existing_Space Heating_Natural Gas_Unit Heater_E3 | F4 | Commercial | Miscellaneous (WA) | Existing | Space Heating | Natural Gas | Unit Heater | E3 | Utility - Cost of Equipment | 6.8861e-05 | 6.8861e-05 | 6.8861e-05 | 6.8861e-05 | 6.8861e-05 | 6.8861e-05 | 6.8861e-05 | 6.8861e-05 | 6.8861e-05 | 6.8861e-05 | 6.8861e-05 | 6.8861e-05 | 6.8861e-05 | 6.8861e-05 | 6.8861e-05 | 6.8861e-05 | 6.8861e-05 | 6.8861e-05 | 6.8861e-05 | 6.8861e-05 | 6.8861e-05 | 6.8861e-05 | 6.8861e-05 | 6.8861e-05 | 6.8861e-05 | 6.8861e-05 | 6.8861e-05
F4_Commercial_Miscellaneous (WA)_Existing_Space Heating_Natural Gas_Unit Heater_E4 | F4 | Commercial | Miscellaneous (WA) | Existing | Space Heating | Natural Gas | Unit Heater | E4 | Utility - Cost of Equipment | 0 | 0 | 0 | 0 | 0 | 0 | 0 | 0 | 0 | 0 | 0 | 0 | 0 | 0 | 0 | 0 | 0 | 0 | 0 | 0 | 0 | 0 | 0 | 0 | 0 | 0 | 0
F4_Commercial_Miscellaneous (WA)_Existing_Space Heating_Natural Gas_Unit Heater_E5 | F4 | Commercial | Miscellaneous (WA) | Existing | Space Heating | Natural Gas | Unit Heater | E5 | Utility - Cost of Equipment | 0 | 0 | 0 | 0 | 0 | 0 | 0 | 0 | 0 | 0 | 0 | 0 | 0 | 0 | 0 | 0 | 0 | 0 | 0 | 0 | 0 | 0 | 0 | 0 | 0 | 0 | 0
F4_Commercial_Miscellaneous (WA)_Existing_Space Heating_Natural Gas_Unit Heater_E6 | F4 | Commercial | Miscellaneous (WA) | Existing | Space Heating | Natural Gas | Unit Heater | E6 | Utility - Cost of Equipment | 0 | 0 | 0 | 0 | 0 | 0 | 0 | 0 | 0 | 0 | 0 | 0 | 0 | 0 | 0 | 0 | 0 | 0 | 0 | 0 | 0 | 0 | 0 | 0 | 0 | 0 | 0
F4_Commercial_Miscellaneous (WA)_Existing_Space Heating_Natural Gas_Unit Heater_E7 | F4 | Commercial | Miscellaneous (WA) | Existing | Space Heating | Natural Gas | Unit Heater | E7 | Utility - Cost of Equipment | 0 | 0 | 0 | 0 | 0 | 0 | 0 | 0 | 0 | 0 | 0 | 0 | 0 | 0 | 0 | 0 | 0 | 0 | 0 | 0 | 0 | 0 | 0 | 0 | 0 | 0 | 0
F4_Commercial_Miscellaneous (WA)_Existing_Space Heating_Natural Gas_Unit Heater_E8 | F4 | Commercial | Miscellaneous (WA) | Existing | Space Heating | Natural Gas | Unit Heater | E8 | Utility - Cost of Equipment | 0 | 0 | 0 | 0 | 0 | 0 | 0 | 0 | 0 | 0 | 0 | 0 | 0 | 0 | 0 | 0 | 0 | 0 | 0 | 0 | 0 | 0 | 0 | 0 | 0 | 0 | 0
F4_Commercial_Miscellaneous (WA)_Existing_Space Heating_Natural Gas_Unit Heater_E9 | F4 | Commercial | Miscellaneous (WA) | Existing | Space Heating | Natural Gas | Unit Heater | E9 | Utility - Cost of Equipment | 0 | 0 | 0 | 0 | 0 | 0 | 0 | 0 | 0 | 0 | 0 | 0 | 0 | 0 | 0 | 0 | 0 | 0 | 0 | 0 | 0 | 0 | 0 | 0 | 0 | 0 | 0
F4_Commercial_Miscellaneous (WA)_Existing_Space Heating_Natural Gas_Unit Heater_E10 | F4 | Commercial | Miscellaneous (WA) | Existing | Space Heating | Natural Gas | Unit Heater | E10 | Utility - Cost of Equipment | 0 | 0 | 0 | 0 | 0 | 0 | 0 | 0 | 0 | 0 | 0 | 0 | 0 | 0 | 0 | 0 | 0 | 0 | 0 | 0 | 0 | 0 | 0 | 0 | 0 | 0 | 0
F5_Commercial_Miscellaneous (WA)_Existing_Space Heating_Natural Gas_Unit Heater_E1 | F5 | Commercial | Miscellaneous (WA) | Existing | Space Heating | Natural Gas | Unit Heater | E1 | Utility - Cost of Operation | 0.085286 | 0.086688 | 0.088517 | 0.090533 | 0.092754 | 0.095813 | 0.098929 | 0.10223 | 0.10539 | 0.10859 | 0.11146 | 0.11411 | 0.11701 | 0.11998 | 0.12275 | 0.12549 | 0.12803 | 0.13066 | 0.1334 | 0.1362 | 0.13906 | 0.14208 | 0.14558 | 0.14867 | 0.15182 | 0.15504 | 0.15833
F5_Commercial_Miscellaneous (WA)_Existing_Space Heating_Natural Gas_Unit Heater_E2 | F5 | Commercial | Miscellaneous (WA) | Existing | Space Heating | Natural Gas | Unit Heater | E2 | Utility - Cost of Operation | 0.075855 | 0.077102 | 0.078729 | 0.080523 | 0.082497 | 0.085218 | 0.08799 | 0.090924 | 0.093732 | 0.096584 | 0.099137 | 0.10149 | 0.10407 | 0.10672 | 0.10918 | 0.11161 | 0.11388 | 0.11621 | 0.11865 | 0.12114 | 0.12369 | 0.12637 | 0.12948 | 0.13223 | 0.13503 | 0.1379 | 0.14083
F5_Commercial_Miscellaneous (WA)_Existing_Space Heating_Natural Gas_Unit Heater_E3 | F5 | Commercial | Miscellaneous (WA) | Existing | Space Heating | Natural Gas | Unit Heater | E3 | Utility - Cost of Operation | 0.071575 | 0.072616 | 0.074091 | 0.075774 | 0.077684 | 0.080462 | 0.083298 | 0.086308 | 0.089141 | 0.092013 | 0.094527 | 0.096799 | 0.099321 | 0.10194 | 0.10433 | 0.10667 | 0.10882 | 0.11104 | 0.11335 | 0.11573 | 0.11816 | 0.12074 | 0.12379 | 0.12642 | 0.1291 | 0.13184 | 0.13464
F5_Commercial_Miscellaneous (WA)_Existing_Space Heating_Natural Gas_Unit Heater_E4 | F5 | Commercial | Miscellaneous (WA) | Existing | Space Heating | Natural Gas | Unit Heater | E4 | Utility - Cost of Operation | 0 | 0 | 0 | 0 | 0 | 0 | 0 | 0 | 0 | 0 | 0 | 0 | 0 | 0 | 0 | 0 | 0 | 0 | 0 | 0 | 0 | 0 | 0 | 0 | 0 | 0 | 0
F5_Commercial_Miscellaneous (WA)_Existing_Space Heating_Natural Gas_Unit Heater_E5 | F5 | Commercial | Miscellaneous (WA) | Existing | Space Heating | Natural Gas | Unit Heater | E5 | Utility - Cost of Operation | 0 | 0 | 0 | 0 | 0 | 0 | 0 | 0 | 0 | 0 | 0 | 0 | 0 | 0 | 0 | 0 | 0 | 0 | 0 | 0 | 0 | 0 | 0 | 0 | 0 | 0 | 0
F5_Commercial_Miscellaneous (WA)_Existing_Space Heating_Natural Gas_Unit Heater_E6 | F5 | Commercial | Miscellaneous (WA) | Existing | Space Heating | Natural Gas | Unit Heater | E6 | Utility - Cost of Operation | 0 | 0 | 0 | 0 | 0 | 0 | 0 | 0 | 0 | 0 | 0 | 0 | 0 | 0 | 0 | 0 | 0 | 0 | 0 | 0 | 0 | 0 | 0 | 0 | 0 | 0 | 0
F5_Commercial_Miscellaneous (WA)_Existing_Space Heating_Natural Gas_Unit Heater_E7 | F5 | Commercial | Miscellaneous (WA) | Existing | Space Heating | Natural Gas | Unit Heater | E7 | Utility - Cost of Operation | 0 | 0 | 0 | 0 | 0 | 0 | 0 | 0 | 0 | 0 | 0 | 0 | 0 | 0 | 0 | 0 | 0 | 0 | 0 | 0 | 0 | 0 | 0 | 0 | 0 | 0 | 0
F5_Commercial_Miscellaneous (WA)_Existing_Space Heating_Natural Gas_Unit Heater_E8 | F5 | Commercial | Miscellaneous (WA) | Existing | Space Heating | Natural Gas | Unit Heater | E8 | Utility - Cost of Operation | 0 | 0 | 0 | 0 | 0 | 0 | 0 | 0 | 0 | 0 | 0 | 0 | 0 | 0 | 0 | 0 | 0 | 0 | 0 | 0 | 0 | 0 | 0 | 0 | 0 | 0 | 0
F5_Commercial_Miscellaneous (WA)_Existing_Space Heating_Natural Gas_Unit Heater_E9 | F5 | Commercial | Miscellaneous (WA) | Existing | Space Heating | Natural Gas | Unit Heater | E9 | Utility - Cost of Operation | 0 | 0 | 0 | 0 | 0 | 0 | 0 | 0 | 0 | 0 | 0 | 0 | 0 | 0 | 0 | 0 | 0 | 0 | 0 | 0 | 0 | 0 | 0 | 0 | 0 | 0 | 0
F5_Commercial_Miscellaneous (WA)_Existing_Space Heating_Natural Gas_Unit Heater_E10 | F5 | Commercial | Miscellaneous (WA) | Existing | Space Heating | Natural Gas | Unit Heater | E10 | Utility - Cost of Operation | 0 | 0 | 0 | 0 | 0 | 0 | 0 | 0 | 0 | 0 | 0 | 0 | 0 | 0 | 0 | 0 | 0 | 0 | 0 | 0 | 0 | 0 | 0 | 0 | 0 | 0 | 0
F6_Commercial_Miscellaneous (WA)_Existing_Space Heating_Natural Gas_Unit Heater_E1 | F6 | Commercial | Miscellaneous (WA) | Existing | Space Heating | Natural Gas | Unit Heater | E1 | Utility - Value of Sales | 0.098312 | 0.099347 | 0.10083 | 0.10246 | 0.10426 | 0.10698 | 0.10967 | 0.1125 | 0.11507 | 0.11761 | 0.12046 | 0.12303 | 0.12586 | 0.12875 | 0.13138 | 0.13393 | 0.13624 | 0.13861 | 0.14105 | 0.14353 | 0.14602 | 0.14919 | 0.15285 | 0.1561 | 0.15941 | 0.1628 | 0.16625
F6_Commercial_Miscellaneous (WA)_Existing_Space Heating_Natural Gas_Unit Heater_E2 | F6 | Commercial | Miscellaneous (WA) | Existing | Space Heating | Natural Gas | Unit Heater | E2 | Utility - Value of Sales | 0.087441 | 0.088361 | 0.089679 | 0.091132 | 0.092733 | 0.095152 | 0.097547 | 0.10006 | 0.10235 | 0.1046 | 0.10714 | 0.10943 | 0.11195 | 0.11451 | 0.11685 | 0.11912 | 0.12118 | 0.12328 | 0.12545 | 0.12766 | 0.12987 | 0.13269 | 0.13595 | 0.13884 | 0.14179 | 0.14479 | 0.14787
F6_Commercial_Miscellaneous (WA)_Existing_Space Heating_Natural Gas_Unit Heater_E3 | F6 | Commercial | Miscellaneous (WA) | Existing | Space Heating | Natural Gas | Unit Heater | E3 | Utility - Value of Sales | 0.083546 | 0.084241 | 0.085396 | 0.086731 | 0.088262 | 0.090753 | 0.093225 | 0.095811 | 0.098079 | 0.10028 | 0.10278 | 0.10496 | 0.10738 | 0.10988 | 0.11211 | 0.11424 | 0.11612 | 0.11804 | 0.12004 | 0.12205 | 0.12407 | 0.12677 | 0.12998 | 0.13274 | 0.13556 | 0.13844 | 0.14137
F6_Commercial_Miscellaneous (WA)_Existing_Space Heating_Natural Gas_Unit Heater_E4 | F6 | Commercial | Miscellaneous (WA) | Existing | Space Heating | Natural Gas | Unit Heater | E4 | Utility - Value of Sales | 0 | 0 | 0 | 0 | 0 | 0 | 0 | 0 | 0 | 0 | 0 | 0 | 0 | 0 | 0 | 0 | 0 | 0 | 0 | 0 | 0 | 0 | 0 | 0 | 0 | 0 | 0
F6_Commercial_Miscellaneous (WA)_Existing_Space Heating_Natural Gas_Unit Heater_E5 | F6 | Commercial | Miscellaneous (WA) | Existing | Space Heating | Natural Gas | Unit Heater | E5 | Utility - Value of Sales | 0 | 0 | 0 | 0 | 0 | 0 | 0 | 0 | 0 | 0 | 0 | 0 | 0 | 0 | 0 | 0 | 0 | 0 | 0 | 0 | 0 | 0 | 0 | 0 | 0 | 0 | 0
F6_Commercial_Miscellaneous (WA)_Existing_Space Heating_Natural Gas_Unit Heater_E6 | F6 | Commercial | Miscellaneous (WA) | Existing | Space Heating | Natural Gas | Unit Heater | E6 | Utility - Value of Sales | 0 | 0 | 0 | 0 | 0 | 0 | 0 | 0 | 0 | 0 | 0 | 0 | 0 | 0 | 0 | 0 | 0 | 0 | 0 | 0 | 0 | 0 | 0 | 0 | 0 | 0 | 0
F6_Commercial_Miscellaneous (WA)_Existing_Space Heating_Natural Gas_Unit Heater_E7 | F6 | Commercial | Miscellaneous (WA) | Existing | Space Heating | Natural Gas | Unit Heater | E7 | Utility - Value of Sales | 0 | 0 | 0 | 0 | 0 | 0 | 0 | 0 | 0 | 0 | 0 | 0 | 0 | 0 | 0 | 0 | 0 | 0 | 0 | 0 | 0 | 0 | 0 | 0 | 0 | 0 | 0
F6_Commercial_Miscellaneous (WA)_Existing_Space Heating_Natural Gas_Unit Heater_E8 | F6 | Commercial | Miscellaneous (WA) | Existing | Space Heating | Natural Gas | Unit Heater | E8 | Utility - Value of Sales | 0 | 0 | 0 | 0 | 0 | 0 | 0 | 0 | 0 | 0 | 0 | 0 | 0 | 0 | 0 | 0 | 0 | 0 | 0 | 0 | 0 | 0 | 0 | 0 | 0 | 0 | 0
F6_Commercial_Miscellaneous (WA)_Existing_Space Heating_Natural Gas_Unit Heater_E9 | F6 | Commercial | Miscellaneous (WA) | Existing | Space Heating | Natural Gas | Unit Heater | E9 | Utility - Value of Sales | 0 | 0 | 0 | 0 | 0 | 0 | 0 | 0 | 0 | 0 | 0 | 0 | 0 | 0 | 0 | 0 | 0 | 0 | 0 | 0 | 0 | 0 | 0 | 0 | 0 | 0 | 0
F6_Commercial_Miscellaneous (WA)_Existing_Space Heating_Natural Gas_Unit Heater_E10 | F6 | Commercial | Miscellaneous (WA) | Existing | Space Heating | Natural Gas | Unit Heater | E10 | Utility - Value of Sales | 0 | 0 | 0 | 0 | 0 | 0 | 0 | 0 | 0 | 0 | 0 | 0 | 0 | 0 | 0 | 0 | 0 | 0 | 0 | 0 | 0 | 0 | 0 | 0 | 0 | 0 | 0
F1_Commercial_Miscellaneous (WA)_Existing_Water Heating_Natural Gas_Water Heater_E1 | F1 | Commercial | Miscellaneous (WA) | Existing | Water Heating | Natural Gas | Water Heater | E1 | RVT - Cost of Equipment | 0.02129 | 0.02129 | 0.02129 | 0.02129 | 0.02129 | 0.02129 | 0.02129 | 0.02129 | 0.02129 | 0.02129 | 0.02129 | 0.02129 | 0.02129 | 0.02129 | 0.02129 | 0.02129 | 0.02129 | 0.02129 | 0.02129 | 0.02129 | 0.02129 | 0.02129 | 0.02129 | 0.02129 | 0.02129 | 0.02129 | 0.02129
F1_Commercial_Miscellaneous (WA)_Existing_Water Heating_Natural Gas_Water Heater_E2 | F1 | Commercial | Miscellaneous (WA) | Existing | Water Heating | Natural Gas | Water Heater | E2 | RVT - Cost of Equipment | 0.025548 | 0.025548 | 0.025548 | 0.025548 | 0.025548 | 0.025548 | 0.025548 | 0.025548 | 0.025548 | 0.025548 | 0.025548 | 0.025548 | 0.025548 | 0.025548 | 0.025548 | 0.025548 | 0.025548 | 0.025548 | 0.025548 | 0.025548 | 0.025548 | 0.025548 | 0.025548 | 0.025548 | 0.025548 | 0.025548 | 0.025548
F1_Commercial_Miscellaneous (WA)_Existing_Water Heating_Natural Gas_Water Heater_E3 | F1 | Commercial | Miscellaneous (WA) | Existing | Water Heating | Natural Gas | Water Heater | E3 | RVT - Cost of Equipment | 0.031406 | 0.031406 | 0.031406 | 0.031406 | 0.031406 | 0.031406 | 0.031406 | 0.031406 | 0.031406 | 0.031406 | 0.031406 | 0.031406 | 0.031406 | 0.031406 | 0.031406 | 0.031406 | 0.031406 | 0.031406 | 0.031406 | 0.031406 | 0.031406 | 0.031406 | 0.031406 | 0.031406 | 0.031406 | 0.031406 | 0.031406
F1_Commercial_Miscellaneous (WA)_Existing_Water Heating_Natural Gas_Water Heater_E4 | F1 | Commercial | Miscellaneous (WA) | Existing | Water Heating | Natural Gas | Water Heater | E4 | RVT - Cost of Equipment | 0.031654 | 0.031654 | 0.031654 | 0.031654 | 0.031654 | 0.031654 | 0.031654 | 0.031654 | 0.031654 | 0.031654 | 0.031654 | 0.031654 | 0.031654 | 0.031654 | 0.031654 | 0.031654 | 0.031654 | 0.031654 | 0.031654 | 0.031654 | 0.031654 | 0.031654 | 0.031654 | 0.031654 | 0.031654 | 0.031654 | 0.031654
F1_Commercial_Miscellaneous (WA)_Existing_Water Heating_Natural Gas_Water Heater_E5 | F1 | Commercial | Miscellaneous (WA) | Existing | Water Heating | Natural Gas | Water Heater | E5 | RVT - Cost of Equipment | 0.068329 | 0.068329 | 0.068329 | 0.068329 | 0.068329 | 0.068329 | 0.068329 | 0.068329 | 0.068329 | 0.068329 | 0.068329 | 0.068329 | 0.068329 | 0.068329 | 0.068329 | 0.068329 | 0.068329 | 0.068329 | 0.068329 | 0.068329 | 0.068329 | 0.068329 | 0.068329 | 0.068329 | 0.068329 | 0.068329 | 0.068329
F1_Commercial_Miscellaneous (WA)_Existing_Water Heating_Natural Gas_Water Heater_E6 | F1 | Commercial | Miscellaneous (WA) | Existing | Water Heating | Natural Gas | Water Heater | E6 | RVT - Cost of Equipment | 0 | 0 | 0 | 0 | 0 | 0 | 0 | 0 | 0 | 0 | 0 | 0 | 0 | 0 | 0 | 0 | 0 | 0 | 0 | 0 | 0 | 0 | 0 | 0 | 0 | 0 | 0
F1_Commercial_Miscellaneous (WA)_Existing_Water Heating_Natural Gas_Water Heater_E7 | F1 | Commercial | Miscellaneous (WA) | Existing | Water Heating | Natural Gas | Water Heater | E7 | RVT - Cost of Equipment | 0 | 0 | 0 | 0 | 0 | 0 | 0 | 0 | 0 | 0 | 0 | 0 | 0 | 0 | 0 | 0 | 0 | 0 | 0 | 0 | 0 | 0 | 0 | 0 | 0 | 0 | 0
F1_Commercial_Miscellaneous (WA)_Existing_Water Heating_Natural Gas_Water Heater_E8 | F1 | Commercial | Miscellaneous (WA) | Existing | Water Heating | Natural Gas | Water Heater | E8 | RVT - Cost of Equipment | 0 | 0 | 0 | 0 | 0 | 0 | 0 | 0 | 0 | 0 | 0 | 0 | 0 | 0 | 0 | 0 | 0 | 0 | 0 | 0 | 0 | 0 | 0 | 0 | 0 | 0 | 0
F1_Commercial_Miscellaneous (WA)_Existing_Water Heating_Natural Gas_Water Heater_E9 | F1 | Commercial | Miscellaneous (WA) | Existing | Water Heating | Natural Gas | Water Heater | E9 | RVT - Cost of Equipment | 0 | 0 | 0 | 0 | 0 | 0 | 0 | 0 | 0 | 0 | 0 | 0 | 0 | 0 | 0 | 0 | 0 | 0 | 0 | 0 | 0 | 0 | 0 | 0 | 0 | 0 | 0
F1_Commercial_Miscellaneous (WA)_Existing_Water Heating_Natural Gas_Water Heater_E10 | F1 | Commercial | Miscellaneous (WA) | Existing | Water Heating | Natural Gas | Water Heater | E10 | RVT - Cost of Equipment | 0 | 0 | 0 | 0 | 0 | 0 | 0 | 0 | 0 | 0 | 0 | 0 | 0 | 0 | 0 | 0 | 0 | 0 | 0 | 0 | 0 | 0 | 0 | 0 | 0 | 0 | 0
F2_Commercial_Miscellaneous (WA)_Existing_Water Heating_Natural Gas_Water Heater_E1 | F2 | Commercial | Miscellaneous (WA) | Existing | Water Heating | Natural Gas | Water Heater | E1 | RVT - Cost of Operation | 0.13247 | 0.13513 | 0.13813 | 0.14149 | 0.14524 | 0.14978 | 0.15428 | 0.15854 | 0.1624 | 0.16615 | 0.17005 | 0.17362 | 0.17743 | 0.18112 | 0.18437 | 0.18735 | 0.18996 | 0.19248 | 0.19513 | 0.19765 | 0.20019 | 0.20373 | 0.2073 | 0.21099 | 0.21474 | 0.21855 | 0.22243
F2_Commercial_Miscellaneous (WA)_Existing_Water Heating_Natural Gas_Water Heater_E2 | F2 | Commercial | Miscellaneous (WA) | Existing | Water Heating | Natural Gas | Water Heater | E2 | RVT - Cost of Operation | 0.11775 | 0.12012 | 0.12278 | 0.12577 | 0.12911 | 0.13314 | 0.13714 | 0.14092 | 0.14435 | 0.14769 | 0.15115 | 0.15432 | 0.15771 | 0.161 | 0.16388 | 0.16654 | 0.16885 | 0.17109 | 0.17345 | 0.17569 | 0.17795 | 0.18109 | 0.18427 | 0.18754 | 0.19088 | 0.19427 | 0.19772
F2_Commercial_Miscellaneous (WA)_Existing_Water Heating_Natural Gas_Water Heater_E3 | F2 | Commercial | Miscellaneous (WA) | Existing | Water Heating | Natural Gas | Water Heater | E3 | RVT - Cost of Operation | 0.11274 | 0.115 | 0.11756 | 0.12042 | 0.12361 | 0.12747 | 0.1313 | 0.13493 | 0.13821 | 0.14141 | 0.14472 | 0.14776 | 0.151 | 0.15414 | 0.15691 | 0.15945 | 0.16167 | 0.16381 | 0.16607 | 0.16822 | 0.17038 | 0.17338 | 0.17643 | 0.17956 | 0.18275 | 0.186 | 0.18931
F2_Commercial_Miscellaneous (WA)_Existing_Water Heating_Natural Gas_Water Heater_E4 | F2 | Commercial | Miscellaneous (WA) | Existing | Water Heating | Natural Gas | Water Heater | E4 | RVT - Cost of Operation | 0.11819 | 0.12057 | 0.12316 | 0.12599 | 0.12905 | 0.13267 | 0.13624 | 0.13966 | 0.14282 | 0.14593 | 0.14917 | 0.15222 | 0.15545 | 0.15861 | 0.16145 | 0.1641 | 0.16649 | 0.16883 | 0.17127 | 0.17362 | 0.17599 | 0.1791 | 0.18226 | 0.18549 | 0.18879 | 0.19214 | 0.19556
F2_Commercial_Miscellaneous (WA)_Existing_Water Heating_Natural Gas_Water Heater_E5 | F2 | Commercial | Miscellaneous (WA) | Existing | Water Heating | Natural Gas | Water Heater | E5 | RVT - Cost of Operation | 0.069497 | 0.070862 | 0.072445 | 0.074277 | 0.07637 | 0.078922 | 0.081452 | 0.08383 | 0.085965 | 0.08803 | 0.090157 | 0.092078 | 0.094137 | 0.096124 | 0.097849 | 0.099419 | 0.10077 | 0.10206 | 0.10343 | 0.10471 | 0.10601 | 0.10788 | 0.10977 | 0.11172 | 0.11371 | 0.11573 | 0.11778
F2_Commercial_Miscellaneous (WA)_Existing_Water Heating_Natural Gas_Water Heater_E6 | F2 | Commercial | Miscellaneous (WA) | Existing | Water Heating | Natural Gas | Water Heater | E6 | RVT - Cost of Operation | 0 | 0 | 0 | 0 | 0 | 0 | 0 | 0 | 0 | 0 | 0 | 0 | 0 | 0 | 0 | 0 | 0 | 0 | 0 | 0 | 0 | 0 | 0 | 0 | 0 | 0 | 0
F2_Commercial_Miscellaneous (WA)_Existing_Water Heating_Natural Gas_Water Heater_E7 | F2 | Commercial | Miscellaneous (WA) | Existing | Water Heating | Natural Gas | Water Heater | E7 | RVT - Cost of Operation | 0 | 0 | 0 | 0 | 0 | 0 | 0 | 0 | 0 | 0 | 0 | 0 | 0 | 0 | 0 | 0 | 0 | 0 | 0 | 0 | 0 | 0 | 0 | 0 | 0 | 0 | 0
F2_Commercial_Miscellaneous (WA)_Existing_Water Heating_Natural Gas_Water Heater_E8 | F2 | Commercial | Miscellaneous (WA) | Existing | Water Heating | Natural Gas | Water Heater | E8 | RVT - Cost of Operation | 0 | 0 | 0 | 0 | 0 | 0 | 0 | 0 | 0 | 0 | 0 | 0 | 0 | 0 | 0 | 0 | 0 | 0 | 0 | 0 | 0 | 0 | 0 | 0 | 0 | 0 | 0
F2_Commercial_Miscellaneous (WA)_Existing_Water Heating_Natural Gas_Water Heater_E9 | F2 | Commercial | Miscellaneous (WA) | Existing | Water Heating | Natural Gas | Water Heater | E9 | RVT - Cost of Operation | 0 | 0 | 0 | 0 | 0 | 0 | 0 | 0 | 0 | 0 | 0 | 0 | 0 | 0 | 0 | 0 | 0 | 0 | 0 | 0 | 0 | 0 | 0 | 0 | 0 | 0 | 0
F2_Commercial_Miscellaneous (WA)_Existing_Water Heating_Natural Gas_Water Heater_E10 | F2 | Commercial | Miscellaneous (WA) | Existing | Water Heating | Natural Gas | Water Heater | E10 | RVT - Cost of Operation | 0 | 0 | 0 | 0 | 0 | 0 | 0 | 0 | 0 | 0 | 0 | 0 | 0 | 0 | 0 | 0 | 0 | 0 | 0 | 0 | 0 | 0 | 0 | 0 | 0 | 0 | 0
F3_Commercial_Miscellaneous (WA)_Existing_Water Heating_Natural Gas_Water Heater_E1 | F3 | Commercial | Miscellaneous (WA) | Existing | Water Heating | Natural Gas | Water Heater | E1 | System - kBTUs of Consumption | 30.6483 | 30.6483 | 30.6483 | 30.6483 | 30.6483 | 30.6483 | 30.6483 | 30.6483 | 30.6483 | 30.6483 | 30.6483 | 30.6483 | 30.6483 | 30.6483 | 30.6483 | 30.6483 | 30.6483 | 30.6483 | 30.6483 | 30.6483 | 30.6483 | 30.6483 | 30.6483 | 30.6483 | 30.6483 | 30.6483 | 30.6483
F3_Commercial_Miscellaneous (WA)_Existing_Water Heating_Natural Gas_Water Heater_E2 | F3 | Commercial | Miscellaneous (WA) | Existing | Water Heating | Natural Gas | Water Heater | E2 | System - kBTUs of Consumption | 27.2429 | 27.2429 | 27.2429 | 27.2429 | 27.2429 | 27.2429 | 27.2429 | 27.2429 | 27.2429 | 27.2429 | 27.2429 | 27.2429 | 27.2429 | 27.2429 | 27.2429 | 27.2429 | 27.2429 | 27.2429 | 27.2429 | 27.2429 | 27.2429 | 27.2429 | 27.2429 | 27.2429 | 27.2429 | 27.2429 | 27.2429
F3_Commercial_Miscellaneous (WA)_Existing_Water Heating_Natural Gas_Water Heater_E3 | F3 | Commercial | Miscellaneous (WA) | Existing | Water Heating | Natural Gas | Water Heater | E3 | System - kBTUs of Consumption | 26.0837 | 26.0837 | 26.0837 | 26.0837 | 26.0837 | 26.0837 | 26.0837 | 26.0837 | 26.0837 | 26.0837 | 26.0837 | 26.0837 | 26.0837 | 26.0837 | 26.0837 | 26.0837 | 26.0837 | 26.0837 | 26.0837 | 26.0837 | 26.0837 | 26.0837 | 26.0837 | 26.0837 | 26.0837 | 26.0837 | 26.0837
F3_Commercial_Miscellaneous (WA)_Existing_Water Heating_Natural Gas_Water Heater_E4 | F3 | Commercial | Miscellaneous (WA) | Existing | Water Heating | Natural Gas | Water Heater | E4 | System - kBTUs of Consumption | 26.0559 | 26.0559 | 26.0559 | 26.0559 | 26.0559 | 26.0559 | 26.0559 | 26.0559 | 26.0559 | 26.0559 | 26.0559 | 26.0559 | 26.0559 | 26.0559 | 26.0559 | 26.0559 | 26.0559 | 26.0559 | 26.0559 | 26.0559 | 26.0559 | 26.0559 | 26.0559 | 26.0559 | 26.0559 | 26.0559 | 26.0559
F3_Commercial_Miscellaneous (WA)_Existing_Water Heating_Natural Gas_Water Heater_E5 | F3 | Commercial | Miscellaneous (WA) | Existing | Water Heating | Natural Gas | Water Heater | E5 | System - kBTUs of Consumption | 16.3458 | 16.3458 | 16.3458 | 16.3458 | 16.3458 | 16.3458 | 16.3458 | 16.3458 | 16.3458 | 16.3458 | 16.3458 | 16.3458 | 16.3458 | 16.3458 | 16.3458 | 16.3458 | 16.3458 | 16.3458 | 16.3458 | 16.3458 | 16.3458 | 16.3458 | 16.3458 | 16.3458 | 16.3458 | 16.3458 | 16.3458
F3_Commercial_Miscellaneous (WA)_Existing_Water Heating_Natural Gas_Water Heater_E6 | F3 | Commercial | Miscellaneous (WA) | Existing | Water Heating | Natural Gas | Water Heater | E6 | System - kBTUs of Consumption | 0 | 0 | 0 | 0 | 0 | 0 | 0 | 0 | 0 | 0 | 0 | 0 | 0 | 0 | 0 | 0 | 0 | 0 | 0 | 0 | 0 | 0 | 0 | 0 | 0 | 0 | 0
F3_Commercial_Miscellaneous (WA)_Existing_Water Heating_Natural Gas_Water Heater_E7 | F3 | Commercial | Miscellaneous (WA) | Existing | Water Heating | Natural Gas | Water Heater | E7 | System - kBTUs of Consumption | 0 | 0 | 0 | 0 | 0 | 0 | 0 | 0 | 0 | 0 | 0 | 0 | 0 | 0 | 0 | 0 | 0 | 0 | 0 | 0 | 0 | 0 | 0 | 0 | 0 | 0 | 0
F3_Commercial_Miscellaneous (WA)_Existing_Water Heating_Natural Gas_Water Heater_E8 | F3 | Commercial | Miscellaneous (WA) | Existing | Water Heating | Natural Gas | Water Heater | E8 | System - kBTUs of Consumption | 0 | 0 | 0 | 0 | 0 | 0 | 0 | 0 | 0 | 0 | 0 | 0 | 0 | 0 | 0 | 0 | 0 | 0 | 0 | 0 | 0 | 0 | 0 | 0 | 0 | 0 | 0
F3_Commercial_Miscellaneous (WA)_Existing_Water Heating_Natural Gas_Water Heater_E9 | F3 | Commercial | Miscellaneous (WA) | Existing | Water Heating | Natural Gas | Water Heater | E9 | System - kBTUs of Consumption | 0 | 0 | 0 | 0 | 0 | 0 | 0 | 0 | 0 | 0 | 0 | 0 | 0 | 0 | 0 | 0 | 0 | 0 | 0 | 0 | 0 | 0 | 0 | 0 | 0 | 0 | 0
F3_Commercial_Miscellaneous (WA)_Existing_Water Heating_Natural Gas_Water Heater_E10 | F3 | Commercial | Miscellaneous (WA) | Existing | Water Heating | Natural Gas | Water Heater | E10 | System - kBTUs of Consumption | 0 | 0 | 0 | 0 | 0 | 0 | 0 | 0 | 0 | 0 | 0 | 0 | 0 | 0 | 0 | 0 | 0 | 0 | 0 | 0 | 0 | 0 | 0 | 0 | 0 | 0 | 0
F4_Commercial_Miscellaneous (WA)_Existing_Water Heating_Natural Gas_Water Heater_E1 | F4 | Commercial | Miscellaneous (WA) | Existing | Water Heating | Natural Gas | Water Heater | E1 | Utility - Cost of Equipment | 0.02129 | 0.02129 | 0.02129 | 0.02129 | 0.02129 | 0.02129 | 0.02129 | 0.02129 | 0.02129 | 0.02129 | 0.02129 | 0.02129 | 0.02129 | 0.02129 | 0.02129 | 0.02129 | 0.02129 | 0.02129 | 0.02129 | 0.02129 | 0.02129 | 0.02129 | 0.02129 | 0.02129 | 0.02129 | 0.02129 | 0.02129
F4_Commercial_Miscellaneous (WA)_Existing_Water Heating_Natural Gas_Water Heater_E2 | F4 | Commercial | Miscellaneous (WA) | Existing | Water Heating | Natural Gas | Water Heater | E2 | Utility - Cost of Equipment | 0.025548 | 0.025548 | 0.025548 | 0.025548 | 0.025548 | 0.025548 | 0.025548 | 0.025548 | 0.025548 | 0.025548 | 0.025548 | 0.025548 | 0.025548 | 0.025548 | 0.025548 | 0.025548 | 0.025548 | 0.025548 | 0.025548 | 0.025548 | 0.025548 | 0.025548 | 0.025548 | 0.025548 | 0.025548 | 0.025548 | 0.025548
F4_Commercial_Miscellaneous (WA)_Existing_Water Heating_Natural Gas_Water Heater_E3 | F4 | Commercial | Miscellaneous (WA) | Existing | Water Heating | Natural Gas | Water Heater | E3 | Utility - Cost of Equipment | 0.031406 | 0.031406 | 0.031406 | 0.031406 | 0.031406 | 0.031406 | 0.031406 | 0.031406 | 0.031406 | 0.031406 | 0.031406 | 0.031406 | 0.031406 | 0.031406 | 0.031406 | 0.031406 | 0.031406 | 0.031406 | 0.031406 | 0.031406 | 0.031406 | 0.031406 | 0.031406 | 0.031406 | 0.031406 | 0.031406 | 0.031406
F4_Commercial_Miscellaneous (WA)_Existing_Water Heating_Natural Gas_Water Heater_E4 | F4 | Commercial | Miscellaneous (WA) | Existing | Water Heating | Natural Gas | Water Heater | E4 | Utility - Cost of Equipment | 0.031654 | 0.031654 | 0.031654 | 0.031654 | 0.031654 | 0.031654 | 0.031654 | 0.031654 | 0.031654 | 0.031654 | 0.031654 | 0.031654 | 0.031654 | 0.031654 | 0.031654 | 0.031654 | 0.031654 | 0.031654 | 0.031654 | 0.031654 | 0.031654 | 0.031654 | 0.031654 | 0.031654 | 0.031654 | 0.031654 | 0.031654
F4_Commercial_Miscellaneous (WA)_Existing_Water Heating_Natural Gas_Water Heater_E5 | F4 | Commercial | Miscellaneous (WA) | Existing | Water Heating | Natural Gas | Water Heater | E5 | Utility - Cost of Equipment | 0.068329 | 0.068329 | 0.068329 | 0.068329 | 0.068329 | 0.068329 | 0.068329 | 0.068329 | 0.068329 | 0.068329 | 0.068329 | 0.068329 | 0.068329 | 0.068329 | 0.068329 | 0.068329 | 0.068329 | 0.068329 | 0.068329 | 0.068329 | 0.068329 | 0.068329 | 0.068329 | 0.068329 | 0.068329 | 0.068329 | 0.068329
F4_Commercial_Miscellaneous (WA)_Existing_Water Heating_Natural Gas_Water Heater_E6 | F4 | Commercial | Miscellaneous (WA) | Existing | Water Heating | Natural Gas | Water Heater | E6 | Utility - Cost of Equipment | 0 | 0 | 0 | 0 | 0 | 0 | 0 | 0 | 0 | 0 | 0 | 0 | 0 | 0 | 0 | 0 | 0 | 0 | 0 | 0 | 0 | 0 | 0 | 0 | 0 | 0 | 0
F4_Commercial_Miscellaneous (WA)_Existing_Water Heating_Natural Gas_Water Heater_E7 | F4 | Commercial | Miscellaneous (WA) | Existing | Water Heating | Natural Gas | Water Heater | E7 | Utility - Cost of Equipment | 0 | 0 | 0 | 0 | 0 | 0 | 0 | 0 | 0 | 0 | 0 | 0 | 0 | 0 | 0 | 0 | 0 | 0 | 0 | 0 | 0 | 0 | 0 | 0 | 0 | 0 | 0
F4_Commercial_Miscellaneous (WA)_Existing_Water Heating_Natural Gas_Water Heater_E8 | F4 | Commercial | Miscellaneous (WA) | Existing | Water Heating | Natural Gas | Water Heater | E8 | Utility - Cost of Equipment | 0 | 0 | 0 | 0 | 0 | 0 | 0 | 0 | 0 | 0 | 0 | 0 | 0 | 0 | 0 | 0 | 0 | 0 | 0 | 0 | 0 | 0 | 0 | 0 | 0 | 0 | 0
F4_Commercial_Miscellaneous (WA)_Existing_Water Heating_Natural Gas_Water Heater_E9 | F4 | Commercial | Miscellaneous (WA) | Existing | Water Heating | Natural Gas | Water Heater | E9 | Utility - Cost of Equipment | 0 | 0 | 0 | 0 | 0 | 0 | 0 | 0 | 0 | 0 | 0 | 0 | 0 | 0 | 0 | 0 | 0 | 0 | 0 | 0 | 0 | 0 | 0 | 0 | 0 | 0 | 0
F4_Commercial_Miscellaneous (WA)_Existing_Water Heating_Natural Gas_Water Heater_E10 | F4 | Commercial | Miscellaneous (WA) | Existing | Water Heating | Natural Gas | Water Heater | E10 | Utility - Cost of Equipment | 0 | 0 | 0 | 0 | 0 | 0 | 0 | 0 | 0 | 0 | 0 | 0 | 0 | 0 | 0 | 0 | 0 | 0 | 0 | 0 | 0 | 0 | 0 | 0 | 0 | 0 | 0
F5_Commercial_Miscellaneous (WA)_Existing_Water Heating_Natural Gas_Water Heater_E1 | F5 | Commercial | Miscellaneous (WA) | Existing | Water Heating | Natural Gas | Water Heater | E1 | Utility - Cost of Operation | 0.11363 | 0.11662 | 0.11997 | 0.12372 | 0.1279 | 0.13284 | 0.13788 | 0.14284 | 0.14761 | 0.15244 | 0.15638 | 0.1601 | 0.16408 | 0.16799 | 0.17154 | 0.1749 | 0.17797 | 0.18101 | 0.18424 | 0.18741 | 0.19066 | 0.19403 | 0.19743 | 0.20094 | 0.20451 | 0.20814 | 0.21184
F5_Commercial_Miscellaneous (WA)_Existing_Water Heating_Natural Gas_Water Heater_E2 | F5 | Commercial | Miscellaneous (WA) | Existing | Water Heating | Natural Gas | Water Heater | E2 | Utility - Cost of Operation | 0.10101 | 0.10366 | 0.10664 | 0.10997 | 0.11369 | 0.11808 | 0.12256 | 0.12696 | 0.1312 | 0.13551 | 0.13901 | 0.14231 | 0.14585 | 0.14933 | 0.15248 | 0.15547 | 0.1582 | 0.1609 | 0.16377 | 0.16659 | 0.16947 | 0.17247 | 0.1755 | 0.17861 | 0.18179 | 0.18502 | 0.1883
F5_Commercial_Miscellaneous (WA)_Existing_Water Heating_Natural Gas_Water Heater_E3 | F5 | Commercial | Miscellaneous (WA) | Existing | Water Heating | Natural Gas | Water Heater | E3 | Utility - Cost of Operation | 0.096709 | 0.099249 | 0.1021 | 0.10529 | 0.10885 | 0.11306 | 0.11734 | 0.12156 | 0.12562 | 0.12974 | 0.13309 | 0.13626 | 0.13964 | 0.14297 | 0.14599 | 0.14885 | 0.15147 | 0.15406 | 0.1568 | 0.1595 | 0.16226 | 0.16513 | 0.16803 | 0.17101 | 0.17405 | 0.17714 | 0.18029
F5_Commercial_Miscellaneous (WA)_Existing_Water Heating_Natural Gas_Water Heater_E4 | F5 | Commercial | Miscellaneous (WA) | Existing | Water Heating | Natural Gas | Water Heater | E4 | Utility - Cost of Operation | 0.10269 | 0.10534 | 0.10824 | 0.1114 | 0.11485 | 0.11885 | 0.1229 | 0.12691 | 0.13078 | 0.13472 | 0.138 | 0.14114 | 0.14447 | 0.14777 | 0.15081 | 0.15372 | 0.15642 | 0.15911 | 0.16194 | 0.16474 | 0.16761 | 0.17058 | 0.17358 | 0.17666 | 0.1798 | 0.18299 | 0.18624
F5_Commercial_Miscellaneous (WA)_Existing_Water Heating_Natural Gas_Water Heater_E5 | F5 | Commercial | Miscellaneous (WA) | Existing | Water Heating | Natural Gas | Water Heater | E5 | Utility - Cost of Operation | 0.059229 | 0.060786 | 0.062563 | 0.06459 | 0.066879 | 0.069619 | 0.072417 | 0.075167 | 0.077804 | 0.080479 | 0.082627 | 0.084642 | 0.086806 | 0.088928 | 0.090837 | 0.092634 | 0.094256 | 0.095862 | 0.097571 | 0.099243 | 0.10096 | 0.10274 | 0.10454 | 0.1064 | 0.10829 | 0.11022 | 0.11217
F5_Commercial_Miscellaneous (WA)_Existing_Water Heating_Natural Gas_Water Heater_E6 | F5 | Commercial | Miscellaneous (WA) | Existing | Water Heating | Natural Gas | Water Heater | E6 | Utility - Cost of Operation | 0 | 0 | 0 | 0 | 0 | 0 | 0 | 0 | 0 | 0 | 0 | 0 | 0 | 0 | 0 | 0 | 0 | 0 | 0 | 0 | 0 | 0 | 0 | 0 | 0 | 0 | 0
F5_Commercial_Miscellaneous (WA)_Existing_Water Heating_Natural Gas_Water Heater_E7 | F5 | Commercial | Miscellaneous (WA) | Existing | Water Heating | Natural Gas | Water Heater | E7 | Utility - Cost of Operation | 0 | 0 | 0 | 0 | 0 | 0 | 0 | 0 | 0 | 0 | 0 | 0 | 0 | 0 | 0 | 0 | 0 | 0 | 0 | 0 | 0 | 0 | 0 | 0 | 0 | 0 | 0
F5_Commercial_Miscellaneous (WA)_Existing_Water Heating_Natural Gas_Water Heater_E8 | F5 | Commercial | Miscellaneous (WA) | Existing | Water Heating | Natural Gas | Water Heater | E8 | Utility - Cost of Operation | 0 | 0 | 0 | 0 | 0 | 0 | 0 | 0 | 0 | 0 | 0 | 0 | 0 | 0 | 0 | 0 | 0 | 0 | 0 | 0 | 0 | 0 | 0 | 0 | 0 | 0 | 0
F5_Commercial_Miscellaneous (WA)_Existing_Water Heating_Natural Gas_Water Heater_E9 | F5 | Commercial | Miscellaneous (WA) | Existing | Water Heating | Natural Gas | Water Heater | E9 | Utility - Cost of Operation | 0 | 0 | 0 | 0 | 0 | 0 | 0 | 0 | 0 | 0 | 0 | 0 | 0 | 0 | 0 | 0 | 0 | 0 | 0 | 0 | 0 | 0 | 0 | 0 | 0 | 0 | 0
F5_Commercial_Miscellaneous (WA)_Existing_Water Heating_Natural Gas_Water Heater_E10 | F5 | Commercial | Miscellaneous (WA) | Existing | Water Heating | Natural Gas | Water Heater | E10 | Utility - Cost of Operation | 0 | 0 | 0 | 0 | 0 | 0 | 0 | 0 | 0 | 0 | 0 | 0 | 0 | 0 | 0 | 0 | 0 | 0 | 0 | 0 | 0 | 0 | 0 | 0 | 0 | 0 | 0
F6_Commercial_Miscellaneous (WA)_Existing_Water Heating_Natural Gas_Water Heater_E1 | F6 | Commercial | Miscellaneous (WA) | Existing | Water Heating | Natural Gas | Water Heater | E1 | Utility - Value of Sales | 0.13247 | 0.13513 | 0.13813 | 0.14149 | 0.14524 | 0.14978 | 0.15428 | 0.15854 | 0.1624 | 0.16615 | 0.17005 | 0.17362 | 0.17743 | 0.18112 | 0.18437 | 0.18735 | 0.18996 | 0.19248 | 0.19513 | 0.19765 | 0.20019 | 0.20373 | 0.2073 | 0.21099 | 0.21474 | 0.21855 | 0.22243
F6_Commercial_Miscellaneous (WA)_Existing_Water Heating_Natural Gas_Water Heater_E2 | F6 | Commercial | Miscellaneous (WA) | Existing | Water Heating | Natural Gas | Water Heater | E2 | Utility - Value of Sales | 0.11775 | 0.12012 | 0.12278 | 0.12577 | 0.12911 | 0.13314 | 0.13714 | 0.14092 | 0.14435 | 0.14769 | 0.15115 | 0.15432 | 0.15771 | 0.161 | 0.16388 | 0.16654 | 0.16885 | 0.17109 | 0.17345 | 0.17569 | 0.17795 | 0.18109 | 0.18427 | 0.18754 | 0.19088 | 0.19427 | 0.19772
F6_Commercial_Miscellaneous (WA)_Existing_Water Heating_Natural Gas_Water Heater_E3 | F6 | Commercial | Miscellaneous (WA) | Existing | Water Heating | Natural Gas | Water Heater | E3 | Utility - Value of Sales | 0.11274 | 0.115 | 0.11756 | 0.12042 | 0.12361 | 0.12747 | 0.1313 | 0.13493 | 0.13821 | 0.14141 | 0.14472 | 0.14776 | 0.151 | 0.15414 | 0.15691 | 0.15945 | 0.16167 | 0.16381 | 0.16607 | 0.16822 | 0.17038 | 0.17338 | 0.17643 | 0.17956 | 0.18275 | 0.186 | 0.18931
F6_Commercial_Miscellaneous (WA)_Existing_Water Heating_Natural Gas_Water Heater_E4 | F6 | Commercial | Miscellaneous (WA) | Existing | Water Heating | Natural Gas | Water Heater | E4 | Utility - Value of Sales | 0.11819 | 0.12057 | 0.12316 | 0.12599 | 0.12905 | 0.13267 | 0.13624 | 0.13966 | 0.14282 | 0.14593 | 0.14917 | 0.15222 | 0.15545 | 0.15861 | 0.16145 | 0.1641 | 0.16649 | 0.16883 | 0.17127 | 0.17362 | 0.17599 | 0.1791 | 0.18226 | 0.18549 | 0.18879 | 0.19214 | 0.19556
F6_Commercial_Miscellaneous (WA)_Existing_Water Heating_Natural Gas_Water Heater_E5 | F6 | Commercial | Miscellaneous (WA) | Existing | Water Heating | Natural Gas | Water Heater | E5 | Utility - Value of Sales | 0.069497 | 0.070862 | 0.072445 | 0.074277 | 0.07637 | 0.078922 | 0.081452 | 0.08383 | 0.085965 | 0.08803 | 0.090157 | 0.092078 | 0.094137 | 0.096124 | 0.097849 | 0.099419 | 0.10077 | 0.10206 | 0.10343 | 0.10471 | 0.10601 | 0.10788 | 0.10977 | 0.11172 | 0.11371 | 0.11573 | 0.11778
F6_Commercial_Miscellaneous (WA)_Existing_Water Heating_Natural Gas_Water Heater_E6 | F6 | Commercial | Miscellaneous (WA) | Existing | Water Heating | Natural Gas | Water Heater | E6 | Utility - Value of Sales | 0 | 0 | 0 | 0 | 0 | 0 | 0 | 0 | 0 | 0 | 0 | 0 | 0 | 0 | 0 | 0 | 0 | 0 | 0 | 0 | 0 | 0 | 0 | 0 | 0 | 0 | 0
F6_Commercial_Miscellaneous (WA)_Existing_Water Heating_Natural Gas_Water Heater_E7 | F6 | Commercial | Miscellaneous (WA) | Existing | Water Heating | Natural Gas | Water Heater | E7 | Utility - Value of Sales | 0 | 0 | 0 | 0 | 0 | 0 | 0 | 0 | 0 | 0 | 0 | 0 | 0 | 0 | 0 | 0 | 0 | 0 | 0 | 0 | 0 | 0 | 0 | 0 | 0 | 0 | 0
F6_Commercial_Miscellaneous (WA)_Existing_Water Heating_Natural Gas_Water Heater_E8 | F6 | Commercial | Miscellaneous (WA) | Existing | Water Heating | Natural Gas | Water Heater | E8 | Utility - Value of Sales | 0 | 0 | 0 | 0 | 0 | 0 | 0 | 0 | 0 | 0 | 0 | 0 | 0 | 0 | 0 | 0 | 0 | 0 | 0 | 0 | 0 | 0 | 0 | 0 | 0 | 0 | 0
F6_Commercial_Miscellaneous (WA)_Existing_Water Heating_Natural Gas_Water Heater_E9 | F6 | Commercial | Miscellaneous (WA) | Existing | Water Heating | Natural Gas | Water Heater | E9 | Utility - Value of Sales | 0 | 0 | 0 | 0 | 0 | 0 | 0 | 0 | 0 | 0 | 0 | 0 | 0 | 0 | 0 | 0 | 0 | 0 | 0 | 0 | 0 | 0 | 0 | 0 | 0 | 0 | 0
F6_Commercial_Miscellaneous (WA)_Existing_Water Heating_Natural Gas_Water Heater_E10 | F6 | Commercial | Miscellaneous (WA) | Existing | Water Heating | Natural Gas | Water Heater | E10 | Utility - Value of Sales | 0 | 0 | 0 | 0 | 0 | 0 | 0 | 0 | 0 | 0 | 0 | 0 | 0 | 0 | 0 | 0 | 0 | 0 | 0 | 0 | 0 | 0 | 0 | 0 | 0 | 0 | 0
F1_Commercial_Miscellaneous (WA)_Existing_Food Preparation_Natural Gas_Oven_E1 | F1 | Commercial | Miscellaneous (WA) | Existing | Food Preparation | Natural Gas | Oven | E1 | RVT - Cost of Equipment | 0.00032939 | 0.00032939 | 0.00032939 | 0.00032939 | 0.00032939 | 0.00032939 | 0.00032939 | 0.00032939 | 0.00032939 | 0.00032939 | 0.00032939 | 0.00032939 | 0.00032939 | 0.00032939 | 0.00032939 | 0.00032939 | 0.00032939 | 0.00032939 | 0.00032939 | 0.00032939 | 0.00032939 | 0.00032939 | 0.00032939 | 0.00032939 | 0.00032939 | 0.00032939 | 0.00032939
F1_Commercial_Miscellaneous (WA)_Existing_Food Preparation_Natural Gas_Oven_E2 | F1 | Commercial | Miscellaneous (WA) | Existing | Food Preparation | Natural Gas | Oven | E2 | RVT - Cost of Equipment | 0.00044883 | 0.00044883 | 0.00044883 | 0.00044883 | 0.00044883 | 0.00044883 | 0.00044883 | 0.00044883 | 0.00044883 | 0.00044883 | 0.00044883 | 0.00044883 | 0.00044883 | 0.00044883 | 0.00044883 | 0.00044883 | 0.00044883 | 0.00044883 | 0.00044883 | 0.00044883 | 0.00044883 | 0.00044883 | 0.00044883 | 0.00044883 | 0.00044883 | 0.00044883 | 0.00044883
F1_Commercial_Miscellaneous (WA)_Existing_Food Preparation_Natural Gas_Oven_E3 | F1 | Commercial | Miscellaneous (WA) | Existing | Food Preparation | Natural Gas | Oven | E3 | RVT - Cost of Equipment | 0 | 0 | 0 | 0 | 0 | 0 | 0 | 0 | 0 | 0 | 0 | 0 | 0 | 0 | 0 | 0 | 0 | 0 | 0 | 0 | 0 | 0 | 0 | 0 | 0 | 0 | 0
F1_Commercial_Miscellaneous (WA)_Existing_Food Preparation_Natural Gas_Oven_E4 | F1 | Commercial | Miscellaneous (WA) | Existing | Food Preparation | Natural Gas | Oven | E4 | RVT - Cost of Equipment | 0 | 0 | 0 | 0 | 0 | 0 | 0 | 0 | 0 | 0 | 0 | 0 | 0 | 0 | 0 | 0 | 0 | 0 | 0 | 0 | 0 | 0 | 0 | 0 | 0 | 0 | 0
F1_Commercial_Miscellaneous (WA)_Existing_Food Preparation_Natural Gas_Oven_E5 | F1 | Commercial | Miscellaneous (WA) | Existing | Food Preparation | Natural Gas | Oven | E5 | RVT - Cost of Equipment | 0 | 0 | 0 | 0 | 0 | 0 | 0 | 0 | 0 | 0 | 0 | 0 | 0 | 0 | 0 | 0 | 0 | 0 | 0 | 0 | 0 | 0 | 0 | 0 | 0 | 0 | 0
F1_Commercial_Miscellaneous (WA)_Existing_Food Preparation_Natural Gas_Oven_E6 | F1 | Commercial | Miscellaneous (WA) | Existing | Food Preparation | Natural Gas | Oven | E6 | RVT - Cost of Equipment | 0 | 0 | 0 | 0 | 0 | 0 | 0 | 0 | 0 | 0 | 0 | 0 | 0 | 0 | 0 | 0 | 0 | 0 | 0 | 0 | 0 | 0 | 0 | 0 | 0 | 0 | 0
F1_Commercial_Miscellaneous (WA)_Existing_Food Preparation_Natural Gas_Oven_E7 | F1 | Commercial | Miscellaneous (WA) | Existing | Food Preparation | Natural Gas | Oven | E7 | RVT - Cost of Equipment | 0 | 0 | 0 | 0 | 0 | 0 | 0 | 0 | 0 | 0 | 0 | 0 | 0 | 0 | 0 | 0 | 0 | 0 | 0 | 0 | 0 | 0 | 0 | 0 | 0 | 0 | 0
F1_Commercial_Miscellaneous (WA)_Existing_Food Preparation_Natural Gas_Oven_E8 | F1 | Commercial | Miscellaneous (WA) | Existing | Food Preparation | Natural Gas | Oven | E8 | RVT - Cost of Equipment | 0 | 0 | 0 | 0 | 0 | 0 | 0 | 0 | 0 | 0 | 0 | 0 | 0 | 0 | 0 | 0 | 0 | 0 | 0 | 0 | 0 | 0 | 0 | 0 | 0 | 0 | 0
F1_Commercial_Miscellaneous (WA)_Existing_Food Preparation_Natural Gas_Oven_E9 | F1 | Commercial | Miscellaneous (WA) | Existing | Food Preparation | Natural Gas | Oven | E9 | RVT - Cost of Equipment | 0 | 0 | 0 | 0 | 0 | 0 | 0 | 0 | 0 | 0 | 0 | 0 | 0 | 0 | 0 | 0 | 0 | 0 | 0 | 0 | 0 | 0 | 0 | 0 | 0 | 0 | 0
F1_Commercial_Miscellaneous (WA)_Existing_Food Preparation_Natural Gas_Oven_E10 | F1 | Commercial | Miscellaneous (WA) | Existing | Food Preparation | Natural Gas | Oven | E10 | RVT - Cost of Equipment | 0 | 0 | 0 | 0 | 0 | 0 | 0 | 0 | 0 | 0 | 0 | 0 | 0 | 0 | 0 | 0 | 0 | 0 | 0 | 0 | 0 | 0 | 0 | 0 | 0 | 0 | 0
F2_Commercial_Miscellaneous (WA)_Existing_Food Preparation_Natural Gas_Oven_E1 | F2 | Commercial | Miscellaneous (WA) | Existing | Food Preparation | Natural Gas | Oven | E1 | RVT - Cost of Operation | 0.0058557 | 0.0059531 | 0.0060719 | 0.0062163 | 0.006388 | 0.006615 | 0.0068479 | 0.0070732 | 0.0072806 | 0.0074797 | 0.0076843 | 0.007867 | 0.0080576 | 0.0082338 | 0.0083821 | 0.0085136 | 0.0086214 | 0.0087231 | 0.0088321 | 0.0089321 | 0.0090322 | 0.0091914 | 0.0093522 | 0.0095183 | 0.0096874 | 0.0098595 | 0.010035
F2_Commercial_Miscellaneous (WA)_Existing_Food Preparation_Natural Gas_Oven_E2 | F2 | Commercial | Miscellaneous (WA) | Existing | Food Preparation | Natural Gas | Oven | E2 | RVT - Cost of Operation | 0.0041581 | 0.0042273 | 0.0043116 | 0.0044142 | 0.0045361 | 0.0046973 | 0.0048627 | 0.0050226 | 0.0051699 | 0.0053113 | 0.0054566 | 0.0055863 | 0.0057217 | 0.0058468 | 0.0059521 | 0.0060455 | 0.006122 | 0.0061942 | 0.0062716 | 0.0063427 | 0.0064137 | 0.0065268 | 0.0066409 | 0.0067589 | 0.006879 | 0.0070012 | 0.0071256
F2_Commercial_Miscellaneous (WA)_Existing_Food Preparation_Natural Gas_Oven_E3 | F2 | Commercial | Miscellaneous (WA) | Existing | Food Preparation | Natural Gas | Oven | E3 | RVT - Cost of Operation | 0 | 0 | 0 | 0 | 0 | 0 | 0 | 0 | 0 | 0 | 0 | 0 | 0 | 0 | 0 | 0 | 0 | 0 | 0 | 0 | 0 | 0 | 0 | 0 | 0 | 0 | 0
F2_Commercial_Miscellaneous (WA)_Existing_Food Preparation_Natural Gas_Oven_E4 | F2 | Commercial | Miscellaneous (WA) | Existing | Food Preparation | Natural Gas | Oven | E4 | RVT - Cost of Operation | 0 | 0 | 0 | 0 | 0 | 0 | 0 | 0 | 0 | 0 | 0 | 0 | 0 | 0 | 0 | 0 | 0 | 0 | 0 | 0 | 0 | 0 | 0 | 0 | 0 | 0 | 0
F2_Commercial_Miscellaneous (WA)_Existing_Food Preparation_Natural Gas_Oven_E5 | F2 | Commercial | Miscellaneous (WA) | Existing | Food Preparation | Natural Gas | Oven | E5 | RVT - Cost of Operation | 0 | 0 | 0 | 0 | 0 | 0 | 0 | 0 | 0 | 0 | 0 | 0 | 0 | 0 | 0 | 0 | 0 | 0 | 0 | 0 | 0 | 0 | 0 | 0 | 0 | 0 | 0
F2_Commercial_Miscellaneous (WA)_Existing_Food Preparation_Natural Gas_Oven_E6 | F2 | Commercial | Miscellaneous (WA) | Existing | Food Preparation | Natural Gas | Oven | E6 | RVT - Cost of Operation | 0 | 0 | 0 | 0 | 0 | 0 | 0 | 0 | 0 | 0 | 0 | 0 | 0 | 0 | 0 | 0 | 0 | 0 | 0 | 0 | 0 | 0 | 0 | 0 | 0 | 0 | 0
F2_Commercial_Miscellaneous (WA)_Existing_Food Preparation_Natural Gas_Oven_E7 | F2 | Commercial | Miscellaneous (WA) | Existing | Food Preparation | Natural Gas | Oven | E7 | RVT - Cost of Operation | 0 | 0 | 0 | 0 | 0 | 0 | 0 | 0 | 0 | 0 | 0 | 0 | 0 | 0 | 0 | 0 | 0 | 0 | 0 | 0 | 0 | 0 | 0 | 0 | 0 | 0 | 0
F2_Commercial_Miscellaneous (WA)_Existing_Food Preparation_Natural Gas_Oven_E8 | F2 | Commercial | Miscellaneous (WA) | Existing | Food Preparation | Natural Gas | Oven | E8 | RVT - Cost of Operation | 0 | 0 | 0 | 0 | 0 | 0 | 0 | 0 | 0 | 0 | 0 | 0 | 0 | 0 | 0 | 0 | 0 | 0 | 0 | 0 | 0 | 0 | 0 | 0 | 0 | 0 | 0
F2_Commercial_Miscellaneous (WA)_Existing_Food Preparation_Natural Gas_Oven_E9 | F2 | Commercial | Miscellaneous (WA) | Existing | Food Preparation | Natural Gas | Oven | E9 | RVT - Cost of Operation | 0 | 0 | 0 | 0 | 0 | 0 | 0 | 0 | 0 | 0 | 0 | 0 | 0 | 0 | 0 | 0 | 0 | 0 | 0 | 0 | 0 | 0 | 0 | 0 | 0 | 0 | 0
F2_Commercial_Miscellaneous (WA)_Existing_Food Preparation_Natural Gas_Oven_E10 | F2 | Commercial | Miscellaneous (WA) | Existing | Food Preparation | Natural Gas | Oven | E10 | RVT - Cost of Operation | 0 | 0 | 0 | 0 | 0 | 0 | 0 | 0 | 0 | 0 | 0 | 0 | 0 | 0 | 0 | 0 | 0 | 0 | 0 | 0 | 0 | 0 | 0 | 0 | 0 | 0 | 0
F3_Commercial_Miscellaneous (WA)_Existing_Food Preparation_Natural Gas_Oven_E1 | F3 | Commercial | Miscellaneous (WA) | Existing | Food Preparation | Natural Gas | Oven | E1 | System - kBTUs of Consumption | 1.4194 | 1.4194 | 1.4194 | 1.4194 | 1.4194 | 1.4194 | 1.4194 | 1.4194 | 1.4194 | 1.4194 | 1.4194 | 1.4194 | 1.4194 | 1.4194 | 1.4194 | 1.4194 | 1.4194 | 1.4194 | 1.4194 | 1.4194 | 1.4194 | 1.4194 | 1.4194 | 1.4194 | 1.4194 | 1.4194 | 1.4194
F3_Commercial_Miscellaneous (WA)_Existing_Food Preparation_Natural Gas_Oven_E2 | F3 | Commercial | Miscellaneous (WA) | Existing | Food Preparation | Natural Gas | Oven | E2 | System - kBTUs of Consumption | 1.0079 | 1.0079 | 1.0079 | 1.0079 | 1.0079 | 1.0079 | 1.0079 | 1.0079 | 1.0079 | 1.0079 | 1.0079 | 1.0079 | 1.0079 | 1.0079 | 1.0079 | 1.0079 | 1.0079 | 1.0079 | 1.0079 | 1.0079 | 1.0079 | 1.0079 | 1.0079 | 1.0079 | 1.0079 | 1.0079 | 1.0079
F3_Commercial_Miscellaneous (WA)_Existing_Food Preparation_Natural Gas_Oven_E3 | F3 | Commercial | Miscellaneous (WA) | Existing | Food Preparation | Natural Gas | Oven | E3 | System - kBTUs of Consumption | 0 | 0 | 0 | 0 | 0 | 0 | 0 | 0 | 0 | 0 | 0 | 0 | 0 | 0 | 0 | 0 | 0 | 0 | 0 | 0 | 0 | 0 | 0 | 0 | 0 | 0 | 0
F3_Commercial_Miscellaneous (WA)_Existing_Food Preparation_Natural Gas_Oven_E4 | F3 | Commercial | Miscellaneous (WA) | Existing | Food Preparation | Natural Gas | Oven | E4 | System - kBTUs of Consumption | 0 | 0 | 0 | 0 | 0 | 0 | 0 | 0 | 0 | 0 | 0 | 0 | 0 | 0 | 0 | 0 | 0 | 0 | 0 | 0 | 0 | 0 | 0 | 0 | 0 | 0 | 0
F3_Commercial_Miscellaneous (WA)_Existing_Food Preparation_Natural Gas_Oven_E5 | F3 | Commercial | Miscellaneous (WA) | Existing | Food Preparation | Natural Gas | Oven | E5 | System - kBTUs of Consumption | 0 | 0 | 0 | 0 | 0 | 0 | 0 | 0 | 0 | 0 | 0 | 0 | 0 | 0 | 0 | 0 | 0 | 0 | 0 | 0 | 0 | 0 | 0 | 0 | 0 | 0 | 0
F3_Commercial_Miscellaneous (WA)_Existing_Food Preparation_Natural Gas_Oven_E6 | F3 | Commercial | Miscellaneous (WA) | Existing | Food Preparation | Natural Gas | Oven | E6 | System - kBTUs of Consumption | 0 | 0 | 0 | 0 | 0 | 0 | 0 | 0 | 0 | 0 | 0 | 0 | 0 | 0 | 0 | 0 | 0 | 0 | 0 | 0 | 0 | 0 | 0 | 0 | 0 | 0 | 0
F3_Commercial_Miscellaneous (WA)_Existing_Food Preparation_Natural Gas_Oven_E7 | F3 | Commercial | Miscellaneous (WA) | Existing | Food Preparation | Natural Gas | Oven | E7 | System - kBTUs of Consumption | 0 | 0 | 0 | 0 | 0 | 0 | 0 | 0 | 0 | 0 | 0 | 0 | 0 | 0 | 0 | 0 | 0 | 0 | 0 | 0 | 0 | 0 | 0 | 0 | 0 | 0 | 0
F3_Commercial_Miscellaneous (WA)_Existing_Food Preparation_Natural Gas_Oven_E8 | F3 | Commercial | Miscellaneous (WA) | Existing | Food Preparation | Natural Gas | Oven | E8 | System - kBTUs of Consumption | 0 | 0 | 0 | 0 | 0 | 0 | 0 | 0 | 0 | 0 | 0 | 0 | 0 | 0 | 0 | 0 | 0 | 0 | 0 | 0 | 0 | 0 | 0 | 0 | 0 | 0 | 0
F3_Commercial_Miscellaneous (WA)_Existing_Food Preparation_Natural Gas_Oven_E9 | F3 | Commercial | Miscellaneous (WA) | Existing | Food Preparation | Natural Gas | Oven | E9 | System - kBTUs of Consumption | 0 | 0 | 0 | 0 | 0 | 0 | 0 | 0 | 0 | 0 | 0 | 0 | 0 | 0 | 0 | 0 | 0 | 0 | 0 | 0 | 0 | 0 | 0 | 0 | 0 | 0 | 0
F3_Commercial_Miscellaneous (WA)_Existing_Food Preparation_Natural Gas_Oven_E10 | F3 | Commercial | Miscellaneous (WA) | Existing | Food Preparation | Natural Gas | Oven | E10 | System - kBTUs of Consumption | 0 | 0 | 0 | 0 | 0 | 0 | 0 | 0 | 0 | 0 | 0 | 0 | 0 | 0 | 0 | 0 | 0 | 0 | 0 | 0 | 0 | 0 | 0 | 0 | 0 | 0 | 0
F4_Commercial_Miscellaneous (WA)_Existing_Food Preparation_Natural Gas_Oven_E1 | F4 | Commercial | Miscellaneous (WA) | Existing | Food Preparation | Natural Gas | Oven | E1 | Utility - Cost of Equipment | 0.00032939 | 0.00032939 | 0.00032939 | 0.00032939 | 0.00032939 | 0.00032939 | 0.00032939 | 0.00032939 | 0.00032939 | 0.00032939 | 0.00032939 | 0.00032939 | 0.00032939 | 0.00032939 | 0.00032939 | 0.00032939 | 0.00032939 | 0.00032939 | 0.00032939 | 0.00032939 | 0.00032939 | 0.00032939 | 0.00032939 | 0.00032939 | 0.00032939 | 0.00032939 | 0.00032939
F4_Commercial_Miscellaneous (WA)_Existing_Food Preparation_Natural Gas_Oven_E2 | F4 | Commercial | Miscellaneous (WA) | Existing | Food Preparation | Natural Gas | Oven | E2 | Utility - Cost of Equipment | 0.00044883 | 0.00044883 | 0.00044883 | 0.00044883 | 0.00044883 | 0.00044883 | 0.00044883 | 0.00044883 | 0.00044883 | 0.00044883 | 0.00044883 | 0.00044883 | 0.00044883 | 0.00044883 | 0.00044883 | 0.00044883 | 0.00044883 | 0.00044883 | 0.00044883 | 0.00044883 | 0.00044883 | 0.00044883 | 0.00044883 | 0.00044883 | 0.00044883 | 0.00044883 | 0.00044883
F4_Commercial_Miscellaneous (WA)_Existing_Food Preparation_Natural Gas_Oven_E3 | F4 | Commercial | Miscellaneous (WA) | Existing | Food Preparation | Natural Gas | Oven | E3 | Utility - Cost of Equipment | 0 | 0 | 0 | 0 | 0 | 0 | 0 | 0 | 0 | 0 | 0 | 0 | 0 | 0 | 0 | 0 | 0 | 0 | 0 | 0 | 0 | 0 | 0 | 0 | 0 | 0 | 0
F4_Commercial_Miscellaneous (WA)_Existing_Food Preparation_Natural Gas_Oven_E4 | F4 | Commercial | Miscellaneous (WA) | Existing | Food Preparation | Natural Gas | Oven | E4 | Utility - Cost of Equipment | 0 | 0 | 0 | 0 | 0 | 0 | 0 | 0 | 0 | 0 | 0 | 0 | 0 | 0 | 0 | 0 | 0 | 0 | 0 | 0 | 0 | 0 | 0 | 0 | 0 | 0 | 0
F4_Commercial_Miscellaneous (WA)_Existing_Food Preparation_Natural Gas_Oven_E5 | F4 | Commercial | Miscellaneous (WA) | Existing | Food Preparation | Natural Gas | Oven | E5 | Utility - Cost of Equipment | 0 | 0 | 0 | 0 | 0 | 0 | 0 | 0 | 0 | 0 | 0 | 0 | 0 | 0 | 0 | 0 | 0 | 0 | 0 | 0 | 0 | 0 | 0 | 0 | 0 | 0 | 0
F4_Commercial_Miscellaneous (WA)_Existing_Food Preparation_Natural Gas_Oven_E6 | F4 | Commercial | Miscellaneous (WA) | Existing | Food Preparation | Natural Gas | Oven | E6 | Utility - Cost of Equipment | 0 | 0 | 0 | 0 | 0 | 0 | 0 | 0 | 0 | 0 | 0 | 0 | 0 | 0 | 0 | 0 | 0 | 0 | 0 | 0 | 0 | 0 | 0 | 0 | 0 | 0 | 0
F4_Commercial_Miscellaneous (WA)_Existing_Food Preparation_Natural Gas_Oven_E7 | F4 | Commercial | Miscellaneous (WA) | Existing | Food Preparation | Natural Gas | Oven | E7 | Utility - Cost of Equipment | 0 | 0 | 0 | 0 | 0 | 0 | 0 | 0 | 0 | 0 | 0 | 0 | 0 | 0 | 0 | 0 | 0 | 0 | 0 | 0 | 0 | 0 | 0 | 0 | 0 | 0 | 0
F4_Commercial_Miscellaneous (WA)_Existing_Food Preparation_Natural Gas_Oven_E8 | F4 | Commercial | Miscellaneous (WA) | Existing | Food Preparation | Natural Gas | Oven | E8 | Utility - Cost of Equipment | 0 | 0 | 0 | 0 | 0 | 0 | 0 | 0 | 0 | 0 | 0 | 0 | 0 | 0 | 0 | 0 | 0 | 0 | 0 | 0 | 0 | 0 | 0 | 0 | 0 | 0 | 0
F4_Commercial_Miscellaneous (WA)_Existing_Food Preparation_Natural Gas_Oven_E9 | F4 | Commercial | Miscellaneous (WA) | Existing | Food Preparation | Natural Gas | Oven | E9 | Utility - Cost of Equipment | 0 | 0 | 0 | 0 | 0 | 0 | 0 | 0 | 0 | 0 | 0 | 0 | 0 | 0 | 0 | 0 | 0 | 0 | 0 | 0 | 0 | 0 | 0 | 0 | 0 | 0 | 0
F4_Commercial_Miscellaneous (WA)_Existing_Food Preparation_Natural Gas_Oven_E10 | F4 | Commercial | Miscellaneous (WA) | Existing | Food Preparation | Natural Gas | Oven | E10 | Utility - Cost of Equipment | 0 | 0 | 0 | 0 | 0 | 0 | 0 | 0 | 0 | 0 | 0 | 0 | 0 | 0 | 0 | 0 | 0 | 0 | 0 | 0 | 0 | 0 | 0 | 0 | 0 | 0 | 0
F5_Commercial_Miscellaneous (WA)_Existing_Food Preparation_Natural Gas_Oven_E1 | F5 | Commercial | Miscellaneous (WA) | Existing | Food Preparation | Natural Gas | Oven | E1 | Utility - Cost of Operation | 0.0049225 | 0.0050361 | 0.005179 | 0.0053477 | 0.0055438 | 0.0057911 | 0.0060487 | 0.0063055 | 0.0065532 | 0.0068044 | 0.0070004 | 0.0071827 | 0.0073793 | 0.0075708 | 0.0077397 | 0.007896 | 0.0080339 | 0.0081695 | 0.0083153 | 0.0084567 | 0.0086021 | 0.0087537 | 0.0089068 | 0.0090651 | 0.0092261 | 0.00939 | 0.0095568
F5_Commercial_Miscellaneous (WA)_Existing_Food Preparation_Natural Gas_Oven_E2 | F5 | Commercial | Miscellaneous (WA) | Existing | Food Preparation | Natural Gas | Oven | E2 | Utility - Cost of Operation | 0.0034954 | 0.0035761 | 0.0036776 | 0.0037974 | 0.0039366 | 0.0041122 | 0.0042951 | 0.0044775 | 0.0046534 | 0.0048318 | 0.0049709 | 0.0051004 | 0.00524 | 0.005376 | 0.0054959 | 0.0056069 | 0.0057049 | 0.0058011 | 0.0059047 | 0.006005 | 0.0061083 | 0.006216 | 0.0063247 | 0.0064371 | 0.0065514 | 0.0066678 | 0.0067863
F5_Commercial_Miscellaneous (WA)_Existing_Food Preparation_Natural Gas_Oven_E3 | F5 | Commercial | Miscellaneous (WA) | Existing | Food Preparation | Natural Gas | Oven | E3 | Utility - Cost of Operation | 0 | 0 | 0 | 0 | 0 | 0 | 0 | 0 | 0 | 0 | 0 | 0 | 0 | 0 | 0 | 0 | 0 | 0 | 0 | 0 | 0 | 0 | 0 | 0 | 0 | 0 | 0
F5_Commercial_Miscellaneous (WA)_Existing_Food Preparation_Natural Gas_Oven_E4 | F5 | Commercial | Miscellaneous (WA) | Existing | Food Preparation | Natural Gas | Oven | E4 | Utility - Cost of Operation | 0 | 0 | 0 | 0 | 0 | 0 | 0 | 0 | 0 | 0 | 0 | 0 | 0 | 0 | 0 | 0 | 0 | 0 | 0 | 0 | 0 | 0 | 0 | 0 | 0 | 0 | 0
F5_Commercial_Miscellaneous (WA)_Existing_Food Preparation_Natural Gas_Oven_E5 | F5 | Commercial | Miscellaneous (WA) | Existing | Food Preparation | Natural Gas | Oven | E5 | Utility - Cost of Operation | 0 | 0 | 0 | 0 | 0 | 0 | 0 | 0 | 0 | 0 | 0 | 0 | 0 | 0 | 0 | 0 | 0 | 0 | 0 | 0 | 0 | 0 | 0 | 0 | 0 | 0 | 0
F5_Commercial_Miscellaneous (WA)_Existing_Food Preparation_Natural Gas_Oven_E6 | F5 | Commercial | Miscellaneous (WA) | Existing | Food Preparation | Natural Gas | Oven | E6 | Utility - Cost of Operation | 0 | 0 | 0 | 0 | 0 | 0 | 0 | 0 | 0 | 0 | 0 | 0 | 0 | 0 | 0 | 0 | 0 | 0 | 0 | 0 | 0 | 0 | 0 | 0 | 0 | 0 | 0
F5_Commercial_Miscellaneous (WA)_Existing_Food Preparation_Natural Gas_Oven_E7 | F5 | Commercial | Miscellaneous (WA) | Existing | Food Preparation | Natural Gas | Oven | E7 | Utility - Cost of Operation | 0 | 0 | 0 | 0 | 0 | 0 | 0 | 0 | 0 | 0 | 0 | 0 | 0 | 0 | 0 | 0 | 0 | 0 | 0 | 0 | 0 | 0 | 0 | 0 | 0 | 0 | 0
F5_Commercial_Miscellaneous (WA)_Existing_Food Preparation_Natural Gas_Oven_E8 | F5 | Commercial | Miscellaneous (WA) | Existing | Food Preparation | Natural Gas | Oven | E8 | Utility - Cost of Operation | 0 | 0 | 0 | 0 | 0 | 0 | 0 | 0 | 0 | 0 | 0 | 0 | 0 | 0 | 0 | 0 | 0 | 0 | 0 | 0 | 0 | 0 | 0 | 0 | 0 | 0 | 0
F5_Commercial_Miscellaneous (WA)_Existing_Food Preparation_Natural Gas_Oven_E9 | F5 | Commercial | Miscellaneous (WA) | Existing | Food Preparation | Natural Gas | Oven | E9 | Utility - Cost of Operation | 0 | 0 | 0 | 0 | 0 | 0 | 0 | 0 | 0 | 0 | 0 | 0 | 0 | 0 | 0 | 0 | 0 | 0 | 0 | 0 | 0 | 0 | 0 | 0 | 0 | 0 | 0
F5_Commercial_Miscellaneous (WA)_Existing_Food Preparation_Natural Gas_Oven_E10 | F5 | Commercial | Miscellaneous (WA) | Existing | Food Preparation | Natural Gas | Oven | E10 | Utility - Cost of Operation | 0 | 0 | 0 | 0 | 0 | 0 | 0 | 0 | 0 | 0 | 0 | 0 | 0 | 0 | 0 | 0 | 0 | 0 | 0 | 0 | 0 | 0 | 0 | 0 | 0 | 0 | 0
F6_Commercial_Miscellaneous (WA)_Existing_Food Preparation_Natural Gas_Oven_E1 | F6 | Commercial | Miscellaneous (WA) | Existing | Food Preparation | Natural Gas | Oven | E1 | Utility - Value of Sales | 0.0058557 | 0.0059531 | 0.0060719 | 0.0062163 | 0.006388 | 0.006615 | 0.0068479 | 0.0070732 | 0.0072806 | 0.0074797 | 0.0076843 | 0.007867 | 0.0080576 | 0.0082338 | 0.0083821 | 0.0085136 | 0.0086214 | 0.0087231 | 0.0088321 | 0.0089321 | 0.0090322 | 0.0091914 | 0.0093522 | 0.0095183 | 0.0096874 | 0.0098595 | 0.010035
F6_Commercial_Miscellaneous (WA)_Existing_Food Preparation_Natural Gas_Oven_E2 | F6 | Commercial | Miscellaneous (WA) | Existing | Food Preparation | Natural Gas | Oven | E2 | Utility - Value of Sales | 0.0041581 | 0.0042273 | 0.0043116 | 0.0044142 | 0.0045361 | 0.0046973 | 0.0048627 | 0.0050226 | 0.0051699 | 0.0053113 | 0.0054566 | 0.0055863 | 0.0057217 | 0.0058468 | 0.0059521 | 0.0060455 | 0.006122 | 0.0061942 | 0.0062716 | 0.0063427 | 0.0064137 | 0.0065268 | 0.0066409 | 0.0067589 | 0.006879 | 0.0070012 | 0.0071256
F6_Commercial_Miscellaneous (WA)_Existing_Food Preparation_Natural Gas_Oven_E3 | F6 | Commercial | Miscellaneous (WA) | Existing | Food Preparation | Natural Gas | Oven | E3 | Utility - Value of Sales | 0 | 0 | 0 | 0 | 0 | 0 | 0 | 0 | 0 | 0 | 0 | 0 | 0 | 0 | 0 | 0 | 0 | 0 | 0 | 0 | 0 | 0 | 0 | 0 | 0 | 0 | 0
F6_Commercial_Miscellaneous (WA)_Existing_Food Preparation_Natural Gas_Oven_E4 | F6 | Commercial | Miscellaneous (WA) | Existing | Food Preparation | Natural Gas | Oven | E4 | Utility - Value of Sales | 0 | 0 | 0 | 0 | 0 | 0 | 0 | 0 | 0 | 0 | 0 | 0 | 0 | 0 | 0 | 0 | 0 | 0 | 0 | 0 | 0 | 0 | 0 | 0 | 0 | 0 | 0
F6_Commercial_Miscellaneous (WA)_Existing_Food Preparation_Natural Gas_Oven_E5 | F6 | Commercial | Miscellaneous (WA) | Existing | Food Preparation | Natural Gas | Oven | E5 | Utility - Value of Sales | 0 | 0 | 0 | 0 | 0 | 0 | 0 | 0 | 0 | 0 | 0 | 0 | 0 | 0 | 0 | 0 | 0 | 0 | 0 | 0 | 0 | 0 | 0 | 0 | 0 | 0 | 0
F6_Commercial_Miscellaneous (WA)_Existing_Food Preparation_Natural Gas_Oven_E6 | F6 | Commercial | Miscellaneous (WA) | Existing | Food Preparation | Natural Gas | Oven | E6 | Utility - Value of Sales | 0 | 0 | 0 | 0 | 0 | 0 | 0 | 0 | 0 | 0 | 0 | 0 | 0 | 0 | 0 | 0 | 0 | 0 | 0 | 0 | 0 | 0 | 0 | 0 | 0 | 0 | 0
F6_Commercial_Miscellaneous (WA)_Existing_Food Preparation_Natural Gas_Oven_E7 | F6 | Commercial | Miscellaneous (WA) | Existing | Food Preparation | Natural Gas | Oven | E7 | Utility - Value of Sales | 0 | 0 | 0 | 0 | 0 | 0 | 0 | 0 | 0 | 0 | 0 | 0 | 0 | 0 | 0 | 0 | 0 | 0 | 0 | 0 | 0 | 0 | 0 | 0 | 0 | 0 | 0
F6_Commercial_Miscellaneous (WA)_Existing_Food Preparation_Natural Gas_Oven_E8 | F6 | Commercial | Miscellaneous (WA) | Existing | Food Preparation | Natural Gas | Oven | E8 | Utility - Value of Sales | 0 | 0 | 0 | 0 | 0 | 0 | 0 | 0 | 0 | 0 | 0 | 0 | 0 | 0 | 0 | 0 | 0 | 0 | 0 | 0 | 0 | 0 | 0 | 0 | 0 | 0 | 0
F6_Commercial_Miscellaneous (WA)_Existing_Food Preparation_Natural Gas_Oven_E9 | F6 | Commercial | Miscellaneous (WA) | Existing | Food Preparation | Natural Gas | Oven | E9 | Utility - Value of Sales | 0 | 0 | 0 | 0 | 0 | 0 | 0 | 0 | 0 | 0 | 0 | 0 | 0 | 0 | 0 | 0 | 0 | 0 | 0 | 0 | 0 | 0 | 0 | 0 | 0 | 0 | 0
F6_Commercial_Miscellaneous (WA)_Existing_Food Preparation_Natural Gas_Oven_E10 | F6 | Commercial | Miscellaneous (WA) | Existing | Food Preparation | Natural Gas | Oven | E10 | Utility - Value of Sales | 0 | 0 | 0 | 0 | 0 | 0 | 0 | 0 | 0 | 0 | 0 | 0 | 0 | 0 | 0 | 0 | 0 | 0 | 0 | 0 | 0 | 0 | 0 | 0 | 0 | 0 | 0
F1_Commercial_Miscellaneous (WA)_Existing_Food Preparation_Natural Gas_Conveyor Oven_E1 | F1 | Commercial | Miscellaneous (WA) | Existing | Food Preparation | Natural Gas | Conveyor Oven | E1 | RVT - Cost of Equipment | 0.00019081 | 0.00019081 | 0.00019081 | 0.00019081 | 0.00019081 | 0.00019081 | 0.00019081 | 0.00019081 | 0.00019081 | 0.00019081 | 0.00019081 | 0.00019081 | 0.00019081 | 0.00019081 | 0.00019081 | 0.00019081 | 0.00019081 | 0.00019081 | 0.00019081 | 0.00019081 | 0.00019081 | 0.00019081 | 0.00019081 | 0.00019081 | 0.00019081 | 0.00019081 | 0.00019081
F1_Commercial_Miscellaneous (WA)_Existing_Food Preparation_Natural Gas_Conveyor Oven_E2 | F1 | Commercial | Miscellaneous (WA) | Existing | Food Preparation | Natural Gas | Conveyor Oven | E2 | RVT - Cost of Equipment | 0.00040425 | 0.00040425 | 0.00040425 | 0.00040425 | 0.00040425 | 0.00040425 | 0.00040425 | 0.00040425 | 0.00040425 | 0.00040425 | 0.00040425 | 0.00040425 | 0.00040425 | 0.00040425 | 0.00040425 | 0.00040425 | 0.00040425 | 0.00040425 | 0.00040425 | 0.00040425 | 0.00040425 | 0.00040425 | 0.00040425 | 0.00040425 | 0.00040425 | 0.00040425 | 0.00040425
F1_Commercial_Miscellaneous (WA)_Existing_Food Preparation_Natural Gas_Conveyor Oven_E3 | F1 | Commercial | Miscellaneous (WA) | Existing | Food Preparation | Natural Gas | Conveyor Oven | E3 | RVT - Cost of Equipment | 0 | 0 | 0 | 0 | 0 | 0 | 0 | 0 | 0 | 0 | 0 | 0 | 0 | 0 | 0 | 0 | 0 | 0 | 0 | 0 | 0 | 0 | 0 | 0 | 0 | 0 | 0
F1_Commercial_Miscellaneous (WA)_Existing_Food Preparation_Natural Gas_Conveyor Oven_E4 | F1 | Commercial | Miscellaneous (WA) | Existing | Food Preparation | Natural Gas | Conveyor Oven | E4 | RVT - Cost of Equipment | 0 | 0 | 0 | 0 | 0 | 0 | 0 | 0 | 0 | 0 | 0 | 0 | 0 | 0 | 0 | 0 | 0 | 0 | 0 | 0 | 0 | 0 | 0 | 0 | 0 | 0 | 0
F1_Commercial_Miscellaneous (WA)_Existing_Food Preparation_Natural Gas_Conveyor Oven_E5 | F1 | Commercial | Miscellaneous (WA) | Existing | Food Preparation | Natural Gas | Conveyor Oven | E5 | RVT - Cost of Equipment | 0 | 0 | 0 | 0 | 0 | 0 | 0 | 0 | 0 | 0 | 0 | 0 | 0 | 0 | 0 | 0 | 0 | 0 | 0 | 0 | 0 | 0 | 0 | 0 | 0 | 0 | 0
F1_Commercial_Miscellaneous (WA)_Existing_Food Preparation_Natural Gas_Conveyor Oven_E6 | F1 | Commercial | Miscellaneous (WA) | Existing | Food Preparation | Natural Gas | Conveyor Oven | E6 | RVT - Cost of Equipment | 0 | 0 | 0 | 0 | 0 | 0 | 0 | 0 | 0 | 0 | 0 | 0 | 0 | 0 | 0 | 0 | 0 | 0 | 0 | 0 | 0 | 0 | 0 | 0 | 0 | 0 | 0
F1_Commercial_Miscellaneous (WA)_Existing_Food Preparation_Natural Gas_Conveyor Oven_E7 | F1 | Commercial | Miscellaneous (WA) | Existing | Food Preparation | Natural Gas | Conveyor Oven | E7 | RVT - Cost of Equipment | 0 | 0 | 0 | 0 | 0 | 0 | 0 | 0 | 0 | 0 | 0 | 0 | 0 | 0 | 0 | 0 | 0 | 0 | 0 | 0 | 0 | 0 | 0 | 0 | 0 | 0 | 0
F1_Commercial_Miscellaneous (WA)_Existing_Food Preparation_Natural Gas_Conveyor Oven_E8 | F1 | Commercial | Miscellaneous (WA) | Existing | Food Preparation | Natural Gas | Conveyor Oven | E8 | RVT - Cost of Equipment | 0 | 0 | 0 | 0 | 0 | 0 | 0 | 0 | 0 | 0 | 0 | 0 | 0 | 0 | 0 | 0 | 0 | 0 | 0 | 0 | 0 | 0 | 0 | 0 | 0 | 0 | 0
F1_Commercial_Miscellaneous (WA)_Existing_Food Preparation_Natural Gas_Conveyor Oven_E9 | F1 | Commercial | Miscellaneous (WA) | Existing | Food Preparation | Natural Gas | Conveyor Oven | E9 | RVT - Cost of Equipment | 0 | 0 | 0 | 0 | 0 | 0 | 0 | 0 | 0 | 0 | 0 | 0 | 0 | 0 | 0 | 0 | 0 | 0 | 0 | 0 | 0 | 0 | 0 | 0 | 0 | 0 | 0
F1_Commercial_Miscellaneous (WA)_Existing_Food Preparation_Natural Gas_Conveyor Oven_E10 | F1 | Commercial | Miscellaneous (WA) | Existing | Food Preparation | Natural Gas | Conveyor Oven | E10 | RVT - Cost of Equipment | 0 | 0 | 0 | 0 | 0 | 0 | 0 | 0 | 0 | 0 | 0 | 0 | 0 | 0 | 0 | 0 | 0 | 0 | 0 | 0 | 0 | 0 | 0 | 0 | 0 | 0 | 0
F2_Commercial_Miscellaneous (WA)_Existing_Food Preparation_Natural Gas_Conveyor Oven_E1 | F2 | Commercial | Miscellaneous (WA) | Existing | Food Preparation | Natural Gas | Conveyor Oven | E1 | RVT - Cost of Operation | 0.010187 | 0.010405 | 0.010642 | 0.010898 | 0.011176 | 0.011504 | 0.011825 | 0.01213 | 0.01241 | 0.012685 | 0.012973 | 0.013241 | 0.013527 | 0.013805 | 0.014052 | 0.014282 | 0.014485 | 0.014683 | 0.01489 | 0.015089 | 0.015289 | 0.015559 | 0.015833 | 0.016114 | 0.0164 | 0.016692 | 0.016988
F2_Commercial_Miscellaneous (WA)_Existing_Food Preparation_Natural Gas_Conveyor Oven_E2 | F2 | Commercial | Miscellaneous (WA) | Existing | Food Preparation | Natural Gas | Conveyor Oven | E2 | RVT - Cost of Operation | 0.008096 | 0.008269 | 0.0084572 | 0.0086612 | 0.0088823 | 0.0091428 | 0.0093977 | 0.0096403 | 0.0098627 | 0.010081 | 0.01031 | 0.010523 | 0.01075 | 0.010971 | 0.011168 | 0.01135 | 0.011512 | 0.011669 | 0.011834 | 0.011992 | 0.012151 | 0.012366 | 0.012583 | 0.012807 | 0.013034 | 0.013266 | 0.013501
F2_Commercial_Miscellaneous (WA)_Existing_Food Preparation_Natural Gas_Conveyor Oven_E3 | F2 | Commercial | Miscellaneous (WA) | Existing | Food Preparation | Natural Gas | Conveyor Oven | E3 | RVT - Cost of Operation | 0 | 0 | 0 | 0 | 0 | 0 | 0 | 0 | 0 | 0 | 0 | 0 | 0 | 0 | 0 | 0 | 0 | 0 | 0 | 0 | 0 | 0 | 0 | 0 | 0 | 0 | 0
F2_Commercial_Miscellaneous (WA)_Existing_Food Preparation_Natural Gas_Conveyor Oven_E4 | F2 | Commercial | Miscellaneous (WA) | Existing | Food Preparation | Natural Gas | Conveyor Oven | E4 | RVT - Cost of Operation | 0 | 0 | 0 | 0 | 0 | 0 | 0 | 0 | 0 | 0 | 0 | 0 | 0 | 0 | 0 | 0 | 0 | 0 | 0 | 0 | 0 | 0 | 0 | 0 | 0 | 0 | 0
F2_Commercial_Miscellaneous (WA)_Existing_Food Preparation_Natural Gas_Conveyor Oven_E5 | F2 | Commercial | Miscellaneous (WA) | Existing | Food Preparation | Natural Gas | Conveyor Oven | E5 | RVT - Cost of Operation | 0 | 0 | 0 | 0 | 0 | 0 | 0 | 0 | 0 | 0 | 0 | 0 | 0 | 0 | 0 | 0 | 0 | 0 | 0 | 0 | 0 | 0 | 0 | 0 | 0 | 0 | 0
F2_Commercial_Miscellaneous (WA)_Existing_Food Preparation_Natural Gas_Conveyor Oven_E6 | F2 | Commercial | Miscellaneous (WA) | Existing | Food Preparation | Natural Gas | Conveyor Oven | E6 | RVT - Cost of Operation | 0 | 0 | 0 | 0 | 0 | 0 | 0 | 0 | 0 | 0 | 0 | 0 | 0 | 0 | 0 | 0 | 0 | 0 | 0 | 0 | 0 | 0 | 0 | 0 | 0 | 0 | 0
F2_Commercial_Miscellaneous (WA)_Existing_Food Preparation_Natural Gas_Conveyor Oven_E7 | F2 | Commercial | Miscellaneous (WA) | Existing | Food Preparation | Natural Gas | Conveyor Oven | E7 | RVT - Cost of Operation | 0 | 0 | 0 | 0 | 0 | 0 | 0 | 0 | 0 | 0 | 0 | 0 | 0 | 0 | 0 | 0 | 0 | 0 | 0 | 0 | 0 | 0 | 0 | 0 | 0 | 0 | 0
F2_Commercial_Miscellaneous (WA)_Existing_Food Preparation_Natural Gas_Conveyor Oven_E8 | F2 | Commercial | Miscellaneous (WA) | Existing | Food Preparation | Natural Gas | Conveyor Oven | E8 | RVT - Cost of Operation | 0 | 0 | 0 | 0 | 0 | 0 | 0 | 0 | 0 | 0 | 0 | 0 | 0 | 0 | 0 | 0 | 0 | 0 | 0 | 0 | 0 | 0 | 0 | 0 | 0 | 0 | 0
F2_Commercial_Miscellaneous (WA)_Existing_Food Preparation_Natural Gas_Conveyor Oven_E9 | F2 | Commercial | Miscellaneous (WA) | Existing | Food Preparation | Natural Gas | Conveyor Oven | E9 | RVT - Cost of Operation | 0 | 0 | 0 | 0 | 0 | 0 | 0 | 0 | 0 | 0 | 0 | 0 | 0 | 0 | 0 | 0 | 0 | 0 | 0 | 0 | 0 | 0 | 0 | 0 | 0 | 0 | 0
F2_Commercial_Miscellaneous (WA)_Existing_Food Preparation_Natural Gas_Conveyor Oven_E10 | F2 | Commercial | Miscellaneous (WA) | Existing | Food Preparation | Natural Gas | Conveyor Oven | E10 | RVT - Cost of Operation | 0 | 0 | 0 | 0 | 0 | 0 | 0 | 0 | 0 | 0 | 0 | 0 | 0 | 0 | 0 | 0 | 0 | 0 | 0 | 0 | 0 | 0 | 0 | 0 | 0 | 0 | 0
F3_Commercial_Miscellaneous (WA)_Existing_Food Preparation_Natural Gas_Conveyor Oven_E1 | F3 | Commercial | Miscellaneous (WA) | Existing | Food Preparation | Natural Gas | Conveyor Oven | E1 | System - kBTUs of Consumption | 2.2906 | 2.2906 | 2.2906 | 2.2906 | 2.2906 | 2.2906 | 2.2906 | 2.2906 | 2.2906 | 2.2906 | 2.2906 | 2.2906 | 2.2906 | 2.2906 | 2.2906 | 2.2906 | 2.2906 | 2.2906 | 2.2906 | 2.2906 | 2.2906 | 2.2906 | 2.2906 | 2.2906 | 2.2906 | 2.2906 | 2.2906
F3_Commercial_Miscellaneous (WA)_Existing_Food Preparation_Natural Gas_Conveyor Oven_E2 | F3 | Commercial | Miscellaneous (WA) | Existing | Food Preparation | Natural Gas | Conveyor Oven | E2 | System - kBTUs of Consumption | 1.8204 | 1.8204 | 1.8204 | 1.8204 | 1.8204 | 1.8204 | 1.8204 | 1.8204 | 1.8204 | 1.8204 | 1.8204 | 1.8204 | 1.8204 | 1.8204 | 1.8204 | 1.8204 | 1.8204 | 1.8204 | 1.8204 | 1.8204 | 1.8204 | 1.8204 | 1.8204 | 1.8204 | 1.8204 | 1.8204 | 1.8204
F3_Commercial_Miscellaneous (WA)_Existing_Food Preparation_Natural Gas_Conveyor Oven_E3 | F3 | Commercial | Miscellaneous (WA) | Existing | Food Preparation | Natural Gas | Conveyor Oven | E3 | System - kBTUs of Consumption | 0 | 0 | 0 | 0 | 0 | 0 | 0 | 0 | 0 | 0 | 0 | 0 | 0 | 0 | 0 | 0 | 0 | 0 | 0 | 0 | 0 | 0 | 0 | 0 | 0 | 0 | 0
F3_Commercial_Miscellaneous (WA)_Existing_Food Preparation_Natural Gas_Conveyor Oven_E4 | F3 | Commercial | Miscellaneous (WA) | Existing | Food Preparation | Natural Gas | Conveyor Oven | E4 | System - kBTUs of Consumption | 0 | 0 | 0 | 0 | 0 | 0 | 0 | 0 | 0 | 0 | 0 | 0 | 0 | 0 | 0 | 0 | 0 | 0 | 0 | 0 | 0 | 0 | 0 | 0 | 0 | 0 | 0
F3_Commercial_Miscellaneous (WA)_Existing_Food Preparation_Natural Gas_Conveyor Oven_E5 | F3 | Commercial | Miscellaneous (WA) | Existing | Food Preparation | Natural Gas | Conveyor Oven | E5 | System - kBTUs of Consumption | 0 | 0 | 0 | 0 | 0 | 0 | 0 | 0 | 0 | 0 | 0 | 0 | 0 | 0 | 0 | 0 | 0 | 0 | 0 | 0 | 0 | 0 | 0 | 0 | 0 | 0 | 0
F3_Commercial_Miscellaneous (WA)_Existing_Food Preparation_Natural Gas_Conveyor Oven_E6 | F3 | Commercial | Miscellaneous (WA) | Existing | Food Preparation | Natural Gas | Conveyor Oven | E6 | System - kBTUs of Consumption | 0 | 0 | 0 | 0 | 0 | 0 | 0 | 0 | 0 | 0 | 0 | 0 | 0 | 0 | 0 | 0 | 0 | 0 | 0 | 0 | 0 | 0 | 0 | 0 | 0 | 0 | 0
F3_Commercial_Miscellaneous (WA)_Existing_Food Preparation_Natural Gas_Conveyor Oven_E7 | F3 | Commercial | Miscellaneous (WA) | Existing | Food Preparation | Natural Gas | Conveyor Oven | E7 | System - kBTUs of Consumption | 0 | 0 | 0 | 0 | 0 | 0 | 0 | 0 | 0 | 0 | 0 | 0 | 0 | 0 | 0 | 0 | 0 | 0 | 0 | 0 | 0 | 0 | 0 | 0 | 0 | 0 | 0
F3_Commercial_Miscellaneous (WA)_Existing_Food Preparation_Natural Gas_Conveyor Oven_E8 | F3 | Commercial | Miscellaneous (WA) | Existing | Food Preparation | Natural Gas | Conveyor Oven | E8 | System - kBTUs of Consumption | 0 | 0 | 0 | 0 | 0 | 0 | 0 | 0 | 0 | 0 | 0 | 0 | 0 | 0 | 0 | 0 | 0 | 0 | 0 | 0 | 0 | 0 | 0 | 0 | 0 | 0 | 0
F3_Commercial_Miscellaneous (WA)_Existing_Food Preparation_Natural Gas_Conveyor Oven_E9 | F3 | Commercial | Miscellaneous (WA) | Existing | Food Preparation | Natural Gas | Conveyor Oven | E9 | System - kBTUs of Consumption | 0 | 0 | 0 | 0 | 0 | 0 | 0 | 0 | 0 | 0 | 0 | 0 | 0 | 0 | 0 | 0 | 0 | 0 | 0 | 0 | 0 | 0 | 0 | 0 | 0 | 0 | 0
F3_Commercial_Miscellaneous (WA)_Existing_Food Preparation_Natural Gas_Conveyor Oven_E10 | F3 | Commercial | Miscellaneous (WA) | Existing | Food Preparation | Natural Gas | Conveyor Oven | E10 | System - kBTUs of Consumption | 0 | 0 | 0 | 0 | 0 | 0 | 0 | 0 | 0 | 0 | 0 | 0 | 0 | 0 | 0 | 0 | 0 | 0 | 0 | 0 | 0 | 0 | 0 | 0 | 0 | 0 | 0
F4_Commercial_Miscellaneous (WA)_Existing_Food Preparation_Natural Gas_Conveyor Oven_E1 | F4 | Commercial | Miscellaneous (WA) | Existing | Food Preparation | Natural Gas | Conveyor Oven | E1 | Utility - Cost of Equipment | 0.00019081 | 0.00019081 | 0.00019081 | 0.00019081 | 0.00019081 | 0.00019081 | 0.00019081 | 0.00019081 | 0.00019081 | 0.00019081 | 0.00019081 | 0.00019081 | 0.00019081 | 0.00019081 | 0.00019081 | 0.00019081 | 0.00019081 | 0.00019081 | 0.00019081 | 0.00019081 | 0.00019081 | 0.00019081 | 0.00019081 | 0.00019081 | 0.00019081 | 0.00019081 | 0.00019081
F4_Commercial_Miscellaneous (WA)_Existing_Food Preparation_Natural Gas_Conveyor Oven_E2 | F4 | Commercial | Miscellaneous (WA) | Existing | Food Preparation | Natural Gas | Conveyor Oven | E2 | Utility - Cost of Equipment | 0.00040425 | 0.00040425 | 0.00040425 | 0.00040425 | 0.00040425 | 0.00040425 | 0.00040425 | 0.00040425 | 0.00040425 | 0.00040425 | 0.00040425 | 0.00040425 | 0.00040425 | 0.00040425 | 0.00040425 | 0.00040425 | 0.00040425 | 0.00040425 | 0.00040425 | 0.00040425 | 0.00040425 | 0.00040425 | 0.00040425 | 0.00040425 | 0.00040425 | 0.00040425 | 0.00040425
F4_Commercial_Miscellaneous (WA)_Existing_Food Preparation_Natural Gas_Conveyor Oven_E3 | F4 | Commercial | Miscellaneous (WA) | Existing | Food Preparation | Natural Gas | Conveyor Oven | E3 | Utility - Cost of Equipment | 0 | 0 | 0 | 0 | 0 | 0 | 0 | 0 | 0 | 0 | 0 | 0 | 0 | 0 | 0 | 0 | 0 | 0 | 0 | 0 | 0 | 0 | 0 | 0 | 0 | 0 | 0
F4_Commercial_Miscellaneous (WA)_Existing_Food Preparation_Natural Gas_Conveyor Oven_E4 | F4 | Commercial | Miscellaneous (WA) | Existing | Food Preparation | Natural Gas | Conveyor Oven | E4 | Utility - Cost of Equipment | 0 | 0 | 0 | 0 | 0 | 0 | 0 | 0 | 0 | 0 | 0 | 0 | 0 | 0 | 0 | 0 | 0 | 0 | 0 | 0 | 0 | 0 | 0 | 0 | 0 | 0 | 0
F4_Commercial_Miscellaneous (WA)_Existing_Food Preparation_Natural Gas_Conveyor Oven_E5 | F4 | Commercial | Miscellaneous (WA) | Existing | Food Preparation | Natural Gas | Conveyor Oven | E5 | Utility - Cost of Equipment | 0 | 0 | 0 | 0 | 0 | 0 | 0 | 0 | 0 | 0 | 0 | 0 | 0 | 0 | 0 | 0 | 0 | 0 | 0 | 0 | 0 | 0 | 0 | 0 | 0 | 0 | 0
F4_Commercial_Miscellaneous (WA)_Existing_Food Preparation_Natural Gas_Conveyor Oven_E6 | F4 | Commercial | Miscellaneous (WA) | Existing | Food Preparation | Natural Gas | Conveyor Oven | E6 | Utility - Cost of Equipment | 0 | 0 | 0 | 0 | 0 | 0 | 0 | 0 | 0 | 0 | 0 | 0 | 0 | 0 | 0 | 0 | 0 | 0 | 0 | 0 | 0 | 0 | 0 | 0 | 0 | 0 | 0
F4_Commercial_Miscellaneous (WA)_Existing_Food Preparation_Natural Gas_Conveyor Oven_E7 | F4 | Commercial | Miscellaneous (WA) | Existing | Food Preparation | Natural Gas | Conveyor Oven | E7 | Utility - Cost of Equipment | 0 | 0 | 0 | 0 | 0 | 0 | 0 | 0 | 0 | 0 | 0 | 0 | 0 | 0 | 0 | 0 | 0 | 0 | 0 | 0 | 0 | 0 | 0 | 0 | 0 | 0 | 0
F4_Commercial_Miscellaneous (WA)_Existing_Food Preparation_Natural Gas_Conveyor Oven_E8 | F4 | Commercial | Miscellaneous (WA) | Existing | Food Preparation | Natural Gas | Conveyor Oven | E8 | Utility - Cost of Equipment | 0 | 0 | 0 | 0 | 0 | 0 | 0 | 0 | 0 | 0 | 0 | 0 | 0 | 0 | 0 | 0 | 0 | 0 | 0 | 0 | 0 | 0 | 0 | 0 | 0 | 0 | 0
F4_Commercial_Miscellaneous (WA)_Existing_Food Preparation_Natural Gas_Conveyor Oven_E9 | F4 | Commercial | Miscellaneous (WA) | Existing | Food Preparation | Natural Gas | Conveyor Oven | E9 | Utility - Cost of Equipment | 0 | 0 | 0 | 0 | 0 | 0 | 0 | 0 | 0 | 0 | 0 | 0 | 0 | 0 | 0 | 0 | 0 | 0 | 0 | 0 | 0 | 0 | 0 | 0 | 0 | 0 | 0
F4_Commercial_Miscellaneous (WA)_Existing_Food Preparation_Natural Gas_Conveyor Oven_E10 | F4 | Commercial | Miscellaneous (WA) | Existing | Food Preparation | Natural Gas | Conveyor Oven | E10 | Utility - Cost of Equipment | 0 | 0 | 0 | 0 | 0 | 0 | 0 | 0 | 0 | 0 | 0 | 0 | 0 | 0 | 0 | 0 | 0 | 0 | 0 | 0 | 0 | 0 | 0 | 0 | 0 | 0 | 0
F5_Commercial_Miscellaneous (WA)_Existing_Food Preparation_Natural Gas_Conveyor Oven_E1 | F5 | Commercial | Miscellaneous (WA) | Existing | Food Preparation | Natural Gas | Conveyor Oven | E1 | Utility - Cost of Operation | 0.0087876 | 0.0090234 | 0.0092826 | 0.0095665 | 0.0098775 | 0.01024 | 0.010607 | 0.01097 | 0.01132 | 0.011674 | 0.011967 | 0.012245 | 0.012541 | 0.012834 | 0.013101 | 0.013356 | 0.01359 | 0.013824 | 0.01407 | 0.014312 | 0.014561 | 0.014818 | 0.015079 | 0.015347 | 0.015619 | 0.015897 | 0.016179
F5_Commercial_Miscellaneous (WA)_Existing_Food Preparation_Natural Gas_Conveyor Oven_E2 | F5 | Commercial | Miscellaneous (WA) | Existing | Food Preparation | Natural Gas | Conveyor Oven | E2 | Utility - Cost of Operation | 0.0069838 | 0.0071712 | 0.0073772 | 0.0076028 | 0.00785 | 0.0081379 | 0.00843 | 0.0087181 | 0.008996 | 0.0092781 | 0.0095108 | 0.0097316 | 0.0099671 | 0.010199 | 0.010412 | 0.010614 | 0.010801 | 0.010986 | 0.011182 | 0.011375 | 0.011572 | 0.011777 | 0.011984 | 0.012197 | 0.012413 | 0.012634 | 0.012858
F5_Commercial_Miscellaneous (WA)_Existing_Food Preparation_Natural Gas_Conveyor Oven_E3 | F5 | Commercial | Miscellaneous (WA) | Existing | Food Preparation | Natural Gas | Conveyor Oven | E3 | Utility - Cost of Operation | 0 | 0 | 0 | 0 | 0 | 0 | 0 | 0 | 0 | 0 | 0 | 0 | 0 | 0 | 0 | 0 | 0 | 0 | 0 | 0 | 0 | 0 | 0 | 0 | 0 | 0 | 0
F5_Commercial_Miscellaneous (WA)_Existing_Food Preparation_Natural Gas_Conveyor Oven_E4 | F5 | Commercial | Miscellaneous (WA) | Existing | Food Preparation | Natural Gas | Conveyor Oven | E4 | Utility - Cost of Operation | 0 | 0 | 0 | 0 | 0 | 0 | 0 | 0 | 0 | 0 | 0 | 0 | 0 | 0 | 0 | 0 | 0 | 0 | 0 | 0 | 0 | 0 | 0 | 0 | 0 | 0 | 0
F5_Commercial_Miscellaneous (WA)_Existing_Food Preparation_Natural Gas_Conveyor Oven_E5 | F5 | Commercial | Miscellaneous (WA) | Existing | Food Preparation | Natural Gas | Conveyor Oven | E5 | Utility - Cost of Operation | 0 | 0 | 0 | 0 | 0 | 0 | 0 | 0 | 0 | 0 | 0 | 0 | 0 | 0 | 0 | 0 | 0 | 0 | 0 | 0 | 0 | 0 | 0 | 0 | 0 | 0 | 0
F5_Commercial_Miscellaneous (WA)_Existing_Food Preparation_Natural Gas_Conveyor Oven_E6 | F5 | Commercial | Miscellaneous (WA) | Existing | Food Preparation | Natural Gas | Conveyor Oven | E6 | Utility - Cost of Operation | 0 | 0 | 0 | 0 | 0 | 0 | 0 | 0 | 0 | 0 | 0 | 0 | 0 | 0 | 0 | 0 | 0 | 0 | 0 | 0 | 0 | 0 | 0 | 0 | 0 | 0 | 0
F5_Commercial_Miscellaneous (WA)_Existing_Food Preparation_Natural Gas_Conveyor Oven_E7 | F5 | Commercial | Miscellaneous (WA) | Existing | Food Preparation | Natural Gas | Conveyor Oven | E7 | Utility - Cost of Operation | 0 | 0 | 0 | 0 | 0 | 0 | 0 | 0 | 0 | 0 | 0 | 0 | 0 | 0 | 0 | 0 | 0 | 0 | 0 | 0 | 0 | 0 | 0 | 0 | 0 | 0 | 0
F5_Commercial_Miscellaneous (WA)_Existing_Food Preparation_Natural Gas_Conveyor Oven_E8 | F5 | Commercial | Miscellaneous (WA) | Existing | Food Preparation | Natural Gas | Conveyor Oven | E8 | Utility - Cost of Operation | 0 | 0 | 0 | 0 | 0 | 0 | 0 | 0 | 0 | 0 | 0 | 0 | 0 | 0 | 0 | 0 | 0 | 0 | 0 | 0 | 0 | 0 | 0 | 0 | 0 | 0 | 0
F5_Commercial_Miscellaneous (WA)_Existing_Food Preparation_Natural Gas_Conveyor Oven_E9 | F5 | Commercial | Miscellaneous (WA) | Existing | Food Preparation | Natural Gas | Conveyor Oven | E9 | Utility - Cost of Operation | 0 | 0 | 0 | 0 | 0 | 0 | 0 | 0 | 0 | 0 | 0 | 0 | 0 | 0 | 0 | 0 | 0 | 0 | 0 | 0 | 0 | 0 | 0 | 0 | 0 | 0 | 0
F5_Commercial_Miscellaneous (WA)_Existing_Food Preparation_Natural Gas_Conveyor Oven_E10 | F5 | Commercial | Miscellaneous (WA) | Existing | Food Preparation | Natural Gas | Conveyor Oven | E10 | Utility - Cost of Operation | 0 | 0 | 0 | 0 | 0 | 0 | 0 | 0 | 0 | 0 | 0 | 0 | 0 | 0 | 0 | 0 | 0 | 0 | 0 | 0 | 0 | 0 | 0 | 0 | 0 | 0 | 0
F6_Commercial_Miscellaneous (WA)_Existing_Food Preparation_Natural Gas_Conveyor Oven_E1 | F6 | Commercial | Miscellaneous (WA) | Existing | Food Preparation | Natural Gas | Conveyor Oven | E1 | Utility - Value of Sales | 0.010187 | 0.010405 | 0.010642 | 0.010898 | 0.011176 | 0.011504 | 0.011825 | 0.01213 | 0.01241 | 0.012685 | 0.012973 | 0.013241 | 0.013527 | 0.013805 | 0.014052 | 0.014282 | 0.014485 | 0.014683 | 0.01489 | 0.015089 | 0.015289 | 0.015559 | 0.015833 | 0.016114 | 0.0164 | 0.016692 | 0.016988
F6_Commercial_Miscellaneous (WA)_Existing_Food Preparation_Natural Gas_Conveyor Oven_E2 | F6 | Commercial | Miscellaneous (WA) | Existing | Food Preparation | Natural Gas | Conveyor Oven | E2 | Utility - Value of Sales | 0.008096 | 0.008269 | 0.0084572 | 0.0086612 | 0.0088823 | 0.0091428 | 0.0093977 | 0.0096403 | 0.0098627 | 0.010081 | 0.01031 | 0.010523 | 0.01075 | 0.010971 | 0.011168 | 0.01135 | 0.011512 | 0.011669 | 0.011834 | 0.011992 | 0.012151 | 0.012366 | 0.012583 | 0.012807 | 0.013034 | 0.013266 | 0.013501
F6_Commercial_Miscellaneous (WA)_Existing_Food Preparation_Natural Gas_Conveyor Oven_E3 | F6 | Commercial | Miscellaneous (WA) | Existing | Food Preparation | Natural Gas | Conveyor Oven | E3 | Utility - Value of Sales | 0 | 0 | 0 | 0 | 0 | 0 | 0 | 0 | 0 | 0 | 0 | 0 | 0 | 0 | 0 | 0 | 0 | 0 | 0 | 0 | 0 | 0 | 0 | 0 | 0 | 0 | 0
F6_Commercial_Miscellaneous (WA)_Existing_Food Preparation_Natural Gas_Conveyor Oven_E4 | F6 | Commercial | Miscellaneous (WA) | Existing | Food Preparation | Natural Gas | Conveyor Oven | E4 | Utility - Value of Sales | 0 | 0 | 0 | 0 | 0 | 0 | 0 | 0 | 0 | 0 | 0 | 0 | 0 | 0 | 0 | 0 | 0 | 0 | 0 | 0 | 0 | 0 | 0 | 0 | 0 | 0 | 0
F6_Commercial_Miscellaneous (WA)_Existing_Food Preparation_Natural Gas_Conveyor Oven_E5 | F6 | Commercial | Miscellaneous (WA) | Existing | Food Preparation | Natural Gas | Conveyor Oven | E5 | Utility - Value of Sales | 0 | 0 | 0 | 0 | 0 | 0 | 0 | 0 | 0 | 0 | 0 | 0 | 0 | 0 | 0 | 0 | 0 | 0 | 0 | 0 | 0 | 0 | 0 | 0 | 0 | 0 | 0
F6_Commercial_Miscellaneous (WA)_Existing_Food Preparation_Natural Gas_Conveyor Oven_E6 | F6 | Commercial | Miscellaneous (WA) | Existing | Food Preparation | Natural Gas | Conveyor Oven | E6 | Utility - Value of Sales | 0 | 0 | 0 | 0 | 0 | 0 | 0 | 0 | 0 | 0 | 0 | 0 | 0 | 0 | 0 | 0 | 0 | 0 | 0 | 0 | 0 | 0 | 0 | 0 | 0 | 0 | 0
F6_Commercial_Miscellaneous (WA)_Existing_Food Preparation_Natural Gas_Conveyor Oven_E7 | F6 | Commercial | Miscellaneous (WA) | Existing | Food Preparation | Natural Gas | Conveyor Oven | E7 | Utility - Value of Sales | 0 | 0 | 0 | 0 | 0 | 0 | 0 | 0 | 0 | 0 | 0 | 0 | 0 | 0 | 0 | 0 | 0 | 0 | 0 | 0 | 0 | 0 | 0 | 0 | 0 | 0 | 0
F6_Commercial_Miscellaneous (WA)_Existing_Food Preparation_Natural Gas_Conveyor Oven_E8 | F6 | Commercial | Miscellaneous (WA) | Existing | Food Preparation | Natural Gas | Conveyor Oven | E8 | Utility - Value of Sales | 0 | 0 | 0 | 0 | 0 | 0 | 0 | 0 | 0 | 0 | 0 | 0 | 0 | 0 | 0 | 0 | 0 | 0 | 0 | 0 | 0 | 0 | 0 | 0 | 0 | 0 | 0
F6_Commercial_Miscellaneous (WA)_Existing_Food Preparation_Natural Gas_Conveyor Oven_E9 | F6 | Commercial | Miscellaneous (WA) | Existing | Food Preparation | Natural Gas | Conveyor Oven | E9 | Utility - Value of Sales | 0 | 0 | 0 | 0 | 0 | 0 | 0 | 0 | 0 | 0 | 0 | 0 | 0 | 0 | 0 | 0 | 0 | 0 | 0 | 0 | 0 | 0 | 0 | 0 | 0 | 0 | 0
F6_Commercial_Miscellaneous (WA)_Existing_Food Preparation_Natural Gas_Conveyor Oven_E10 | F6 | Commercial | Miscellaneous (WA) | Existing | Food Preparation | Natural Gas | Conveyor Oven | E10 | Utility - Value of Sales | 0 | 0 | 0 | 0 | 0 | 0 | 0 | 0 | 0 | 0 | 0 | 0 | 0 | 0 | 0 | 0 | 0 | 0 | 0 | 0 | 0 | 0 | 0 | 0 | 0 | 0 | 0
F1_Commercial_Miscellaneous (WA)_Existing_Food Preparation_Natural Gas_Double Rack Oven_E1 | F1 | Commercial | Miscellaneous (WA) | Existing | Food Preparation | Natural Gas | Double Rack Oven | E1 | RVT - Cost of Equipment | 0.0004044 | 0.0004044 | 0.0004044 | 0.0004044 | 0.0004044 | 0.0004044 | 0.0004044 | 0.0004044 | 0.0004044 | 0.0004044 | 0.0004044 | 0.0004044 | 0.0004044 | 0.0004044 | 0.0004044 | 0.0004044 | 0.0004044 | 0.0004044 | 0.0004044 | 0.0004044 | 0.0004044 | 0.0004044 | 0.0004044 | 0.0004044 | 0.0004044 | 0.0004044 | 0.0004044
F1_Commercial_Miscellaneous (WA)_Existing_Food Preparation_Natural Gas_Double Rack Oven_E2 | F1 | Commercial | Miscellaneous (WA) | Existing | Food Preparation | Natural Gas | Double Rack Oven | E2 | RVT - Cost of Equipment | 0.0018346 | 0.0018346 | 0.0018346 | 0.0018346 | 0.0018346 | 0.0018346 | 0.0018346 | 0.0018346 | 0.0018346 | 0.0018346 | 0.0018346 | 0.0018346 | 0.0018346 | 0.0018346 | 0.0018346 | 0.0018346 | 0.0018346 | 0.0018346 | 0.0018346 | 0.0018346 | 0.0018346 | 0.0018346 | 0.0018346 | 0.0018346 | 0.0018346 | 0.0018346 | 0.0018346
F1_Commercial_Miscellaneous (WA)_Existing_Food Preparation_Natural Gas_Double Rack Oven_E3 | F1 | Commercial | Miscellaneous (WA) | Existing | Food Preparation | Natural Gas | Double Rack Oven | E3 | RVT - Cost of Equipment | 0 | 0 | 0 | 0 | 0 | 0 | 0 | 0 | 0 | 0 | 0 | 0 | 0 | 0 | 0 | 0 | 0 | 0 | 0 | 0 | 0 | 0 | 0 | 0 | 0 | 0 | 0
F1_Commercial_Miscellaneous (WA)_Existing_Food Preparation_Natural Gas_Double Rack Oven_E4 | F1 | Commercial | Miscellaneous (WA) | Existing | Food Preparation | Natural Gas | Double Rack Oven | E4 | RVT - Cost of Equipment | 0 | 0 | 0 | 0 | 0 | 0 | 0 | 0 | 0 | 0 | 0 | 0 | 0 | 0 | 0 | 0 | 0 | 0 | 0 | 0 | 0 | 0 | 0 | 0 | 0 | 0 | 0
F1_Commercial_Miscellaneous (WA)_Existing_Food Preparation_Natural Gas_Double Rack Oven_E5 | F1 | Commercial | Miscellaneous (WA) | Existing | Food Preparation | Natural Gas | Double Rack Oven | E5 | RVT - Cost of Equipment | 0 | 0 | 0 | 0 | 0 | 0 | 0 | 0 | 0 | 0 | 0 | 0 | 0 | 0 | 0 | 0 | 0 | 0 | 0 | 0 | 0 | 0 | 0 | 0 | 0 | 0 | 0
F1_Commercial_Miscellaneous (WA)_Existing_Food Preparation_Natural Gas_Double Rack Oven_E6 | F1 | Commercial | Miscellaneous (WA) | Existing | Food Preparation | Natural Gas | Double Rack Oven | E6 | RVT - Cost of Equipment | 0 | 0 | 0 | 0 | 0 | 0 | 0 | 0 | 0 | 0 | 0 | 0 | 0 | 0 | 0 | 0 | 0 | 0 | 0 | 0 | 0 | 0 | 0 | 0 | 0 | 0 | 0
F1_Commercial_Miscellaneous (WA)_Existing_Food Preparation_Natural Gas_Double Rack Oven_E7 | F1 | Commercial | Miscellaneous (WA) | Existing | Food Preparation | Natural Gas | Double Rack Oven | E7 | RVT - Cost of Equipment | 0 | 0 | 0 | 0 | 0 | 0 | 0 | 0 | 0 | 0 | 0 | 0 | 0 | 0 | 0 | 0 | 0 | 0 | 0 | 0 | 0 | 0 | 0 | 0 | 0 | 0 | 0
F1_Commercial_Miscellaneous (WA)_Existing_Food Preparation_Natural Gas_Double Rack Oven_E8 | F1 | Commercial | Miscellaneous (WA) | Existing | Food Preparation | Natural Gas | Double Rack Oven | E8 | RVT - Cost of Equipment | 0 | 0 | 0 | 0 | 0 | 0 | 0 | 0 | 0 | 0 | 0 | 0 | 0 | 0 | 0 | 0 | 0 | 0 | 0 | 0 | 0 | 0 | 0 | 0 | 0 | 0 | 0
F1_Commercial_Miscellaneous (WA)_Existing_Food Preparation_Natural Gas_Double Rack Oven_E9 | F1 | Commercial | Miscellaneous (WA) | Existing | Food Preparation | Natural Gas | Double Rack Oven | E9 | RVT - Cost of Equipment | 0 | 0 | 0 | 0 | 0 | 0 | 0 | 0 | 0 | 0 | 0 | 0 | 0 | 0 | 0 | 0 | 0 | 0 | 0 | 0 | 0 | 0 | 0 | 0 | 0 | 0 | 0
F1_Commercial_Miscellaneous (WA)_Existing_Food Preparation_Natural Gas_Double Rack Oven_E10 | F1 | Commercial | Miscellaneous (WA) | Existing | Food Preparation | Natural Gas | Double Rack Oven | E10 | RVT - Cost of Equipment | 0 | 0 | 0 | 0 | 0 | 0 | 0 | 0 | 0 | 0 | 0 | 0 | 0 | 0 | 0 | 0 | 0 | 0 | 0 | 0 | 0 | 0 | 0 | 0 | 0 | 0 | 0
F2_Commercial_Miscellaneous (WA)_Existing_Food Preparation_Natural Gas_Double Rack Oven_E1 | F2 | Commercial | Miscellaneous (WA) | Existing | Food Preparation | Natural Gas | Double Rack Oven | E1 | RVT - Cost of Operation | 0.016531 | 0.016843 | 0.01721 | 0.017637 | 0.018127 | 0.018738 | 0.01935 | 0.019932 | 0.020459 | 0.020969 | 0.021498 | 0.021979 | 0.022486 | 0.022966 | 0.023379 | 0.023752 | 0.024067 | 0.024368 | 0.024688 | 0.024987 | 0.025287 | 0.025733 | 0.026184 | 0.026649 | 0.027123 | 0.027605 | 0.028095
F2_Commercial_Miscellaneous (WA)_Existing_Food Preparation_Natural Gas_Double Rack Oven_E2 | F2 | Commercial | Miscellaneous (WA) | Existing | Food Preparation | Natural Gas | Double Rack Oven | E2 | RVT - Cost of Operation | 0.010242 | 0.010435 | 0.010662 | 0.010927 | 0.01123 | 0.011609 | 0.011988 | 0.012349 | 0.012675 | 0.012991 | 0.013319 | 0.013617 | 0.013931 | 0.014228 | 0.014484 | 0.014715 | 0.01491 | 0.015097 | 0.015295 | 0.01548 | 0.015666 | 0.015943 | 0.016222 | 0.01651 | 0.016804 | 0.017102 | 0.017406
F2_Commercial_Miscellaneous (WA)_Existing_Food Preparation_Natural Gas_Double Rack Oven_E3 | F2 | Commercial | Miscellaneous (WA) | Existing | Food Preparation | Natural Gas | Double Rack Oven | E3 | RVT - Cost of Operation | 0 | 0 | 0 | 0 | 0 | 0 | 0 | 0 | 0 | 0 | 0 | 0 | 0 | 0 | 0 | 0 | 0 | 0 | 0 | 0 | 0 | 0 | 0 | 0 | 0 | 0 | 0
F2_Commercial_Miscellaneous (WA)_Existing_Food Preparation_Natural Gas_Double Rack Oven_E4 | F2 | Commercial | Miscellaneous (WA) | Existing | Food Preparation | Natural Gas | Double Rack Oven | E4 | RVT - Cost of Operation | 0 | 0 | 0 | 0 | 0 | 0 | 0 | 0 | 0 | 0 | 0 | 0 | 0 | 0 | 0 | 0 | 0 | 0 | 0 | 0 | 0 | 0 | 0 | 0 | 0 | 0 | 0
F2_Commercial_Miscellaneous (WA)_Existing_Food Preparation_Natural Gas_Double Rack Oven_E5 | F2 | Commercial | Miscellaneous (WA) | Existing | Food Preparation | Natural Gas | Double Rack Oven | E5 | RVT - Cost of Operation | 0 | 0 | 0 | 0 | 0 | 0 | 0 | 0 | 0 | 0 | 0 | 0 | 0 | 0 | 0 | 0 | 0 | 0 | 0 | 0 | 0 | 0 | 0 | 0 | 0 | 0 | 0
F2_Commercial_Miscellaneous (WA)_Existing_Food Preparation_Natural Gas_Double Rack Oven_E6 | F2 | Commercial | Miscellaneous (WA) | Existing | Food Preparation | Natural Gas | Double Rack Oven | E6 | RVT - Cost of Operation | 0 | 0 | 0 | 0 | 0 | 0 | 0 | 0 | 0 | 0 | 0 | 0 | 0 | 0 | 0 | 0 | 0 | 0 | 0 | 0 | 0 | 0 | 0 | 0 | 0 | 0 | 0
F2_Commercial_Miscellaneous (WA)_Existing_Food Preparation_Natural Gas_Double Rack Oven_E7 | F2 | Commercial | Miscellaneous (WA) | Existing | Food Preparation | Natural Gas | Double Rack Oven | E7 | RVT - Cost of Operation | 0 | 0 | 0 | 0 | 0 | 0 | 0 | 0 | 0 | 0 | 0 | 0 | 0 | 0 | 0 | 0 | 0 | 0 | 0 | 0 | 0 | 0 | 0 | 0 | 0 | 0 | 0
F2_Commercial_Miscellaneous (WA)_Existing_Food Preparation_Natural Gas_Double Rack Oven_E8 | F2 | Commercial | Miscellaneous (WA) | Existing | Food Preparation | Natural Gas | Double Rack Oven | E8 | RVT - Cost of Operation | 0 | 0 | 0 | 0 | 0 | 0 | 0 | 0 | 0 | 0 | 0 | 0 | 0 | 0 | 0 | 0 | 0 | 0 | 0 | 0 | 0 | 0 | 0 | 0 | 0 | 0 | 0
F2_Commercial_Miscellaneous (WA)_Existing_Food Preparation_Natural Gas_Double Rack Oven_E9 | F2 | Commercial | Miscellaneous (WA) | Existing | Food Preparation | Natural Gas | Double Rack Oven | E9 | RVT - Cost of Operation | 0 | 0 | 0 | 0 | 0 | 0 | 0 | 0 | 0 | 0 | 0 | 0 | 0 | 0 | 0 | 0 | 0 | 0 | 0 | 0 | 0 | 0 | 0 | 0 | 0 | 0 | 0
F2_Commercial_Miscellaneous (WA)_Existing_Food Preparation_Natural Gas_Double Rack Oven_E10 | F2 | Commercial | Miscellaneous (WA) | Existing | Food Preparation | Natural Gas | Double Rack Oven | E10 | RVT - Cost of Operation | 0 | 0 | 0 | 0 | 0 | 0 | 0 | 0 | 0 | 0 | 0 | 0 | 0 | 0 | 0 | 0 | 0 | 0 | 0 | 0 | 0 | 0 | 0 | 0 | 0 | 0 | 0
F3_Commercial_Miscellaneous (WA)_Existing_Food Preparation_Natural Gas_Double Rack Oven_E1 | F3 | Commercial | Miscellaneous (WA) | Existing | Food Preparation | Natural Gas | Double Rack Oven | E1 | System - kBTUs of Consumption | 3.9437 | 3.9437 | 3.9437 | 3.9437 | 3.9437 | 3.9437 | 3.9437 | 3.9437 | 3.9437 | 3.9437 | 3.9437 | 3.9437 | 3.9437 | 3.9437 | 3.9437 | 3.9437 | 3.9437 | 3.9437 | 3.9437 | 3.9437 | 3.9437 | 3.9437 | 3.9437 | 3.9437 | 3.9437 | 3.9437 | 3.9437
F3_Commercial_Miscellaneous (WA)_Existing_Food Preparation_Natural Gas_Double Rack Oven_E2 | F3 | Commercial | Miscellaneous (WA) | Existing | Food Preparation | Natural Gas | Double Rack Oven | E2 | System - kBTUs of Consumption | 2.4433 | 2.4433 | 2.4433 | 2.4433 | 2.4433 | 2.4433 | 2.4433 | 2.4433 | 2.4433 | 2.4433 | 2.4433 | 2.4433 | 2.4433 | 2.4433 | 2.4433 | 2.4433 | 2.4433 | 2.4433 | 2.4433 | 2.4433 | 2.4433 | 2.4433 | 2.4433 | 2.4433 | 2.4433 | 2.4433 | 2.4433
F3_Commercial_Miscellaneous (WA)_Existing_Food Preparation_Natural Gas_Double Rack Oven_E3 | F3 | Commercial | Miscellaneous (WA) | Existing | Food Preparation | Natural Gas | Double Rack Oven | E3 | System - kBTUs of Consumption | 0 | 0 | 0 | 0 | 0 | 0 | 0 | 0 | 0 | 0 | 0 | 0 | 0 | 0 | 0 | 0 | 0 | 0 | 0 | 0 | 0 | 0 | 0 | 0 | 0 | 0 | 0
F3_Commercial_Miscellaneous (WA)_Existing_Food Preparation_Natural Gas_Double Rack Oven_E4 | F3 | Commercial | Miscellaneous (WA) | Existing | Food Preparation | Natural Gas | Double Rack Oven | E4 | System - kBTUs of Consumption | 0 | 0 | 0 | 0 | 0 | 0 | 0 | 0 | 0 | 0 | 0 | 0 | 0 | 0 | 0 | 0 | 0 | 0 | 0 | 0 | 0 | 0 | 0 | 0 | 0 | 0 | 0
F3_Commercial_Miscellaneous (WA)_Existing_Food Preparation_Natural Gas_Double Rack Oven_E5 | F3 | Commercial | Miscellaneous (WA) | Existing | Food Preparation | Natural Gas | Double Rack Oven | E5 | System - kBTUs of Consumption | 0 | 0 | 0 | 0 | 0 | 0 | 0 | 0 | 0 | 0 | 0 | 0 | 0 | 0 | 0 | 0 | 0 | 0 | 0 | 0 | 0 | 0 | 0 | 0 | 0 | 0 | 0
F3_Commercial_Miscellaneous (WA)_Existing_Food Preparation_Natural Gas_Double Rack Oven_E6 | F3 | Commercial | Miscellaneous (WA) | Existing | Food Preparation | Natural Gas | Double Rack Oven | E6 | System - kBTUs of Consumption | 0 | 0 | 0 | 0 | 0 | 0 | 0 | 0 | 0 | 0 | 0 | 0 | 0 | 0 | 0 | 0 | 0 | 0 | 0 | 0 | 0 | 0 | 0 | 0 | 0 | 0 | 0
F3_Commercial_Miscellaneous (WA)_Existing_Food Preparation_Natural Gas_Double Rack Oven_E7 | F3 | Commercial | Miscellaneous (WA) | Existing | Food Preparation | Natural Gas | Double Rack Oven | E7 | System - kBTUs of Consumption | 0 | 0 | 0 | 0 | 0 | 0 | 0 | 0 | 0 | 0 | 0 | 0 | 0 | 0 | 0 | 0 | 0 | 0 | 0 | 0 | 0 | 0 | 0 | 0 | 0 | 0 | 0
F3_Commercial_Miscellaneous (WA)_Existing_Food Preparation_Natural Gas_Double Rack Oven_E8 | F3 | Commercial | Miscellaneous (WA) | Existing | Food Preparation | Natural Gas | Double Rack Oven | E8 | System - kBTUs of Consumption | 0 | 0 | 0 | 0 | 0 | 0 | 0 | 0 | 0 | 0 | 0 | 0 | 0 | 0 | 0 | 0 | 0 | 0 | 0 | 0 | 0 | 0 | 0 | 0 | 0 | 0 | 0
F3_Commercial_Miscellaneous (WA)_Existing_Food Preparation_Natural Gas_Double Rack Oven_E9 | F3 | Commercial | Miscellaneous (WA) | Existing | Food Preparation | Natural Gas | Double Rack Oven | E9 | System - kBTUs of Consumption | 0 | 0 | 0 | 0 | 0 | 0 | 0 | 0 | 0 | 0 | 0 | 0 | 0 | 0 | 0 | 0 | 0 | 0 | 0 | 0 | 0 | 0 | 0 | 0 | 0 | 0 | 0
F3_Commercial_Miscellaneous (WA)_Existing_Food Preparation_Natural Gas_Double Rack Oven_E10 | F3 | Commercial | Miscellaneous (WA) | Existing | Food Preparation | Natural Gas | Double Rack Oven | E10 | System - kBTUs of Consumption | 0 | 0 | 0 | 0 | 0 | 0 | 0 | 0 | 0 | 0 | 0 | 0 | 0 | 0 | 0 | 0 | 0 | 0 | 0 | 0 | 0 | 0 | 0 | 0 | 0 | 0 | 0
F4_Commercial_Miscellaneous (WA)_Existing_Food Preparation_Natural Gas_Double Rack Oven_E1 | F4 | Commercial | Miscellaneous (WA) | Existing | Food Preparation | Natural Gas | Double Rack Oven | E1 | Utility - Cost of Equipment | 0.0004044 | 0.0004044 | 0.0004044 | 0.0004044 | 0.0004044 | 0.0004044 | 0.0004044 | 0.0004044 | 0.0004044 | 0.0004044 | 0.0004044 | 0.0004044 | 0.0004044 | 0.0004044 | 0.0004044 | 0.0004044 | 0.0004044 | 0.0004044 | 0.0004044 | 0.0004044 | 0.0004044 | 0.0004044 | 0.0004044 | 0.0004044 | 0.0004044 | 0.0004044 | 0.0004044
F4_Commercial_Miscellaneous (WA)_Existing_Food Preparation_Natural Gas_Double Rack Oven_E2 | F4 | Commercial | Miscellaneous (WA) | Existing | Food Preparation | Natural Gas | Double Rack Oven | E2 | Utility - Cost of Equipment | 0.0018346 | 0.0018346 | 0.0018346 | 0.0018346 | 0.0018346 | 0.0018346 | 0.0018346 | 0.0018346 | 0.0018346 | 0.0018346 | 0.0018346 | 0.0018346 | 0.0018346 | 0.0018346 | 0.0018346 | 0.0018346 | 0.0018346 | 0.0018346 | 0.0018346 | 0.0018346 | 0.0018346 | 0.0018346 | 0.0018346 | 0.0018346 | 0.0018346 | 0.0018346 | 0.0018346
F4_Commercial_Miscellaneous (WA)_Existing_Food Preparation_Natural Gas_Double Rack Oven_E3 | F4 | Commercial | Miscellaneous (WA) | Existing | Food Preparation | Natural Gas | Double Rack Oven | E3 | Utility - Cost of Equipment | 0 | 0 | 0 | 0 | 0 | 0 | 0 | 0 | 0 | 0 | 0 | 0 | 0 | 0 | 0 | 0 | 0 | 0 | 0 | 0 | 0 | 0 | 0 | 0 | 0 | 0 | 0
F4_Commercial_Miscellaneous (WA)_Existing_Food Preparation_Natural Gas_Double Rack Oven_E4 | F4 | Commercial | Miscellaneous (WA) | Existing | Food Preparation | Natural Gas | Double Rack Oven | E4 | Utility - Cost of Equipment | 0 | 0 | 0 | 0 | 0 | 0 | 0 | 0 | 0 | 0 | 0 | 0 | 0 | 0 | 0 | 0 | 0 | 0 | 0 | 0 | 0 | 0 | 0 | 0 | 0 | 0 | 0
F4_Commercial_Miscellaneous (WA)_Existing_Food Preparation_Natural Gas_Double Rack Oven_E5 | F4 | Commercial | Miscellaneous (WA) | Existing | Food Preparation | Natural Gas | Double Rack Oven | E5 | Utility - Cost of Equipment | 0 | 0 | 0 | 0 | 0 | 0 | 0 | 0 | 0 | 0 | 0 | 0 | 0 | 0 | 0 | 0 | 0 | 0 | 0 | 0 | 0 | 0 | 0 | 0 | 0 | 0 | 0
F4_Commercial_Miscellaneous (WA)_Existing_Food Preparation_Natural Gas_Double Rack Oven_E6 | F4 | Commercial | Miscellaneous (WA) | Existing | Food Preparation | Natural Gas | Double Rack Oven | E6 | Utility - Cost of Equipment | 0 | 0 | 0 | 0 | 0 | 0 | 0 | 0 | 0 | 0 | 0 | 0 | 0 | 0 | 0 | 0 | 0 | 0 | 0 | 0 | 0 | 0 | 0 | 0 | 0 | 0 | 0
F4_Commercial_Miscellaneous (WA)_Existing_Food Preparation_Natural Gas_Double Rack Oven_E7 | F4 | Commercial | Miscellaneous (WA) | Existing | Food Preparation | Natural Gas | Double Rack Oven | E7 | Utility - Cost of Equipment | 0 | 0 | 0 | 0 | 0 | 0 | 0 | 0 | 0 | 0 | 0 | 0 | 0 | 0 | 0 | 0 | 0 | 0 | 0 | 0 | 0 | 0 | 0 | 0 | 0 | 0 | 0
F4_Commercial_Miscellaneous (WA)_Existing_Food Preparation_Natural Gas_Double Rack Oven_E8 | F4 | Commercial | Miscellaneous (WA) | Existing | Food Preparation | Natural Gas | Double Rack Oven | E8 | Utility - Cost of Equipment | 0 | 0 | 0 | 0 | 0 | 0 | 0 | 0 | 0 | 0 | 0 | 0 | 0 | 0 | 0 | 0 | 0 | 0 | 0 | 0 | 0 | 0 | 0 | 0 | 0 | 0 | 0
F4_Commercial_Miscellaneous (WA)_Existing_Food Preparation_Natural Gas_Double Rack Oven_E9 | F4 | Commercial | Miscellaneous (WA) | Existing | Food Preparation | Natural Gas | Double Rack Oven | E9 | Utility - Cost of Equipment | 0 | 0 | 0 | 0 | 0 | 0 | 0 | 0 | 0 | 0 | 0 | 0 | 0 | 0 | 0 | 0 | 0 | 0 | 0 | 0 | 0 | 0 | 0 | 0 | 0 | 0 | 0
F4_Commercial_Miscellaneous (WA)_Existing_Food Preparation_Natural Gas_Double Rack Oven_E10 | F4 | Commercial | Miscellaneous (WA) | Existing | Food Preparation | Natural Gas | Double Rack Oven | E10 | Utility - Cost of Equipment | 0 | 0 | 0 | 0 | 0 | 0 | 0 | 0 | 0 | 0 | 0 | 0 | 0 | 0 | 0 | 0 | 0 | 0 | 0 | 0 | 0 | 0 | 0 | 0 | 0 | 0 | 0
F5_Commercial_Miscellaneous (WA)_Existing_Food Preparation_Natural Gas_Double Rack Oven_E1 | F5 | Commercial | Miscellaneous (WA) | Existing | Food Preparation | Natural Gas | Double Rack Oven | E1 | Utility - Cost of Operation | 0.014036 | 0.014389 | 0.014808 | 0.015289 | 0.015832 | 0.016493 | 0.017173 | 0.017846 | 0.018495 | 0.019152 | 0.019675 | 0.020165 | 0.020692 | 0.021207 | 0.021668 | 0.0221 | 0.022486 | 0.022868 | 0.023276 | 0.023674 | 0.024083 | 0.024508 | 0.024937 | 0.02538 | 0.025831 | 0.02629 | 0.026757
F5_Commercial_Miscellaneous (WA)_Existing_Food Preparation_Natural Gas_Double Rack Oven_E2 | F5 | Commercial | Miscellaneous (WA) | Existing | Food Preparation | Natural Gas | Double Rack Oven | E2 | Utility - Cost of Operation | 0.0086956 | 0.0089148 | 0.0091744 | 0.0094719 | 0.0098084 | 0.010218 | 0.010639 | 0.011056 | 0.011458 | 0.011866 | 0.01219 | 0.012493 | 0.01282 | 0.013139 | 0.013424 | 0.013692 | 0.013931 | 0.014168 | 0.014421 | 0.014667 | 0.01492 | 0.015184 | 0.01545 | 0.015724 | 0.016003 | 0.016288 | 0.016577
F5_Commercial_Miscellaneous (WA)_Existing_Food Preparation_Natural Gas_Double Rack Oven_E3 | F5 | Commercial | Miscellaneous (WA) | Existing | Food Preparation | Natural Gas | Double Rack Oven | E3 | Utility - Cost of Operation | 0 | 0 | 0 | 0 | 0 | 0 | 0 | 0 | 0 | 0 | 0 | 0 | 0 | 0 | 0 | 0 | 0 | 0 | 0 | 0 | 0 | 0 | 0 | 0 | 0 | 0 | 0
F5_Commercial_Miscellaneous (WA)_Existing_Food Preparation_Natural Gas_Double Rack Oven_E4 | F5 | Commercial | Miscellaneous (WA) | Existing | Food Preparation | Natural Gas | Double Rack Oven | E4 | Utility - Cost of Operation | 0 | 0 | 0 | 0 | 0 | 0 | 0 | 0 | 0 | 0 | 0 | 0 | 0 | 0 | 0 | 0 | 0 | 0 | 0 | 0 | 0 | 0 | 0 | 0 | 0 | 0 | 0
F5_Commercial_Miscellaneous (WA)_Existing_Food Preparation_Natural Gas_Double Rack Oven_E5 | F5 | Commercial | Miscellaneous (WA) | Existing | Food Preparation | Natural Gas | Double Rack Oven | E5 | Utility - Cost of Operation | 0 | 0 | 0 | 0 | 0 | 0 | 0 | 0 | 0 | 0 | 0 | 0 | 0 | 0 | 0 | 0 | 0 | 0 | 0 | 0 | 0 | 0 | 0 | 0 | 0 | 0 | 0
F5_Commercial_Miscellaneous (WA)_Existing_Food Preparation_Natural Gas_Double Rack Oven_E6 | F5 | Commercial | Miscellaneous (WA) | Existing | Food Preparation | Natural Gas | Double Rack Oven | E6 | Utility - Cost of Operation | 0 | 0 | 0 | 0 | 0 | 0 | 0 | 0 | 0 | 0 | 0 | 0 | 0 | 0 | 0 | 0 | 0 | 0 | 0 | 0 | 0 | 0 | 0 | 0 | 0 | 0 | 0
F5_Commercial_Miscellaneous (WA)_Existing_Food Preparation_Natural Gas_Double Rack Oven_E7 | F5 | Commercial | Miscellaneous (WA) | Existing | Food Preparation | Natural Gas | Double Rack Oven | E7 | Utility - Cost of Operation | 0 | 0 | 0 | 0 | 0 | 0 | 0 | 0 | 0 | 0 | 0 | 0 | 0 | 0 | 0 | 0 | 0 | 0 | 0 | 0 | 0 | 0 | 0 | 0 | 0 | 0 | 0
F5_Commercial_Miscellaneous (WA)_Existing_Food Preparation_Natural Gas_Double Rack Oven_E8 | F5 | Commercial | Miscellaneous (WA) | Existing | Food Preparation | Natural Gas | Double Rack Oven | E8 | Utility - Cost of Operation | 0 | 0 | 0 | 0 | 0 | 0 | 0 | 0 | 0 | 0 | 0 | 0 | 0 | 0 | 0 | 0 | 0 | 0 | 0 | 0 | 0 | 0 | 0 | 0 | 0 | 0 | 0
F5_Commercial_Miscellaneous (WA)_Existing_Food Preparation_Natural Gas_Double Rack Oven_E9 | F5 | Commercial | Miscellaneous (WA) | Existing | Food Preparation | Natural Gas | Double Rack Oven | E9 | Utility - Cost of Operation | 0 | 0 | 0 | 0 | 0 | 0 | 0 | 0 | 0 | 0 | 0 | 0 | 0 | 0 | 0 | 0 | 0 | 0 | 0 | 0 | 0 | 0 | 0 | 0 | 0 | 0 | 0
F5_Commercial_Miscellaneous (WA)_Existing_Food Preparation_Natural Gas_Double Rack Oven_E10 | F5 | Commercial | Miscellaneous (WA) | Existing | Food Preparation | Natural Gas | Double Rack Oven | E10 | Utility - Cost of Operation | 0 | 0 | 0 | 0 | 0 | 0 | 0 | 0 | 0 | 0 | 0 | 0 | 0 | 0 | 0 | 0 | 0 | 0 | 0 | 0 | 0 | 0 | 0 | 0 | 0 | 0 | 0
F6_Commercial_Miscellaneous (WA)_Existing_Food Preparation_Natural Gas_Double Rack Oven_E1 | F6 | Commercial | Miscellaneous (WA) | Existing | Food Preparation | Natural Gas | Double Rack Oven | E1 | Utility - Value of Sales | 0.016531 | 0.016843 | 0.01721 | 0.017637 | 0.018127 | 0.018738 | 0.01935 | 0.019932 | 0.020459 | 0.020969 | 0.021498 | 0.021979 | 0.022486 | 0.022966 | 0.023379 | 0.023752 | 0.024067 | 0.024368 | 0.024688 | 0.024987 | 0.025287 | 0.025733 | 0.026184 | 0.026649 | 0.027123 | 0.027605 | 0.028095
F6_Commercial_Miscellaneous (WA)_Existing_Food Preparation_Natural Gas_Double Rack Oven_E2 | F6 | Commercial | Miscellaneous (WA) | Existing | Food Preparation | Natural Gas | Double Rack Oven | E2 | Utility - Value of Sales | 0.010242 | 0.010435 | 0.010662 | 0.010927 | 0.01123 | 0.011609 | 0.011988 | 0.012349 | 0.012675 | 0.012991 | 0.013319 | 0.013617 | 0.013931 | 0.014228 | 0.014484 | 0.014715 | 0.01491 | 0.015097 | 0.015295 | 0.01548 | 0.015666 | 0.015943 | 0.016222 | 0.01651 | 0.016804 | 0.017102 | 0.017406
F6_Commercial_Miscellaneous (WA)_Existing_Food Preparation_Natural Gas_Double Rack Oven_E3 | F6 | Commercial | Miscellaneous (WA) | Existing | Food Preparation | Natural Gas | Double Rack Oven | E3 | Utility - Value of Sales | 0 | 0 | 0 | 0 | 0 | 0 | 0 | 0 | 0 | 0 | 0 | 0 | 0 | 0 | 0 | 0 | 0 | 0 | 0 | 0 | 0 | 0 | 0 | 0 | 0 | 0 | 0
F6_Commercial_Miscellaneous (WA)_Existing_Food Preparation_Natural Gas_Double Rack Oven_E4 | F6 | Commercial | Miscellaneous (WA) | Existing | Food Preparation | Natural Gas | Double Rack Oven | E4 | Utility - Value of Sales | 0 | 0 | 0 | 0 | 0 | 0 | 0 | 0 | 0 | 0 | 0 | 0 | 0 | 0 | 0 | 0 | 0 | 0 | 0 | 0 | 0 | 0 | 0 | 0 | 0 | 0 | 0
F6_Commercial_Miscellaneous (WA)_Existing_Food Preparation_Natural Gas_Double Rack Oven_E5 | F6 | Commercial | Miscellaneous (WA) | Existing | Food Preparation | Natural Gas | Double Rack Oven | E5 | Utility - Value of Sales | 0 | 0 | 0 | 0 | 0 | 0 | 0 | 0 | 0 | 0 | 0 | 0 | 0 | 0 | 0 | 0 | 0 | 0 | 0 | 0 | 0 | 0 | 0 | 0 | 0 | 0 | 0
F6_Commercial_Miscellaneous (WA)_Existing_Food Preparation_Natural Gas_Double Rack Oven_E6 | F6 | Commercial | Miscellaneous (WA) | Existing | Food Preparation | Natural Gas | Double Rack Oven | E6 | Utility - Value of Sales | 0 | 0 | 0 | 0 | 0 | 0 | 0 | 0 | 0 | 0 | 0 | 0 | 0 | 0 | 0 | 0 | 0 | 0 | 0 | 0 | 0 | 0 | 0 | 0 | 0 | 0 | 0
F6_Commercial_Miscellaneous (WA)_Existing_Food Preparation_Natural Gas_Double Rack Oven_E7 | F6 | Commercial | Miscellaneous (WA) | Existing | Food Preparation | Natural Gas | Double Rack Oven | E7 | Utility - Value of Sales | 0 | 0 | 0 | 0 | 0 | 0 | 0 | 0 | 0 | 0 | 0 | 0 | 0 | 0 | 0 | 0 | 0 | 0 | 0 | 0 | 0 | 0 | 0 | 0 | 0 | 0 | 0
F6_Commercial_Miscellaneous (WA)_Existing_Food Preparation_Natural Gas_Double Rack Oven_E8 | F6 | Commercial | Miscellaneous (WA) | Existing | Food Preparation | Natural Gas | Double Rack Oven | E8 | Utility - Value of Sales | 0 | 0 | 0 | 0 | 0 | 0 | 0 | 0 | 0 | 0 | 0 | 0 | 0 | 0 | 0 | 0 | 0 | 0 | 0 | 0 | 0 | 0 | 0 | 0 | 0 | 0 | 0
F6_Commercial_Miscellaneous (WA)_Existing_Food Preparation_Natural Gas_Double Rack Oven_E9 | F6 | Commercial | Miscellaneous (WA) | Existing | Food Preparation | Natural Gas | Double Rack Oven | E9 | Utility - Value of Sales | 0 | 0 | 0 | 0 | 0 | 0 | 0 | 0 | 0 | 0 | 0 | 0 | 0 | 0 | 0 | 0 | 0 | 0 | 0 | 0 | 0 | 0 | 0 | 0 | 0 | 0 | 0
F6_Commercial_Miscellaneous (WA)_Existing_Food Preparation_Natural Gas_Double Rack Oven_E10 | F6 | Commercial | Miscellaneous (WA) | Existing | Food Preparation | Natural Gas | Double Rack Oven | E10 | Utility - Value of Sales | 0 | 0 | 0 | 0 | 0 | 0 | 0 | 0 | 0 | 0 | 0 | 0 | 0 | 0 | 0 | 0 | 0 | 0 | 0 | 0 | 0 | 0 | 0 | 0 | 0 | 0 | 0
F1_Commercial_Miscellaneous (WA)_Existing_Food Preparation_Natural Gas_Fryer_E1 | F1 | Commercial | Miscellaneous (WA) | Existing | Food Preparation | Natural Gas | Fryer | E1 | RVT - Cost of Equipment | 0.00010581 | 0.00010581 | 0.00010581 | 0.00010581 | 0.00010581 | 0.00010581 | 0.00010581 | 0.00010581 | 0.00010581 | 0.00010581 | 0.00010581 | 0.00010581 | 0.00010581 | 0.00010581 | 0.00010581 | 0.00010581 | 0.00010581 | 0.00010581 | 0.00010581 | 0.00010581 | 0.00010581 | 0.00010581 | 0.00010581 | 0.00010581 | 0.00010581 | 0.00010581 | 0.00010581
F1_Commercial_Miscellaneous (WA)_Existing_Food Preparation_Natural Gas_Fryer_E2 | F1 | Commercial | Miscellaneous (WA) | Existing | Food Preparation | Natural Gas | Fryer | E2 | RVT - Cost of Equipment | 0.00015659 | 0.00015659 | 0.00015659 | 0.00015659 | 0.00015659 | 0.00015659 | 0.00015659 | 0.00015659 | 0.00015659 | 0.00015659 | 0.00015659 | 0.00015659 | 0.00015659 | 0.00015659 | 0.00015659 | 0.00015659 | 0.00015659 | 0.00015659 | 0.00015659 | 0.00015659 | 0.00015659 | 0.00015659 | 0.00015659 | 0.00015659 | 0.00015659 | 0.00015659 | 0.00015659
F1_Commercial_Miscellaneous (WA)_Existing_Food Preparation_Natural Gas_Fryer_E3 | F1 | Commercial | Miscellaneous (WA) | Existing | Food Preparation | Natural Gas | Fryer | E3 | RVT - Cost of Equipment | 0 | 0 | 0 | 0 | 0 | 0 | 0 | 0 | 0 | 0 | 0 | 0 | 0 | 0 | 0 | 0 | 0 | 0 | 0 | 0 | 0 | 0 | 0 | 0 | 0 | 0 | 0
F1_Commercial_Miscellaneous (WA)_Existing_Food Preparation_Natural Gas_Fryer_E4 | F1 | Commercial | Miscellaneous (WA) | Existing | Food Preparation | Natural Gas | Fryer | E4 | RVT - Cost of Equipment | 0 | 0 | 0 | 0 | 0 | 0 | 0 | 0 | 0 | 0 | 0 | 0 | 0 | 0 | 0 | 0 | 0 | 0 | 0 | 0 | 0 | 0 | 0 | 0 | 0 | 0 | 0
F1_Commercial_Miscellaneous (WA)_Existing_Food Preparation_Natural Gas_Fryer_E5 | F1 | Commercial | Miscellaneous (WA) | Existing | Food Preparation | Natural Gas | Fryer | E5 | RVT - Cost of Equipment | 0 | 0 | 0 | 0 | 0 | 0 | 0 | 0 | 0 | 0 | 0 | 0 | 0 | 0 | 0 | 0 | 0 | 0 | 0 | 0 | 0 | 0 | 0 | 0 | 0 | 0 | 0
F1_Commercial_Miscellaneous (WA)_Existing_Food Preparation_Natural Gas_Fryer_E6 | F1 | Commercial | Miscellaneous (WA) | Existing | Food Preparation | Natural Gas | Fryer | E6 | RVT - Cost of Equipment | 0 | 0 | 0 | 0 | 0 | 0 | 0 | 0 | 0 | 0 | 0 | 0 | 0 | 0 | 0 | 0 | 0 | 0 | 0 | 0 | 0 | 0 | 0 | 0 | 0 | 0 | 0
F1_Commercial_Miscellaneous (WA)_Existing_Food Preparation_Natural Gas_Fryer_E7 | F1 | Commercial | Miscellaneous (WA) | Existing | Food Preparation | Natural Gas | Fryer | E7 | RVT - Cost of Equipment | 0 | 0 | 0 | 0 | 0 | 0 | 0 | 0 | 0 | 0 | 0 | 0 | 0 | 0 | 0 | 0 | 0 | 0 | 0 | 0 | 0 | 0 | 0 | 0 | 0 | 0 | 0
F1_Commercial_Miscellaneous (WA)_Existing_Food Preparation_Natural Gas_Fryer_E8 | F1 | Commercial | Miscellaneous (WA) | Existing | Food Preparation | Natural Gas | Fryer | E8 | RVT - Cost of Equipment | 0 | 0 | 0 | 0 | 0 | 0 | 0 | 0 | 0 | 0 | 0 | 0 | 0 | 0 | 0 | 0 | 0 | 0 | 0 | 0 | 0 | 0 | 0 | 0 | 0 | 0 | 0
F1_Commercial_Miscellaneous (WA)_Existing_Food Preparation_Natural Gas_Fryer_E9 | F1 | Commercial | Miscellaneous (WA) | Existing | Food Preparation | Natural Gas | Fryer | E9 | RVT - Cost of Equipment | 0 | 0 | 0 | 0 | 0 | 0 | 0 | 0 | 0 | 0 | 0 | 0 | 0 | 0 | 0 | 0 | 0 | 0 | 0 | 0 | 0 | 0 | 0 | 0 | 0 | 0 | 0
F1_Commercial_Miscellaneous (WA)_Existing_Food Preparation_Natural Gas_Fryer_E10 | F1 | Commercial | Miscellaneous (WA) | Existing | Food Preparation | Natural Gas | Fryer | E10 | RVT - Cost of Equipment | 0 | 0 | 0 | 0 | 0 | 0 | 0 | 0 | 0 | 0 | 0 | 0 | 0 | 0 | 0 | 0 | 0 | 0 | 0 | 0 | 0 | 0 | 0 | 0 | 0 | 0 | 0
F2_Commercial_Miscellaneous (WA)_Existing_Food Preparation_Natural Gas_Fryer_E1 | F2 | Commercial | Miscellaneous (WA) | Existing | Food Preparation | Natural Gas | Fryer | E1 | RVT - Cost of Operation | 0.0085703 | 0.0087426 | 0.0089364 | 0.0091541 | 0.0093969 | 0.0096904 | 0.0099816 | 0.010257 | 0.010507 | 0.01075 | 0.011002 | 0.011232 | 0.011479 | 0.011718 | 0.011928 | 0.012121 | 0.01229 | 0.012453 | 0.012625 | 0.012788 | 0.012952 | 0.013181 | 0.013412 | 0.01365 | 0.013893 | 0.01414 | 0.014391
F2_Commercial_Miscellaneous (WA)_Existing_Food Preparation_Natural Gas_Fryer_E2 | F2 | Commercial | Miscellaneous (WA) | Existing | Food Preparation | Natural Gas | Fryer | E2 | RVT - Cost of Operation | 0.005911 | 0.0060298 | 0.0061635 | 0.0063136 | 0.0064811 | 0.0066835 | 0.0068843 | 0.0070742 | 0.0072464 | 0.0074141 | 0.0075878 | 0.007747 | 0.0079171 | 0.0080819 | 0.0082268 | 0.0083601 | 0.0084764 | 0.0085887 | 0.0087072 | 0.0088197 | 0.0089329 | 0.0090907 | 0.0092503 | 0.0094146 | 0.0095819 | 0.0097521 | 0.0099254
F2_Commercial_Miscellaneous (WA)_Existing_Food Preparation_Natural Gas_Fryer_E3 | F2 | Commercial | Miscellaneous (WA) | Existing | Food Preparation | Natural Gas | Fryer | E3 | RVT - Cost of Operation | 0 | 0 | 0 | 0 | 0 | 0 | 0 | 0 | 0 | 0 | 0 | 0 | 0 | 0 | 0 | 0 | 0 | 0 | 0 | 0 | 0 | 0 | 0 | 0 | 0 | 0 | 0
F2_Commercial_Miscellaneous (WA)_Existing_Food Preparation_Natural Gas_Fryer_E4 | F2 | Commercial | Miscellaneous (WA) | Existing | Food Preparation | Natural Gas | Fryer | E4 | RVT - Cost of Operation | 0 | 0 | 0 | 0 | 0 | 0 | 0 | 0 | 0 | 0 | 0 | 0 | 0 | 0 | 0 | 0 | 0 | 0 | 0 | 0 | 0 | 0 | 0 | 0 | 0 | 0 | 0
F2_Commercial_Miscellaneous (WA)_Existing_Food Preparation_Natural Gas_Fryer_E5 | F2 | Commercial | Miscellaneous (WA) | Existing | Food Preparation | Natural Gas | Fryer | E5 | RVT - Cost of Operation | 0 | 0 | 0 | 0 | 0 | 0 | 0 | 0 | 0 | 0 | 0 | 0 | 0 | 0 | 0 | 0 | 0 | 0 | 0 | 0 | 0 | 0 | 0 | 0 | 0 | 0 | 0
F2_Commercial_Miscellaneous (WA)_Existing_Food Preparation_Natural Gas_Fryer_E6 | F2 | Commercial | Miscellaneous (WA) | Existing | Food Preparation | Natural Gas | Fryer | E6 | RVT - Cost of Operation | 0 | 0 | 0 | 0 | 0 | 0 | 0 | 0 | 0 | 0 | 0 | 0 | 0 | 0 | 0 | 0 | 0 | 0 | 0 | 0 | 0 | 0 | 0 | 0 | 0 | 0 | 0
F2_Commercial_Miscellaneous (WA)_Existing_Food Preparation_Natural Gas_Fryer_E7 | F2 | Commercial | Miscellaneous (WA) | Existing | Food Preparation | Natural Gas | Fryer | E7 | RVT - Cost of Operation | 0 | 0 | 0 | 0 | 0 | 0 | 0 | 0 | 0 | 0 | 0 | 0 | 0 | 0 | 0 | 0 | 0 | 0 | 0 | 0 | 0 | 0 | 0 | 0 | 0 | 0 | 0
F2_Commercial_Miscellaneous (WA)_Existing_Food Preparation_Natural Gas_Fryer_E8 | F2 | Commercial | Miscellaneous (WA) | Existing | Food Preparation | Natural Gas | Fryer | E8 | RVT - Cost of Operation | 0 | 0 | 0 | 0 | 0 | 0 | 0 | 0 | 0 | 0 | 0 | 0 | 0 | 0 | 0 | 0 | 0 | 0 | 0 | 0 | 0 | 0 | 0 | 0 | 0 | 0 | 0
F2_Commercial_Miscellaneous (WA)_Existing_Food Preparation_Natural Gas_Fryer_E9 | F2 | Commercial | Miscellaneous (WA) | Existing | Food Preparation | Natural Gas | Fryer | E9 | RVT - Cost of Operation | 0 | 0 | 0 | 0 | 0 | 0 | 0 | 0 | 0 | 0 | 0 | 0 | 0 | 0 | 0 | 0 | 0 | 0 | 0 | 0 | 0 | 0 | 0 | 0 | 0 | 0 | 0
F2_Commercial_Miscellaneous (WA)_Existing_Food Preparation_Natural Gas_Fryer_E10 | F2 | Commercial | Miscellaneous (WA) | Existing | Food Preparation | Natural Gas | Fryer | E10 | RVT - Cost of Operation | 0 | 0 | 0 | 0 | 0 | 0 | 0 | 0 | 0 | 0 | 0 | 0 | 0 | 0 | 0 | 0 | 0 | 0 | 0 | 0 | 0 | 0 | 0 | 0 | 0 | 0 | 0
F3_Commercial_Miscellaneous (WA)_Existing_Food Preparation_Natural Gas_Fryer_E1 | F3 | Commercial | Miscellaneous (WA) | Existing | Food Preparation | Natural Gas | Fryer | E1 | System - kBTUs of Consumption | 1.9829 | 1.9829 | 1.9829 | 1.9829 | 1.9829 | 1.9829 | 1.9829 | 1.9829 | 1.9829 | 1.9829 | 1.9829 | 1.9829 | 1.9829 | 1.9829 | 1.9829 | 1.9829 | 1.9829 | 1.9829 | 1.9829 | 1.9829 | 1.9829 | 1.9829 | 1.9829 | 1.9829 | 1.9829 | 1.9829 | 1.9829
F3_Commercial_Miscellaneous (WA)_Existing_Food Preparation_Natural Gas_Fryer_E2 | F3 | Commercial | Miscellaneous (WA) | Existing | Food Preparation | Natural Gas | Fryer | E2 | System - kBTUs of Consumption | 1.3676 | 1.3676 | 1.3676 | 1.3676 | 1.3676 | 1.3676 | 1.3676 | 1.3676 | 1.3676 | 1.3676 | 1.3676 | 1.3676 | 1.3676 | 1.3676 | 1.3676 | 1.3676 | 1.3676 | 1.3676 | 1.3676 | 1.3676 | 1.3676 | 1.3676 | 1.3676 | 1.3676 | 1.3676 | 1.3676 | 1.3676
F3_Commercial_Miscellaneous (WA)_Existing_Food Preparation_Natural Gas_Fryer_E3 | F3 | Commercial | Miscellaneous (WA) | Existing | Food Preparation | Natural Gas | Fryer | E3 | System - kBTUs of Consumption | 0 | 0 | 0 | 0 | 0 | 0 | 0 | 0 | 0 | 0 | 0 | 0 | 0 | 0 | 0 | 0 | 0 | 0 | 0 | 0 | 0 | 0 | 0 | 0 | 0 | 0 | 0
F3_Commercial_Miscellaneous (WA)_Existing_Food Preparation_Natural Gas_Fryer_E4 | F3 | Commercial | Miscellaneous (WA) | Existing | Food Preparation | Natural Gas | Fryer | E4 | System - kBTUs of Consumption | 0 | 0 | 0 | 0 | 0 | 0 | 0 | 0 | 0 | 0 | 0 | 0 | 0 | 0 | 0 | 0 | 0 | 0 | 0 | 0 | 0 | 0 | 0 | 0 | 0 | 0 | 0
F3_Commercial_Miscellaneous (WA)_Existing_Food Preparation_Natural Gas_Fryer_E5 | F3 | Commercial | Miscellaneous (WA) | Existing | Food Preparation | Natural Gas | Fryer | E5 | System - kBTUs of Consumption | 0 | 0 | 0 | 0 | 0 | 0 | 0 | 0 | 0 | 0 | 0 | 0 | 0 | 0 | 0 | 0 | 0 | 0 | 0 | 0 | 0 | 0 | 0 | 0 | 0 | 0 | 0
F3_Commercial_Miscellaneous (WA)_Existing_Food Preparation_Natural Gas_Fryer_E6 | F3 | Commercial | Miscellaneous (WA) | Existing | Food Preparation | Natural Gas | Fryer | E6 | System - kBTUs of Consumption | 0 | 0 | 0 | 0 | 0 | 0 | 0 | 0 | 0 | 0 | 0 | 0 | 0 | 0 | 0 | 0 | 0 | 0 | 0 | 0 | 0 | 0 | 0 | 0 | 0 | 0 | 0
F3_Commercial_Miscellaneous (WA)_Existing_Food Preparation_Natural Gas_Fryer_E7 | F3 | Commercial | Miscellaneous (WA) | Existing | Food Preparation | Natural Gas | Fryer | E7 | System - kBTUs of Consumption | 0 | 0 | 0 | 0 | 0 | 0 | 0 | 0 | 0 | 0 | 0 | 0 | 0 | 0 | 0 | 0 | 0 | 0 | 0 | 0 | 0 | 0 | 0 | 0 | 0 | 0 | 0
F3_Commercial_Miscellaneous (WA)_Existing_Food Preparation_Natural Gas_Fryer_E8 | F3 | Commercial | Miscellaneous (WA) | Existing | Food Preparation | Natural Gas | Fryer | E8 | System - kBTUs of Consumption | 0 | 0 | 0 | 0 | 0 | 0 | 0 | 0 | 0 | 0 | 0 | 0 | 0 | 0 | 0 | 0 | 0 | 0 | 0 | 0 | 0 | 0 | 0 | 0 | 0 | 0 | 0
F3_Commercial_Miscellaneous (WA)_Existing_Food Preparation_Natural Gas_Fryer_E9 | F3 | Commercial | Miscellaneous (WA) | Existing | Food Preparation | Natural Gas | Fryer | E9 | System - kBTUs of Consumption | 0 | 0 | 0 | 0 | 0 | 0 | 0 | 0 | 0 | 0 | 0 | 0 | 0 | 0 | 0 | 0 | 0 | 0 | 0 | 0 | 0 | 0 | 0 | 0 | 0 | 0 | 0
F3_Commercial_Miscellaneous (WA)_Existing_Food Preparation_Natural Gas_Fryer_E10 | F3 | Commercial | Miscellaneous (WA) | Existing | Food Preparation | Natural Gas | Fryer | E10 | System - kBTUs of Consumption | 0 | 0 | 0 | 0 | 0 | 0 | 0 | 0 | 0 | 0 | 0 | 0 | 0 | 0 | 0 | 0 | 0 | 0 | 0 | 0 | 0 | 0 | 0 | 0 | 0 | 0 | 0
F4_Commercial_Miscellaneous (WA)_Existing_Food Preparation_Natural Gas_Fryer_E1 | F4 | Commercial | Miscellaneous (WA) | Existing | Food Preparation | Natural Gas | Fryer | E1 | Utility - Cost of Equipment | 0.00010581 | 0.00010581 | 0.00010581 | 0.00010581 | 0.00010581 | 0.00010581 | 0.00010581 | 0.00010581 | 0.00010581 | 0.00010581 | 0.00010581 | 0.00010581 | 0.00010581 | 0.00010581 | 0.00010581 | 0.00010581 | 0.00010581 | 0.00010581 | 0.00010581 | 0.00010581 | 0.00010581 | 0.00010581 | 0.00010581 | 0.00010581 | 0.00010581 | 0.00010581 | 0.00010581
F4_Commercial_Miscellaneous (WA)_Existing_Food Preparation_Natural Gas_Fryer_E2 | F4 | Commercial | Miscellaneous (WA) | Existing | Food Preparation | Natural Gas | Fryer | E2 | Utility - Cost of Equipment | 0.00015659 | 0.00015659 | 0.00015659 | 0.00015659 | 0.00015659 | 0.00015659 | 0.00015659 | 0.00015659 | 0.00015659 | 0.00015659 | 0.00015659 | 0.00015659 | 0.00015659 | 0.00015659 | 0.00015659 | 0.00015659 | 0.00015659 | 0.00015659 | 0.00015659 | 0.00015659 | 0.00015659 | 0.00015659 | 0.00015659 | 0.00015659 | 0.00015659 | 0.00015659 | 0.00015659
F4_Commercial_Miscellaneous (WA)_Existing_Food Preparation_Natural Gas_Fryer_E3 | F4 | Commercial | Miscellaneous (WA) | Existing | Food Preparation | Natural Gas | Fryer | E3 | Utility - Cost of Equipment | 0 | 0 | 0 | 0 | 0 | 0 | 0 | 0 | 0 | 0 | 0 | 0 | 0 | 0 | 0 | 0 | 0 | 0 | 0 | 0 | 0 | 0 | 0 | 0 | 0 | 0 | 0
F4_Commercial_Miscellaneous (WA)_Existing_Food Preparation_Natural Gas_Fryer_E4 | F4 | Commercial | Miscellaneous (WA) | Existing | Food Preparation | Natural Gas | Fryer | E4 | Utility - Cost of Equipment | 0 | 0 | 0 | 0 | 0 | 0 | 0 | 0 | 0 | 0 | 0 | 0 | 0 | 0 | 0 | 0 | 0 | 0 | 0 | 0 | 0 | 0 | 0 | 0 | 0 | 0 | 0
F4_Commercial_Miscellaneous (WA)_Existing_Food Preparation_Natural Gas_Fryer_E5 | F4 | Commercial | Miscellaneous (WA) | Existing | Food Preparation | Natural Gas | Fryer | E5 | Utility - Cost of Equipment | 0 | 0 | 0 | 0 | 0 | 0 | 0 | 0 | 0 | 0 | 0 | 0 | 0 | 0 | 0 | 0 | 0 | 0 | 0 | 0 | 0 | 0 | 0 | 0 | 0 | 0 | 0
F4_Commercial_Miscellaneous (WA)_Existing_Food Preparation_Natural Gas_Fryer_E6 | F4 | Commercial | Miscellaneous (WA) | Existing | Food Preparation | Natural Gas | Fryer | E6 | Utility - Cost of Equipment | 0 | 0 | 0 | 0 | 0 | 0 | 0 | 0 | 0 | 0 | 0 | 0 | 0 | 0 | 0 | 0 | 0 | 0 | 0 | 0 | 0 | 0 | 0 | 0 | 0 | 0 | 0
F4_Commercial_Miscellaneous (WA)_Existing_Food Preparation_Natural Gas_Fryer_E7 | F4 | Commercial | Miscellaneous (WA) | Existing | Food Preparation | Natural Gas | Fryer | E7 | Utility - Cost of Equipment | 0 | 0 | 0 | 0 | 0 | 0 | 0 | 0 | 0 | 0 | 0 | 0 | 0 | 0 | 0 | 0 | 0 | 0 | 0 | 0 | 0 | 0 | 0 | 0 | 0 | 0 | 0
F4_Commercial_Miscellaneous (WA)_Existing_Food Preparation_Natural Gas_Fryer_E8 | F4 | Commercial | Miscellaneous (WA) | Existing | Food Preparation | Natural Gas | Fryer | E8 | Utility - Cost of Equipment | 0 | 0 | 0 | 0 | 0 | 0 | 0 | 0 | 0 | 0 | 0 | 0 | 0 | 0 | 0 | 0 | 0 | 0 | 0 | 0 | 0 | 0 | 0 | 0 | 0 | 0 | 0
F4_Commercial_Miscellaneous (WA)_Existing_Food Preparation_Natural Gas_Fryer_E9 | F4 | Commercial | Miscellaneous (WA) | Existing | Food Preparation | Natural Gas | Fryer | E9 | Utility - Cost of Equipment | 0 | 0 | 0 | 0 | 0 | 0 | 0 | 0 | 0 | 0 | 0 | 0 | 0 | 0 | 0 | 0 | 0 | 0 | 0 | 0 | 0 | 0 | 0 | 0 | 0 | 0 | 0
F4_Commercial_Miscellaneous (WA)_Existing_Food Preparation_Natural Gas_Fryer_E10 | F4 | Commercial | Miscellaneous (WA) | Existing | Food Preparation | Natural Gas | Fryer | E10 | Utility - Cost of Equipment | 0 | 0 | 0 | 0 | 0 | 0 | 0 | 0 | 0 | 0 | 0 | 0 | 0 | 0 | 0 | 0 | 0 | 0 | 0 | 0 | 0 | 0 | 0 | 0 | 0 | 0 | 0
F5_Commercial_Miscellaneous (WA)_Existing_Food Preparation_Natural Gas_Fryer_E1 | F5 | Commercial | Miscellaneous (WA) | Existing | Food Preparation | Natural Gas | Fryer | E1 | Utility - Cost of Operation | 0.0073517 | 0.0075448 | 0.0077616 | 0.0080044 | 0.0082747 | 0.0085945 | 0.0089202 | 0.009241 | 0.0095496 | 0.0098627 | 0.010118 | 0.010358 | 0.010615 | 0.010869 | 0.011098 | 0.011316 | 0.011514 | 0.011711 | 0.01192 | 0.012125 | 0.012335 | 0.012553 | 0.012773 | 0.013 | 0.013231 | 0.013466 | 0.013706
F5_Commercial_Miscellaneous (WA)_Existing_Food Preparation_Natural Gas_Fryer_E2 | F5 | Commercial | Miscellaneous (WA) | Existing | Food Preparation | Natural Gas | Fryer | E2 | Utility - Cost of Operation | 0.0050705 | 0.0052037 | 0.0053532 | 0.0055206 | 0.0057071 | 0.0059277 | 0.0061523 | 0.0063736 | 0.0065864 | 0.0068024 | 0.0069782 | 0.007144 | 0.0073215 | 0.0074961 | 0.0076546 | 0.0078046 | 0.0079414 | 0.0080772 | 0.0082212 | 0.0083625 | 0.0085075 | 0.0086578 | 0.0088098 | 0.0089663 | 0.0091256 | 0.0092877 | 0.0094528
F5_Commercial_Miscellaneous (WA)_Existing_Food Preparation_Natural Gas_Fryer_E3 | F5 | Commercial | Miscellaneous (WA) | Existing | Food Preparation | Natural Gas | Fryer | E3 | Utility - Cost of Operation | 0 | 0 | 0 | 0 | 0 | 0 | 0 | 0 | 0 | 0 | 0 | 0 | 0 | 0 | 0 | 0 | 0 | 0 | 0 | 0 | 0 | 0 | 0 | 0 | 0 | 0 | 0
F5_Commercial_Miscellaneous (WA)_Existing_Food Preparation_Natural Gas_Fryer_E4 | F5 | Commercial | Miscellaneous (WA) | Existing | Food Preparation | Natural Gas | Fryer | E4 | Utility - Cost of Operation | 0 | 0 | 0 | 0 | 0 | 0 | 0 | 0 | 0 | 0 | 0 | 0 | 0 | 0 | 0 | 0 | 0 | 0 | 0 | 0 | 0 | 0 | 0 | 0 | 0 | 0 | 0
F5_Commercial_Miscellaneous (WA)_Existing_Food Preparation_Natural Gas_Fryer_E5 | F5 | Commercial | Miscellaneous (WA) | Existing | Food Preparation | Natural Gas | Fryer | E5 | Utility - Cost of Operation | 0 | 0 | 0 | 0 | 0 | 0 | 0 | 0 | 0 | 0 | 0 | 0 | 0 | 0 | 0 | 0 | 0 | 0 | 0 | 0 | 0 | 0 | 0 | 0 | 0 | 0 | 0
F5_Commercial_Miscellaneous (WA)_Existing_Food Preparation_Natural Gas_Fryer_E6 | F5 | Commercial | Miscellaneous (WA) | Existing | Food Preparation | Natural Gas | Fryer | E6 | Utility - Cost of Operation | 0 | 0 | 0 | 0 | 0 | 0 | 0 | 0 | 0 | 0 | 0 | 0 | 0 | 0 | 0 | 0 | 0 | 0 | 0 | 0 | 0 | 0 | 0 | 0 | 0 | 0 | 0
F5_Commercial_Miscellaneous (WA)_Existing_Food Preparation_Natural Gas_Fryer_E7 | F5 | Commercial | Miscellaneous (WA) | Existing | Food Preparation | Natural Gas | Fryer | E7 | Utility - Cost of Operation | 0 | 0 | 0 | 0 | 0 | 0 | 0 | 0 | 0 | 0 | 0 | 0 | 0 | 0 | 0 | 0 | 0 | 0 | 0 | 0 | 0 | 0 | 0 | 0 | 0 | 0 | 0
F5_Commercial_Miscellaneous (WA)_Existing_Food Preparation_Natural Gas_Fryer_E8 | F5 | Commercial | Miscellaneous (WA) | Existing | Food Preparation | Natural Gas | Fryer | E8 | Utility - Cost of Operation | 0 | 0 | 0 | 0 | 0 | 0 | 0 | 0 | 0 | 0 | 0 | 0 | 0 | 0 | 0 | 0 | 0 | 0 | 0 | 0 | 0 | 0 | 0 | 0 | 0 | 0 | 0
F5_Commercial_Miscellaneous (WA)_Existing_Food Preparation_Natural Gas_Fryer_E9 | F5 | Commercial | Miscellaneous (WA) | Existing | Food Preparation | Natural Gas | Fryer | E9 | Utility - Cost of Operation | 0 | 0 | 0 | 0 | 0 | 0 | 0 | 0 | 0 | 0 | 0 | 0 | 0 | 0 | 0 | 0 | 0 | 0 | 0 | 0 | 0 | 0 | 0 | 0 | 0 | 0 | 0
F5_Commercial_Miscellaneous (WA)_Existing_Food Preparation_Natural Gas_Fryer_E10 | F5 | Commercial | Miscellaneous (WA) | Existing | Food Preparation | Natural Gas | Fryer | E10 | Utility - Cost of Operation | 0 | 0 | 0 | 0 | 0 | 0 | 0 | 0 | 0 | 0 | 0 | 0 | 0 | 0 | 0 | 0 | 0 | 0 | 0 | 0 | 0 | 0 | 0 | 0 | 0 | 0 | 0
F6_Commercial_Miscellaneous (WA)_Existing_Food Preparation_Natural Gas_Fryer_E1 | F6 | Commercial | Miscellaneous (WA) | Existing | Food Preparation | Natural Gas | Fryer | E1 | Utility - Value of Sales | 0.0085703 | 0.0087426 | 0.0089364 | 0.0091541 | 0.0093969 | 0.0096904 | 0.0099816 | 0.010257 | 0.010507 | 0.01075 | 0.011002 | 0.011232 | 0.011479 | 0.011718 | 0.011928 | 0.012121 | 0.01229 | 0.012453 | 0.012625 | 0.012788 | 0.012952 | 0.013181 | 0.013412 | 0.01365 | 0.013893 | 0.01414 | 0.014391
F6_Commercial_Miscellaneous (WA)_Existing_Food Preparation_Natural Gas_Fryer_E2 | F6 | Commercial | Miscellaneous (WA) | Existing | Food Preparation | Natural Gas | Fryer | E2 | Utility - Value of Sales | 0.005911 | 0.0060298 | 0.0061635 | 0.0063136 | 0.0064811 | 0.0066835 | 0.0068843 | 0.0070742 | 0.0072464 | 0.0074141 | 0.0075878 | 0.007747 | 0.0079171 | 0.0080819 | 0.0082268 | 0.0083601 | 0.0084764 | 0.0085887 | 0.0087072 | 0.0088197 | 0.0089329 | 0.0090907 | 0.0092503 | 0.0094146 | 0.0095819 | 0.0097521 | 0.0099254
F6_Commercial_Miscellaneous (WA)_Existing_Food Preparation_Natural Gas_Fryer_E3 | F6 | Commercial | Miscellaneous (WA) | Existing | Food Preparation | Natural Gas | Fryer | E3 | Utility - Value of Sales | 0 | 0 | 0 | 0 | 0 | 0 | 0 | 0 | 0 | 0 | 0 | 0 | 0 | 0 | 0 | 0 | 0 | 0 | 0 | 0 | 0 | 0 | 0 | 0 | 0 | 0 | 0
F6_Commercial_Miscellaneous (WA)_Existing_Food Preparation_Natural Gas_Fryer_E4 | F6 | Commercial | Miscellaneous (WA) | Existing | Food Preparation | Natural Gas | Fryer | E4 | Utility - Value of Sales | 0 | 0 | 0 | 0 | 0 | 0 | 0 | 0 | 0 | 0 | 0 | 0 | 0 | 0 | 0 | 0 | 0 | 0 | 0 | 0 | 0 | 0 | 0 | 0 | 0 | 0 | 0
F6_Commercial_Miscellaneous (WA)_Existing_Food Preparation_Natural Gas_Fryer_E5 | F6 | Commercial | Miscellaneous (WA) | Existing | Food Preparation | Natural Gas | Fryer | E5 | Utility - Value of Sales | 0 | 0 | 0 | 0 | 0 | 0 | 0 | 0 | 0 | 0 | 0 | 0 | 0 | 0 | 0 | 0 | 0 | 0 | 0 | 0 | 0 | 0 | 0 | 0 | 0 | 0 | 0
F6_Commercial_Miscellaneous (WA)_Existing_Food Preparation_Natural Gas_Fryer_E6 | F6 | Commercial | Miscellaneous (WA) | Existing | Food Preparation | Natural Gas | Fryer | E6 | Utility - Value of Sales | 0 | 0 | 0 | 0 | 0 | 0 | 0 | 0 | 0 | 0 | 0 | 0 | 0 | 0 | 0 | 0 | 0 | 0 | 0 | 0 | 0 | 0 | 0 | 0 | 0 | 0 | 0
F6_Commercial_Miscellaneous (WA)_Existing_Food Preparation_Natural Gas_Fryer_E7 | F6 | Commercial | Miscellaneous (WA) | Existing | Food Preparation | Natural Gas | Fryer | E7 | Utility - Value of Sales | 0 | 0 | 0 | 0 | 0 | 0 | 0 | 0 | 0 | 0 | 0 | 0 | 0 | 0 | 0 | 0 | 0 | 0 | 0 | 0 | 0 | 0 | 0 | 0 | 0 | 0 | 0
F6_Commercial_Miscellaneous (WA)_Existing_Food Preparation_Natural Gas_Fryer_E8 | F6 | Commercial | Miscellaneous (WA) | Existing | Food Preparation | Natural Gas | Fryer | E8 | Utility - Value of Sales | 0 | 0 | 0 | 0 | 0 | 0 | 0 | 0 | 0 | 0 | 0 | 0 | 0 | 0 | 0 | 0 | 0 | 0 | 0 | 0 | 0 | 0 | 0 | 0 | 0 | 0 | 0
F6_Commercial_Miscellaneous (WA)_Existing_Food Preparation_Natural Gas_Fryer_E9 | F6 | Commercial | Miscellaneous (WA) | Existing | Food Preparation | Natural Gas | Fryer | E9 | Utility - Value of Sales | 0 | 0 | 0 | 0 | 0 | 0 | 0 | 0 | 0 | 0 | 0 | 0 | 0 | 0 | 0 | 0 | 0 | 0 | 0 | 0 | 0 | 0 | 0 | 0 | 0 | 0 | 0
F6_Commercial_Miscellaneous (WA)_Existing_Food Preparation_Natural Gas_Fryer_E10 | F6 | Commercial | Miscellaneous (WA) | Existing | Food Preparation | Natural Gas | Fryer | E10 | Utility - Value of Sales | 0 | 0 | 0 | 0 | 0 | 0 | 0 | 0 | 0 | 0 | 0 | 0 | 0 | 0 | 0 | 0 | 0 | 0 | 0 | 0 | 0 | 0 | 0 | 0 | 0 | 0 | 0
F1_Commercial_Miscellaneous (WA)_Existing_Food Preparation_Natural Gas_Broiler_E1 | F1 | Commercial | Miscellaneous (WA) | Existing | Food Preparation | Natural Gas | Broiler | E1 | RVT - Cost of Equipment | 0.001388 | 0.001388 | 0.001388 | 0.001388 | 0.001388 | 0.001388 | 0.001388 | 0.001388 | 0.001388 | 0.001388 | 0.001388 | 0.001388 | 0.001388 | 0.001388 | 0.001388 | 0.001388 | 0.001388 | 0.001388 | 0.001388 | 0.001388 | 0.001388 | 0.001388 | 0.001388 | 0.001388 | 0.001388 | 0.001388 | 0.001388
F1_Commercial_Miscellaneous (WA)_Existing_Food Preparation_Natural Gas_Broiler_E2 | F1 | Commercial | Miscellaneous (WA) | Existing | Food Preparation | Natural Gas | Broiler | E2 | RVT - Cost of Equipment | 0.0019432 | 0.0019432 | 0.0019432 | 0.0019432 | 0.0019432 | 0.0019432 | 0.0019432 | 0.0019432 | 0.0019432 | 0.0019432 | 0.0019432 | 0.0019432 | 0.0019432 | 0.0019432 | 0.0019432 | 0.0019432 | 0.0019432 | 0.0019432 | 0.0019432 | 0.0019432 | 0.0019432 | 0.0019432 | 0.0019432 | 0.0019432 | 0.0019432 | 0.0019432 | 0.0019432
F1_Commercial_Miscellaneous (WA)_Existing_Food Preparation_Natural Gas_Broiler_E3 | F1 | Commercial | Miscellaneous (WA) | Existing | Food Preparation | Natural Gas | Broiler | E3 | RVT - Cost of Equipment | 0 | 0 | 0 | 0 | 0 | 0 | 0 | 0 | 0 | 0 | 0 | 0 | 0 | 0 | 0 | 0 | 0 | 0 | 0 | 0 | 0 | 0 | 0 | 0 | 0 | 0 | 0
F1_Commercial_Miscellaneous (WA)_Existing_Food Preparation_Natural Gas_Broiler_E4 | F1 | Commercial | Miscellaneous (WA) | Existing | Food Preparation | Natural Gas | Broiler | E4 | RVT - Cost of Equipment | 0 | 0 | 0 | 0 | 0 | 0 | 0 | 0 | 0 | 0 | 0 | 0 | 0 | 0 | 0 | 0 | 0 | 0 | 0 | 0 | 0 | 0 | 0 | 0 | 0 | 0 | 0
F1_Commercial_Miscellaneous (WA)_Existing_Food Preparation_Natural Gas_Broiler_E5 | F1 | Commercial | Miscellaneous (WA) | Existing | Food Preparation | Natural Gas | Broiler | E5 | RVT - Cost of Equipment | 0 | 0 | 0 | 0 | 0 | 0 | 0 | 0 | 0 | 0 | 0 | 0 | 0 | 0 | 0 | 0 | 0 | 0 | 0 | 0 | 0 | 0 | 0 | 0 | 0 | 0 | 0
F1_Commercial_Miscellaneous (WA)_Existing_Food Preparation_Natural Gas_Broiler_E6 | F1 | Commercial | Miscellaneous (WA) | Existing | Food Preparation | Natural Gas | Broiler | E6 | RVT - Cost of Equipment | 0 | 0 | 0 | 0 | 0 | 0 | 0 | 0 | 0 | 0 | 0 | 0 | 0 | 0 | 0 | 0 | 0 | 0 | 0 | 0 | 0 | 0 | 0 | 0 | 0 | 0 | 0
F1_Commercial_Miscellaneous (WA)_Existing_Food Preparation_Natural Gas_Broiler_E7 | F1 | Commercial | Miscellaneous (WA) | Existing | Food Preparation | Natural Gas | Broiler | E7 | RVT - Cost of Equipment | 0 | 0 | 0 | 0 | 0 | 0 | 0 | 0 | 0 | 0 | 0 | 0 | 0 | 0 | 0 | 0 | 0 | 0 | 0 | 0 | 0 | 0 | 0 | 0 | 0 | 0 | 0
F1_Commercial_Miscellaneous (WA)_Existing_Food Preparation_Natural Gas_Broiler_E8 | F1 | Commercial | Miscellaneous (WA) | Existing | Food Preparation | Natural Gas | Broiler | E8 | RVT - Cost of Equipment | 0 | 0 | 0 | 0 | 0 | 0 | 0 | 0 | 0 | 0 | 0 | 0 | 0 | 0 | 0 | 0 | 0 | 0 | 0 | 0 | 0 | 0 | 0 | 0 | 0 | 0 | 0
F1_Commercial_Miscellaneous (WA)_Existing_Food Preparation_Natural Gas_Broiler_E9 | F1 | Commercial | Miscellaneous (WA) | Existing | Food Preparation | Natural Gas | Broiler | E9 | RVT - Cost of Equipment | 0 | 0 | 0 | 0 | 0 | 0 | 0 | 0 | 0 | 0 | 0 | 0 | 0 | 0 | 0 | 0 | 0 | 0 | 0 | 0 | 0 | 0 | 0 | 0 | 0 | 0 | 0
F1_Commercial_Miscellaneous (WA)_Existing_Food Preparation_Natural Gas_Broiler_E10 | F1 | Commercial | Miscellaneous (WA) | Existing | Food Preparation | Natural Gas | Broiler | E10 | RVT - Cost of Equipment | 0 | 0 | 0 | 0 | 0 | 0 | 0 | 0 | 0 | 0 | 0 | 0 | 0 | 0 | 0 | 0 | 0 | 0 | 0 | 0 | 0 | 0 | 0 | 0 | 0 | 0 | 0
F2_Commercial_Miscellaneous (WA)_Existing_Food Preparation_Natural Gas_Broiler_E1 | F2 | Commercial | Miscellaneous (WA) | Existing | Food Preparation | Natural Gas | Broiler | E1 | RVT - Cost of Operation | 0.0084903 | 0.0086507 | 0.008839 | 0.0090585 | 0.0093098 | 0.0096236 | 0.0099383 | 0.010237 | 0.010508 | 0.01077 | 0.011041 | 0.011288 | 0.011549 | 0.011795 | 0.012007 | 0.012199 | 0.012361 | 0.012515 | 0.01268 | 0.012833 | 0.012987 | 0.013216 | 0.013448 | 0.013687 | 0.01393 | 0.014178 | 0.01443
F2_Commercial_Miscellaneous (WA)_Existing_Food Preparation_Natural Gas_Broiler_E2 | F2 | Commercial | Miscellaneous (WA) | Existing | Food Preparation | Natural Gas | Broiler | E2 | RVT - Cost of Operation | 0.0072416 | 0.0073784 | 0.007539 | 0.0077262 | 0.0079406 | 0.0082082 | 0.0084766 | 0.0087314 | 0.0089621 | 0.0091857 | 0.0094174 | 0.009628 | 0.0098503 | 0.010061 | 0.010241 | 0.010405 | 0.010543 | 0.010675 | 0.010815 | 0.010946 | 0.011077 | 0.011273 | 0.01147 | 0.011674 | 0.011881 | 0.012092 | 0.012307
F2_Commercial_Miscellaneous (WA)_Existing_Food Preparation_Natural Gas_Broiler_E3 | F2 | Commercial | Miscellaneous (WA) | Existing | Food Preparation | Natural Gas | Broiler | E3 | RVT - Cost of Operation | 0 | 0 | 0 | 0 | 0 | 0 | 0 | 0 | 0 | 0 | 0 | 0 | 0 | 0 | 0 | 0 | 0 | 0 | 0 | 0 | 0 | 0 | 0 | 0 | 0 | 0 | 0
F2_Commercial_Miscellaneous (WA)_Existing_Food Preparation_Natural Gas_Broiler_E4 | F2 | Commercial | Miscellaneous (WA) | Existing | Food Preparation | Natural Gas | Broiler | E4 | RVT - Cost of Operation | 0 | 0 | 0 | 0 | 0 | 0 | 0 | 0 | 0 | 0 | 0 | 0 | 0 | 0 | 0 | 0 | 0 | 0 | 0 | 0 | 0 | 0 | 0 | 0 | 0 | 0 | 0
F2_Commercial_Miscellaneous (WA)_Existing_Food Preparation_Natural Gas_Broiler_E5 | F2 | Commercial | Miscellaneous (WA) | Existing | Food Preparation | Natural Gas | Broiler | E5 | RVT - Cost of Operation | 0 | 0 | 0 | 0 | 0 | 0 | 0 | 0 | 0 | 0 | 0 | 0 | 0 | 0 | 0 | 0 | 0 | 0 | 0 | 0 | 0 | 0 | 0 | 0 | 0 | 0 | 0
F2_Commercial_Miscellaneous (WA)_Existing_Food Preparation_Natural Gas_Broiler_E6 | F2 | Commercial | Miscellaneous (WA) | Existing | Food Preparation | Natural Gas | Broiler | E6 | RVT - Cost of Operation | 0 | 0 | 0 | 0 | 0 | 0 | 0 | 0 | 0 | 0 | 0 | 0 | 0 | 0 | 0 | 0 | 0 | 0 | 0 | 0 | 0 | 0 | 0 | 0 | 0 | 0 | 0
F2_Commercial_Miscellaneous (WA)_Existing_Food Preparation_Natural Gas_Broiler_E7 | F2 | Commercial | Miscellaneous (WA) | Existing | Food Preparation | Natural Gas | Broiler | E7 | RVT - Cost of Operation | 0 | 0 | 0 | 0 | 0 | 0 | 0 | 0 | 0 | 0 | 0 | 0 | 0 | 0 | 0 | 0 | 0 | 0 | 0 | 0 | 0 | 0 | 0 | 0 | 0 | 0 | 0
F2_Commercial_Miscellaneous (WA)_Existing_Food Preparation_Natural Gas_Broiler_E8 | F2 | Commercial | Miscellaneous (WA) | Existing | Food Preparation | Natural Gas | Broiler | E8 | RVT - Cost of Operation | 0 | 0 | 0 | 0 | 0 | 0 | 0 | 0 | 0 | 0 | 0 | 0 | 0 | 0 | 0 | 0 | 0 | 0 | 0 | 0 | 0 | 0 | 0 | 0 | 0 | 0 | 0
F2_Commercial_Miscellaneous (WA)_Existing_Food Preparation_Natural Gas_Broiler_E9 | F2 | Commercial | Miscellaneous (WA) | Existing | Food Preparation | Natural Gas | Broiler | E9 | RVT - Cost of Operation | 0 | 0 | 0 | 0 | 0 | 0 | 0 | 0 | 0 | 0 | 0 | 0 | 0 | 0 | 0 | 0 | 0 | 0 | 0 | 0 | 0 | 0 | 0 | 0 | 0 | 0 | 0
F2_Commercial_Miscellaneous (WA)_Existing_Food Preparation_Natural Gas_Broiler_E10 | F2 | Commercial | Miscellaneous (WA) | Existing | Food Preparation | Natural Gas | Broiler | E10 | RVT - Cost of Operation | 0 | 0 | 0 | 0 | 0 | 0 | 0 | 0 | 0 | 0 | 0 | 0 | 0 | 0 | 0 | 0 | 0 | 0 | 0 | 0 | 0 | 0 | 0 | 0 | 0 | 0 | 0
F3_Commercial_Miscellaneous (WA)_Existing_Food Preparation_Natural Gas_Broiler_E1 | F3 | Commercial | Miscellaneous (WA) | Existing | Food Preparation | Natural Gas | Broiler | E1 | System - kBTUs of Consumption | 2.0255 | 2.0255 | 2.0255 | 2.0255 | 2.0255 | 2.0255 | 2.0255 | 2.0255 | 2.0255 | 2.0255 | 2.0255 | 2.0255 | 2.0255 | 2.0255 | 2.0255 | 2.0255 | 2.0255 | 2.0255 | 2.0255 | 2.0255 | 2.0255 | 2.0255 | 2.0255 | 2.0255 | 2.0255 | 2.0255 | 2.0255
F3_Commercial_Miscellaneous (WA)_Existing_Food Preparation_Natural Gas_Broiler_E2 | F3 | Commercial | Miscellaneous (WA) | Existing | Food Preparation | Natural Gas | Broiler | E2 | System - kBTUs of Consumption | 1.7276 | 1.7276 | 1.7276 | 1.7276 | 1.7276 | 1.7276 | 1.7276 | 1.7276 | 1.7276 | 1.7276 | 1.7276 | 1.7276 | 1.7276 | 1.7276 | 1.7276 | 1.7276 | 1.7276 | 1.7276 | 1.7276 | 1.7276 | 1.7276 | 1.7276 | 1.7276 | 1.7276 | 1.7276 | 1.7276 | 1.7276
F3_Commercial_Miscellaneous (WA)_Existing_Food Preparation_Natural Gas_Broiler_E3 | F3 | Commercial | Miscellaneous (WA) | Existing | Food Preparation | Natural Gas | Broiler | E3 | System - kBTUs of Consumption | 0 | 0 | 0 | 0 | 0 | 0 | 0 | 0 | 0 | 0 | 0 | 0 | 0 | 0 | 0 | 0 | 0 | 0 | 0 | 0 | 0 | 0 | 0 | 0 | 0 | 0 | 0
F3_Commercial_Miscellaneous (WA)_Existing_Food Preparation_Natural Gas_Broiler_E4 | F3 | Commercial | Miscellaneous (WA) | Existing | Food Preparation | Natural Gas | Broiler | E4 | System - kBTUs of Consumption | 0 | 0 | 0 | 0 | 0 | 0 | 0 | 0 | 0 | 0 | 0 | 0 | 0 | 0 | 0 | 0 | 0 | 0 | 0 | 0 | 0 | 0 | 0 | 0 | 0 | 0 | 0
F3_Commercial_Miscellaneous (WA)_Existing_Food Preparation_Natural Gas_Broiler_E5 | F3 | Commercial | Miscellaneous (WA) | Existing | Food Preparation | Natural Gas | Broiler | E5 | System - kBTUs of Consumption | 0 | 0 | 0 | 0 | 0 | 0 | 0 | 0 | 0 | 0 | 0 | 0 | 0 | 0 | 0 | 0 | 0 | 0 | 0 | 0 | 0 | 0 | 0 | 0 | 0 | 0 | 0
F3_Commercial_Miscellaneous (WA)_Existing_Food Preparation_Natural Gas_Broiler_E6 | F3 | Commercial | Miscellaneous (WA) | Existing | Food Preparation | Natural Gas | Broiler | E6 | System - kBTUs of Consumption | 0 | 0 | 0 | 0 | 0 | 0 | 0 | 0 | 0 | 0 | 0 | 0 | 0 | 0 | 0 | 0 | 0 | 0 | 0 | 0 | 0 | 0 | 0 | 0 | 0 | 0 | 0
F3_Commercial_Miscellaneous (WA)_Existing_Food Preparation_Natural Gas_Broiler_E7 | F3 | Commercial | Miscellaneous (WA) | Existing | Food Preparation | Natural Gas | Broiler | E7 | System - kBTUs of Consumption | 0 | 0 | 0 | 0 | 0 | 0 | 0 | 0 | 0 | 0 | 0 | 0 | 0 | 0 | 0 | 0 | 0 | 0 | 0 | 0 | 0 | 0 | 0 | 0 | 0 | 0 | 0
F3_Commercial_Miscellaneous (WA)_Existing_Food Preparation_Natural Gas_Broiler_E8 | F3 | Commercial | Miscellaneous (WA) | Existing | Food Preparation | Natural Gas | Broiler | E8 | System - kBTUs of Consumption | 0 | 0 | 0 | 0 | 0 | 0 | 0 | 0 | 0 | 0 | 0 | 0 | 0 | 0 | 0 | 0 | 0 | 0 | 0 | 0 | 0 | 0 | 0 | 0 | 0 | 0 | 0
F3_Commercial_Miscellaneous (WA)_Existing_Food Preparation_Natural Gas_Broiler_E9 | F3 | Commercial | Miscellaneous (WA) | Existing | Food Preparation | Natural Gas | Broiler | E9 | System - kBTUs of Consumption | 0 | 0 | 0 | 0 | 0 | 0 | 0 | 0 | 0 | 0 | 0 | 0 | 0 | 0 | 0 | 0 | 0 | 0 | 0 | 0 | 0 | 0 | 0 | 0 | 0 | 0 | 0
F3_Commercial_Miscellaneous (WA)_Existing_Food Preparation_Natural Gas_Broiler_E10 | F3 | Commercial | Miscellaneous (WA) | Existing | Food Preparation | Natural Gas | Broiler | E10 | System - kBTUs of Consumption | 0 | 0 | 0 | 0 | 0 | 0 | 0 | 0 | 0 | 0 | 0 | 0 | 0 | 0 | 0 | 0 | 0 | 0 | 0 | 0 | 0 | 0 | 0 | 0 | 0 | 0 | 0
F4_Commercial_Miscellaneous (WA)_Existing_Food Preparation_Natural Gas_Broiler_E1 | F4 | Commercial | Miscellaneous (WA) | Existing | Food Preparation | Natural Gas | Broiler | E1 | Utility - Cost of Equipment | 0.001388 | 0.001388 | 0.001388 | 0.001388 | 0.001388 | 0.001388 | 0.001388 | 0.001388 | 0.001388 | 0.001388 | 0.001388 | 0.001388 | 0.001388 | 0.001388 | 0.001388 | 0.001388 | 0.001388 | 0.001388 | 0.001388 | 0.001388 | 0.001388 | 0.001388 | 0.001388 | 0.001388 | 0.001388 | 0.001388 | 0.001388
F4_Commercial_Miscellaneous (WA)_Existing_Food Preparation_Natural Gas_Broiler_E2 | F4 | Commercial | Miscellaneous (WA) | Existing | Food Preparation | Natural Gas | Broiler | E2 | Utility - Cost of Equipment | 0.0019432 | 0.0019432 | 0.0019432 | 0.0019432 | 0.0019432 | 0.0019432 | 0.0019432 | 0.0019432 | 0.0019432 | 0.0019432 | 0.0019432 | 0.0019432 | 0.0019432 | 0.0019432 | 0.0019432 | 0.0019432 | 0.0019432 | 0.0019432 | 0.0019432 | 0.0019432 | 0.0019432 | 0.0019432 | 0.0019432 | 0.0019432 | 0.0019432 | 0.0019432 | 0.0019432
F4_Commercial_Miscellaneous (WA)_Existing_Food Preparation_Natural Gas_Broiler_E3 | F4 | Commercial | Miscellaneous (WA) | Existing | Food Preparation | Natural Gas | Broiler | E3 | Utility - Cost of Equipment | 0 | 0 | 0 | 0 | 0 | 0 | 0 | 0 | 0 | 0 | 0 | 0 | 0 | 0 | 0 | 0 | 0 | 0 | 0 | 0 | 0 | 0 | 0 | 0 | 0 | 0 | 0
F4_Commercial_Miscellaneous (WA)_Existing_Food Preparation_Natural Gas_Broiler_E4 | F4 | Commercial | Miscellaneous (WA) | Existing | Food Preparation | Natural Gas | Broiler | E4 | Utility - Cost of Equipment | 0 | 0 | 0 | 0 | 0 | 0 | 0 | 0 | 0 | 0 | 0 | 0 | 0 | 0 | 0 | 0 | 0 | 0 | 0 | 0 | 0 | 0 | 0 | 0 | 0 | 0 | 0
F4_Commercial_Miscellaneous (WA)_Existing_Food Preparation_Natural Gas_Broiler_E5 | F4 | Commercial | Miscellaneous (WA) | Existing | Food Preparation | Natural Gas | Broiler | E5 | Utility - Cost of Equipment | 0 | 0 | 0 | 0 | 0 | 0 | 0 | 0 | 0 | 0 | 0 | 0 | 0 | 0 | 0 | 0 | 0 | 0 | 0 | 0 | 0 | 0 | 0 | 0 | 0 | 0 | 0
F4_Commercial_Miscellaneous (WA)_Existing_Food Preparation_Natural Gas_Broiler_E6 | F4 | Commercial | Miscellaneous (WA) | Existing | Food Preparation | Natural Gas | Broiler | E6 | Utility - Cost of Equipment | 0 | 0 | 0 | 0 | 0 | 0 | 0 | 0 | 0 | 0 | 0 | 0 | 0 | 0 | 0 | 0 | 0 | 0 | 0 | 0 | 0 | 0 | 0 | 0 | 0 | 0 | 0
F4_Commercial_Miscellaneous (WA)_Existing_Food Preparation_Natural Gas_Broiler_E7 | F4 | Commercial | Miscellaneous (WA) | Existing | Food Preparation | Natural Gas | Broiler | E7 | Utility - Cost of Equipment | 0 | 0 | 0 | 0 | 0 | 0 | 0 | 0 | 0 | 0 | 0 | 0 | 0 | 0 | 0 | 0 | 0 | 0 | 0 | 0 | 0 | 0 | 0 | 0 | 0 | 0 | 0
F4_Commercial_Miscellaneous (WA)_Existing_Food Preparation_Natural Gas_Broiler_E8 | F4 | Commercial | Miscellaneous (WA) | Existing | Food Preparation | Natural Gas | Broiler | E8 | Utility - Cost of Equipment | 0 | 0 | 0 | 0 | 0 | 0 | 0 | 0 | 0 | 0 | 0 | 0 | 0 | 0 | 0 | 0 | 0 | 0 | 0 | 0 | 0 | 0 | 0 | 0 | 0 | 0 | 0
F4_Commercial_Miscellaneous (WA)_Existing_Food Preparation_Natural Gas_Broiler_E9 | F4 | Commercial | Miscellaneous (WA) | Existing | Food Preparation | Natural Gas | Broiler | E9 | Utility - Cost of Equipment | 0 | 0 | 0 | 0 | 0 | 0 | 0 | 0 | 0 | 0 | 0 | 0 | 0 | 0 | 0 | 0 | 0 | 0 | 0 | 0 | 0 | 0 | 0 | 0 | 0 | 0 | 0
F4_Commercial_Miscellaneous (WA)_Existing_Food Preparation_Natural Gas_Broiler_E10 | F4 | Commercial | Miscellaneous (WA) | Existing | Food Preparation | Natural Gas | Broiler | E10 | Utility - Cost of Equipment | 0 | 0 | 0 | 0 | 0 | 0 | 0 | 0 | 0 | 0 | 0 | 0 | 0 | 0 | 0 | 0 | 0 | 0 | 0 | 0 | 0 | 0 | 0 | 0 | 0 | 0 | 0
F5_Commercial_Miscellaneous (WA)_Existing_Food Preparation_Natural Gas_Broiler_E1 | F5 | Commercial | Miscellaneous (WA) | Existing | Food Preparation | Natural Gas | Broiler | E1 | Utility - Cost of Operation | 0.0072086 | 0.0073903 | 0.0076056 | 0.0078522 | 0.0081312 | 0.0084705 | 0.0088199 | 0.0091658 | 0.0094988 | 0.0098365 | 0.010105 | 0.010357 | 0.010627 | 0.010892 | 0.011129 | 0.01135 | 0.011549 | 0.011745 | 0.011955 | 0.012159 | 0.012369 | 0.012587 | 0.012808 | 0.013035 | 0.013267 | 0.013503 | 0.013742
F5_Commercial_Miscellaneous (WA)_Existing_Food Preparation_Natural Gas_Broiler_E2 | F5 | Commercial | Miscellaneous (WA) | Existing | Food Preparation | Natural Gas | Broiler | E2 | Utility - Cost of Operation | 0.0061484 | 0.0063034 | 0.006487 | 0.0066973 | 0.0069353 | 0.0072247 | 0.0075227 | 0.0078177 | 0.0081018 | 0.0083898 | 0.008619 | 0.0088336 | 0.0090643 | 0.0092901 | 0.009492 | 0.0096809 | 0.0098504 | 0.010018 | 0.010196 | 0.010371 | 0.01055 | 0.010736 | 0.010924 | 0.011118 | 0.011316 | 0.011517 | 0.011721
F5_Commercial_Miscellaneous (WA)_Existing_Food Preparation_Natural Gas_Broiler_E3 | F5 | Commercial | Miscellaneous (WA) | Existing | Food Preparation | Natural Gas | Broiler | E3 | Utility - Cost of Operation | 0 | 0 | 0 | 0 | 0 | 0 | 0 | 0 | 0 | 0 | 0 | 0 | 0 | 0 | 0 | 0 | 0 | 0 | 0 | 0 | 0 | 0 | 0 | 0 | 0 | 0 | 0
F5_Commercial_Miscellaneous (WA)_Existing_Food Preparation_Natural Gas_Broiler_E4 | F5 | Commercial | Miscellaneous (WA) | Existing | Food Preparation | Natural Gas | Broiler | E4 | Utility - Cost of Operation | 0 | 0 | 0 | 0 | 0 | 0 | 0 | 0 | 0 | 0 | 0 | 0 | 0 | 0 | 0 | 0 | 0 | 0 | 0 | 0 | 0 | 0 | 0 | 0 | 0 | 0 | 0
F5_Commercial_Miscellaneous (WA)_Existing_Food Preparation_Natural Gas_Broiler_E5 | F5 | Commercial | Miscellaneous (WA) | Existing | Food Preparation | Natural Gas | Broiler | E5 | Utility - Cost of Operation | 0 | 0 | 0 | 0 | 0 | 0 | 0 | 0 | 0 | 0 | 0 | 0 | 0 | 0 | 0 | 0 | 0 | 0 | 0 | 0 | 0 | 0 | 0 | 0 | 0 | 0 | 0
F5_Commercial_Miscellaneous (WA)_Existing_Food Preparation_Natural Gas_Broiler_E6 | F5 | Commercial | Miscellaneous (WA) | Existing | Food Preparation | Natural Gas | Broiler | E6 | Utility - Cost of Operation | 0 | 0 | 0 | 0 | 0 | 0 | 0 | 0 | 0 | 0 | 0 | 0 | 0 | 0 | 0 | 0 | 0 | 0 | 0 | 0 | 0 | 0 | 0 | 0 | 0 | 0 | 0
F5_Commercial_Miscellaneous (WA)_Existing_Food Preparation_Natural Gas_Broiler_E7 | F5 | Commercial | Miscellaneous (WA) | Existing | Food Preparation | Natural Gas | Broiler | E7 | Utility - Cost of Operation | 0 | 0 | 0 | 0 | 0 | 0 | 0 | 0 | 0 | 0 | 0 | 0 | 0 | 0 | 0 | 0 | 0 | 0 | 0 | 0 | 0 | 0 | 0 | 0 | 0 | 0 | 0
F5_Commercial_Miscellaneous (WA)_Existing_Food Preparation_Natural Gas_Broiler_E8 | F5 | Commercial | Miscellaneous (WA) | Existing | Food Preparation | Natural Gas | Broiler | E8 | Utility - Cost of Operation | 0 | 0 | 0 | 0 | 0 | 0 | 0 | 0 | 0 | 0 | 0 | 0 | 0 | 0 | 0 | 0 | 0 | 0 | 0 | 0 | 0 | 0 | 0 | 0 | 0 | 0 | 0
F5_Commercial_Miscellaneous (WA)_Existing_Food Preparation_Natural Gas_Broiler_E9 | F5 | Commercial | Miscellaneous (WA) | Existing | Food Preparation | Natural Gas | Broiler | E9 | Utility - Cost of Operation | 0 | 0 | 0 | 0 | 0 | 0 | 0 | 0 | 0 | 0 | 0 | 0 | 0 | 0 | 0 | 0 | 0 | 0 | 0 | 0 | 0 | 0 | 0 | 0 | 0 | 0 | 0
F5_Commercial_Miscellaneous (WA)_Existing_Food Preparation_Natural Gas_Broiler_E10 | F5 | Commercial | Miscellaneous (WA) | Existing | Food Preparation | Natural Gas | Broiler | E10 | Utility - Cost of Operation | 0 | 0 | 0 | 0 | 0 | 0 | 0 | 0 | 0 | 0 | 0 | 0 | 0 | 0 | 0 | 0 | 0 | 0 | 0 | 0 | 0 | 0 | 0 | 0 | 0 | 0 | 0
F6_Commercial_Miscellaneous (WA)_Existing_Food Preparation_Natural Gas_Broiler_E1 | F6 | Commercial | Miscellaneous (WA) | Existing | Food Preparation | Natural Gas | Broiler | E1 | Utility - Value of Sales | 0.0084903 | 0.0086507 | 0.008839 | 0.0090585 | 0.0093098 | 0.0096236 | 0.0099383 | 0.010237 | 0.010508 | 0.01077 | 0.011041 | 0.011288 | 0.011549 | 0.011795 | 0.012007 | 0.012199 | 0.012361 | 0.012515 | 0.01268 | 0.012833 | 0.012987 | 0.013216 | 0.013448 | 0.013687 | 0.01393 | 0.014178 | 0.01443
F6_Commercial_Miscellaneous (WA)_Existing_Food Preparation_Natural Gas_Broiler_E2 | F6 | Commercial | Miscellaneous (WA) | Existing | Food Preparation | Natural Gas | Broiler | E2 | Utility - Value of Sales | 0.0072416 | 0.0073784 | 0.007539 | 0.0077262 | 0.0079406 | 0.0082082 | 0.0084766 | 0.0087314 | 0.0089621 | 0.0091857 | 0.0094174 | 0.009628 | 0.0098503 | 0.010061 | 0.010241 | 0.010405 | 0.010543 | 0.010675 | 0.010815 | 0.010946 | 0.011077 | 0.011273 | 0.01147 | 0.011674 | 0.011881 | 0.012092 | 0.012307
F6_Commercial_Miscellaneous (WA)_Existing_Food Preparation_Natural Gas_Broiler_E3 | F6 | Commercial | Miscellaneous (WA) | Existing | Food Preparation | Natural Gas | Broiler | E3 | Utility - Value of Sales | 0 | 0 | 0 | 0 | 0 | 0 | 0 | 0 | 0 | 0 | 0 | 0 | 0 | 0 | 0 | 0 | 0 | 0 | 0 | 0 | 0 | 0 | 0 | 0 | 0 | 0 | 0
F6_Commercial_Miscellaneous (WA)_Existing_Food Preparation_Natural Gas_Broiler_E4 | F6 | Commercial | Miscellaneous (WA) | Existing | Food Preparation | Natural Gas | Broiler | E4 | Utility - Value of Sales | 0 | 0 | 0 | 0 | 0 | 0 | 0 | 0 | 0 | 0 | 0 | 0 | 0 | 0 | 0 | 0 | 0 | 0 | 0 | 0 | 0 | 0 | 0 | 0 | 0 | 0 | 0
F6_Commercial_Miscellaneous (WA)_Existing_Food Preparation_Natural Gas_Broiler_E5 | F6 | Commercial | Miscellaneous (WA) | Existing | Food Preparation | Natural Gas | Broiler | E5 | Utility - Value of Sales | 0 | 0 | 0 | 0 | 0 | 0 | 0 | 0 | 0 | 0 | 0 | 0 | 0 | 0 | 0 | 0 | 0 | 0 | 0 | 0 | 0 | 0 | 0 | 0 | 0 | 0 | 0
F6_Commercial_Miscellaneous (WA)_Existing_Food Preparation_Natural Gas_Broiler_E6 | F6 | Commercial | Miscellaneous (WA) | Existing | Food Preparation | Natural Gas | Broiler | E6 | Utility - Value of Sales | 0 | 0 | 0 | 0 | 0 | 0 | 0 | 0 | 0 | 0 | 0 | 0 | 0 | 0 | 0 | 0 | 0 | 0 | 0 | 0 | 0 | 0 | 0 | 0 | 0 | 0 | 0
F6_Commercial_Miscellaneous (WA)_Existing_Food Preparation_Natural Gas_Broiler_E7 | F6 | Commercial | Miscellaneous (WA) | Existing | Food Preparation | Natural Gas | Broiler | E7 | Utility - Value of Sales | 0 | 0 | 0 | 0 | 0 | 0 | 0 | 0 | 0 | 0 | 0 | 0 | 0 | 0 | 0 | 0 | 0 | 0 | 0 | 0 | 0 | 0 | 0 | 0 | 0 | 0 | 0
F6_Commercial_Miscellaneous (WA)_Existing_Food Preparation_Natural Gas_Broiler_E8 | F6 | Commercial | Miscellaneous (WA) | Existing | Food Preparation | Natural Gas | Broiler | E8 | Utility - Value of Sales | 0 | 0 | 0 | 0 | 0 | 0 | 0 | 0 | 0 | 0 | 0 | 0 | 0 | 0 | 0 | 0 | 0 | 0 | 0 | 0 | 0 | 0 | 0 | 0 | 0 | 0 | 0
F6_Commercial_Miscellaneous (WA)_Existing_Food Preparation_Natural Gas_Broiler_E9 | F6 | Commercial | Miscellaneous (WA) | Existing | Food Preparation | Natural Gas | Broiler | E9 | Utility - Value of Sales | 0 | 0 | 0 | 0 | 0 | 0 | 0 | 0 | 0 | 0 | 0 | 0 | 0 | 0 | 0 | 0 | 0 | 0 | 0 | 0 | 0 | 0 | 0 | 0 | 0 | 0 | 0
F6_Commercial_Miscellaneous (WA)_Existing_Food Preparation_Natural Gas_Broiler_E10 | F6 | Commercial | Miscellaneous (WA) | Existing | Food Preparation | Natural Gas | Broiler | E10 | Utility - Value of Sales | 0 | 0 | 0 | 0 | 0 | 0 | 0 | 0 | 0 | 0 | 0 | 0 | 0 | 0 | 0 | 0 | 0 | 0 | 0 | 0 | 0 | 0 | 0 | 0 | 0 | 0 | 0
F1_Commercial_Miscellaneous (WA)_Existing_Food Preparation_Natural Gas_Griddle_E1 | F1 | Commercial | Miscellaneous (WA) | Existing | Food Preparation | Natural Gas | Griddle | E1 | RVT - Cost of Equipment | 0.0028519 | 0.0028519 | 0.0028519 | 0.0028519 | 0.0028519 | 0.0028519 | 0.0028519 | 0.0028519 | 0.0028519 | 0.0028519 | 0.0028519 | 0.0028519 | 0.0028519 | 0.0028519 | 0.0028519 | 0.0028519 | 0.0028519 | 0.0028519 | 0.0028519 | 0.0028519 | 0.0028519 | 0.0028519 | 0.0028519 | 0.0028519 | 0.0028519 | 0.0028519 | 0.0028519
F1_Commercial_Miscellaneous (WA)_Existing_Food Preparation_Natural Gas_Griddle_E2 | F1 | Commercial | Miscellaneous (WA) | Existing | Food Preparation | Natural Gas | Griddle | E2 | RVT - Cost of Equipment | 0.0030512 | 0.0030512 | 0.0030512 | 0.0030512 | 0.0030512 | 0.0030512 | 0.0030512 | 0.0030512 | 0.0030512 | 0.0030512 | 0.0030512 | 0.0030512 | 0.0030512 | 0.0030512 | 0.0030512 | 0.0030512 | 0.0030512 | 0.0030512 | 0.0030512 | 0.0030512 | 0.0030512 | 0.0030512 | 0.0030512 | 0.0030512 | 0.0030512 | 0.0030512 | 0.0030512
F1_Commercial_Miscellaneous (WA)_Existing_Food Preparation_Natural Gas_Griddle_E3 | F1 | Commercial | Miscellaneous (WA) | Existing | Food Preparation | Natural Gas | Griddle | E3 | RVT - Cost of Equipment | 0 | 0 | 0 | 0 | 0 | 0 | 0 | 0 | 0 | 0 | 0 | 0 | 0 | 0 | 0 | 0 | 0 | 0 | 0 | 0 | 0 | 0 | 0 | 0 | 0 | 0 | 0
F1_Commercial_Miscellaneous (WA)_Existing_Food Preparation_Natural Gas_Griddle_E4 | F1 | Commercial | Miscellaneous (WA) | Existing | Food Preparation | Natural Gas | Griddle | E4 | RVT - Cost of Equipment | 0 | 0 | 0 | 0 | 0 | 0 | 0 | 0 | 0 | 0 | 0 | 0 | 0 | 0 | 0 | 0 | 0 | 0 | 0 | 0 | 0 | 0 | 0 | 0 | 0 | 0 | 0
F1_Commercial_Miscellaneous (WA)_Existing_Food Preparation_Natural Gas_Griddle_E5 | F1 | Commercial | Miscellaneous (WA) | Existing | Food Preparation | Natural Gas | Griddle | E5 | RVT - Cost of Equipment | 0 | 0 | 0 | 0 | 0 | 0 | 0 | 0 | 0 | 0 | 0 | 0 | 0 | 0 | 0 | 0 | 0 | 0 | 0 | 0 | 0 | 0 | 0 | 0 | 0 | 0 | 0
F1_Commercial_Miscellaneous (WA)_Existing_Food Preparation_Natural Gas_Griddle_E6 | F1 | Commercial | Miscellaneous (WA) | Existing | Food Preparation | Natural Gas | Griddle | E6 | RVT - Cost of Equipment | 0 | 0 | 0 | 0 | 0 | 0 | 0 | 0 | 0 | 0 | 0 | 0 | 0 | 0 | 0 | 0 | 0 | 0 | 0 | 0 | 0 | 0 | 0 | 0 | 0 | 0 | 0
F1_Commercial_Miscellaneous (WA)_Existing_Food Preparation_Natural Gas_Griddle_E7 | F1 | Commercial | Miscellaneous (WA) | Existing | Food Preparation | Natural Gas | Griddle | E7 | RVT - Cost of Equipment | 0 | 0 | 0 | 0 | 0 | 0 | 0 | 0 | 0 | 0 | 0 | 0 | 0 | 0 | 0 | 0 | 0 | 0 | 0 | 0 | 0 | 0 | 0 | 0 | 0 | 0 | 0
F1_Commercial_Miscellaneous (WA)_Existing_Food Preparation_Natural Gas_Griddle_E8 | F1 | Commercial | Miscellaneous (WA) | Existing | Food Preparation | Natural Gas | Griddle | E8 | RVT - Cost of Equipment | 0 | 0 | 0 | 0 | 0 | 0 | 0 | 0 | 0 | 0 | 0 | 0 | 0 | 0 | 0 | 0 | 0 | 0 | 0 | 0 | 0 | 0 | 0 | 0 | 0 | 0 | 0
F1_Commercial_Miscellaneous (WA)_Existing_Food Preparation_Natural Gas_Griddle_E9 | F1 | Commercial | Miscellaneous (WA) | Existing | Food Preparation | Natural Gas | Griddle | E9 | RVT - Cost of Equipment | 0 | 0 | 0 | 0 | 0 | 0 | 0 | 0 | 0 | 0 | 0 | 0 | 0 | 0 | 0 | 0 | 0 | 0 | 0 | 0 | 0 | 0 | 0 | 0 | 0 | 0 | 0
F1_Commercial_Miscellaneous (WA)_Existing_Food Preparation_Natural Gas_Griddle_E10 | F1 | Commercial | Miscellaneous (WA) | Existing | Food Preparation | Natural Gas | Griddle | E10 | RVT - Cost of Equipment | 0 | 0 | 0 | 0 | 0 | 0 | 0 | 0 | 0 | 0 | 0 | 0 | 0 | 0 | 0 | 0 | 0 | 0 | 0 | 0 | 0 | 0 | 0 | 0 | 0 | 0 | 0
F2_Commercial_Miscellaneous (WA)_Existing_Food Preparation_Natural Gas_Griddle_E1 | F2 | Commercial | Miscellaneous (WA) | Existing | Food Preparation | Natural Gas | Griddle | E1 | RVT - Cost of Operation | 0.0059005 | 0.0060119 | 0.0061428 | 0.0062953 | 0.00647 | 0.0066881 | 0.0069068 | 0.0071144 | 0.0073024 | 0.0074846 | 0.0076734 | 0.0078449 | 0.008026 | 0.0081974 | 0.0083447 | 0.0084777 | 0.0085903 | 0.0086977 | 0.008812 | 0.0089187 | 0.0090257 | 0.009185 | 0.009346 | 0.009512 | 0.009681 | 0.009853 | 0.010028
F2_Commercial_Miscellaneous (WA)_Existing_Food Preparation_Natural Gas_Griddle_E2 | F2 | Commercial | Miscellaneous (WA) | Existing | Food Preparation | Natural Gas | Griddle | E2 | RVT - Cost of Operation | 0.0051789 | 0.0052767 | 0.0053916 | 0.0055254 | 0.0056788 | 0.0058702 | 0.0060621 | 0.0062444 | 0.0064093 | 0.0065693 | 0.006735 | 0.0068856 | 0.0070445 | 0.0071949 | 0.0073242 | 0.007441 | 0.0075397 | 0.007634 | 0.0077343 | 0.007828 | 0.007922 | 0.0080617 | 0.008203 | 0.0083488 | 0.0084971 | 0.008648 | 0.0088017
F2_Commercial_Miscellaneous (WA)_Existing_Food Preparation_Natural Gas_Griddle_E3 | F2 | Commercial | Miscellaneous (WA) | Existing | Food Preparation | Natural Gas | Griddle | E3 | RVT - Cost of Operation | 0 | 0 | 0 | 0 | 0 | 0 | 0 | 0 | 0 | 0 | 0 | 0 | 0 | 0 | 0 | 0 | 0 | 0 | 0 | 0 | 0 | 0 | 0 | 0 | 0 | 0 | 0
F2_Commercial_Miscellaneous (WA)_Existing_Food Preparation_Natural Gas_Griddle_E4 | F2 | Commercial | Miscellaneous (WA) | Existing | Food Preparation | Natural Gas | Griddle | E4 | RVT - Cost of Operation | 0 | 0 | 0 | 0 | 0 | 0 | 0 | 0 | 0 | 0 | 0 | 0 | 0 | 0 | 0 | 0 | 0 | 0 | 0 | 0 | 0 | 0 | 0 | 0 | 0 | 0 | 0
F2_Commercial_Miscellaneous (WA)_Existing_Food Preparation_Natural Gas_Griddle_E5 | F2 | Commercial | Miscellaneous (WA) | Existing | Food Preparation | Natural Gas | Griddle | E5 | RVT - Cost of Operation | 0 | 0 | 0 | 0 | 0 | 0 | 0 | 0 | 0 | 0 | 0 | 0 | 0 | 0 | 0 | 0 | 0 | 0 | 0 | 0 | 0 | 0 | 0 | 0 | 0 | 0 | 0
F2_Commercial_Miscellaneous (WA)_Existing_Food Preparation_Natural Gas_Griddle_E6 | F2 | Commercial | Miscellaneous (WA) | Existing | Food Preparation | Natural Gas | Griddle | E6 | RVT - Cost of Operation | 0 | 0 | 0 | 0 | 0 | 0 | 0 | 0 | 0 | 0 | 0 | 0 | 0 | 0 | 0 | 0 | 0 | 0 | 0 | 0 | 0 | 0 | 0 | 0 | 0 | 0 | 0
F2_Commercial_Miscellaneous (WA)_Existing_Food Preparation_Natural Gas_Griddle_E7 | F2 | Commercial | Miscellaneous (WA) | Existing | Food Preparation | Natural Gas | Griddle | E7 | RVT - Cost of Operation | 0 | 0 | 0 | 0 | 0 | 0 | 0 | 0 | 0 | 0 | 0 | 0 | 0 | 0 | 0 | 0 | 0 | 0 | 0 | 0 | 0 | 0 | 0 | 0 | 0 | 0 | 0
F2_Commercial_Miscellaneous (WA)_Existing_Food Preparation_Natural Gas_Griddle_E8 | F2 | Commercial | Miscellaneous (WA) | Existing | Food Preparation | Natural Gas | Griddle | E8 | RVT - Cost of Operation | 0 | 0 | 0 | 0 | 0 | 0 | 0 | 0 | 0 | 0 | 0 | 0 | 0 | 0 | 0 | 0 | 0 | 0 | 0 | 0 | 0 | 0 | 0 | 0 | 0 | 0 | 0
F2_Commercial_Miscellaneous (WA)_Existing_Food Preparation_Natural Gas_Griddle_E9 | F2 | Commercial | Miscellaneous (WA) | Existing | Food Preparation | Natural Gas | Griddle | E9 | RVT - Cost of Operation | 0 | 0 | 0 | 0 | 0 | 0 | 0 | 0 | 0 | 0 | 0 | 0 | 0 | 0 | 0 | 0 | 0 | 0 | 0 | 0 | 0 | 0 | 0 | 0 | 0 | 0 | 0
F2_Commercial_Miscellaneous (WA)_Existing_Food Preparation_Natural Gas_Griddle_E10 | F2 | Commercial | Miscellaneous (WA) | Existing | Food Preparation | Natural Gas | Griddle | E10 | RVT - Cost of Operation | 0 | 0 | 0 | 0 | 0 | 0 | 0 | 0 | 0 | 0 | 0 | 0 | 0 | 0 | 0 | 0 | 0 | 0 | 0 | 0 | 0 | 0 | 0 | 0 | 0 | 0 | 0
F3_Commercial_Miscellaneous (WA)_Existing_Food Preparation_Natural Gas_Griddle_E1 | F3 | Commercial | Miscellaneous (WA) | Existing | Food Preparation | Natural Gas | Griddle | E1 | System - kBTUs of Consumption | 1.4076 | 1.4076 | 1.4076 | 1.4076 | 1.4076 | 1.4076 | 1.4076 | 1.4076 | 1.4076 | 1.4076 | 1.4076 | 1.4076 | 1.4076 | 1.4076 | 1.4076 | 1.4076 | 1.4076 | 1.4076 | 1.4076 | 1.4076 | 1.4076 | 1.4076 | 1.4076 | 1.4076 | 1.4076 | 1.4076 | 1.4076
F3_Commercial_Miscellaneous (WA)_Existing_Food Preparation_Natural Gas_Griddle_E2 | F3 | Commercial | Miscellaneous (WA) | Existing | Food Preparation | Natural Gas | Griddle | E2 | System - kBTUs of Consumption | 1.2355 | 1.2355 | 1.2355 | 1.2355 | 1.2355 | 1.2355 | 1.2355 | 1.2355 | 1.2355 | 1.2355 | 1.2355 | 1.2355 | 1.2355 | 1.2355 | 1.2355 | 1.2355 | 1.2355 | 1.2355 | 1.2355 | 1.2355 | 1.2355 | 1.2355 | 1.2355 | 1.2355 | 1.2355 | 1.2355 | 1.2355
F3_Commercial_Miscellaneous (WA)_Existing_Food Preparation_Natural Gas_Griddle_E3 | F3 | Commercial | Miscellaneous (WA) | Existing | Food Preparation | Natural Gas | Griddle | E3 | System - kBTUs of Consumption | 0 | 0 | 0 | 0 | 0 | 0 | 0 | 0 | 0 | 0 | 0 | 0 | 0 | 0 | 0 | 0 | 0 | 0 | 0 | 0 | 0 | 0 | 0 | 0 | 0 | 0 | 0
F3_Commercial_Miscellaneous (WA)_Existing_Food Preparation_Natural Gas_Griddle_E4 | F3 | Commercial | Miscellaneous (WA) | Existing | Food Preparation | Natural Gas | Griddle | E4 | System - kBTUs of Consumption | 0 | 0 | 0 | 0 | 0 | 0 | 0 | 0 | 0 | 0 | 0 | 0 | 0 | 0 | 0 | 0 | 0 | 0 | 0 | 0 | 0 | 0 | 0 | 0 | 0 | 0 | 0
F3_Commercial_Miscellaneous (WA)_Existing_Food Preparation_Natural Gas_Griddle_E5 | F3 | Commercial | Miscellaneous (WA) | Existing | Food Preparation | Natural Gas | Griddle | E5 | System - kBTUs of Consumption | 0 | 0 | 0 | 0 | 0 | 0 | 0 | 0 | 0 | 0 | 0 | 0 | 0 | 0 | 0 | 0 | 0 | 0 | 0 | 0 | 0 | 0 | 0 | 0 | 0 | 0 | 0
F3_Commercial_Miscellaneous (WA)_Existing_Food Preparation_Natural Gas_Griddle_E6 | F3 | Commercial | Miscellaneous (WA) | Existing | Food Preparation | Natural Gas | Griddle | E6 | System - kBTUs of Consumption | 0 | 0 | 0 | 0 | 0 | 0 | 0 | 0 | 0 | 0 | 0 | 0 | 0 | 0 | 0 | 0 | 0 | 0 | 0 | 0 | 0 | 0 | 0 | 0 | 0 | 0 | 0
F3_Commercial_Miscellaneous (WA)_Existing_Food Preparation_Natural Gas_Griddle_E7 | F3 | Commercial | Miscellaneous (WA) | Existing | Food Preparation | Natural Gas | Griddle | E7 | System - kBTUs of Consumption | 0 | 0 | 0 | 0 | 0 | 0 | 0 | 0 | 0 | 0 | 0 | 0 | 0 | 0 | 0 | 0 | 0 | 0 | 0 | 0 | 0 | 0 | 0 | 0 | 0 | 0 | 0
F3_Commercial_Miscellaneous (WA)_Existing_Food Preparation_Natural Gas_Griddle_E8 | F3 | Commercial | Miscellaneous (WA) | Existing | Food Preparation | Natural Gas | Griddle | E8 | System - kBTUs of Consumption | 0 | 0 | 0 | 0 | 0 | 0 | 0 | 0 | 0 | 0 | 0 | 0 | 0 | 0 | 0 | 0 | 0 | 0 | 0 | 0 | 0 | 0 | 0 | 0 | 0 | 0 | 0
F3_Commercial_Miscellaneous (WA)_Existing_Food Preparation_Natural Gas_Griddle_E9 | F3 | Commercial | Miscellaneous (WA) | Existing | Food Preparation | Natural Gas | Griddle | E9 | System - kBTUs of Consumption | 0 | 0 | 0 | 0 | 0 | 0 | 0 | 0 | 0 | 0 | 0 | 0 | 0 | 0 | 0 | 0 | 0 | 0 | 0 | 0 | 0 | 0 | 0 | 0 | 0 | 0 | 0
F3_Commercial_Miscellaneous (WA)_Existing_Food Preparation_Natural Gas_Griddle_E10 | F3 | Commercial | Miscellaneous (WA) | Existing | Food Preparation | Natural Gas | Griddle | E10 | System - kBTUs of Consumption | 0 | 0 | 0 | 0 | 0 | 0 | 0 | 0 | 0 | 0 | 0 | 0 | 0 | 0 | 0 | 0 | 0 | 0 | 0 | 0 | 0 | 0 | 0 | 0 | 0 | 0 | 0
F4_Commercial_Miscellaneous (WA)_Existing_Food Preparation_Natural Gas_Griddle_E1 | F4 | Commercial | Miscellaneous (WA) | Existing | Food Preparation | Natural Gas | Griddle | E1 | Utility - Cost of Equipment | 0.0028519 | 0.0028519 | 0.0028519 | 0.0028519 | 0.0028519 | 0.0028519 | 0.0028519 | 0.0028519 | 0.0028519 | 0.0028519 | 0.0028519 | 0.0028519 | 0.0028519 | 0.0028519 | 0.0028519 | 0.0028519 | 0.0028519 | 0.0028519 | 0.0028519 | 0.0028519 | 0.0028519 | 0.0028519 | 0.0028519 | 0.0028519 | 0.0028519 | 0.0028519 | 0.0028519
F4_Commercial_Miscellaneous (WA)_Existing_Food Preparation_Natural Gas_Griddle_E2 | F4 | Commercial | Miscellaneous (WA) | Existing | Food Preparation | Natural Gas | Griddle | E2 | Utility - Cost of Equipment | 0.0030512 | 0.0030512 | 0.0030512 | 0.0030512 | 0.0030512 | 0.0030512 | 0.0030512 | 0.0030512 | 0.0030512 | 0.0030512 | 0.0030512 | 0.0030512 | 0.0030512 | 0.0030512 | 0.0030512 | 0.0030512 | 0.0030512 | 0.0030512 | 0.0030512 | 0.0030512 | 0.0030512 | 0.0030512 | 0.0030512 | 0.0030512 | 0.0030512 | 0.0030512 | 0.0030512
F4_Commercial_Miscellaneous (WA)_Existing_Food Preparation_Natural Gas_Griddle_E3 | F4 | Commercial | Miscellaneous (WA) | Existing | Food Preparation | Natural Gas | Griddle | E3 | Utility - Cost of Equipment | 0 | 0 | 0 | 0 | 0 | 0 | 0 | 0 | 0 | 0 | 0 | 0 | 0 | 0 | 0 | 0 | 0 | 0 | 0 | 0 | 0 | 0 | 0 | 0 | 0 | 0 | 0
F4_Commercial_Miscellaneous (WA)_Existing_Food Preparation_Natural Gas_Griddle_E4 | F4 | Commercial | Miscellaneous (WA) | Existing | Food Preparation | Natural Gas | Griddle | E4 | Utility - Cost of Equipment | 0 | 0 | 0 | 0 | 0 | 0 | 0 | 0 | 0 | 0 | 0 | 0 | 0 | 0 | 0 | 0 | 0 | 0 | 0 | 0 | 0 | 0 | 0 | 0 | 0 | 0 | 0
F4_Commercial_Miscellaneous (WA)_Existing_Food Preparation_Natural Gas_Griddle_E5 | F4 | Commercial | Miscellaneous (WA) | Existing | Food Preparation | Natural Gas | Griddle | E5 | Utility - Cost of Equipment | 0 | 0 | 0 | 0 | 0 | 0 | 0 | 0 | 0 | 0 | 0 | 0 | 0 | 0 | 0 | 0 | 0 | 0 | 0 | 0 | 0 | 0 | 0 | 0 | 0 | 0 | 0
F4_Commercial_Miscellaneous (WA)_Existing_Food Preparation_Natural Gas_Griddle_E6 | F4 | Commercial | Miscellaneous (WA) | Existing | Food Preparation | Natural Gas | Griddle | E6 | Utility - Cost of Equipment | 0 | 0 | 0 | 0 | 0 | 0 | 0 | 0 | 0 | 0 | 0 | 0 | 0 | 0 | 0 | 0 | 0 | 0 | 0 | 0 | 0 | 0 | 0 | 0 | 0 | 0 | 0
F4_Commercial_Miscellaneous (WA)_Existing_Food Preparation_Natural Gas_Griddle_E7 | F4 | Commercial | Miscellaneous (WA) | Existing | Food Preparation | Natural Gas | Griddle | E7 | Utility - Cost of Equipment | 0 | 0 | 0 | 0 | 0 | 0 | 0 | 0 | 0 | 0 | 0 | 0 | 0 | 0 | 0 | 0 | 0 | 0 | 0 | 0 | 0 | 0 | 0 | 0 | 0 | 0 | 0
F4_Commercial_Miscellaneous (WA)_Existing_Food Preparation_Natural Gas_Griddle_E8 | F4 | Commercial | Miscellaneous (WA) | Existing | Food Preparation | Natural Gas | Griddle | E8 | Utility - Cost of Equipment | 0 | 0 | 0 | 0 | 0 | 0 | 0 | 0 | 0 | 0 | 0 | 0 | 0 | 0 | 0 | 0 | 0 | 0 | 0 | 0 | 0 | 0 | 0 | 0 | 0 | 0 | 0
F4_Commercial_Miscellaneous (WA)_Existing_Food Preparation_Natural Gas_Griddle_E9 | F4 | Commercial | Miscellaneous (WA) | Existing | Food Preparation | Natural Gas | Griddle | E9 | Utility - Cost of Equipment | 0 | 0 | 0 | 0 | 0 | 0 | 0 | 0 | 0 | 0 | 0 | 0 | 0 | 0 | 0 | 0 | 0 | 0 | 0 | 0 | 0 | 0 | 0 | 0 | 0 | 0 | 0
F4_Commercial_Miscellaneous (WA)_Existing_Food Preparation_Natural Gas_Griddle_E10 | F4 | Commercial | Miscellaneous (WA) | Existing | Food Preparation | Natural Gas | Griddle | E10 | Utility - Cost of Equipment | 0 | 0 | 0 | 0 | 0 | 0 | 0 | 0 | 0 | 0 | 0 | 0 | 0 | 0 | 0 | 0 | 0 | 0 | 0 | 0 | 0 | 0 | 0 | 0 | 0 | 0 | 0
F5_Commercial_Miscellaneous (WA)_Existing_Food Preparation_Natural Gas_Griddle_E1 | F5 | Commercial | Miscellaneous (WA) | Existing | Food Preparation | Natural Gas | Griddle | E1 | Utility - Cost of Operation | 0.0050098 | 0.005136 | 0.0052856 | 0.005457 | 0.0056509 | 0.0058867 | 0.0061295 | 0.0063699 | 0.0066014 | 0.006836 | 0.0070228 | 0.0071977 | 0.0073856 | 0.0075696 | 0.0077341 | 0.0078881 | 0.0080261 | 0.0081624 | 0.008308 | 0.00845 | 0.0085959 | 0.0087476 | 0.0089009 | 0.009059 | 0.00922 | 0.0093838 | 0.0095505
F5_Commercial_Miscellaneous (WA)_Existing_Food Preparation_Natural Gas_Griddle_E2 | F5 | Commercial | Miscellaneous (WA) | Existing | Food Preparation | Natural Gas | Griddle | E2 | Utility - Cost of Operation | 0.0043971 | 0.0045079 | 0.0046392 | 0.0047897 | 0.0049598 | 0.0051668 | 0.0053799 | 0.0055909 | 0.0057941 | 0.006 | 0.0061639 | 0.0063175 | 0.0064824 | 0.0066439 | 0.0067883 | 0.0069234 | 0.0070446 | 0.0071642 | 0.007292 | 0.0074167 | 0.0075447 | 0.0076779 | 0.0078124 | 0.0079512 | 0.0080925 | 0.0082362 | 0.0083825
F5_Commercial_Miscellaneous (WA)_Existing_Food Preparation_Natural Gas_Griddle_E3 | F5 | Commercial | Miscellaneous (WA) | Existing | Food Preparation | Natural Gas | Griddle | E3 | Utility - Cost of Operation | 0 | 0 | 0 | 0 | 0 | 0 | 0 | 0 | 0 | 0 | 0 | 0 | 0 | 0 | 0 | 0 | 0 | 0 | 0 | 0 | 0 | 0 | 0 | 0 | 0 | 0 | 0
F5_Commercial_Miscellaneous (WA)_Existing_Food Preparation_Natural Gas_Griddle_E4 | F5 | Commercial | Miscellaneous (WA) | Existing | Food Preparation | Natural Gas | Griddle | E4 | Utility - Cost of Operation | 0 | 0 | 0 | 0 | 0 | 0 | 0 | 0 | 0 | 0 | 0 | 0 | 0 | 0 | 0 | 0 | 0 | 0 | 0 | 0 | 0 | 0 | 0 | 0 | 0 | 0 | 0
F5_Commercial_Miscellaneous (WA)_Existing_Food Preparation_Natural Gas_Griddle_E5 | F5 | Commercial | Miscellaneous (WA) | Existing | Food Preparation | Natural Gas | Griddle | E5 | Utility - Cost of Operation | 0 | 0 | 0 | 0 | 0 | 0 | 0 | 0 | 0 | 0 | 0 | 0 | 0 | 0 | 0 | 0 | 0 | 0 | 0 | 0 | 0 | 0 | 0 | 0 | 0 | 0 | 0
F5_Commercial_Miscellaneous (WA)_Existing_Food Preparation_Natural Gas_Griddle_E6 | F5 | Commercial | Miscellaneous (WA) | Existing | Food Preparation | Natural Gas | Griddle | E6 | Utility - Cost of Operation | 0 | 0 | 0 | 0 | 0 | 0 | 0 | 0 | 0 | 0 | 0 | 0 | 0 | 0 | 0 | 0 | 0 | 0 | 0 | 0 | 0 | 0 | 0 | 0 | 0 | 0 | 0
F5_Commercial_Miscellaneous (WA)_Existing_Food Preparation_Natural Gas_Griddle_E7 | F5 | Commercial | Miscellaneous (WA) | Existing | Food Preparation | Natural Gas | Griddle | E7 | Utility - Cost of Operation | 0 | 0 | 0 | 0 | 0 | 0 | 0 | 0 | 0 | 0 | 0 | 0 | 0 | 0 | 0 | 0 | 0 | 0 | 0 | 0 | 0 | 0 | 0 | 0 | 0 | 0 | 0
F5_Commercial_Miscellaneous (WA)_Existing_Food Preparation_Natural Gas_Griddle_E8 | F5 | Commercial | Miscellaneous (WA) | Existing | Food Preparation | Natural Gas | Griddle | E8 | Utility - Cost of Operation | 0 | 0 | 0 | 0 | 0 | 0 | 0 | 0 | 0 | 0 | 0 | 0 | 0 | 0 | 0 | 0 | 0 | 0 | 0 | 0 | 0 | 0 | 0 | 0 | 0 | 0 | 0
F5_Commercial_Miscellaneous (WA)_Existing_Food Preparation_Natural Gas_Griddle_E9 | F5 | Commercial | Miscellaneous (WA) | Existing | Food Preparation | Natural Gas | Griddle | E9 | Utility - Cost of Operation | 0 | 0 | 0 | 0 | 0 | 0 | 0 | 0 | 0 | 0 | 0 | 0 | 0 | 0 | 0 | 0 | 0 | 0 | 0 | 0 | 0 | 0 | 0 | 0 | 0 | 0 | 0
F5_Commercial_Miscellaneous (WA)_Existing_Food Preparation_Natural Gas_Griddle_E10 | F5 | Commercial | Miscellaneous (WA) | Existing | Food Preparation | Natural Gas | Griddle | E10 | Utility - Cost of Operation | 0 | 0 | 0 | 0 | 0 | 0 | 0 | 0 | 0 | 0 | 0 | 0 | 0 | 0 | 0 | 0 | 0 | 0 | 0 | 0 | 0 | 0 | 0 | 0 | 0 | 0 | 0
F6_Commercial_Miscellaneous (WA)_Existing_Food Preparation_Natural Gas_Griddle_E1 | F6 | Commercial | Miscellaneous (WA) | Existing | Food Preparation | Natural Gas | Griddle | E1 | Utility - Value of Sales | 0.0059005 | 0.0060119 | 0.0061428 | 0.0062953 | 0.00647 | 0.0066881 | 0.0069068 | 0.0071144 | 0.0073024 | 0.0074846 | 0.0076734 | 0.0078449 | 0.008026 | 0.0081974 | 0.0083447 | 0.0084777 | 0.0085903 | 0.0086977 | 0.008812 | 0.0089187 | 0.0090257 | 0.009185 | 0.009346 | 0.009512 | 0.009681 | 0.009853 | 0.010028
F6_Commercial_Miscellaneous (WA)_Existing_Food Preparation_Natural Gas_Griddle_E2 | F6 | Commercial | Miscellaneous (WA) | Existing | Food Preparation | Natural Gas | Griddle | E2 | Utility - Value of Sales | 0.0051789 | 0.0052767 | 0.0053916 | 0.0055254 | 0.0056788 | 0.0058702 | 0.0060621 | 0.0062444 | 0.0064093 | 0.0065693 | 0.006735 | 0.0068856 | 0.0070445 | 0.0071949 | 0.0073242 | 0.007441 | 0.0075397 | 0.007634 | 0.0077343 | 0.007828 | 0.007922 | 0.0080617 | 0.008203 | 0.0083488 | 0.0084971 | 0.008648 | 0.0088017
F6_Commercial_Miscellaneous (WA)_Existing_Food Preparation_Natural Gas_Griddle_E3 | F6 | Commercial | Miscellaneous (WA) | Existing | Food Preparation | Natural Gas | Griddle | E3 | Utility - Value of Sales | 0 | 0 | 0 | 0 | 0 | 0 | 0 | 0 | 0 | 0 | 0 | 0 | 0 | 0 | 0 | 0 | 0 | 0 | 0 | 0 | 0 | 0 | 0 | 0 | 0 | 0 | 0
F6_Commercial_Miscellaneous (WA)_Existing_Food Preparation_Natural Gas_Griddle_E4 | F6 | Commercial | Miscellaneous (WA) | Existing | Food Preparation | Natural Gas | Griddle | E4 | Utility - Value of Sales | 0 | 0 | 0 | 0 | 0 | 0 | 0 | 0 | 0 | 0 | 0 | 0 | 0 | 0 | 0 | 0 | 0 | 0 | 0 | 0 | 0 | 0 | 0 | 0 | 0 | 0 | 0
F6_Commercial_Miscellaneous (WA)_Existing_Food Preparation_Natural Gas_Griddle_E5 | F6 | Commercial | Miscellaneous (WA) | Existing | Food Preparation | Natural Gas | Griddle | E5 | Utility - Value of Sales | 0 | 0 | 0 | 0 | 0 | 0 | 0 | 0 | 0 | 0 | 0 | 0 | 0 | 0 | 0 | 0 | 0 | 0 | 0 | 0 | 0 | 0 | 0 | 0 | 0 | 0 | 0
F6_Commercial_Miscellaneous (WA)_Existing_Food Preparation_Natural Gas_Griddle_E6 | F6 | Commercial | Miscellaneous (WA) | Existing | Food Preparation | Natural Gas | Griddle | E6 | Utility - Value of Sales | 0 | 0 | 0 | 0 | 0 | 0 | 0 | 0 | 0 | 0 | 0 | 0 | 0 | 0 | 0 | 0 | 0 | 0 | 0 | 0 | 0 | 0 | 0 | 0 | 0 | 0 | 0
F6_Commercial_Miscellaneous (WA)_Existing_Food Preparation_Natural Gas_Griddle_E7 | F6 | Commercial | Miscellaneous (WA) | Existing | Food Preparation | Natural Gas | Griddle | E7 | Utility - Value of Sales | 0 | 0 | 0 | 0 | 0 | 0 | 0 | 0 | 0 | 0 | 0 | 0 | 0 | 0 | 0 | 0 | 0 | 0 | 0 | 0 | 0 | 0 | 0 | 0 | 0 | 0 | 0
F6_Commercial_Miscellaneous (WA)_Existing_Food Preparation_Natural Gas_Griddle_E8 | F6 | Commercial | Miscellaneous (WA) | Existing | Food Preparation | Natural Gas | Griddle | E8 | Utility - Value of Sales | 0 | 0 | 0 | 0 | 0 | 0 | 0 | 0 | 0 | 0 | 0 | 0 | 0 | 0 | 0 | 0 | 0 | 0 | 0 | 0 | 0 | 0 | 0 | 0 | 0 | 0 | 0
F6_Commercial_Miscellaneous (WA)_Existing_Food Preparation_Natural Gas_Griddle_E9 | F6 | Commercial | Miscellaneous (WA) | Existing | Food Preparation | Natural Gas | Griddle | E9 | Utility - Value of Sales | 0 | 0 | 0 | 0 | 0 | 0 | 0 | 0 | 0 | 0 | 0 | 0 | 0 | 0 | 0 | 0 | 0 | 0 | 0 | 0 | 0 | 0 | 0 | 0 | 0 | 0 | 0
F6_Commercial_Miscellaneous (WA)_Existing_Food Preparation_Natural Gas_Griddle_E10 | F6 | Commercial | Miscellaneous (WA) | Existing | Food Preparation | Natural Gas | Griddle | E10 | Utility - Value of Sales | 0 | 0 | 0 | 0 | 0 | 0 | 0 | 0 | 0 | 0 | 0 | 0 | 0 | 0 | 0 | 0 | 0 | 0 | 0 | 0 | 0 | 0 | 0 | 0 | 0 | 0 | 0
F1_Commercial_Miscellaneous (WA)_Existing_Food Preparation_Natural Gas_Range_E1 | F1 | Commercial | Miscellaneous (WA) | Existing | Food Preparation | Natural Gas | Range | E1 | RVT - Cost of Equipment | 0.0036946 | 0.0036946 | 0.0036946 | 0.0036946 | 0.0036946 | 0.0036946 | 0.0036946 | 0.0036946 | 0.0036946 | 0.0036946 | 0.0036946 | 0.0036946 | 0.0036946 | 0.0036946 | 0.0036946 | 0.0036946 | 0.0036946 | 0.0036946 | 0.0036946 | 0.0036946 | 0.0036946 | 0.0036946 | 0.0036946 | 0.0036946 | 0.0036946 | 0.0036946 | 0.0036946
F1_Commercial_Miscellaneous (WA)_Existing_Food Preparation_Natural Gas_Range_E2 | F1 | Commercial | Miscellaneous (WA) | Existing | Food Preparation | Natural Gas | Range | E2 | RVT - Cost of Equipment | 0.004023 | 0.004023 | 0.004023 | 0.004023 | 0.004023 | 0.004023 | 0.004023 | 0.004023 | 0.004023 | 0.004023 | 0.004023 | 0.004023 | 0.004023 | 0.004023 | 0.004023 | 0.004023 | 0.004023 | 0.004023 | 0.004023 | 0.004023 | 0.004023 | 0.004023 | 0.004023 | 0.004023 | 0.004023 | 0.004023 | 0.004023
F1_Commercial_Miscellaneous (WA)_Existing_Food Preparation_Natural Gas_Range_E3 | F1 | Commercial | Miscellaneous (WA) | Existing | Food Preparation | Natural Gas | Range | E3 | RVT - Cost of Equipment | 0 | 0 | 0 | 0 | 0 | 0 | 0 | 0 | 0 | 0 | 0 | 0 | 0 | 0 | 0 | 0 | 0 | 0 | 0 | 0 | 0 | 0 | 0 | 0 | 0 | 0 | 0
F1_Commercial_Miscellaneous (WA)_Existing_Food Preparation_Natural Gas_Range_E4 | F1 | Commercial | Miscellaneous (WA) | Existing | Food Preparation | Natural Gas | Range | E4 | RVT - Cost of Equipment | 0 | 0 | 0 | 0 | 0 | 0 | 0 | 0 | 0 | 0 | 0 | 0 | 0 | 0 | 0 | 0 | 0 | 0 | 0 | 0 | 0 | 0 | 0 | 0 | 0 | 0 | 0
F1_Commercial_Miscellaneous (WA)_Existing_Food Preparation_Natural Gas_Range_E5 | F1 | Commercial | Miscellaneous (WA) | Existing | Food Preparation | Natural Gas | Range | E5 | RVT - Cost of Equipment | 0 | 0 | 0 | 0 | 0 | 0 | 0 | 0 | 0 | 0 | 0 | 0 | 0 | 0 | 0 | 0 | 0 | 0 | 0 | 0 | 0 | 0 | 0 | 0 | 0 | 0 | 0
F1_Commercial_Miscellaneous (WA)_Existing_Food Preparation_Natural Gas_Range_E6 | F1 | Commercial | Miscellaneous (WA) | Existing | Food Preparation | Natural Gas | Range | E6 | RVT - Cost of Equipment | 0 | 0 | 0 | 0 | 0 | 0 | 0 | 0 | 0 | 0 | 0 | 0 | 0 | 0 | 0 | 0 | 0 | 0 | 0 | 0 | 0 | 0 | 0 | 0 | 0 | 0 | 0
F1_Commercial_Miscellaneous (WA)_Existing_Food Preparation_Natural Gas_Range_E7 | F1 | Commercial | Miscellaneous (WA) | Existing | Food Preparation | Natural Gas | Range | E7 | RVT - Cost of Equipment | 0 | 0 | 0 | 0 | 0 | 0 | 0 | 0 | 0 | 0 | 0 | 0 | 0 | 0 | 0 | 0 | 0 | 0 | 0 | 0 | 0 | 0 | 0 | 0 | 0 | 0 | 0
F1_Commercial_Miscellaneous (WA)_Existing_Food Preparation_Natural Gas_Range_E8 | F1 | Commercial | Miscellaneous (WA) | Existing | Food Preparation | Natural Gas | Range | E8 | RVT - Cost of Equipment | 0 | 0 | 0 | 0 | 0 | 0 | 0 | 0 | 0 | 0 | 0 | 0 | 0 | 0 | 0 | 0 | 0 | 0 | 0 | 0 | 0 | 0 | 0 | 0 | 0 | 0 | 0
F1_Commercial_Miscellaneous (WA)_Existing_Food Preparation_Natural Gas_Range_E9 | F1 | Commercial | Miscellaneous (WA) | Existing | Food Preparation | Natural Gas | Range | E9 | RVT - Cost of Equipment | 0 | 0 | 0 | 0 | 0 | 0 | 0 | 0 | 0 | 0 | 0 | 0 | 0 | 0 | 0 | 0 | 0 | 0 | 0 | 0 | 0 | 0 | 0 | 0 | 0 | 0 | 0
F1_Commercial_Miscellaneous (WA)_Existing_Food Preparation_Natural Gas_Range_E10 | F1 | Commercial | Miscellaneous (WA) | Existing | Food Preparation | Natural Gas | Range | E10 | RVT - Cost of Equipment | 0 | 0 | 0 | 0 | 0 | 0 | 0 | 0 | 0 | 0 | 0 | 0 | 0 | 0 | 0 | 0 | 0 | 0 | 0 | 0 | 0 | 0 | 0 | 0 | 0 | 0 | 0
F2_Commercial_Miscellaneous (WA)_Existing_Food Preparation_Natural Gas_Range_E1 | F2 | Commercial | Miscellaneous (WA) | Existing | Food Preparation | Natural Gas | Range | E1 | RVT - Cost of Operation | 0.0078492 | 0.0079798 | 0.008139 | 0.0083326 | 0.0085628 | 0.0088671 | 0.0091792 | 0.0094812 | 0.0097592 | 0.010026 | 0.0103 | 0.010545 | 0.010801 | 0.011037 | 0.011236 | 0.011412 | 0.011557 | 0.011693 | 0.011839 | 0.011973 | 0.012107 | 0.012321 | 0.012536 | 0.012759 | 0.012985 | 0.013216 | 0.013451
F2_Commercial_Miscellaneous (WA)_Existing_Food Preparation_Natural Gas_Range_E2 | F2 | Commercial | Miscellaneous (WA) | Existing | Food Preparation | Natural Gas | Range | E2 | RVT - Cost of Operation | 0.0039246 | 0.0039899 | 0.0040695 | 0.0041663 | 0.0042814 | 0.0044335 | 0.0045896 | 0.0047406 | 0.0048796 | 0.0050131 | 0.0051502 | 0.0052726 | 0.0054004 | 0.0055184 | 0.0056179 | 0.005706 | 0.0057783 | 0.0058464 | 0.0059195 | 0.0059865 | 0.0060536 | 0.0061603 | 0.006268 | 0.0063794 | 0.0064927 | 0.0066081 | 0.0067255
F2_Commercial_Miscellaneous (WA)_Existing_Food Preparation_Natural Gas_Range_E3 | F2 | Commercial | Miscellaneous (WA) | Existing | Food Preparation | Natural Gas | Range | E3 | RVT - Cost of Operation | 0 | 0 | 0 | 0 | 0 | 0 | 0 | 0 | 0 | 0 | 0 | 0 | 0 | 0 | 0 | 0 | 0 | 0 | 0 | 0 | 0 | 0 | 0 | 0 | 0 | 0 | 0
F2_Commercial_Miscellaneous (WA)_Existing_Food Preparation_Natural Gas_Range_E4 | F2 | Commercial | Miscellaneous (WA) | Existing | Food Preparation | Natural Gas | Range | E4 | RVT - Cost of Operation | 0 | 0 | 0 | 0 | 0 | 0 | 0 | 0 | 0 | 0 | 0 | 0 | 0 | 0 | 0 | 0 | 0 | 0 | 0 | 0 | 0 | 0 | 0 | 0 | 0 | 0 | 0
F2_Commercial_Miscellaneous (WA)_Existing_Food Preparation_Natural Gas_Range_E5 | F2 | Commercial | Miscellaneous (WA) | Existing | Food Preparation | Natural Gas | Range | E5 | RVT - Cost of Operation | 0 | 0 | 0 | 0 | 0 | 0 | 0 | 0 | 0 | 0 | 0 | 0 | 0 | 0 | 0 | 0 | 0 | 0 | 0 | 0 | 0 | 0 | 0 | 0 | 0 | 0 | 0
F2_Commercial_Miscellaneous (WA)_Existing_Food Preparation_Natural Gas_Range_E6 | F2 | Commercial | Miscellaneous (WA) | Existing | Food Preparation | Natural Gas | Range | E6 | RVT - Cost of Operation | 0 | 0 | 0 | 0 | 0 | 0 | 0 | 0 | 0 | 0 | 0 | 0 | 0 | 0 | 0 | 0 | 0 | 0 | 0 | 0 | 0 | 0 | 0 | 0 | 0 | 0 | 0
F2_Commercial_Miscellaneous (WA)_Existing_Food Preparation_Natural Gas_Range_E7 | F2 | Commercial | Miscellaneous (WA) | Existing | Food Preparation | Natural Gas | Range | E7 | RVT - Cost of Operation | 0 | 0 | 0 | 0 | 0 | 0 | 0 | 0 | 0 | 0 | 0 | 0 | 0 | 0 | 0 | 0 | 0 | 0 | 0 | 0 | 0 | 0 | 0 | 0 | 0 | 0 | 0
F2_Commercial_Miscellaneous (WA)_Existing_Food Preparation_Natural Gas_Range_E8 | F2 | Commercial | Miscellaneous (WA) | Existing | Food Preparation | Natural Gas | Range | E8 | RVT - Cost of Operation | 0 | 0 | 0 | 0 | 0 | 0 | 0 | 0 | 0 | 0 | 0 | 0 | 0 | 0 | 0 | 0 | 0 | 0 | 0 | 0 | 0 | 0 | 0 | 0 | 0 | 0 | 0
F2_Commercial_Miscellaneous (WA)_Existing_Food Preparation_Natural Gas_Range_E9 | F2 | Commercial | Miscellaneous (WA) | Existing | Food Preparation | Natural Gas | Range | E9 | RVT - Cost of Operation | 0 | 0 | 0 | 0 | 0 | 0 | 0 | 0 | 0 | 0 | 0 | 0 | 0 | 0 | 0 | 0 | 0 | 0 | 0 | 0 | 0 | 0 | 0 | 0 | 0 | 0 | 0
F2_Commercial_Miscellaneous (WA)_Existing_Food Preparation_Natural Gas_Range_E10 | F2 | Commercial | Miscellaneous (WA) | Existing | Food Preparation | Natural Gas | Range | E10 | RVT - Cost of Operation | 0 | 0 | 0 | 0 | 0 | 0 | 0 | 0 | 0 | 0 | 0 | 0 | 0 | 0 | 0 | 0 | 0 | 0 | 0 | 0 | 0 | 0 | 0 | 0 | 0 | 0 | 0
F3_Commercial_Miscellaneous (WA)_Existing_Food Preparation_Natural Gas_Range_E1 | F3 | Commercial | Miscellaneous (WA) | Existing | Food Preparation | Natural Gas | Range | E1 | System - kBTUs of Consumption | 1.9026 | 1.9026 | 1.9026 | 1.9026 | 1.9026 | 1.9026 | 1.9026 | 1.9026 | 1.9026 | 1.9026 | 1.9026 | 1.9026 | 1.9026 | 1.9026 | 1.9026 | 1.9026 | 1.9026 | 1.9026 | 1.9026 | 1.9026 | 1.9026 | 1.9026 | 1.9026 | 1.9026 | 1.9026 | 1.9026 | 1.9026
F3_Commercial_Miscellaneous (WA)_Existing_Food Preparation_Natural Gas_Range_E2 | F3 | Commercial | Miscellaneous (WA) | Existing | Food Preparation | Natural Gas | Range | E2 | System - kBTUs of Consumption | 0.95128 | 0.95128 | 0.95128 | 0.95128 | 0.95128 | 0.95128 | 0.95128 | 0.95128 | 0.95128 | 0.95128 | 0.95128 | 0.95128 | 0.95128 | 0.95128 | 0.95128 | 0.95128 | 0.95128 | 0.95128 | 0.95128 | 0.95128 | 0.95128 | 0.95128 | 0.95128 | 0.95128 | 0.95128 | 0.95128 | 0.95128
F3_Commercial_Miscellaneous (WA)_Existing_Food Preparation_Natural Gas_Range_E3 | F3 | Commercial | Miscellaneous (WA) | Existing | Food Preparation | Natural Gas | Range | E3 | System - kBTUs of Consumption | 0 | 0 | 0 | 0 | 0 | 0 | 0 | 0 | 0 | 0 | 0 | 0 | 0 | 0 | 0 | 0 | 0 | 0 | 0 | 0 | 0 | 0 | 0 | 0 | 0 | 0 | 0
F3_Commercial_Miscellaneous (WA)_Existing_Food Preparation_Natural Gas_Range_E4 | F3 | Commercial | Miscellaneous (WA) | Existing | Food Preparation | Natural Gas | Range | E4 | System - kBTUs of Consumption | 0 | 0 | 0 | 0 | 0 | 0 | 0 | 0 | 0 | 0 | 0 | 0 | 0 | 0 | 0 | 0 | 0 | 0 | 0 | 0 | 0 | 0 | 0 | 0 | 0 | 0 | 0
F3_Commercial_Miscellaneous (WA)_Existing_Food Preparation_Natural Gas_Range_E5 | F3 | Commercial | Miscellaneous (WA) | Existing | Food Preparation | Natural Gas | Range | E5 | System - kBTUs of Consumption | 0 | 0 | 0 | 0 | 0 | 0 | 0 | 0 | 0 | 0 | 0 | 0 | 0 | 0 | 0 | 0 | 0 | 0 | 0 | 0 | 0 | 0 | 0 | 0 | 0 | 0 | 0
F3_Commercial_Miscellaneous (WA)_Existing_Food Preparation_Natural Gas_Range_E6 | F3 | Commercial | Miscellaneous (WA) | Existing | Food Preparation | Natural Gas | Range | E6 | System - kBTUs of Consumption | 0 | 0 | 0 | 0 | 0 | 0 | 0 | 0 | 0 | 0 | 0 | 0 | 0 | 0 | 0 | 0 | 0 | 0 | 0 | 0 | 0 | 0 | 0 | 0 | 0 | 0 | 0
F3_Commercial_Miscellaneous (WA)_Existing_Food Preparation_Natural Gas_Range_E7 | F3 | Commercial | Miscellaneous (WA) | Existing | Food Preparation | Natural Gas | Range | E7 | System - kBTUs of Consumption | 0 | 0 | 0 | 0 | 0 | 0 | 0 | 0 | 0 | 0 | 0 | 0 | 0 | 0 | 0 | 0 | 0 | 0 | 0 | 0 | 0 | 0 | 0 | 0 | 0 | 0 | 0
F3_Commercial_Miscellaneous (WA)_Existing_Food Preparation_Natural Gas_Range_E8 | F3 | Commercial | Miscellaneous (WA) | Existing | Food Preparation | Natural Gas | Range | E8 | System - kBTUs of Consumption | 0 | 0 | 0 | 0 | 0 | 0 | 0 | 0 | 0 | 0 | 0 | 0 | 0 | 0 | 0 | 0 | 0 | 0 | 0 | 0 | 0 | 0 | 0 | 0 | 0 | 0 | 0
F3_Commercial_Miscellaneous (WA)_Existing_Food Preparation_Natural Gas_Range_E9 | F3 | Commercial | Miscellaneous (WA) | Existing | Food Preparation | Natural Gas | Range | E9 | System - kBTUs of Consumption | 0 | 0 | 0 | 0 | 0 | 0 | 0 | 0 | 0 | 0 | 0 | 0 | 0 | 0 | 0 | 0 | 0 | 0 | 0 | 0 | 0 | 0 | 0 | 0 | 0 | 0 | 0
F3_Commercial_Miscellaneous (WA)_Existing_Food Preparation_Natural Gas_Range_E10 | F3 | Commercial | Miscellaneous (WA) | Existing | Food Preparation | Natural Gas | Range | E10 | System - kBTUs of Consumption | 0 | 0 | 0 | 0 | 0 | 0 | 0 | 0 | 0 | 0 | 0 | 0 | 0 | 0 | 0 | 0 | 0 | 0 | 0 | 0 | 0 | 0 | 0 | 0 | 0 | 0 | 0
F4_Commercial_Miscellaneous (WA)_Existing_Food Preparation_Natural Gas_Range_E1 | F4 | Commercial | Miscellaneous (WA) | Existing | Food Preparation | Natural Gas | Range | E1 | Utility - Cost of Equipment | 0.0036946 | 0.0036946 | 0.0036946 | 0.0036946 | 0.0036946 | 0.0036946 | 0.0036946 | 0.0036946 | 0.0036946 | 0.0036946 | 0.0036946 | 0.0036946 | 0.0036946 | 0.0036946 | 0.0036946 | 0.0036946 | 0.0036946 | 0.0036946 | 0.0036946 | 0.0036946 | 0.0036946 | 0.0036946 | 0.0036946 | 0.0036946 | 0.0036946 | 0.0036946 | 0.0036946
F4_Commercial_Miscellaneous (WA)_Existing_Food Preparation_Natural Gas_Range_E2 | F4 | Commercial | Miscellaneous (WA) | Existing | Food Preparation | Natural Gas | Range | E2 | Utility - Cost of Equipment | 0.004023 | 0.004023 | 0.004023 | 0.004023 | 0.004023 | 0.004023 | 0.004023 | 0.004023 | 0.004023 | 0.004023 | 0.004023 | 0.004023 | 0.004023 | 0.004023 | 0.004023 | 0.004023 | 0.004023 | 0.004023 | 0.004023 | 0.004023 | 0.004023 | 0.004023 | 0.004023 | 0.004023 | 0.004023 | 0.004023 | 0.004023
F4_Commercial_Miscellaneous (WA)_Existing_Food Preparation_Natural Gas_Range_E3 | F4 | Commercial | Miscellaneous (WA) | Existing | Food Preparation | Natural Gas | Range | E3 | Utility - Cost of Equipment | 0 | 0 | 0 | 0 | 0 | 0 | 0 | 0 | 0 | 0 | 0 | 0 | 0 | 0 | 0 | 0 | 0 | 0 | 0 | 0 | 0 | 0 | 0 | 0 | 0 | 0 | 0
F4_Commercial_Miscellaneous (WA)_Existing_Food Preparation_Natural Gas_Range_E4 | F4 | Commercial | Miscellaneous (WA) | Existing | Food Preparation | Natural Gas | Range | E4 | Utility - Cost of Equipment | 0 | 0 | 0 | 0 | 0 | 0 | 0 | 0 | 0 | 0 | 0 | 0 | 0 | 0 | 0 | 0 | 0 | 0 | 0 | 0 | 0 | 0 | 0 | 0 | 0 | 0 | 0
F4_Commercial_Miscellaneous (WA)_Existing_Food Preparation_Natural Gas_Range_E5 | F4 | Commercial | Miscellaneous (WA) | Existing | Food Preparation | Natural Gas | Range | E5 | Utility - Cost of Equipment | 0 | 0 | 0 | 0 | 0 | 0 | 0 | 0 | 0 | 0 | 0 | 0 | 0 | 0 | 0 | 0 | 0 | 0 | 0 | 0 | 0 | 0 | 0 | 0 | 0 | 0 | 0
F4_Commercial_Miscellaneous (WA)_Existing_Food Preparation_Natural Gas_Range_E6 | F4 | Commercial | Miscellaneous (WA) | Existing | Food Preparation | Natural Gas | Range | E6 | Utility - Cost of Equipment | 0 | 0 | 0 | 0 | 0 | 0 | 0 | 0 | 0 | 0 | 0 | 0 | 0 | 0 | 0 | 0 | 0 | 0 | 0 | 0 | 0 | 0 | 0 | 0 | 0 | 0 | 0
F4_Commercial_Miscellaneous (WA)_Existing_Food Preparation_Natural Gas_Range_E7 | F4 | Commercial | Miscellaneous (WA) | Existing | Food Preparation | Natural Gas | Range | E7 | Utility - Cost of Equipment | 0 | 0 | 0 | 0 | 0 | 0 | 0 | 0 | 0 | 0 | 0 | 0 | 0 | 0 | 0 | 0 | 0 | 0 | 0 | 0 | 0 | 0 | 0 | 0 | 0 | 0 | 0
F4_Commercial_Miscellaneous (WA)_Existing_Food Preparation_Natural Gas_Range_E8 | F4 | Commercial | Miscellaneous (WA) | Existing | Food Preparation | Natural Gas | Range | E8 | Utility - Cost of Equipment | 0 | 0 | 0 | 0 | 0 | 0 | 0 | 0 | 0 | 0 | 0 | 0 | 0 | 0 | 0 | 0 | 0 | 0 | 0 | 0 | 0 | 0 | 0 | 0 | 0 | 0 | 0
F4_Commercial_Miscellaneous (WA)_Existing_Food Preparation_Natural Gas_Range_E9 | F4 | Commercial | Miscellaneous (WA) | Existing | Food Preparation | Natural Gas | Range | E9 | Utility - Cost of Equipment | 0 | 0 | 0 | 0 | 0 | 0 | 0 | 0 | 0 | 0 | 0 | 0 | 0 | 0 | 0 | 0 | 0 | 0 | 0 | 0 | 0 | 0 | 0 | 0 | 0 | 0 | 0
F4_Commercial_Miscellaneous (WA)_Existing_Food Preparation_Natural Gas_Range_E10 | F4 | Commercial | Miscellaneous (WA) | Existing | Food Preparation | Natural Gas | Range | E10 | Utility - Cost of Equipment | 0 | 0 | 0 | 0 | 0 | 0 | 0 | 0 | 0 | 0 | 0 | 0 | 0 | 0 | 0 | 0 | 0 | 0 | 0 | 0 | 0 | 0 | 0 | 0 | 0 | 0 | 0
F5_Commercial_Miscellaneous (WA)_Existing_Food Preparation_Natural Gas_Range_E1 | F5 | Commercial | Miscellaneous (WA) | Existing | Food Preparation | Natural Gas | Range | E1 | Utility - Cost of Operation | 0.0065983 | 0.0067506 | 0.0069422 | 0.0071682 | 0.0074311 | 0.0077626 | 0.0081079 | 0.0084522 | 0.0087842 | 0.0091209 | 0.0093836 | 0.009628 | 0.0098915 | 0.010148 | 0.010375 | 0.010584 | 0.010769 | 0.010951 | 0.011146 | 0.011336 | 0.011531 | 0.011734 | 0.011939 | 0.012151 | 0.012367 | 0.012587 | 0.01281
F5_Commercial_Miscellaneous (WA)_Existing_Food Preparation_Natural Gas_Range_E2 | F5 | Commercial | Miscellaneous (WA) | Existing | Food Preparation | Natural Gas | Range | E2 | Utility - Cost of Operation | 0.0032991 | 0.0033753 | 0.0034711 | 0.0035841 | 0.0037155 | 0.0038813 | 0.0040539 | 0.0042261 | 0.0043921 | 0.0045604 | 0.0046918 | 0.004814 | 0.0049458 | 0.0050741 | 0.0051873 | 0.0052921 | 0.0053845 | 0.0054754 | 0.0055731 | 0.0056678 | 0.0057653 | 0.0058669 | 0.0059695 | 0.0060756 | 0.0061835 | 0.0062934 | 0.0064052
F5_Commercial_Miscellaneous (WA)_Existing_Food Preparation_Natural Gas_Range_E3 | F5 | Commercial | Miscellaneous (WA) | Existing | Food Preparation | Natural Gas | Range | E3 | Utility - Cost of Operation | 0 | 0 | 0 | 0 | 0 | 0 | 0 | 0 | 0 | 0 | 0 | 0 | 0 | 0 | 0 | 0 | 0 | 0 | 0 | 0 | 0 | 0 | 0 | 0 | 0 | 0 | 0
F5_Commercial_Miscellaneous (WA)_Existing_Food Preparation_Natural Gas_Range_E4 | F5 | Commercial | Miscellaneous (WA) | Existing | Food Preparation | Natural Gas | Range | E4 | Utility - Cost of Operation | 0 | 0 | 0 | 0 | 0 | 0 | 0 | 0 | 0 | 0 | 0 | 0 | 0 | 0 | 0 | 0 | 0 | 0 | 0 | 0 | 0 | 0 | 0 | 0 | 0 | 0 | 0
F5_Commercial_Miscellaneous (WA)_Existing_Food Preparation_Natural Gas_Range_E5 | F5 | Commercial | Miscellaneous (WA) | Existing | Food Preparation | Natural Gas | Range | E5 | Utility - Cost of Operation | 0 | 0 | 0 | 0 | 0 | 0 | 0 | 0 | 0 | 0 | 0 | 0 | 0 | 0 | 0 | 0 | 0 | 0 | 0 | 0 | 0 | 0 | 0 | 0 | 0 | 0 | 0
F5_Commercial_Miscellaneous (WA)_Existing_Food Preparation_Natural Gas_Range_E6 | F5 | Commercial | Miscellaneous (WA) | Existing | Food Preparation | Natural Gas | Range | E6 | Utility - Cost of Operation | 0 | 0 | 0 | 0 | 0 | 0 | 0 | 0 | 0 | 0 | 0 | 0 | 0 | 0 | 0 | 0 | 0 | 0 | 0 | 0 | 0 | 0 | 0 | 0 | 0 | 0 | 0
F5_Commercial_Miscellaneous (WA)_Existing_Food Preparation_Natural Gas_Range_E7 | F5 | Commercial | Miscellaneous (WA) | Existing | Food Preparation | Natural Gas | Range | E7 | Utility - Cost of Operation | 0 | 0 | 0 | 0 | 0 | 0 | 0 | 0 | 0 | 0 | 0 | 0 | 0 | 0 | 0 | 0 | 0 | 0 | 0 | 0 | 0 | 0 | 0 | 0 | 0 | 0 | 0
F5_Commercial_Miscellaneous (WA)_Existing_Food Preparation_Natural Gas_Range_E8 | F5 | Commercial | Miscellaneous (WA) | Existing | Food Preparation | Natural Gas | Range | E8 | Utility - Cost of Operation | 0 | 0 | 0 | 0 | 0 | 0 | 0 | 0 | 0 | 0 | 0 | 0 | 0 | 0 | 0 | 0 | 0 | 0 | 0 | 0 | 0 | 0 | 0 | 0 | 0 | 0 | 0
F5_Commercial_Miscellaneous (WA)_Existing_Food Preparation_Natural Gas_Range_E9 | F5 | Commercial | Miscellaneous (WA) | Existing | Food Preparation | Natural Gas | Range | E9 | Utility - Cost of Operation | 0 | 0 | 0 | 0 | 0 | 0 | 0 | 0 | 0 | 0 | 0 | 0 | 0 | 0 | 0 | 0 | 0 | 0 | 0 | 0 | 0 | 0 | 0 | 0 | 0 | 0 | 0
F5_Commercial_Miscellaneous (WA)_Existing_Food Preparation_Natural Gas_Range_E10 | F5 | Commercial | Miscellaneous (WA) | Existing | Food Preparation | Natural Gas | Range | E10 | Utility - Cost of Operation | 0 | 0 | 0 | 0 | 0 | 0 | 0 | 0 | 0 | 0 | 0 | 0 | 0 | 0 | 0 | 0 | 0 | 0 | 0 | 0 | 0 | 0 | 0 | 0 | 0 | 0 | 0
F6_Commercial_Miscellaneous (WA)_Existing_Food Preparation_Natural Gas_Range_E1 | F6 | Commercial | Miscellaneous (WA) | Existing | Food Preparation | Natural Gas | Range | E1 | Utility - Value of Sales | 0.0078492 | 0.0079798 | 0.008139 | 0.0083326 | 0.0085628 | 0.0088671 | 0.0091792 | 0.0094812 | 0.0097592 | 0.010026 | 0.0103 | 0.010545 | 0.010801 | 0.011037 | 0.011236 | 0.011412 | 0.011557 | 0.011693 | 0.011839 | 0.011973 | 0.012107 | 0.012321 | 0.012536 | 0.012759 | 0.012985 | 0.013216 | 0.013451
F6_Commercial_Miscellaneous (WA)_Existing_Food Preparation_Natural Gas_Range_E2 | F6 | Commercial | Miscellaneous (WA) | Existing | Food Preparation | Natural Gas | Range | E2 | Utility - Value of Sales | 0.0039246 | 0.0039899 | 0.0040695 | 0.0041663 | 0.0042814 | 0.0044335 | 0.0045896 | 0.0047406 | 0.0048796 | 0.0050131 | 0.0051502 | 0.0052726 | 0.0054004 | 0.0055184 | 0.0056179 | 0.005706 | 0.0057783 | 0.0058464 | 0.0059195 | 0.0059865 | 0.0060536 | 0.0061603 | 0.006268 | 0.0063794 | 0.0064927 | 0.0066081 | 0.0067255
F6_Commercial_Miscellaneous (WA)_Existing_Food Preparation_Natural Gas_Range_E3 | F6 | Commercial | Miscellaneous (WA) | Existing | Food Preparation | Natural Gas | Range | E3 | Utility - Value of Sales | 0 | 0 | 0 | 0 | 0 | 0 | 0 | 0 | 0 | 0 | 0 | 0 | 0 | 0 | 0 | 0 | 0 | 0 | 0 | 0 | 0 | 0 | 0 | 0 | 0 | 0 | 0
F6_Commercial_Miscellaneous (WA)_Existing_Food Preparation_Natural Gas_Range_E4 | F6 | Commercial | Miscellaneous (WA) | Existing | Food Preparation | Natural Gas | Range | E4 | Utility - Value of Sales | 0 | 0 | 0 | 0 | 0 | 0 | 0 | 0 | 0 | 0 | 0 | 0 | 0 | 0 | 0 | 0 | 0 | 0 | 0 | 0 | 0 | 0 | 0 | 0 | 0 | 0 | 0
F6_Commercial_Miscellaneous (WA)_Existing_Food Preparation_Natural Gas_Range_E5 | F6 | Commercial | Miscellaneous (WA) | Existing | Food Preparation | Natural Gas | Range | E5 | Utility - Value of Sales | 0 | 0 | 0 | 0 | 0 | 0 | 0 | 0 | 0 | 0 | 0 | 0 | 0 | 0 | 0 | 0 | 0 | 0 | 0 | 0 | 0 | 0 | 0 | 0 | 0 | 0 | 0
F6_Commercial_Miscellaneous (WA)_Existing_Food Preparation_Natural Gas_Range_E6 | F6 | Commercial | Miscellaneous (WA) | Existing | Food Preparation | Natural Gas | Range | E6 | Utility - Value of Sales | 0 | 0 | 0 | 0 | 0 | 0 | 0 | 0 | 0 | 0 | 0 | 0 | 0 | 0 | 0 | 0 | 0 | 0 | 0 | 0 | 0 | 0 | 0 | 0 | 0 | 0 | 0
F6_Commercial_Miscellaneous (WA)_Existing_Food Preparation_Natural Gas_Range_E7 | F6 | Commercial | Miscellaneous (WA) | Existing | Food Preparation | Natural Gas | Range | E7 | Utility - Value of Sales | 0 | 0 | 0 | 0 | 0 | 0 | 0 | 0 | 0 | 0 | 0 | 0 | 0 | 0 | 0 | 0 | 0 | 0 | 0 | 0 | 0 | 0 | 0 | 0 | 0 | 0 | 0
F6_Commercial_Miscellaneous (WA)_Existing_Food Preparation_Natural Gas_Range_E8 | F6 | Commercial | Miscellaneous (WA) | Existing | Food Preparation | Natural Gas | Range | E8 | Utility - Value of Sales | 0 | 0 | 0 | 0 | 0 | 0 | 0 | 0 | 0 | 0 | 0 | 0 | 0 | 0 | 0 | 0 | 0 | 0 | 0 | 0 | 0 | 0 | 0 | 0 | 0 | 0 | 0
F6_Commercial_Miscellaneous (WA)_Existing_Food Preparation_Natural Gas_Range_E9 | F6 | Commercial | Miscellaneous (WA) | Existing | Food Preparation | Natural Gas | Range | E9 | Utility - Value of Sales | 0 | 0 | 0 | 0 | 0 | 0 | 0 | 0 | 0 | 0 | 0 | 0 | 0 | 0 | 0 | 0 | 0 | 0 | 0 | 0 | 0 | 0 | 0 | 0 | 0 | 0 | 0
F6_Commercial_Miscellaneous (WA)_Existing_Food Preparation_Natural Gas_Range_E10 | F6 | Commercial | Miscellaneous (WA) | Existing | Food Preparation | Natural Gas | Range | E10 | Utility - Value of Sales | 0 | 0 | 0 | 0 | 0 | 0 | 0 | 0 | 0 | 0 | 0 | 0 | 0 | 0 | 0 | 0 | 0 | 0 | 0 | 0 | 0 | 0 | 0 | 0 | 0 | 0 | 0
F1_Commercial_Miscellaneous (WA)_Existing_Food Preparation_Natural Gas_Steamer_E1 | F1 | Commercial | Miscellaneous (WA) | Existing | Food Preparation | Natural Gas | Steamer | E1 | RVT - Cost of Equipment | 0.00052297 | 0.00052297 | 0.00052297 | 0.00052297 | 0.00052297 | 0.00052297 | 0.00052297 | 0.00052297 | 0.00052297 | 0.00052297 | 0.00052297 | 0.00052297 | 0.00052297 | 0.00052297 | 0.00052297 | 0.00052297 | 0.00052297 | 0.00052297 | 0.00052297 | 0.00052297 | 0.00052297 | 0.00052297 | 0.00052297 | 0.00052297 | 0.00052297 | 0.00052297 | 0.00052297
F1_Commercial_Miscellaneous (WA)_Existing_Food Preparation_Natural Gas_Steamer_E2 | F1 | Commercial | Miscellaneous (WA) | Existing | Food Preparation | Natural Gas | Steamer | E2 | RVT - Cost of Equipment | 0.00056192 | 0.00056192 | 0.00056192 | 0.00056192 | 0.00056192 | 0.00056192 | 0.00056192 | 0.00056192 | 0.00056192 | 0.00056192 | 0.00056192 | 0.00056192 | 0.00056192 | 0.00056192 | 0.00056192 | 0.00056192 | 0.00056192 | 0.00056192 | 0.00056192 | 0.00056192 | 0.00056192 | 0.00056192 | 0.00056192 | 0.00056192 | 0.00056192 | 0.00056192 | 0.00056192
F1_Commercial_Miscellaneous (WA)_Existing_Food Preparation_Natural Gas_Steamer_E3 | F1 | Commercial | Miscellaneous (WA) | Existing | Food Preparation | Natural Gas | Steamer | E3 | RVT - Cost of Equipment | 0 | 0 | 0 | 0 | 0 | 0 | 0 | 0 | 0 | 0 | 0 | 0 | 0 | 0 | 0 | 0 | 0 | 0 | 0 | 0 | 0 | 0 | 0 | 0 | 0 | 0 | 0
F1_Commercial_Miscellaneous (WA)_Existing_Food Preparation_Natural Gas_Steamer_E4 | F1 | Commercial | Miscellaneous (WA) | Existing | Food Preparation | Natural Gas | Steamer | E4 | RVT - Cost of Equipment | 0 | 0 | 0 | 0 | 0 | 0 | 0 | 0 | 0 | 0 | 0 | 0 | 0 | 0 | 0 | 0 | 0 | 0 | 0 | 0 | 0 | 0 | 0 | 0 | 0 | 0 | 0
F1_Commercial_Miscellaneous (WA)_Existing_Food Preparation_Natural Gas_Steamer_E5 | F1 | Commercial | Miscellaneous (WA) | Existing | Food Preparation | Natural Gas | Steamer | E5 | RVT - Cost of Equipment | 0 | 0 | 0 | 0 | 0 | 0 | 0 | 0 | 0 | 0 | 0 | 0 | 0 | 0 | 0 | 0 | 0 | 0 | 0 | 0 | 0 | 0 | 0 | 0 | 0 | 0 | 0
F1_Commercial_Miscellaneous (WA)_Existing_Food Preparation_Natural Gas_Steamer_E6 | F1 | Commercial | Miscellaneous (WA) | Existing | Food Preparation | Natural Gas | Steamer | E6 | RVT - Cost of Equipment | 0 | 0 | 0 | 0 | 0 | 0 | 0 | 0 | 0 | 0 | 0 | 0 | 0 | 0 | 0 | 0 | 0 | 0 | 0 | 0 | 0 | 0 | 0 | 0 | 0 | 0 | 0
F1_Commercial_Miscellaneous (WA)_Existing_Food Preparation_Natural Gas_Steamer_E7 | F1 | Commercial | Miscellaneous (WA) | Existing | Food Preparation | Natural Gas | Steamer | E7 | RVT - Cost of Equipment | 0 | 0 | 0 | 0 | 0 | 0 | 0 | 0 | 0 | 0 | 0 | 0 | 0 | 0 | 0 | 0 | 0 | 0 | 0 | 0 | 0 | 0 | 0 | 0 | 0 | 0 | 0
F1_Commercial_Miscellaneous (WA)_Existing_Food Preparation_Natural Gas_Steamer_E8 | F1 | Commercial | Miscellaneous (WA) | Existing | Food Preparation | Natural Gas | Steamer | E8 | RVT - Cost of Equipment | 0 | 0 | 0 | 0 | 0 | 0 | 0 | 0 | 0 | 0 | 0 | 0 | 0 | 0 | 0 | 0 | 0 | 0 | 0 | 0 | 0 | 0 | 0 | 0 | 0 | 0 | 0
F1_Commercial_Miscellaneous (WA)_Existing_Food Preparation_Natural Gas_Steamer_E9 | F1 | Commercial | Miscellaneous (WA) | Existing | Food Preparation | Natural Gas | Steamer | E9 | RVT - Cost of Equipment | 0 | 0 | 0 | 0 | 0 | 0 | 0 | 0 | 0 | 0 | 0 | 0 | 0 | 0 | 0 | 0 | 0 | 0 | 0 | 0 | 0 | 0 | 0 | 0 | 0 | 0 | 0
F1_Commercial_Miscellaneous (WA)_Existing_Food Preparation_Natural Gas_Steamer_E10 | F1 | Commercial | Miscellaneous (WA) | Existing | Food Preparation | Natural Gas | Steamer | E10 | RVT - Cost of Equipment | 0 | 0 | 0 | 0 | 0 | 0 | 0 | 0 | 0 | 0 | 0 | 0 | 0 | 0 | 0 | 0 | 0 | 0 | 0 | 0 | 0 | 0 | 0 | 0 | 0 | 0 | 0
F2_Commercial_Miscellaneous (WA)_Existing_Food Preparation_Natural Gas_Steamer_E1 | F2 | Commercial | Miscellaneous (WA) | Existing | Food Preparation | Natural Gas | Steamer | E1 | RVT - Cost of Operation | 0.010932 | 0.011139 | 0.011381 | 0.011664 | 0.011987 | 0.012391 | 0.012796 | 0.013181 | 0.013529 | 0.013867 | 0.014217 | 0.014535 | 0.01487 | 0.015188 | 0.015461 | 0.015707 | 0.015916 | 0.016115 | 0.016326 | 0.016524 | 0.016722 | 0.017017 | 0.017316 | 0.017623 | 0.017936 | 0.018255 | 0.018579
F2_Commercial_Miscellaneous (WA)_Existing_Food Preparation_Natural Gas_Steamer_E2 | F2 | Commercial | Miscellaneous (WA) | Existing | Food Preparation | Natural Gas | Steamer | E2 | RVT - Cost of Operation | 0.0020626 | 0.0021016 | 0.0021473 | 0.0022006 | 0.0022617 | 0.0023379 | 0.0024144 | 0.0024869 | 0.0025526 | 0.0026163 | 0.0026823 | 0.0027423 | 0.0028056 | 0.0028655 | 0.002917 | 0.0029635 | 0.0030028 | 0.0030404 | 0.0030803 | 0.0031176 | 0.0031551 | 0.0032107 | 0.003267 | 0.0033251 | 0.0033841 | 0.0034442 | 0.0035054
F2_Commercial_Miscellaneous (WA)_Existing_Food Preparation_Natural Gas_Steamer_E3 | F2 | Commercial | Miscellaneous (WA) | Existing | Food Preparation | Natural Gas | Steamer | E3 | RVT - Cost of Operation | 0 | 0 | 0 | 0 | 0 | 0 | 0 | 0 | 0 | 0 | 0 | 0 | 0 | 0 | 0 | 0 | 0 | 0 | 0 | 0 | 0 | 0 | 0 | 0 | 0 | 0 | 0
F2_Commercial_Miscellaneous (WA)_Existing_Food Preparation_Natural Gas_Steamer_E4 | F2 | Commercial | Miscellaneous (WA) | Existing | Food Preparation | Natural Gas | Steamer | E4 | RVT - Cost of Operation | 0 | 0 | 0 | 0 | 0 | 0 | 0 | 0 | 0 | 0 | 0 | 0 | 0 | 0 | 0 | 0 | 0 | 0 | 0 | 0 | 0 | 0 | 0 | 0 | 0 | 0 | 0
F2_Commercial_Miscellaneous (WA)_Existing_Food Preparation_Natural Gas_Steamer_E5 | F2 | Commercial | Miscellaneous (WA) | Existing | Food Preparation | Natural Gas | Steamer | E5 | RVT - Cost of Operation | 0 | 0 | 0 | 0 | 0 | 0 | 0 | 0 | 0 | 0 | 0 | 0 | 0 | 0 | 0 | 0 | 0 | 0 | 0 | 0 | 0 | 0 | 0 | 0 | 0 | 0 | 0
F2_Commercial_Miscellaneous (WA)_Existing_Food Preparation_Natural Gas_Steamer_E6 | F2 | Commercial | Miscellaneous (WA) | Existing | Food Preparation | Natural Gas | Steamer | E6 | RVT - Cost of Operation | 0 | 0 | 0 | 0 | 0 | 0 | 0 | 0 | 0 | 0 | 0 | 0 | 0 | 0 | 0 | 0 | 0 | 0 | 0 | 0 | 0 | 0 | 0 | 0 | 0 | 0 | 0
F2_Commercial_Miscellaneous (WA)_Existing_Food Preparation_Natural Gas_Steamer_E7 | F2 | Commercial | Miscellaneous (WA) | Existing | Food Preparation | Natural Gas | Steamer | E7 | RVT - Cost of Operation | 0 | 0 | 0 | 0 | 0 | 0 | 0 | 0 | 0 | 0 | 0 | 0 | 0 | 0 | 0 | 0 | 0 | 0 | 0 | 0 | 0 | 0 | 0 | 0 | 0 | 0 | 0
F2_Commercial_Miscellaneous (WA)_Existing_Food Preparation_Natural Gas_Steamer_E8 | F2 | Commercial | Miscellaneous (WA) | Existing | Food Preparation | Natural Gas | Steamer | E8 | RVT - Cost of Operation | 0 | 0 | 0 | 0 | 0 | 0 | 0 | 0 | 0 | 0 | 0 | 0 | 0 | 0 | 0 | 0 | 0 | 0 | 0 | 0 | 0 | 0 | 0 | 0 | 0 | 0 | 0
F2_Commercial_Miscellaneous (WA)_Existing_Food Preparation_Natural Gas_Steamer_E9 | F2 | Commercial | Miscellaneous (WA) | Existing | Food Preparation | Natural Gas | Steamer | E9 | RVT - Cost of Operation | 0 | 0 | 0 | 0 | 0 | 0 | 0 | 0 | 0 | 0 | 0 | 0 | 0 | 0 | 0 | 0 | 0 | 0 | 0 | 0 | 0 | 0 | 0 | 0 | 0 | 0 | 0
F2_Commercial_Miscellaneous (WA)_Existing_Food Preparation_Natural Gas_Steamer_E10 | F2 | Commercial | Miscellaneous (WA) | Existing | Food Preparation | Natural Gas | Steamer | E10 | RVT - Cost of Operation | 0 | 0 | 0 | 0 | 0 | 0 | 0 | 0 | 0 | 0 | 0 | 0 | 0 | 0 | 0 | 0 | 0 | 0 | 0 | 0 | 0 | 0 | 0 | 0 | 0 | 0 | 0
F3_Commercial_Miscellaneous (WA)_Existing_Food Preparation_Natural Gas_Steamer_E1 | F3 | Commercial | Miscellaneous (WA) | Existing | Food Preparation | Natural Gas | Steamer | E1 | System - kBTUs of Consumption | 2.608 | 2.608 | 2.608 | 2.608 | 2.608 | 2.608 | 2.608 | 2.608 | 2.608 | 2.608 | 2.608 | 2.608 | 2.608 | 2.608 | 2.608 | 2.608 | 2.608 | 2.608 | 2.608 | 2.608 | 2.608 | 2.608 | 2.608 | 2.608 | 2.608 | 2.608 | 2.608
F3_Commercial_Miscellaneous (WA)_Existing_Food Preparation_Natural Gas_Steamer_E2 | F3 | Commercial | Miscellaneous (WA) | Existing | Food Preparation | Natural Gas | Steamer | E2 | System - kBTUs of Consumption | 0.49206 | 0.49206 | 0.49206 | 0.49206 | 0.49206 | 0.49206 | 0.49206 | 0.49206 | 0.49206 | 0.49206 | 0.49206 | 0.49206 | 0.49206 | 0.49206 | 0.49206 | 0.49206 | 0.49206 | 0.49206 | 0.49206 | 0.49206 | 0.49206 | 0.49206 | 0.49206 | 0.49206 | 0.49206 | 0.49206 | 0.49206
F3_Commercial_Miscellaneous (WA)_Existing_Food Preparation_Natural Gas_Steamer_E3 | F3 | Commercial | Miscellaneous (WA) | Existing | Food Preparation | Natural Gas | Steamer | E3 | System - kBTUs of Consumption | 0 | 0 | 0 | 0 | 0 | 0 | 0 | 0 | 0 | 0 | 0 | 0 | 0 | 0 | 0 | 0 | 0 | 0 | 0 | 0 | 0 | 0 | 0 | 0 | 0 | 0 | 0
F3_Commercial_Miscellaneous (WA)_Existing_Food Preparation_Natural Gas_Steamer_E4 | F3 | Commercial | Miscellaneous (WA) | Existing | Food Preparation | Natural Gas | Steamer | E4 | System - kBTUs of Consumption | 0 | 0 | 0 | 0 | 0 | 0 | 0 | 0 | 0 | 0 | 0 | 0 | 0 | 0 | 0 | 0 | 0 | 0 | 0 | 0 | 0 | 0 | 0 | 0 | 0 | 0 | 0
F3_Commercial_Miscellaneous (WA)_Existing_Food Preparation_Natural Gas_Steamer_E5 | F3 | Commercial | Miscellaneous (WA) | Existing | Food Preparation | Natural Gas | Steamer | E5 | System - kBTUs of Consumption | 0 | 0 | 0 | 0 | 0 | 0 | 0 | 0 | 0 | 0 | 0 | 0 | 0 | 0 | 0 | 0 | 0 | 0 | 0 | 0 | 0 | 0 | 0 | 0 | 0 | 0 | 0
F3_Commercial_Miscellaneous (WA)_Existing_Food Preparation_Natural Gas_Steamer_E6 | F3 | Commercial | Miscellaneous (WA) | Existing | Food Preparation | Natural Gas | Steamer | E6 | System - kBTUs of Consumption | 0 | 0 | 0 | 0 | 0 | 0 | 0 | 0 | 0 | 0 | 0 | 0 | 0 | 0 | 0 | 0 | 0 | 0 | 0 | 0 | 0 | 0 | 0 | 0 | 0 | 0 | 0
F3_Commercial_Miscellaneous (WA)_Existing_Food Preparation_Natural Gas_Steamer_E7 | F3 | Commercial | Miscellaneous (WA) | Existing | Food Preparation | Natural Gas | Steamer | E7 | System - kBTUs of Consumption | 0 | 0 | 0 | 0 | 0 | 0 | 0 | 0 | 0 | 0 | 0 | 0 | 0 | 0 | 0 | 0 | 0 | 0 | 0 | 0 | 0 | 0 | 0 | 0 | 0 | 0 | 0
F3_Commercial_Miscellaneous (WA)_Existing_Food Preparation_Natural Gas_Steamer_E8 | F3 | Commercial | Miscellaneous (WA) | Existing | Food Preparation | Natural Gas | Steamer | E8 | System - kBTUs of Consumption | 0 | 0 | 0 | 0 | 0 | 0 | 0 | 0 | 0 | 0 | 0 | 0 | 0 | 0 | 0 | 0 | 0 | 0 | 0 | 0 | 0 | 0 | 0 | 0 | 0 | 0 | 0
F3_Commercial_Miscellaneous (WA)_Existing_Food Preparation_Natural Gas_Steamer_E9 | F3 | Commercial | Miscellaneous (WA) | Existing | Food Preparation | Natural Gas | Steamer | E9 | System - kBTUs of Consumption | 0 | 0 | 0 | 0 | 0 | 0 | 0 | 0 | 0 | 0 | 0 | 0 | 0 | 0 | 0 | 0 | 0 | 0 | 0 | 0 | 0 | 0 | 0 | 0 | 0 | 0 | 0
F3_Commercial_Miscellaneous (WA)_Existing_Food Preparation_Natural Gas_Steamer_E10 | F3 | Commercial | Miscellaneous (WA) | Existing | Food Preparation | Natural Gas | Steamer | E10 | System - kBTUs of Consumption | 0 | 0 | 0 | 0 | 0 | 0 | 0 | 0 | 0 | 0 | 0 | 0 | 0 | 0 | 0 | 0 | 0 | 0 | 0 | 0 | 0 | 0 | 0 | 0 | 0 | 0 | 0
F4_Commercial_Miscellaneous (WA)_Existing_Food Preparation_Natural Gas_Steamer_E1 | F4 | Commercial | Miscellaneous (WA) | Existing | Food Preparation | Natural Gas | Steamer | E1 | Utility - Cost of Equipment | 0.00052297 | 0.00052297 | 0.00052297 | 0.00052297 | 0.00052297 | 0.00052297 | 0.00052297 | 0.00052297 | 0.00052297 | 0.00052297 | 0.00052297 | 0.00052297 | 0.00052297 | 0.00052297 | 0.00052297 | 0.00052297 | 0.00052297 | 0.00052297 | 0.00052297 | 0.00052297 | 0.00052297 | 0.00052297 | 0.00052297 | 0.00052297 | 0.00052297 | 0.00052297 | 0.00052297
F4_Commercial_Miscellaneous (WA)_Existing_Food Preparation_Natural Gas_Steamer_E2 | F4 | Commercial | Miscellaneous (WA) | Existing | Food Preparation | Natural Gas | Steamer | E2 | Utility - Cost of Equipment | 0.00056192 | 0.00056192 | 0.00056192 | 0.00056192 | 0.00056192 | 0.00056192 | 0.00056192 | 0.00056192 | 0.00056192 | 0.00056192 | 0.00056192 | 0.00056192 | 0.00056192 | 0.00056192 | 0.00056192 | 0.00056192 | 0.00056192 | 0.00056192 | 0.00056192 | 0.00056192 | 0.00056192 | 0.00056192 | 0.00056192 | 0.00056192 | 0.00056192 | 0.00056192 | 0.00056192
F4_Commercial_Miscellaneous (WA)_Existing_Food Preparation_Natural Gas_Steamer_E3 | F4 | Commercial | Miscellaneous (WA) | Existing | Food Preparation | Natural Gas | Steamer | E3 | Utility - Cost of Equipment | 0 | 0 | 0 | 0 | 0 | 0 | 0 | 0 | 0 | 0 | 0 | 0 | 0 | 0 | 0 | 0 | 0 | 0 | 0 | 0 | 0 | 0 | 0 | 0 | 0 | 0 | 0
F4_Commercial_Miscellaneous (WA)_Existing_Food Preparation_Natural Gas_Steamer_E4 | F4 | Commercial | Miscellaneous (WA) | Existing | Food Preparation | Natural Gas | Steamer | E4 | Utility - Cost of Equipment | 0 | 0 | 0 | 0 | 0 | 0 | 0 | 0 | 0 | 0 | 0 | 0 | 0 | 0 | 0 | 0 | 0 | 0 | 0 | 0 | 0 | 0 | 0 | 0 | 0 | 0 | 0
F4_Commercial_Miscellaneous (WA)_Existing_Food Preparation_Natural Gas_Steamer_E5 | F4 | Commercial | Miscellaneous (WA) | Existing | Food Preparation | Natural Gas | Steamer | E5 | Utility - Cost of Equipment | 0 | 0 | 0 | 0 | 0 | 0 | 0 | 0 | 0 | 0 | 0 | 0 | 0 | 0 | 0 | 0 | 0 | 0 | 0 | 0 | 0 | 0 | 0 | 0 | 0 | 0 | 0
F4_Commercial_Miscellaneous (WA)_Existing_Food Preparation_Natural Gas_Steamer_E6 | F4 | Commercial | Miscellaneous (WA) | Existing | Food Preparation | Natural Gas | Steamer | E6 | Utility - Cost of Equipment | 0 | 0 | 0 | 0 | 0 | 0 | 0 | 0 | 0 | 0 | 0 | 0 | 0 | 0 | 0 | 0 | 0 | 0 | 0 | 0 | 0 | 0 | 0 | 0 | 0 | 0 | 0
F4_Commercial_Miscellaneous (WA)_Existing_Food Preparation_Natural Gas_Steamer_E7 | F4 | Commercial | Miscellaneous (WA) | Existing | Food Preparation | Natural Gas | Steamer | E7 | Utility - Cost of Equipment | 0 | 0 | 0 | 0 | 0 | 0 | 0 | 0 | 0 | 0 | 0 | 0 | 0 | 0 | 0 | 0 | 0 | 0 | 0 | 0 | 0 | 0 | 0 | 0 | 0 | 0 | 0
F4_Commercial_Miscellaneous (WA)_Existing_Food Preparation_Natural Gas_Steamer_E8 | F4 | Commercial | Miscellaneous (WA) | Existing | Food Preparation | Natural Gas | Steamer | E8 | Utility - Cost of Equipment | 0 | 0 | 0 | 0 | 0 | 0 | 0 | 0 | 0 | 0 | 0 | 0 | 0 | 0 | 0 | 0 | 0 | 0 | 0 | 0 | 0 | 0 | 0 | 0 | 0 | 0 | 0
F4_Commercial_Miscellaneous (WA)_Existing_Food Preparation_Natural Gas_Steamer_E9 | F4 | Commercial | Miscellaneous (WA) | Existing | Food Preparation | Natural Gas | Steamer | E9 | Utility - Cost of Equipment | 0 | 0 | 0 | 0 | 0 | 0 | 0 | 0 | 0 | 0 | 0 | 0 | 0 | 0 | 0 | 0 | 0 | 0 | 0 | 0 | 0 | 0 | 0 | 0 | 0 | 0 | 0
F4_Commercial_Miscellaneous (WA)_Existing_Food Preparation_Natural Gas_Steamer_E10 | F4 | Commercial | Miscellaneous (WA) | Existing | Food Preparation | Natural Gas | Steamer | E10 | Utility - Cost of Equipment | 0 | 0 | 0 | 0 | 0 | 0 | 0 | 0 | 0 | 0 | 0 | 0 | 0 | 0 | 0 | 0 | 0 | 0 | 0 | 0 | 0 | 0 | 0 | 0 | 0 | 0 | 0
F5_Commercial_Miscellaneous (WA)_Existing_Food Preparation_Natural Gas_Steamer_E1 | F5 | Commercial | Miscellaneous (WA) | Existing | Food Preparation | Natural Gas | Steamer | E1 | Utility - Cost of Operation | 0.0092818 | 0.0095157 | 0.0097928 | 0.01011 | 0.01047 | 0.010907 | 0.011356 | 0.011802 | 0.012231 | 0.012665 | 0.013011 | 0.013335 | 0.013684 | 0.014025 | 0.014329 | 0.014615 | 0.01487 | 0.015123 | 0.015393 | 0.015656 | 0.015926 | 0.016207 | 0.016491 | 0.016784 | 0.017082 | 0.017386 | 0.017695
F5_Commercial_Miscellaneous (WA)_Existing_Food Preparation_Natural Gas_Steamer_E2 | F5 | Commercial | Miscellaneous (WA) | Existing | Food Preparation | Natural Gas | Steamer | E2 | Utility - Cost of Operation | 0.0017512 | 0.0017954 | 0.0018477 | 0.0019076 | 0.0019753 | 0.0020578 | 0.0021427 | 0.0022267 | 0.0023076 | 0.0023896 | 0.0024549 | 0.0025161 | 0.0025818 | 0.0026461 | 0.0027036 | 0.0027574 | 0.0028056 | 0.0028533 | 0.0029042 | 0.0029538 | 0.0030048 | 0.0030579 | 0.0031114 | 0.0031667 | 0.003223 | 0.0032802 | 0.0033385
F5_Commercial_Miscellaneous (WA)_Existing_Food Preparation_Natural Gas_Steamer_E3 | F5 | Commercial | Miscellaneous (WA) | Existing | Food Preparation | Natural Gas | Steamer | E3 | Utility - Cost of Operation | 0 | 0 | 0 | 0 | 0 | 0 | 0 | 0 | 0 | 0 | 0 | 0 | 0 | 0 | 0 | 0 | 0 | 0 | 0 | 0 | 0 | 0 | 0 | 0 | 0 | 0 | 0
F5_Commercial_Miscellaneous (WA)_Existing_Food Preparation_Natural Gas_Steamer_E4 | F5 | Commercial | Miscellaneous (WA) | Existing | Food Preparation | Natural Gas | Steamer | E4 | Utility - Cost of Operation | 0 | 0 | 0 | 0 | 0 | 0 | 0 | 0 | 0 | 0 | 0 | 0 | 0 | 0 | 0 | 0 | 0 | 0 | 0 | 0 | 0 | 0 | 0 | 0 | 0 | 0 | 0
F5_Commercial_Miscellaneous (WA)_Existing_Food Preparation_Natural Gas_Steamer_E5 | F5 | Commercial | Miscellaneous (WA) | Existing | Food Preparation | Natural Gas | Steamer | E5 | Utility - Cost of Operation | 0 | 0 | 0 | 0 | 0 | 0 | 0 | 0 | 0 | 0 | 0 | 0 | 0 | 0 | 0 | 0 | 0 | 0 | 0 | 0 | 0 | 0 | 0 | 0 | 0 | 0 | 0
F5_Commercial_Miscellaneous (WA)_Existing_Food Preparation_Natural Gas_Steamer_E6 | F5 | Commercial | Miscellaneous (WA) | Existing | Food Preparation | Natural Gas | Steamer | E6 | Utility - Cost of Operation | 0 | 0 | 0 | 0 | 0 | 0 | 0 | 0 | 0 | 0 | 0 | 0 | 0 | 0 | 0 | 0 | 0 | 0 | 0 | 0 | 0 | 0 | 0 | 0 | 0 | 0 | 0
F5_Commercial_Miscellaneous (WA)_Existing_Food Preparation_Natural Gas_Steamer_E7 | F5 | Commercial | Miscellaneous (WA) | Existing | Food Preparation | Natural Gas | Steamer | E7 | Utility - Cost of Operation | 0 | 0 | 0 | 0 | 0 | 0 | 0 | 0 | 0 | 0 | 0 | 0 | 0 | 0 | 0 | 0 | 0 | 0 | 0 | 0 | 0 | 0 | 0 | 0 | 0 | 0 | 0
F5_Commercial_Miscellaneous (WA)_Existing_Food Preparation_Natural Gas_Steamer_E8 | F5 | Commercial | Miscellaneous (WA) | Existing | Food Preparation | Natural Gas | Steamer | E8 | Utility - Cost of Operation | 0 | 0 | 0 | 0 | 0 | 0 | 0 | 0 | 0 | 0 | 0 | 0 | 0 | 0 | 0 | 0 | 0 | 0 | 0 | 0 | 0 | 0 | 0 | 0 | 0 | 0 | 0
F5_Commercial_Miscellaneous (WA)_Existing_Food Preparation_Natural Gas_Steamer_E9 | F5 | Commercial | Miscellaneous (WA) | Existing | Food Preparation | Natural Gas | Steamer | E9 | Utility - Cost of Operation | 0 | 0 | 0 | 0 | 0 | 0 | 0 | 0 | 0 | 0 | 0 | 0 | 0 | 0 | 0 | 0 | 0 | 0 | 0 | 0 | 0 | 0 | 0 | 0 | 0 | 0 | 0
F5_Commercial_Miscellaneous (WA)_Existing_Food Preparation_Natural Gas_Steamer_E10 | F5 | Commercial | Miscellaneous (WA) | Existing | Food Preparation | Natural Gas | Steamer | E10 | Utility - Cost of Operation | 0 | 0 | 0 | 0 | 0 | 0 | 0 | 0 | 0 | 0 | 0 | 0 | 0 | 0 | 0 | 0 | 0 | 0 | 0 | 0 | 0 | 0 | 0 | 0 | 0 | 0 | 0
F6_Commercial_Miscellaneous (WA)_Existing_Food Preparation_Natural Gas_Steamer_E1 | F6 | Commercial | Miscellaneous (WA) | Existing | Food Preparation | Natural Gas | Steamer | E1 | Utility - Value of Sales | 0.010932 | 0.011139 | 0.011381 | 0.011664 | 0.011987 | 0.012391 | 0.012796 | 0.013181 | 0.013529 | 0.013867 | 0.014217 | 0.014535 | 0.01487 | 0.015188 | 0.015461 | 0.015707 | 0.015916 | 0.016115 | 0.016326 | 0.016524 | 0.016722 | 0.017017 | 0.017316 | 0.017623 | 0.017936 | 0.018255 | 0.018579
F6_Commercial_Miscellaneous (WA)_Existing_Food Preparation_Natural Gas_Steamer_E2 | F6 | Commercial | Miscellaneous (WA) | Existing | Food Preparation | Natural Gas | Steamer | E2 | Utility - Value of Sales | 0.0020626 | 0.0021016 | 0.0021473 | 0.0022006 | 0.0022617 | 0.0023379 | 0.0024144 | 0.0024869 | 0.0025526 | 0.0026163 | 0.0026823 | 0.0027423 | 0.0028056 | 0.0028655 | 0.002917 | 0.0029635 | 0.0030028 | 0.0030404 | 0.0030803 | 0.0031176 | 0.0031551 | 0.0032107 | 0.003267 | 0.0033251 | 0.0033841 | 0.0034442 | 0.0035054
F6_Commercial_Miscellaneous (WA)_Existing_Food Preparation_Natural Gas_Steamer_E3 | F6 | Commercial | Miscellaneous (WA) | Existing | Food Preparation | Natural Gas | Steamer | E3 | Utility - Value of Sales | 0 | 0 | 0 | 0 | 0 | 0 | 0 | 0 | 0 | 0 | 0 | 0 | 0 | 0 | 0 | 0 | 0 | 0 | 0 | 0 | 0 | 0 | 0 | 0 | 0 | 0 | 0
F6_Commercial_Miscellaneous (WA)_Existing_Food Preparation_Natural Gas_Steamer_E4 | F6 | Commercial | Miscellaneous (WA) | Existing | Food Preparation | Natural Gas | Steamer | E4 | Utility - Value of Sales | 0 | 0 | 0 | 0 | 0 | 0 | 0 | 0 | 0 | 0 | 0 | 0 | 0 | 0 | 0 | 0 | 0 | 0 | 0 | 0 | 0 | 0 | 0 | 0 | 0 | 0 | 0
F6_Commercial_Miscellaneous (WA)_Existing_Food Preparation_Natural Gas_Steamer_E5 | F6 | Commercial | Miscellaneous (WA) | Existing | Food Preparation | Natural Gas | Steamer | E5 | Utility - Value of Sales | 0 | 0 | 0 | 0 | 0 | 0 | 0 | 0 | 0 | 0 | 0 | 0 | 0 | 0 | 0 | 0 | 0 | 0 | 0 | 0 | 0 | 0 | 0 | 0 | 0 | 0 | 0
F6_Commercial_Miscellaneous (WA)_Existing_Food Preparation_Natural Gas_Steamer_E6 | F6 | Commercial | Miscellaneous (WA) | Existing | Food Preparation | Natural Gas | Steamer | E6 | Utility - Value of Sales | 0 | 0 | 0 | 0 | 0 | 0 | 0 | 0 | 0 | 0 | 0 | 0 | 0 | 0 | 0 | 0 | 0 | 0 | 0 | 0 | 0 | 0 | 0 | 0 | 0 | 0 | 0
F6_Commercial_Miscellaneous (WA)_Existing_Food Preparation_Natural Gas_Steamer_E7 | F6 | Commercial | Miscellaneous (WA) | Existing | Food Preparation | Natural Gas | Steamer | E7 | Utility - Value of Sales | 0 | 0 | 0 | 0 | 0 | 0 | 0 | 0 | 0 | 0 | 0 | 0 | 0 | 0 | 0 | 0 | 0 | 0 | 0 | 0 | 0 | 0 | 0 | 0 | 0 | 0 | 0
F6_Commercial_Miscellaneous (WA)_Existing_Food Preparation_Natural Gas_Steamer_E8 | F6 | Commercial | Miscellaneous (WA) | Existing | Food Preparation | Natural Gas | Steamer | E8 | Utility - Value of Sales | 0 | 0 | 0 | 0 | 0 | 0 | 0 | 0 | 0 | 0 | 0 | 0 | 0 | 0 | 0 | 0 | 0 | 0 | 0 | 0 | 0 | 0 | 0 | 0 | 0 | 0 | 0
F6_Commercial_Miscellaneous (WA)_Existing_Food Preparation_Natural Gas_Steamer_E9 | F6 | Commercial | Miscellaneous (WA) | Existing | Food Preparation | Natural Gas | Steamer | E9 | Utility - Value of Sales | 0 | 0 | 0 | 0 | 0 | 0 | 0 | 0 | 0 | 0 | 0 | 0 | 0 | 0 | 0 | 0 | 0 | 0 | 0 | 0 | 0 | 0 | 0 | 0 | 0 | 0 | 0
F6_Commercial_Miscellaneous (WA)_Existing_Food Preparation_Natural Gas_Steamer_E10 | F6 | Commercial | Miscellaneous (WA) | Existing | Food Preparation | Natural Gas | Steamer | E10 | Utility - Value of Sales | 0 | 0 | 0 | 0 | 0 | 0 | 0 | 0 | 0 | 0 | 0 | 0 | 0 | 0 | 0 | 0 | 0 | 0 | 0 | 0 | 0 | 0 | 0 | 0 | 0 | 0 | 0
F1_Commercial_Miscellaneous (WA)_Existing_Food Preparation_Natural Gas_Food Prep Other_E1 | F1 | Commercial | Miscellaneous (WA) | Existing | Food Preparation | Natural Gas | Food Prep Other | E1 | RVT - Cost of Equipment | 0.00062467 | 0.00062467 | 0.00062467 | 0.00062467 | 0.00062467 | 0.00062467 | 0.00062467 | 0.00062467 | 0.00062467 | 0.00062467 | 0.00062467 | 0.00062467 | 0.00062467 | 0.00062467 | 0.00062467 | 0.00062467 | 0.00062467 | 0.00062467 | 0.00062467 | 0.00062467 | 0.00062467 | 0.00062467 | 0.00062467 | 0.00062467 | 0.00062467 | 0.00062467 | 0.00062467
F1_Commercial_Miscellaneous (WA)_Existing_Food Preparation_Natural Gas_Food Prep Other_E2 | F1 | Commercial | Miscellaneous (WA) | Existing | Food Preparation | Natural Gas | Food Prep Other | E2 | RVT - Cost of Equipment | 0.0006253 | 0.0006253 | 0.0006253 | 0.0006253 | 0.0006253 | 0.0006253 | 0.0006253 | 0.0006253 | 0.0006253 | 0.0006253 | 0.0006253 | 0.0006253 | 0.0006253 | 0.0006253 | 0.0006253 | 0.0006253 | 0.0006253 | 0.0006253 | 0.0006253 | 0.0006253 | 0.0006253 | 0.0006253 | 0.0006253 | 0.0006253 | 0.0006253 | 0.0006253 | 0.0006253
F1_Commercial_Miscellaneous (WA)_Existing_Food Preparation_Natural Gas_Food Prep Other_E3 | F1 | Commercial | Miscellaneous (WA) | Existing | Food Preparation | Natural Gas | Food Prep Other | E3 | RVT - Cost of Equipment | 0 | 0 | 0 | 0 | 0 | 0 | 0 | 0 | 0 | 0 | 0 | 0 | 0 | 0 | 0 | 0 | 0 | 0 | 0 | 0 | 0 | 0 | 0 | 0 | 0 | 0 | 0
F1_Commercial_Miscellaneous (WA)_Existing_Food Preparation_Natural Gas_Food Prep Other_E4 | F1 | Commercial | Miscellaneous (WA) | Existing | Food Preparation | Natural Gas | Food Prep Other | E4 | RVT - Cost of Equipment | 0 | 0 | 0 | 0 | 0 | 0 | 0 | 0 | 0 | 0 | 0 | 0 | 0 | 0 | 0 | 0 | 0 | 0 | 0 | 0 | 0 | 0 | 0 | 0 | 0 | 0 | 0
F1_Commercial_Miscellaneous (WA)_Existing_Food Preparation_Natural Gas_Food Prep Other_E5 | F1 | Commercial | Miscellaneous (WA) | Existing | Food Preparation | Natural Gas | Food Prep Other | E5 | RVT - Cost of Equipment | 0 | 0 | 0 | 0 | 0 | 0 | 0 | 0 | 0 | 0 | 0 | 0 | 0 | 0 | 0 | 0 | 0 | 0 | 0 | 0 | 0 | 0 | 0 | 0 | 0 | 0 | 0
F1_Commercial_Miscellaneous (WA)_Existing_Food Preparation_Natural Gas_Food Prep Other_E6 | F1 | Commercial | Miscellaneous (WA) | Existing | Food Preparation | Natural Gas | Food Prep Other | E6 | RVT - Cost of Equipment | 0 | 0 | 0 | 0 | 0 | 0 | 0 | 0 | 0 | 0 | 0 | 0 | 0 | 0 | 0 | 0 | 0 | 0 | 0 | 0 | 0 | 0 | 0 | 0 | 0 | 0 | 0
F1_Commercial_Miscellaneous (WA)_Existing_Food Preparation_Natural Gas_Food Prep Other_E7 | F1 | Commercial | Miscellaneous (WA) | Existing | Food Preparation | Natural Gas | Food Prep Other | E7 | RVT - Cost of Equipment | 0 | 0 | 0 | 0 | 0 | 0 | 0 | 0 | 0 | 0 | 0 | 0 | 0 | 0 | 0 | 0 | 0 | 0 | 0 | 0 | 0 | 0 | 0 | 0 | 0 | 0 | 0
F1_Commercial_Miscellaneous (WA)_Existing_Food Preparation_Natural Gas_Food Prep Other_E8 | F1 | Commercial | Miscellaneous (WA) | Existing | Food Preparation | Natural Gas | Food Prep Other | E8 | RVT - Cost of Equipment | 0 | 0 | 0 | 0 | 0 | 0 | 0 | 0 | 0 | 0 | 0 | 0 | 0 | 0 | 0 | 0 | 0 | 0 | 0 | 0 | 0 | 0 | 0 | 0 | 0 | 0 | 0
F1_Commercial_Miscellaneous (WA)_Existing_Food Preparation_Natural Gas_Food Prep Other_E9 | F1 | Commercial | Miscellaneous (WA) | Existing | Food Preparation | Natural Gas | Food Prep Other | E9 | RVT - Cost of Equipment | 0 | 0 | 0 | 0 | 0 | 0 | 0 | 0 | 0 | 0 | 0 | 0 | 0 | 0 | 0 | 0 | 0 | 0 | 0 | 0 | 0 | 0 | 0 | 0 | 0 | 0 | 0
F1_Commercial_Miscellaneous (WA)_Existing_Food Preparation_Natural Gas_Food Prep Other_E10 | F1 | Commercial | Miscellaneous (WA) | Existing | Food Preparation | Natural Gas | Food Prep Other | E10 | RVT - Cost of Equipment | 0 | 0 | 0 | 0 | 0 | 0 | 0 | 0 | 0 | 0 | 0 | 0 | 0 | 0 | 0 | 0 | 0 | 0 | 0 | 0 | 0 | 0 | 0 | 0 | 0 | 0 | 0
F2_Commercial_Miscellaneous (WA)_Existing_Food Preparation_Natural Gas_Food Prep Other_E1 | F2 | Commercial | Miscellaneous (WA) | Existing | Food Preparation | Natural Gas | Food Prep Other | E1 | RVT - Cost of Operation | 0.0023094 | 0.0023478 | 0.0023947 | 0.0024516 | 0.0025194 | 0.0026089 | 0.0027007 | 0.0027896 | 0.0028714 | 0.0029499 | 0.0030306 | 0.0031026 | 0.0031778 | 0.0032473 | 0.0033058 | 0.0033577 | 0.0034002 | 0.0034403 | 0.0034833 | 0.0035227 | 0.0035622 | 0.003625 | 0.0036884 | 0.0037539 | 0.0038206 | 0.0038885 | 0.0039575
F2_Commercial_Miscellaneous (WA)_Existing_Food Preparation_Natural Gas_Food Prep Other_E2 | F2 | Commercial | Miscellaneous (WA) | Existing | Food Preparation | Natural Gas | Food Prep Other | E2 | RVT - Cost of Operation | 0.0023094 | 0.0023478 | 0.0023947 | 0.0024516 | 0.0025193 | 0.0026089 | 0.0027007 | 0.0027896 | 0.0028713 | 0.0029499 | 0.0030306 | 0.0031026 | 0.0031778 | 0.0032473 | 0.0033058 | 0.0033576 | 0.0034002 | 0.0034402 | 0.0034832 | 0.0035227 | 0.0035621 | 0.0036249 | 0.0036883 | 0.0037539 | 0.0038206 | 0.0038884 | 0.0039575
F2_Commercial_Miscellaneous (WA)_Existing_Food Preparation_Natural Gas_Food Prep Other_E3 | F2 | Commercial | Miscellaneous (WA) | Existing | Food Preparation | Natural Gas | Food Prep Other | E3 | RVT - Cost of Operation | 0 | 0 | 0 | 0 | 0 | 0 | 0 | 0 | 0 | 0 | 0 | 0 | 0 | 0 | 0 | 0 | 0 | 0 | 0 | 0 | 0 | 0 | 0 | 0 | 0 | 0 | 0
F2_Commercial_Miscellaneous (WA)_Existing_Food Preparation_Natural Gas_Food Prep Other_E4 | F2 | Commercial | Miscellaneous (WA) | Existing | Food Preparation | Natural Gas | Food Prep Other | E4 | RVT - Cost of Operation | 0 | 0 | 0 | 0 | 0 | 0 | 0 | 0 | 0 | 0 | 0 | 0 | 0 | 0 | 0 | 0 | 0 | 0 | 0 | 0 | 0 | 0 | 0 | 0 | 0 | 0 | 0
F2_Commercial_Miscellaneous (WA)_Existing_Food Preparation_Natural Gas_Food Prep Other_E5 | F2 | Commercial | Miscellaneous (WA) | Existing | Food Preparation | Natural Gas | Food Prep Other | E5 | RVT - Cost of Operation | 0 | 0 | 0 | 0 | 0 | 0 | 0 | 0 | 0 | 0 | 0 | 0 | 0 | 0 | 0 | 0 | 0 | 0 | 0 | 0 | 0 | 0 | 0 | 0 | 0 | 0 | 0
F2_Commercial_Miscellaneous (WA)_Existing_Food Preparation_Natural Gas_Food Prep Other_E6 | F2 | Commercial | Miscellaneous (WA) | Existing | Food Preparation | Natural Gas | Food Prep Other | E6 | RVT - Cost of Operation | 0 | 0 | 0 | 0 | 0 | 0 | 0 | 0 | 0 | 0 | 0 | 0 | 0 | 0 | 0 | 0 | 0 | 0 | 0 | 0 | 0 | 0 | 0 | 0 | 0 | 0 | 0
F2_Commercial_Miscellaneous (WA)_Existing_Food Preparation_Natural Gas_Food Prep Other_E7 | F2 | Commercial | Miscellaneous (WA) | Existing | Food Preparation | Natural Gas | Food Prep Other | E7 | RVT - Cost of Operation | 0 | 0 | 0 | 0 | 0 | 0 | 0 | 0 | 0 | 0 | 0 | 0 | 0 | 0 | 0 | 0 | 0 | 0 | 0 | 0 | 0 | 0 | 0 | 0 | 0 | 0 | 0
F2_Commercial_Miscellaneous (WA)_Existing_Food Preparation_Natural Gas_Food Prep Other_E8 | F2 | Commercial | Miscellaneous (WA) | Existing | Food Preparation | Natural Gas | Food Prep Other | E8 | RVT - Cost of Operation | 0 | 0 | 0 | 0 | 0 | 0 | 0 | 0 | 0 | 0 | 0 | 0 | 0 | 0 | 0 | 0 | 0 | 0 | 0 | 0 | 0 | 0 | 0 | 0 | 0 | 0 | 0
F2_Commercial_Miscellaneous (WA)_Existing_Food Preparation_Natural Gas_Food Prep Other_E9 | F2 | Commercial | Miscellaneous (WA) | Existing | Food Preparation | Natural Gas | Food Prep Other | E9 | RVT - Cost of Operation | 0 | 0 | 0 | 0 | 0 | 0 | 0 | 0 | 0 | 0 | 0 | 0 | 0 | 0 | 0 | 0 | 0 | 0 | 0 | 0 | 0 | 0 | 0 | 0 | 0 | 0 | 0
F2_Commercial_Miscellaneous (WA)_Existing_Food Preparation_Natural Gas_Food Prep Other_E10 | F2 | Commercial | Miscellaneous (WA) | Existing | Food Preparation | Natural Gas | Food Prep Other | E10 | RVT - Cost of Operation | 0 | 0 | 0 | 0 | 0 | 0 | 0 | 0 | 0 | 0 | 0 | 0 | 0 | 0 | 0 | 0 | 0 | 0 | 0 | 0 | 0 | 0 | 0 | 0 | 0 | 0 | 0
F3_Commercial_Miscellaneous (WA)_Existing_Food Preparation_Natural Gas_Food Prep Other_E1 | F3 | Commercial | Miscellaneous (WA) | Existing | Food Preparation | Natural Gas | Food Prep Other | E1 | System - kBTUs of Consumption | 0.55978 | 0.55978 | 0.55978 | 0.55978 | 0.55978 | 0.55978 | 0.55978 | 0.55978 | 0.55978 | 0.55978 | 0.55978 | 0.55978 | 0.55978 | 0.55978 | 0.55978 | 0.55978 | 0.55978 | 0.55978 | 0.55978 | 0.55978 | 0.55978 | 0.55978 | 0.55978 | 0.55978 | 0.55978 | 0.55978 | 0.55978
F3_Commercial_Miscellaneous (WA)_Existing_Food Preparation_Natural Gas_Food Prep Other_E2 | F3 | Commercial | Miscellaneous (WA) | Existing | Food Preparation | Natural Gas | Food Prep Other | E2 | System - kBTUs of Consumption | 0.55977 | 0.55977 | 0.55977 | 0.55977 | 0.55977 | 0.55977 | 0.55977 | 0.55977 | 0.55977 | 0.55977 | 0.55977 | 0.55977 | 0.55977 | 0.55977 | 0.55977 | 0.55977 | 0.55977 | 0.55977 | 0.55977 | 0.55977 | 0.55977 | 0.55977 | 0.55977 | 0.55977 | 0.55977 | 0.55977 | 0.55977
F3_Commercial_Miscellaneous (WA)_Existing_Food Preparation_Natural Gas_Food Prep Other_E3 | F3 | Commercial | Miscellaneous (WA) | Existing | Food Preparation | Natural Gas | Food Prep Other | E3 | System - kBTUs of Consumption | 0 | 0 | 0 | 0 | 0 | 0 | 0 | 0 | 0 | 0 | 0 | 0 | 0 | 0 | 0 | 0 | 0 | 0 | 0 | 0 | 0 | 0 | 0 | 0 | 0 | 0 | 0
F3_Commercial_Miscellaneous (WA)_Existing_Food Preparation_Natural Gas_Food Prep Other_E4 | F3 | Commercial | Miscellaneous (WA) | Existing | Food Preparation | Natural Gas | Food Prep Other | E4 | System - kBTUs of Consumption | 0 | 0 | 0 | 0 | 0 | 0 | 0 | 0 | 0 | 0 | 0 | 0 | 0 | 0 | 0 | 0 | 0 | 0 | 0 | 0 | 0 | 0 | 0 | 0 | 0 | 0 | 0
F3_Commercial_Miscellaneous (WA)_Existing_Food Preparation_Natural Gas_Food Prep Other_E5 | F3 | Commercial | Miscellaneous (WA) | Existing | Food Preparation | Natural Gas | Food Prep Other | E5 | System - kBTUs of Consumption | 0 | 0 | 0 | 0 | 0 | 0 | 0 | 0 | 0 | 0 | 0 | 0 | 0 | 0 | 0 | 0 | 0 | 0 | 0 | 0 | 0 | 0 | 0 | 0 | 0 | 0 | 0
F3_Commercial_Miscellaneous (WA)_Existing_Food Preparation_Natural Gas_Food Prep Other_E6 | F3 | Commercial | Miscellaneous (WA) | Existing | Food Preparation | Natural Gas | Food Prep Other | E6 | System - kBTUs of Consumption | 0 | 0 | 0 | 0 | 0 | 0 | 0 | 0 | 0 | 0 | 0 | 0 | 0 | 0 | 0 | 0 | 0 | 0 | 0 | 0 | 0 | 0 | 0 | 0 | 0 | 0 | 0
F3_Commercial_Miscellaneous (WA)_Existing_Food Preparation_Natural Gas_Food Prep Other_E7 | F3 | Commercial | Miscellaneous (WA) | Existing | Food Preparation | Natural Gas | Food Prep Other | E7 | System - kBTUs of Consumption | 0 | 0 | 0 | 0 | 0 | 0 | 0 | 0 | 0 | 0 | 0 | 0 | 0 | 0 | 0 | 0 | 0 | 0 | 0 | 0 | 0 | 0 | 0 | 0 | 0 | 0 | 0
F3_Commercial_Miscellaneous (WA)_Existing_Food Preparation_Natural Gas_Food Prep Other_E8 | F3 | Commercial | Miscellaneous (WA) | Existing | Food Preparation | Natural Gas | Food Prep Other | E8 | System - kBTUs of Consumption | 0 | 0 | 0 | 0 | 0 | 0 | 0 | 0 | 0 | 0 | 0 | 0 | 0 | 0 | 0 | 0 | 0 | 0 | 0 | 0 | 0 | 0 | 0 | 0 | 0 | 0 | 0
F3_Commercial_Miscellaneous (WA)_Existing_Food Preparation_Natural Gas_Food Prep Other_E9 | F3 | Commercial | Miscellaneous (WA) | Existing | Food Preparation | Natural Gas | Food Prep Other | E9 | System - kBTUs of Consumption | 0 | 0 | 0 | 0 | 0 | 0 | 0 | 0 | 0 | 0 | 0 | 0 | 0 | 0 | 0 | 0 | 0 | 0 | 0 | 0 | 0 | 0 | 0 | 0 | 0 | 0 | 0
F3_Commercial_Miscellaneous (WA)_Existing_Food Preparation_Natural Gas_Food Prep Other_E10 | F3 | Commercial | Miscellaneous (WA) | Existing | Food Preparation | Natural Gas | Food Prep Other | E10 | System - kBTUs of Consumption | 0 | 0 | 0 | 0 | 0 | 0 | 0 | 0 | 0 | 0 | 0 | 0 | 0 | 0 | 0 | 0 | 0 | 0 | 0 | 0 | 0 | 0 | 0 | 0 | 0 | 0 | 0
F4_Commercial_Miscellaneous (WA)_Existing_Food Preparation_Natural Gas_Food Prep Other_E1 | F4 | Commercial | Miscellaneous (WA) | Existing | Food Preparation | Natural Gas | Food Prep Other | E1 | Utility - Cost of Equipment | 0.00062467 | 0.00062467 | 0.00062467 | 0.00062467 | 0.00062467 | 0.00062467 | 0.00062467 | 0.00062467 | 0.00062467 | 0.00062467 | 0.00062467 | 0.00062467 | 0.00062467 | 0.00062467 | 0.00062467 | 0.00062467 | 0.00062467 | 0.00062467 | 0.00062467 | 0.00062467 | 0.00062467 | 0.00062467 | 0.00062467 | 0.00062467 | 0.00062467 | 0.00062467 | 0.00062467
F4_Commercial_Miscellaneous (WA)_Existing_Food Preparation_Natural Gas_Food Prep Other_E2 | F4 | Commercial | Miscellaneous (WA) | Existing | Food Preparation | Natural Gas | Food Prep Other | E2 | Utility - Cost of Equipment | 0.0006253 | 0.0006253 | 0.0006253 | 0.0006253 | 0.0006253 | 0.0006253 | 0.0006253 | 0.0006253 | 0.0006253 | 0.0006253 | 0.0006253 | 0.0006253 | 0.0006253 | 0.0006253 | 0.0006253 | 0.0006253 | 0.0006253 | 0.0006253 | 0.0006253 | 0.0006253 | 0.0006253 | 0.0006253 | 0.0006253 | 0.0006253 | 0.0006253 | 0.0006253 | 0.0006253
F4_Commercial_Miscellaneous (WA)_Existing_Food Preparation_Natural Gas_Food Prep Other_E3 | F4 | Commercial | Miscellaneous (WA) | Existing | Food Preparation | Natural Gas | Food Prep Other | E3 | Utility - Cost of Equipment | 0 | 0 | 0 | 0 | 0 | 0 | 0 | 0 | 0 | 0 | 0 | 0 | 0 | 0 | 0 | 0 | 0 | 0 | 0 | 0 | 0 | 0 | 0 | 0 | 0 | 0 | 0
F4_Commercial_Miscellaneous (WA)_Existing_Food Preparation_Natural Gas_Food Prep Other_E4 | F4 | Commercial | Miscellaneous (WA) | Existing | Food Preparation | Natural Gas | Food Prep Other | E4 | Utility - Cost of Equipment | 0 | 0 | 0 | 0 | 0 | 0 | 0 | 0 | 0 | 0 | 0 | 0 | 0 | 0 | 0 | 0 | 0 | 0 | 0 | 0 | 0 | 0 | 0 | 0 | 0 | 0 | 0
F4_Commercial_Miscellaneous (WA)_Existing_Food Preparation_Natural Gas_Food Prep Other_E5 | F4 | Commercial | Miscellaneous (WA) | Existing | Food Preparation | Natural Gas | Food Prep Other | E5 | Utility - Cost of Equipment | 0 | 0 | 0 | 0 | 0 | 0 | 0 | 0 | 0 | 0 | 0 | 0 | 0 | 0 | 0 | 0 | 0 | 0 | 0 | 0 | 0 | 0 | 0 | 0 | 0 | 0 | 0
F4_Commercial_Miscellaneous (WA)_Existing_Food Preparation_Natural Gas_Food Prep Other_E6 | F4 | Commercial | Miscellaneous (WA) | Existing | Food Preparation | Natural Gas | Food Prep Other | E6 | Utility - Cost of Equipment | 0 | 0 | 0 | 0 | 0 | 0 | 0 | 0 | 0 | 0 | 0 | 0 | 0 | 0 | 0 | 0 | 0 | 0 | 0 | 0 | 0 | 0 | 0 | 0 | 0 | 0 | 0
F4_Commercial_Miscellaneous (WA)_Existing_Food Preparation_Natural Gas_Food Prep Other_E7 | F4 | Commercial | Miscellaneous (WA) | Existing | Food Preparation | Natural Gas | Food Prep Other | E7 | Utility - Cost of Equipment | 0 | 0 | 0 | 0 | 0 | 0 | 0 | 0 | 0 | 0 | 0 | 0 | 0 | 0 | 0 | 0 | 0 | 0 | 0 | 0 | 0 | 0 | 0 | 0 | 0 | 0 | 0
F4_Commercial_Miscellaneous (WA)_Existing_Food Preparation_Natural Gas_Food Prep Other_E8 | F4 | Commercial | Miscellaneous (WA) | Existing | Food Preparation | Natural Gas | Food Prep Other | E8 | Utility - Cost of Equipment | 0 | 0 | 0 | 0 | 0 | 0 | 0 | 0 | 0 | 0 | 0 | 0 | 0 | 0 | 0 | 0 | 0 | 0 | 0 | 0 | 0 | 0 | 0 | 0 | 0 | 0 | 0
F4_Commercial_Miscellaneous (WA)_Existing_Food Preparation_Natural Gas_Food Prep Other_E9 | F4 | Commercial | Miscellaneous (WA) | Existing | Food Preparation | Natural Gas | Food Prep Other | E9 | Utility - Cost of Equipment | 0 | 0 | 0 | 0 | 0 | 0 | 0 | 0 | 0 | 0 | 0 | 0 | 0 | 0 | 0 | 0 | 0 | 0 | 0 | 0 | 0 | 0 | 0 | 0 | 0 | 0 | 0
F4_Commercial_Miscellaneous (WA)_Existing_Food Preparation_Natural Gas_Food Prep Other_E10 | F4 | Commercial | Miscellaneous (WA) | Existing | Food Preparation | Natural Gas | Food Prep Other | E10 | Utility - Cost of Equipment | 0 | 0 | 0 | 0 | 0 | 0 | 0 | 0 | 0 | 0 | 0 | 0 | 0 | 0 | 0 | 0 | 0 | 0 | 0 | 0 | 0 | 0 | 0 | 0 | 0 | 0 | 0
F5_Commercial_Miscellaneous (WA)_Existing_Food Preparation_Natural Gas_Food Prep Other_E1 | F5 | Commercial | Miscellaneous (WA) | Existing | Food Preparation | Natural Gas | Food Prep Other | E1 | Utility - Cost of Operation | 0.0019413 | 0.0019862 | 0.0020425 | 0.002109 | 0.0021864 | 0.0022839 | 0.0023855 | 0.0024868 | 0.0025845 | 0.0026836 | 0.0027609 | 0.0028328 | 0.0029103 | 0.0029858 | 0.0030524 | 0.0031141 | 0.0031685 | 0.0032219 | 0.0032794 | 0.0033352 | 0.0033925 | 0.0034524 | 0.0035127 | 0.0035751 | 0.0036387 | 0.0037033 | 0.0037691
F5_Commercial_Miscellaneous (WA)_Existing_Food Preparation_Natural Gas_Food Prep Other_E2 | F5 | Commercial | Miscellaneous (WA) | Existing | Food Preparation | Natural Gas | Food Prep Other | E2 | Utility - Cost of Operation | 0.0019413 | 0.0019862 | 0.0020425 | 0.002109 | 0.0021864 | 0.0022839 | 0.0023855 | 0.0024868 | 0.0025845 | 0.0026835 | 0.0027608 | 0.0028327 | 0.0029103 | 0.0029858 | 0.0030524 | 0.0031141 | 0.0031685 | 0.0032219 | 0.0032794 | 0.0033352 | 0.0033925 | 0.0034523 | 0.0035127 | 0.0035751 | 0.0036386 | 0.0037033 | 0.0037691
F5_Commercial_Miscellaneous (WA)_Existing_Food Preparation_Natural Gas_Food Prep Other_E3 | F5 | Commercial | Miscellaneous (WA) | Existing | Food Preparation | Natural Gas | Food Prep Other | E3 | Utility - Cost of Operation | 0 | 0 | 0 | 0 | 0 | 0 | 0 | 0 | 0 | 0 | 0 | 0 | 0 | 0 | 0 | 0 | 0 | 0 | 0 | 0 | 0 | 0 | 0 | 0 | 0 | 0 | 0
F5_Commercial_Miscellaneous (WA)_Existing_Food Preparation_Natural Gas_Food Prep Other_E4 | F5 | Commercial | Miscellaneous (WA) | Existing | Food Preparation | Natural Gas | Food Prep Other | E4 | Utility - Cost of Operation | 0 | 0 | 0 | 0 | 0 | 0 | 0 | 0 | 0 | 0 | 0 | 0 | 0 | 0 | 0 | 0 | 0 | 0 | 0 | 0 | 0 | 0 | 0 | 0 | 0 | 0 | 0
F5_Commercial_Miscellaneous (WA)_Existing_Food Preparation_Natural Gas_Food Prep Other_E5 | F5 | Commercial | Miscellaneous (WA) | Existing | Food Preparation | Natural Gas | Food Prep Other | E5 | Utility - Cost of Operation | 0 | 0 | 0 | 0 | 0 | 0 | 0 | 0 | 0 | 0 | 0 | 0 | 0 | 0 | 0 | 0 | 0 | 0 | 0 | 0 | 0 | 0 | 0 | 0 | 0 | 0 | 0
F5_Commercial_Miscellaneous (WA)_Existing_Food Preparation_Natural Gas_Food Prep Other_E6 | F5 | Commercial | Miscellaneous (WA) | Existing | Food Preparation | Natural Gas | Food Prep Other | E6 | Utility - Cost of Operation | 0 | 0 | 0 | 0 | 0 | 0 | 0 | 0 | 0 | 0 | 0 | 0 | 0 | 0 | 0 | 0 | 0 | 0 | 0 | 0 | 0 | 0 | 0 | 0 | 0 | 0 | 0
F5_Commercial_Miscellaneous (WA)_Existing_Food Preparation_Natural Gas_Food Prep Other_E7 | F5 | Commercial | Miscellaneous (WA) | Existing | Food Preparation | Natural Gas | Food Prep Other | E7 | Utility - Cost of Operation | 0 | 0 | 0 | 0 | 0 | 0 | 0 | 0 | 0 | 0 | 0 | 0 | 0 | 0 | 0 | 0 | 0 | 0 | 0 | 0 | 0 | 0 | 0 | 0 | 0 | 0 | 0
F5_Commercial_Miscellaneous (WA)_Existing_Food Preparation_Natural Gas_Food Prep Other_E8 | F5 | Commercial | Miscellaneous (WA) | Existing | Food Preparation | Natural Gas | Food Prep Other | E8 | Utility - Cost of Operation | 0 | 0 | 0 | 0 | 0 | 0 | 0 | 0 | 0 | 0 | 0 | 0 | 0 | 0 | 0 | 0 | 0 | 0 | 0 | 0 | 0 | 0 | 0 | 0 | 0 | 0 | 0
F5_Commercial_Miscellaneous (WA)_Existing_Food Preparation_Natural Gas_Food Prep Other_E9 | F5 | Commercial | Miscellaneous (WA) | Existing | Food Preparation | Natural Gas | Food Prep Other | E9 | Utility - Cost of Operation | 0 | 0 | 0 | 0 | 0 | 0 | 0 | 0 | 0 | 0 | 0 | 0 | 0 | 0 | 0 | 0 | 0 | 0 | 0 | 0 | 0 | 0 | 0 | 0 | 0 | 0 | 0
F5_Commercial_Miscellaneous (WA)_Existing_Food Preparation_Natural Gas_Food Prep Other_E10 | F5 | Commercial | Miscellaneous (WA) | Existing | Food Preparation | Natural Gas | Food Prep Other | E10 | Utility - Cost of Operation | 0 | 0 | 0 | 0 | 0 | 0 | 0 | 0 | 0 | 0 | 0 | 0 | 0 | 0 | 0 | 0 | 0 | 0 | 0 | 0 | 0 | 0 | 0 | 0 | 0 | 0 | 0
F6_Commercial_Miscellaneous (WA)_Existing_Food Preparation_Natural Gas_Food Prep Other_E1 | F6 | Commercial | Miscellaneous (WA) | Existing | Food Preparation | Natural Gas | Food Prep Other | E1 | Utility - Value of Sales | 0.0023094 | 0.0023478 | 0.0023947 | 0.0024516 | 0.0025194 | 0.0026089 | 0.0027007 | 0.0027896 | 0.0028714 | 0.0029499 | 0.0030306 | 0.0031026 | 0.0031778 | 0.0032473 | 0.0033058 | 0.0033577 | 0.0034002 | 0.0034403 | 0.0034833 | 0.0035227 | 0.0035622 | 0.003625 | 0.0036884 | 0.0037539 | 0.0038206 | 0.0038885 | 0.0039575
F6_Commercial_Miscellaneous (WA)_Existing_Food Preparation_Natural Gas_Food Prep Other_E2 | F6 | Commercial | Miscellaneous (WA) | Existing | Food Preparation | Natural Gas | Food Prep Other | E2 | Utility - Value of Sales | 0.0023094 | 0.0023478 | 0.0023947 | 0.0024516 | 0.0025193 | 0.0026089 | 0.0027007 | 0.0027896 | 0.0028713 | 0.0029499 | 0.0030306 | 0.0031026 | 0.0031778 | 0.0032473 | 0.0033058 | 0.0033576 | 0.0034002 | 0.0034402 | 0.0034832 | 0.0035227 | 0.0035621 | 0.0036249 | 0.0036883 | 0.0037539 | 0.0038206 | 0.0038884 | 0.0039575
F6_Commercial_Miscellaneous (WA)_Existing_Food Preparation_Natural Gas_Food Prep Other_E3 | F6 | Commercial | Miscellaneous (WA) | Existing | Food Preparation | Natural Gas | Food Prep Other | E3 | Utility - Value of Sales | 0 | 0 | 0 | 0 | 0 | 0 | 0 | 0 | 0 | 0 | 0 | 0 | 0 | 0 | 0 | 0 | 0 | 0 | 0 | 0 | 0 | 0 | 0 | 0 | 0 | 0 | 0
F6_Commercial_Miscellaneous (WA)_Existing_Food Preparation_Natural Gas_Food Prep Other_E4 | F6 | Commercial | Miscellaneous (WA) | Existing | Food Preparation | Natural Gas | Food Prep Other | E4 | Utility - Value of Sales | 0 | 0 | 0 | 0 | 0 | 0 | 0 | 0 | 0 | 0 | 0 | 0 | 0 | 0 | 0 | 0 | 0 | 0 | 0 | 0 | 0 | 0 | 0 | 0 | 0 | 0 | 0
F6_Commercial_Miscellaneous (WA)_Existing_Food Preparation_Natural Gas_Food Prep Other_E5 | F6 | Commercial | Miscellaneous (WA) | Existing | Food Preparation | Natural Gas | Food Prep Other | E5 | Utility - Value of Sales | 0 | 0 | 0 | 0 | 0 | 0 | 0 | 0 | 0 | 0 | 0 | 0 | 0 | 0 | 0 | 0 | 0 | 0 | 0 | 0 | 0 | 0 | 0 | 0 | 0 | 0 | 0
F6_Commercial_Miscellaneous (WA)_Existing_Food Preparation_Natural Gas_Food Prep Other_E6 | F6 | Commercial | Miscellaneous (WA) | Existing | Food Preparation | Natural Gas | Food Prep Other | E6 | Utility - Value of Sales | 0 | 0 | 0 | 0 | 0 | 0 | 0 | 0 | 0 | 0 | 0 | 0 | 0 | 0 | 0 | 0 | 0 | 0 | 0 | 0 | 0 | 0 | 0 | 0 | 0 | 0 | 0
F6_Commercial_Miscellaneous (WA)_Existing_Food Preparation_Natural Gas_Food Prep Other_E7 | F6 | Commercial | Miscellaneous (WA) | Existing | Food Preparation | Natural Gas | Food Prep Other | E7 | Utility - Value of Sales | 0 | 0 | 0 | 0 | 0 | 0 | 0 | 0 | 0 | 0 | 0 | 0 | 0 | 0 | 0 | 0 | 0 | 0 | 0 | 0 | 0 | 0 | 0 | 0 | 0 | 0 | 0
F6_Commercial_Miscellaneous (WA)_Existing_Food Preparation_Natural Gas_Food Prep Other_E8 | F6 | Commercial | Miscellaneous (WA) | Existing | Food Preparation | Natural Gas | Food Prep Other | E8 | Utility - Value of Sales | 0 | 0 | 0 | 0 | 0 | 0 | 0 | 0 | 0 | 0 | 0 | 0 | 0 | 0 | 0 | 0 | 0 | 0 | 0 | 0 | 0 | 0 | 0 | 0 | 0 | 0 | 0
F6_Commercial_Miscellaneous (WA)_Existing_Food Preparation_Natural Gas_Food Prep Other_E9 | F6 | Commercial | Miscellaneous (WA) | Existing | Food Preparation | Natural Gas | Food Prep Other | E9 | Utility - Value of Sales | 0 | 0 | 0 | 0 | 0 | 0 | 0 | 0 | 0 | 0 | 0 | 0 | 0 | 0 | 0 | 0 | 0 | 0 | 0 | 0 | 0 | 0 | 0 | 0 | 0 | 0 | 0
F6_Commercial_Miscellaneous (WA)_Existing_Food Preparation_Natural Gas_Food Prep Other_E10 | F6 | Commercial | Miscellaneous (WA) | Existing | Food Preparation | Natural Gas | Food Prep Other | E10 | Utility - Value of Sales | 0 | 0 | 0 | 0 | 0 | 0 | 0 | 0 | 0 | 0 | 0 | 0 | 0 | 0 | 0 | 0 | 0 | 0 | 0 | 0 | 0 | 0 | 0 | 0 | 0 | 0 | 0
F1_Commercial_Miscellaneous (WA)_Existing_Miscellaneous_Natural Gas_Pool Heater_E1 | F1 | Commercial | Miscellaneous (WA) | Existing | Miscellaneous | Natural Gas | Pool Heater | E1 | RVT - Cost of Equipment | 0.00010159 | 0.00010159 | 0.00010159 | 0.00010159 | 0.00010159 | 0.00010159 | 0.00010159 | 0.00010159 | 0.00010159 | 0.00010159 | 0.00010159 | 0.00010159 | 0.00010159 | 0.00010159 | 0.00010159 | 0.00010159 | 0.00010159 | 0.00010159 | 0.00010159 | 0.00010159 | 0.00010159 | 0.00010159 | 0.00010159 | 0.00010159 | 0.00010159 | 0.00010159 | 0.00010159
F1_Commercial_Miscellaneous (WA)_Existing_Miscellaneous_Natural Gas_Pool Heater_E2 | F1 | Commercial | Miscellaneous (WA) | Existing | Miscellaneous | Natural Gas | Pool Heater | E2 | RVT - Cost of Equipment | 0.00016635 | 0.00016635 | 0.00016635 | 0.00016635 | 0.00016635 | 0.00016635 | 0.00016635 | 0.00016635 | 0.00016635 | 0.00016635 | 0.00016635 | 0.00016635 | 0.00016635 | 0.00016635 | 0.00016635 | 0.00016635 | 0.00016635 | 0.00016635 | 0.00016635 | 0.00016635 | 0.00016635 | 0.00016635 | 0.00016635 | 0.00016635 | 0.00016635 | 0.00016635 | 0.00016635
F1_Commercial_Miscellaneous (WA)_Existing_Miscellaneous_Natural Gas_Pool Heater_E3 | F1 | Commercial | Miscellaneous (WA) | Existing | Miscellaneous | Natural Gas | Pool Heater | E3 | RVT - Cost of Equipment | 0 | 0 | 0 | 0 | 0 | 0 | 0 | 0 | 0 | 0 | 0 | 0 | 0 | 0 | 0 | 0 | 0 | 0 | 0 | 0 | 0 | 0 | 0 | 0 | 0 | 0 | 0
F1_Commercial_Miscellaneous (WA)_Existing_Miscellaneous_Natural Gas_Pool Heater_E4 | F1 | Commercial | Miscellaneous (WA) | Existing | Miscellaneous | Natural Gas | Pool Heater | E4 | RVT - Cost of Equipment | 0 | 0 | 0 | 0 | 0 | 0 | 0 | 0 | 0 | 0 | 0 | 0 | 0 | 0 | 0 | 0 | 0 | 0 | 0 | 0 | 0 | 0 | 0 | 0 | 0 | 0 | 0
F1_Commercial_Miscellaneous (WA)_Existing_Miscellaneous_Natural Gas_Pool Heater_E5 | F1 | Commercial | Miscellaneous (WA) | Existing | Miscellaneous | Natural Gas | Pool Heater | E5 | RVT - Cost of Equipment | 0 | 0 | 0 | 0 | 0 | 0 | 0 | 0 | 0 | 0 | 0 | 0 | 0 | 0 | 0 | 0 | 0 | 0 | 0 | 0 | 0 | 0 | 0 | 0 | 0 | 0 | 0
F1_Commercial_Miscellaneous (WA)_Existing_Miscellaneous_Natural Gas_Pool Heater_E6 | F1 | Commercial | Miscellaneous (WA) | Existing | Miscellaneous | Natural Gas | Pool Heater | E6 | RVT - Cost of Equipment | 0 | 0 | 0 | 0 | 0 | 0 | 0 | 0 | 0 | 0 | 0 | 0 | 0 | 0 | 0 | 0 | 0 | 0 | 0 | 0 | 0 | 0 | 0 | 0 | 0 | 0 | 0
F1_Commercial_Miscellaneous (WA)_Existing_Miscellaneous_Natural Gas_Pool Heater_E7 | F1 | Commercial | Miscellaneous (WA) | Existing | Miscellaneous | Natural Gas | Pool Heater | E7 | RVT - Cost of Equipment | 0 | 0 | 0 | 0 | 0 | 0 | 0 | 0 | 0 | 0 | 0 | 0 | 0 | 0 | 0 | 0 | 0 | 0 | 0 | 0 | 0 | 0 | 0 | 0 | 0 | 0 | 0
F1_Commercial_Miscellaneous (WA)_Existing_Miscellaneous_Natural Gas_Pool Heater_E8 | F1 | Commercial | Miscellaneous (WA) | Existing | Miscellaneous | Natural Gas | Pool Heater | E8 | RVT - Cost of Equipment | 0 | 0 | 0 | 0 | 0 | 0 | 0 | 0 | 0 | 0 | 0 | 0 | 0 | 0 | 0 | 0 | 0 | 0 | 0 | 0 | 0 | 0 | 0 | 0 | 0 | 0 | 0
F1_Commercial_Miscellaneous (WA)_Existing_Miscellaneous_Natural Gas_Pool Heater_E9 | F1 | Commercial | Miscellaneous (WA) | Existing | Miscellaneous | Natural Gas | Pool Heater | E9 | RVT - Cost of Equipment | 0 | 0 | 0 | 0 | 0 | 0 | 0 | 0 | 0 | 0 | 0 | 0 | 0 | 0 | 0 | 0 | 0 | 0 | 0 | 0 | 0 | 0 | 0 | 0 | 0 | 0 | 0
F1_Commercial_Miscellaneous (WA)_Existing_Miscellaneous_Natural Gas_Pool Heater_E10 | F1 | Commercial | Miscellaneous (WA) | Existing | Miscellaneous | Natural Gas | Pool Heater | E10 | RVT - Cost of Equipment | 0 | 0 | 0 | 0 | 0 | 0 | 0 | 0 | 0 | 0 | 0 | 0 | 0 | 0 | 0 | 0 | 0 | 0 | 0 | 0 | 0 | 0 | 0 | 0 | 0 | 0 | 0
F2_Commercial_Miscellaneous (WA)_Existing_Miscellaneous_Natural Gas_Pool Heater_E1 | F2 | Commercial | Miscellaneous (WA) | Existing | Miscellaneous | Natural Gas | Pool Heater | E1 | RVT - Cost of Operation | 0.012566 | 0.012661 | 0.012833 | 0.013093 | 0.013434 | 0.013931 | 0.014432 | 0.014913 | 0.015346 | 0.015802 | 0.016325 | 0.016815 | 0.01737 | 0.017883 | 0.018284 | 0.018609 | 0.018828 | 0.018995 | 0.019183 | 0.019336 | 0.019487 | 0.019829 | 0.020173 | 0.020531 | 0.020896 | 0.021267 | 0.021645
F2_Commercial_Miscellaneous (WA)_Existing_Miscellaneous_Natural Gas_Pool Heater_E2 | F2 | Commercial | Miscellaneous (WA) | Existing | Miscellaneous | Natural Gas | Pool Heater | E2 | RVT - Cost of Operation | 0.010681 | 0.010762 | 0.010908 | 0.011129 | 0.011419 | 0.011841 | 0.012267 | 0.012676 | 0.013044 | 0.013432 | 0.013876 | 0.014293 | 0.014764 | 0.015201 | 0.015541 | 0.015818 | 0.016004 | 0.016146 | 0.016305 | 0.016436 | 0.016564 | 0.016855 | 0.017147 | 0.017452 | 0.017762 | 0.018077 | 0.018398
F2_Commercial_Miscellaneous (WA)_Existing_Miscellaneous_Natural Gas_Pool Heater_E3 | F2 | Commercial | Miscellaneous (WA) | Existing | Miscellaneous | Natural Gas | Pool Heater | E3 | RVT - Cost of Operation | 0 | 0 | 0 | 0 | 0 | 0 | 0 | 0 | 0 | 0 | 0 | 0 | 0 | 0 | 0 | 0 | 0 | 0 | 0 | 0 | 0 | 0 | 0 | 0 | 0 | 0 | 0
F2_Commercial_Miscellaneous (WA)_Existing_Miscellaneous_Natural Gas_Pool Heater_E4 | F2 | Commercial | Miscellaneous (WA) | Existing | Miscellaneous | Natural Gas | Pool Heater | E4 | RVT - Cost of Operation | 0 | 0 | 0 | 0 | 0 | 0 | 0 | 0 | 0 | 0 | 0 | 0 | 0 | 0 | 0 | 0 | 0 | 0 | 0 | 0 | 0 | 0 | 0 | 0 | 0 | 0 | 0
F2_Commercial_Miscellaneous (WA)_Existing_Miscellaneous_Natural Gas_Pool Heater_E5 | F2 | Commercial | Miscellaneous (WA) | Existing | Miscellaneous | Natural Gas | Pool Heater | E5 | RVT - Cost of Operation | 0 | 0 | 0 | 0 | 0 | 0 | 0 | 0 | 0 | 0 | 0 | 0 | 0 | 0 | 0 | 0 | 0 | 0 | 0 | 0 | 0 | 0 | 0 | 0 | 0 | 0 | 0
F2_Commercial_Miscellaneous (WA)_Existing_Miscellaneous_Natural Gas_Pool Heater_E6 | F2 | Commercial | Miscellaneous (WA) | Existing | Miscellaneous | Natural Gas | Pool Heater | E6 | RVT - Cost of Operation | 0 | 0 | 0 | 0 | 0 | 0 | 0 | 0 | 0 | 0 | 0 | 0 | 0 | 0 | 0 | 0 | 0 | 0 | 0 | 0 | 0 | 0 | 0 | 0 | 0 | 0 | 0
F2_Commercial_Miscellaneous (WA)_Existing_Miscellaneous_Natural Gas_Pool Heater_E7 | F2 | Commercial | Miscellaneous (WA) | Existing | Miscellaneous | Natural Gas | Pool Heater | E7 | RVT - Cost of Operation | 0 | 0 | 0 | 0 | 0 | 0 | 0 | 0 | 0 | 0 | 0 | 0 | 0 | 0 | 0 | 0 | 0 | 0 | 0 | 0 | 0 | 0 | 0 | 0 | 0 | 0 | 0
F2_Commercial_Miscellaneous (WA)_Existing_Miscellaneous_Natural Gas_Pool Heater_E8 | F2 | Commercial | Miscellaneous (WA) | Existing | Miscellaneous | Natural Gas | Pool Heater | E8 | RVT - Cost of Operation | 0 | 0 | 0 | 0 | 0 | 0 | 0 | 0 | 0 | 0 | 0 | 0 | 0 | 0 | 0 | 0 | 0 | 0 | 0 | 0 | 0 | 0 | 0 | 0 | 0 | 0 | 0
F2_Commercial_Miscellaneous (WA)_Existing_Miscellaneous_Natural Gas_Pool Heater_E9 | F2 | Commercial | Miscellaneous (WA) | Existing | Miscellaneous | Natural Gas | Pool Heater | E9 | RVT - Cost of Operation | 0 | 0 | 0 | 0 | 0 | 0 | 0 | 0 | 0 | 0 | 0 | 0 | 0 | 0 | 0 | 0 | 0 | 0 | 0 | 0 | 0 | 0 | 0 | 0 | 0 | 0 | 0
F2_Commercial_Miscellaneous (WA)_Existing_Miscellaneous_Natural Gas_Pool Heater_E10 | F2 | Commercial | Miscellaneous (WA) | Existing | Miscellaneous | Natural Gas | Pool Heater | E10 | RVT - Cost of Operation | 0 | 0 | 0 | 0 | 0 | 0 | 0 | 0 | 0 | 0 | 0 | 0 | 0 | 0 | 0 | 0 | 0 | 0 | 0 | 0 | 0 | 0 | 0 | 0 | 0 | 0 | 0
F3_Commercial_Miscellaneous (WA)_Existing_Miscellaneous_Natural Gas_Pool Heater_E1 | F3 | Commercial | Miscellaneous (WA) | Existing | Miscellaneous | Natural Gas | Pool Heater | E1 | System - kBTUs of Consumption | 3.1645 | 3.1645 | 3.1645 | 3.1645 | 3.1645 | 3.1645 | 3.1645 | 3.1645 | 3.1645 | 3.1645 | 3.1645 | 3.1645 | 3.1645 | 3.1645 | 3.1645 | 3.1645 | 3.1645 | 3.1645 | 3.1645 | 3.1645 | 3.1645 | 3.1645 | 3.1645 | 3.1645 | 3.1645 | 3.1645 | 3.1645
F3_Commercial_Miscellaneous (WA)_Existing_Miscellaneous_Natural Gas_Pool Heater_E2 | F3 | Commercial | Miscellaneous (WA) | Existing | Miscellaneous | Natural Gas | Pool Heater | E2 | System - kBTUs of Consumption | 2.6899 | 2.6899 | 2.6899 | 2.6899 | 2.6899 | 2.6899 | 2.6899 | 2.6899 | 2.6899 | 2.6899 | 2.6899 | 2.6899 | 2.6899 | 2.6899 | 2.6899 | 2.6899 | 2.6899 | 2.6899 | 2.6899 | 2.6899 | 2.6899 | 2.6899 | 2.6899 | 2.6899 | 2.6899 | 2.6899 | 2.6899
F3_Commercial_Miscellaneous (WA)_Existing_Miscellaneous_Natural Gas_Pool Heater_E3 | F3 | Commercial | Miscellaneous (WA) | Existing | Miscellaneous | Natural Gas | Pool Heater | E3 | System - kBTUs of Consumption | 0 | 0 | 0 | 0 | 0 | 0 | 0 | 0 | 0 | 0 | 0 | 0 | 0 | 0 | 0 | 0 | 0 | 0 | 0 | 0 | 0 | 0 | 0 | 0 | 0 | 0 | 0
F3_Commercial_Miscellaneous (WA)_Existing_Miscellaneous_Natural Gas_Pool Heater_E4 | F3 | Commercial | Miscellaneous (WA) | Existing | Miscellaneous | Natural Gas | Pool Heater | E4 | System - kBTUs of Consumption | 0 | 0 | 0 | 0 | 0 | 0 | 0 | 0 | 0 | 0 | 0 | 0 | 0 | 0 | 0 | 0 | 0 | 0 | 0 | 0 | 0 | 0 | 0 | 0 | 0 | 0 | 0
F3_Commercial_Miscellaneous (WA)_Existing_Miscellaneous_Natural Gas_Pool Heater_E5 | F3 | Commercial | Miscellaneous (WA) | Existing | Miscellaneous | Natural Gas | Pool Heater | E5 | System - kBTUs of Consumption | 0 | 0 | 0 | 0 | 0 | 0 | 0 | 0 | 0 | 0 | 0 | 0 | 0 | 0 | 0 | 0 | 0 | 0 | 0 | 0 | 0 | 0 | 0 | 0 | 0 | 0 | 0
F3_Commercial_Miscellaneous (WA)_Existing_Miscellaneous_Natural Gas_Pool Heater_E6 | F3 | Commercial | Miscellaneous (WA) | Existing | Miscellaneous | Natural Gas | Pool Heater | E6 | System - kBTUs of Consumption | 0 | 0 | 0 | 0 | 0 | 0 | 0 | 0 | 0 | 0 | 0 | 0 | 0 | 0 | 0 | 0 | 0 | 0 | 0 | 0 | 0 | 0 | 0 | 0 | 0 | 0 | 0
F3_Commercial_Miscellaneous (WA)_Existing_Miscellaneous_Natural Gas_Pool Heater_E7 | F3 | Commercial | Miscellaneous (WA) | Existing | Miscellaneous | Natural Gas | Pool Heater | E7 | System - kBTUs of Consumption | 0 | 0 | 0 | 0 | 0 | 0 | 0 | 0 | 0 | 0 | 0 | 0 | 0 | 0 | 0 | 0 | 0 | 0 | 0 | 0 | 0 | 0 | 0 | 0 | 0 | 0 | 0
F3_Commercial_Miscellaneous (WA)_Existing_Miscellaneous_Natural Gas_Pool Heater_E8 | F3 | Commercial | Miscellaneous (WA) | Existing | Miscellaneous | Natural Gas | Pool Heater | E8 | System - kBTUs of Consumption | 0 | 0 | 0 | 0 | 0 | 0 | 0 | 0 | 0 | 0 | 0 | 0 | 0 | 0 | 0 | 0 | 0 | 0 | 0 | 0 | 0 | 0 | 0 | 0 | 0 | 0 | 0
F3_Commercial_Miscellaneous (WA)_Existing_Miscellaneous_Natural Gas_Pool Heater_E9 | F3 | Commercial | Miscellaneous (WA) | Existing | Miscellaneous | Natural Gas | Pool Heater | E9 | System - kBTUs of Consumption | 0 | 0 | 0 | 0 | 0 | 0 | 0 | 0 | 0 | 0 | 0 | 0 | 0 | 0 | 0 | 0 | 0 | 0 | 0 | 0 | 0 | 0 | 0 | 0 | 0 | 0 | 0
F3_Commercial_Miscellaneous (WA)_Existing_Miscellaneous_Natural Gas_Pool Heater_E10 | F3 | Commercial | Miscellaneous (WA) | Existing | Miscellaneous | Natural Gas | Pool Heater | E10 | System - kBTUs of Consumption | 0 | 0 | 0 | 0 | 0 | 0 | 0 | 0 | 0 | 0 | 0 | 0 | 0 | 0 | 0 | 0 | 0 | 0 | 0 | 0 | 0 | 0 | 0 | 0 | 0 | 0 | 0
F4_Commercial_Miscellaneous (WA)_Existing_Miscellaneous_Natural Gas_Pool Heater_E1 | F4 | Commercial | Miscellaneous (WA) | Existing | Miscellaneous | Natural Gas | Pool Heater | E1 | Utility - Cost of Equipment | 0.00010159 | 0.00010159 | 0.00010159 | 0.00010159 | 0.00010159 | 0.00010159 | 0.00010159 | 0.00010159 | 0.00010159 | 0.00010159 | 0.00010159 | 0.00010159 | 0.00010159 | 0.00010159 | 0.00010159 | 0.00010159 | 0.00010159 | 0.00010159 | 0.00010159 | 0.00010159 | 0.00010159 | 0.00010159 | 0.00010159 | 0.00010159 | 0.00010159 | 0.00010159 | 0.00010159
F4_Commercial_Miscellaneous (WA)_Existing_Miscellaneous_Natural Gas_Pool Heater_E2 | F4 | Commercial | Miscellaneous (WA) | Existing | Miscellaneous | Natural Gas | Pool Heater | E2 | Utility - Cost of Equipment | 0.00016635 | 0.00016635 | 0.00016635 | 0.00016635 | 0.00016635 | 0.00016635 | 0.00016635 | 0.00016635 | 0.00016635 | 0.00016635 | 0.00016635 | 0.00016635 | 0.00016635 | 0.00016635 | 0.00016635 | 0.00016635 | 0.00016635 | 0.00016635 | 0.00016635 | 0.00016635 | 0.00016635 | 0.00016635 | 0.00016635 | 0.00016635 | 0.00016635 | 0.00016635 | 0.00016635
F4_Commercial_Miscellaneous (WA)_Existing_Miscellaneous_Natural Gas_Pool Heater_E3 | F4 | Commercial | Miscellaneous (WA) | Existing | Miscellaneous | Natural Gas | Pool Heater | E3 | Utility - Cost of Equipment | 0 | 0 | 0 | 0 | 0 | 0 | 0 | 0 | 0 | 0 | 0 | 0 | 0 | 0 | 0 | 0 | 0 | 0 | 0 | 0 | 0 | 0 | 0 | 0 | 0 | 0 | 0
F4_Commercial_Miscellaneous (WA)_Existing_Miscellaneous_Natural Gas_Pool Heater_E4 | F4 | Commercial | Miscellaneous (WA) | Existing | Miscellaneous | Natural Gas | Pool Heater | E4 | Utility - Cost of Equipment | 0 | 0 | 0 | 0 | 0 | 0 | 0 | 0 | 0 | 0 | 0 | 0 | 0 | 0 | 0 | 0 | 0 | 0 | 0 | 0 | 0 | 0 | 0 | 0 | 0 | 0 | 0
F4_Commercial_Miscellaneous (WA)_Existing_Miscellaneous_Natural Gas_Pool Heater_E5 | F4 | Commercial | Miscellaneous (WA) | Existing | Miscellaneous | Natural Gas | Pool Heater | E5 | Utility - Cost of Equipment | 0 | 0 | 0 | 0 | 0 | 0 | 0 | 0 | 0 | 0 | 0 | 0 | 0 | 0 | 0 | 0 | 0 | 0 | 0 | 0 | 0 | 0 | 0 | 0 | 0 | 0 | 0
F4_Commercial_Miscellaneous (WA)_Existing_Miscellaneous_Natural Gas_Pool Heater_E6 | F4 | Commercial | Miscellaneous (WA) | Existing | Miscellaneous | Natural Gas | Pool Heater | E6 | Utility - Cost of Equipment | 0 | 0 | 0 | 0 | 0 | 0 | 0 | 0 | 0 | 0 | 0 | 0 | 0 | 0 | 0 | 0 | 0 | 0 | 0 | 0 | 0 | 0 | 0 | 0 | 0 | 0 | 0
F4_Commercial_Miscellaneous (WA)_Existing_Miscellaneous_Natural Gas_Pool Heater_E7 | F4 | Commercial | Miscellaneous (WA) | Existing | Miscellaneous | Natural Gas | Pool Heater | E7 | Utility - Cost of Equipment | 0 | 0 | 0 | 0 | 0 | 0 | 0 | 0 | 0 | 0 | 0 | 0 | 0 | 0 | 0 | 0 | 0 | 0 | 0 | 0 | 0 | 0 | 0 | 0 | 0 | 0 | 0
F4_Commercial_Miscellaneous (WA)_Existing_Miscellaneous_Natural Gas_Pool Heater_E8 | F4 | Commercial | Miscellaneous (WA) | Existing | Miscellaneous | Natural Gas | Pool Heater | E8 | Utility - Cost of Equipment | 0 | 0 | 0 | 0 | 0 | 0 | 0 | 0 | 0 | 0 | 0 | 0 | 0 | 0 | 0 | 0 | 0 | 0 | 0 | 0 | 0 | 0 | 0 | 0 | 0 | 0 | 0
F4_Commercial_Miscellaneous (WA)_Existing_Miscellaneous_Natural Gas_Pool Heater_E9 | F4 | Commercial | Miscellaneous (WA) | Existing | Miscellaneous | Natural Gas | Pool Heater | E9 | Utility - Cost of Equipment | 0 | 0 | 0 | 0 | 0 | 0 | 0 | 0 | 0 | 0 | 0 | 0 | 0 | 0 | 0 | 0 | 0 | 0 | 0 | 0 | 0 | 0 | 0 | 0 | 0 | 0 | 0
F4_Commercial_Miscellaneous (WA)_Existing_Miscellaneous_Natural Gas_Pool Heater_E10 | F4 | Commercial | Miscellaneous (WA) | Existing | Miscellaneous | Natural Gas | Pool Heater | E10 | Utility - Cost of Equipment | 0 | 0 | 0 | 0 | 0 | 0 | 0 | 0 | 0 | 0 | 0 | 0 | 0 | 0 | 0 | 0 | 0 | 0 | 0 | 0 | 0 | 0 | 0 | 0 | 0 | 0 | 0
F5_Commercial_Miscellaneous (WA)_Existing_Miscellaneous_Natural Gas_Pool Heater_E1 | F5 | Commercial | Miscellaneous (WA) | Existing | Miscellaneous | Natural Gas | Pool Heater | E1 | Utility - Cost of Operation | 0.010471 | 0.010551 | 0.010722 | 0.010998 | 0.011379 | 0.011932 | 0.012538 | 0.013147 | 0.013736 | 0.014365 | 0.014841 | 0.015287 | 0.015791 | 0.016277 | 0.016685 | 0.01705 | 0.017349 | 0.017636 | 0.017953 | 0.018251 | 0.018559 | 0.018885 | 0.019212 | 0.019554 | 0.019901 | 0.020255 | 0.020614
F5_Commercial_Miscellaneous (WA)_Existing_Miscellaneous_Natural Gas_Pool Heater_E2 | F5 | Commercial | Miscellaneous (WA) | Existing | Miscellaneous | Natural Gas | Pool Heater | E2 | Utility - Cost of Operation | 0.0089007 | 0.0089683 | 0.0091134 | 0.0093482 | 0.0096719 | 0.010142 | 0.010658 | 0.011175 | 0.011675 | 0.012211 | 0.012615 | 0.012994 | 0.013422 | 0.013836 | 0.014182 | 0.014493 | 0.014747 | 0.01499 | 0.01526 | 0.015513 | 0.015775 | 0.016052 | 0.01633 | 0.016621 | 0.016916 | 0.017216 | 0.017522
F5_Commercial_Miscellaneous (WA)_Existing_Miscellaneous_Natural Gas_Pool Heater_E3 | F5 | Commercial | Miscellaneous (WA) | Existing | Miscellaneous | Natural Gas | Pool Heater | E3 | Utility - Cost of Operation | 0 | 0 | 0 | 0 | 0 | 0 | 0 | 0 | 0 | 0 | 0 | 0 | 0 | 0 | 0 | 0 | 0 | 0 | 0 | 0 | 0 | 0 | 0 | 0 | 0 | 0 | 0
F5_Commercial_Miscellaneous (WA)_Existing_Miscellaneous_Natural Gas_Pool Heater_E4 | F5 | Commercial | Miscellaneous (WA) | Existing | Miscellaneous | Natural Gas | Pool Heater | E4 | Utility - Cost of Operation | 0 | 0 | 0 | 0 | 0 | 0 | 0 | 0 | 0 | 0 | 0 | 0 | 0 | 0 | 0 | 0 | 0 | 0 | 0 | 0 | 0 | 0 | 0 | 0 | 0 | 0 | 0
F5_Commercial_Miscellaneous (WA)_Existing_Miscellaneous_Natural Gas_Pool Heater_E5 | F5 | Commercial | Miscellaneous (WA) | Existing | Miscellaneous | Natural Gas | Pool Heater | E5 | Utility - Cost of Operation | 0 | 0 | 0 | 0 | 0 | 0 | 0 | 0 | 0 | 0 | 0 | 0 | 0 | 0 | 0 | 0 | 0 | 0 | 0 | 0 | 0 | 0 | 0 | 0 | 0 | 0 | 0
F5_Commercial_Miscellaneous (WA)_Existing_Miscellaneous_Natural Gas_Pool Heater_E6 | F5 | Commercial | Miscellaneous (WA) | Existing | Miscellaneous | Natural Gas | Pool Heater | E6 | Utility - Cost of Operation | 0 | 0 | 0 | 0 | 0 | 0 | 0 | 0 | 0 | 0 | 0 | 0 | 0 | 0 | 0 | 0 | 0 | 0 | 0 | 0 | 0 | 0 | 0 | 0 | 0 | 0 | 0
F5_Commercial_Miscellaneous (WA)_Existing_Miscellaneous_Natural Gas_Pool Heater_E7 | F5 | Commercial | Miscellaneous (WA) | Existing | Miscellaneous | Natural Gas | Pool Heater | E7 | Utility - Cost of Operation | 0 | 0 | 0 | 0 | 0 | 0 | 0 | 0 | 0 | 0 | 0 | 0 | 0 | 0 | 0 | 0 | 0 | 0 | 0 | 0 | 0 | 0 | 0 | 0 | 0 | 0 | 0
F5_Commercial_Miscellaneous (WA)_Existing_Miscellaneous_Natural Gas_Pool Heater_E8 | F5 | Commercial | Miscellaneous (WA) | Existing | Miscellaneous | Natural Gas | Pool Heater | E8 | Utility - Cost of Operation | 0 | 0 | 0 | 0 | 0 | 0 | 0 | 0 | 0 | 0 | 0 | 0 | 0 | 0 | 0 | 0 | 0 | 0 | 0 | 0 | 0 | 0 | 0 | 0 | 0 | 0 | 0
F5_Commercial_Miscellaneous (WA)_Existing_Miscellaneous_Natural Gas_Pool Heater_E9 | F5 | Commercial | Miscellaneous (WA) | Existing | Miscellaneous | Natural Gas | Pool Heater | E9 | Utility - Cost of Operation | 0 | 0 | 0 | 0 | 0 | 0 | 0 | 0 | 0 | 0 | 0 | 0 | 0 | 0 | 0 | 0 | 0 | 0 | 0 | 0 | 0 | 0 | 0 | 0 | 0 | 0 | 0
F5_Commercial_Miscellaneous (WA)_Existing_Miscellaneous_Natural Gas_Pool Heater_E10 | F5 | Commercial | Miscellaneous (WA) | Existing | Miscellaneous | Natural Gas | Pool Heater | E10 | Utility - Cost of Operation | 0 | 0 | 0 | 0 | 0 | 0 | 0 | 0 | 0 | 0 | 0 | 0 | 0 | 0 | 0 | 0 | 0 | 0 | 0 | 0 | 0 | 0 | 0 | 0 | 0 | 0 | 0
F6_Commercial_Miscellaneous (WA)_Existing_Miscellaneous_Natural Gas_Pool Heater_E1 | F6 | Commercial | Miscellaneous (WA) | Existing | Miscellaneous | Natural Gas | Pool Heater | E1 | Utility - Value of Sales | 0.012566 | 0.012661 | 0.012833 | 0.013093 | 0.013434 | 0.013931 | 0.014432 | 0.014913 | 0.015346 | 0.015802 | 0.016325 | 0.016815 | 0.01737 | 0.017883 | 0.018284 | 0.018609 | 0.018828 | 0.018995 | 0.019183 | 0.019336 | 0.019487 | 0.019829 | 0.020173 | 0.020531 | 0.020896 | 0.021267 | 0.021645
F6_Commercial_Miscellaneous (WA)_Existing_Miscellaneous_Natural Gas_Pool Heater_E2 | F6 | Commercial | Miscellaneous (WA) | Existing | Miscellaneous | Natural Gas | Pool Heater | E2 | Utility - Value of Sales | 0.010681 | 0.010762 | 0.010908 | 0.011129 | 0.011419 | 0.011841 | 0.012267 | 0.012676 | 0.013044 | 0.013432 | 0.013876 | 0.014293 | 0.014764 | 0.015201 | 0.015541 | 0.015818 | 0.016004 | 0.016146 | 0.016305 | 0.016436 | 0.016564 | 0.016855 | 0.017147 | 0.017452 | 0.017762 | 0.018077 | 0.018398
F6_Commercial_Miscellaneous (WA)_Existing_Miscellaneous_Natural Gas_Pool Heater_E3 | F6 | Commercial | Miscellaneous (WA) | Existing | Miscellaneous | Natural Gas | Pool Heater | E3 | Utility - Value of Sales | 0 | 0 | 0 | 0 | 0 | 0 | 0 | 0 | 0 | 0 | 0 | 0 | 0 | 0 | 0 | 0 | 0 | 0 | 0 | 0 | 0 | 0 | 0 | 0 | 0 | 0 | 0
F6_Commercial_Miscellaneous (WA)_Existing_Miscellaneous_Natural Gas_Pool Heater_E4 | F6 | Commercial | Miscellaneous (WA) | Existing | Miscellaneous | Natural Gas | Pool Heater | E4 | Utility - Value of Sales | 0 | 0 | 0 | 0 | 0 | 0 | 0 | 0 | 0 | 0 | 0 | 0 | 0 | 0 | 0 | 0 | 0 | 0 | 0 | 0 | 0 | 0 | 0 | 0 | 0 | 0 | 0
F6_Commercial_Miscellaneous (WA)_Existing_Miscellaneous_Natural Gas_Pool Heater_E5 | F6 | Commercial | Miscellaneous (WA) | Existing | Miscellaneous | Natural Gas | Pool Heater | E5 | Utility - Value of Sales | 0 | 0 | 0 | 0 | 0 | 0 | 0 | 0 | 0 | 0 | 0 | 0 | 0 | 0 | 0 | 0 | 0 | 0 | 0 | 0 | 0 | 0 | 0 | 0 | 0 | 0 | 0
F6_Commercial_Miscellaneous (WA)_Existing_Miscellaneous_Natural Gas_Pool Heater_E6 | F6 | Commercial | Miscellaneous (WA) | Existing | Miscellaneous | Natural Gas | Pool Heater | E6 | Utility - Value of Sales | 0 | 0 | 0 | 0 | 0 | 0 | 0 | 0 | 0 | 0 | 0 | 0 | 0 | 0 | 0 | 0 | 0 | 0 | 0 | 0 | 0 | 0 | 0 | 0 | 0 | 0 | 0
F6_Commercial_Miscellaneous (WA)_Existing_Miscellaneous_Natural Gas_Pool Heater_E7 | F6 | Commercial | Miscellaneous (WA) | Existing | Miscellaneous | Natural Gas | Pool Heater | E7 | Utility - Value of Sales | 0 | 0 | 0 | 0 | 0 | 0 | 0 | 0 | 0 | 0 | 0 | 0 | 0 | 0 | 0 | 0 | 0 | 0 | 0 | 0 | 0 | 0 | 0 | 0 | 0 | 0 | 0
F6_Commercial_Miscellaneous (WA)_Existing_Miscellaneous_Natural Gas_Pool Heater_E8 | F6 | Commercial | Miscellaneous (WA) | Existing | Miscellaneous | Natural Gas | Pool Heater | E8 | Utility - Value of Sales | 0 | 0 | 0 | 0 | 0 | 0 | 0 | 0 | 0 | 0 | 0 | 0 | 0 | 0 | 0 | 0 | 0 | 0 | 0 | 0 | 0 | 0 | 0 | 0 | 0 | 0 | 0
F6_Commercial_Miscellaneous (WA)_Existing_Miscellaneous_Natural Gas_Pool Heater_E9 | F6 | Commercial | Miscellaneous (WA) | Existing | Miscellaneous | Natural Gas | Pool Heater | E9 | Utility - Value of Sales | 0 | 0 | 0 | 0 | 0 | 0 | 0 | 0 | 0 | 0 | 0 | 0 | 0 | 0 | 0 | 0 | 0 | 0 | 0 | 0 | 0 | 0 | 0 | 0 | 0 | 0 | 0
F6_Commercial_Miscellaneous (WA)_Existing_Miscellaneous_Natural Gas_Pool Heater_E10 | F6 | Commercial | Miscellaneous (WA) | Existing | Miscellaneous | Natural Gas | Pool Heater | E10 | Utility - Value of Sales | 0 | 0 | 0 | 0 | 0 | 0 | 0 | 0 | 0 | 0 | 0 | 0 | 0 | 0 | 0 | 0 | 0 | 0 | 0 | 0 | 0 | 0 | 0 | 0 | 0 | 0 | 0
F1_Commercial_Miscellaneous (WA)_Existing_Miscellaneous_Natural Gas_Miscellaneous_E1 | F1 | Commercial | Miscellaneous (WA) | Existing | Miscellaneous | Natural Gas | Miscellaneous | E1 | RVT - Cost of Equipment | 0.03209 | 0.03209 | 0.03209 | 0.03209 | 0.03209 | 0.03209 | 0.03209 | 0.03209 | 0.03209 | 0.03209 | 0.03209 | 0.03209 | 0.03209 | 0.03209 | 0.03209 | 0.03209 | 0.03209 | 0.03209 | 0.03209 | 0.03209 | 0.03209 | 0.03209 | 0.03209 | 0.03209 | 0.03209 | 0.03209 | 0.03209
F1_Commercial_Miscellaneous (WA)_Existing_Miscellaneous_Natural Gas_Miscellaneous_E2 | F1 | Commercial | Miscellaneous (WA) | Existing | Miscellaneous | Natural Gas | Miscellaneous | E2 | RVT - Cost of Equipment | 0 | 0 | 0 | 0 | 0 | 0 | 0 | 0 | 0 | 0 | 0 | 0 | 0 | 0 | 0 | 0 | 0 | 0 | 0 | 0 | 0 | 0 | 0 | 0 | 0 | 0 | 0
F1_Commercial_Miscellaneous (WA)_Existing_Miscellaneous_Natural Gas_Miscellaneous_E3 | F1 | Commercial | Miscellaneous (WA) | Existing | Miscellaneous | Natural Gas | Miscellaneous | E3 | RVT - Cost of Equipment | 0 | 0 | 0 | 0 | 0 | 0 | 0 | 0 | 0 | 0 | 0 | 0 | 0 | 0 | 0 | 0 | 0 | 0 | 0 | 0 | 0 | 0 | 0 | 0 | 0 | 0 | 0
F1_Commercial_Miscellaneous (WA)_Existing_Miscellaneous_Natural Gas_Miscellaneous_E4 | F1 | Commercial | Miscellaneous (WA) | Existing | Miscellaneous | Natural Gas | Miscellaneous | E4 | RVT - Cost of Equipment | 0 | 0 | 0 | 0 | 0 | 0 | 0 | 0 | 0 | 0 | 0 | 0 | 0 | 0 | 0 | 0 | 0 | 0 | 0 | 0 | 0 | 0 | 0 | 0 | 0 | 0 | 0
F1_Commercial_Miscellaneous (WA)_Existing_Miscellaneous_Natural Gas_Miscellaneous_E5 | F1 | Commercial | Miscellaneous (WA) | Existing | Miscellaneous | Natural Gas | Miscellaneous | E5 | RVT - Cost of Equipment | 0 | 0 | 0 | 0 | 0 | 0 | 0 | 0 | 0 | 0 | 0 | 0 | 0 | 0 | 0 | 0 | 0 | 0 | 0 | 0 | 0 | 0 | 0 | 0 | 0 | 0 | 0
F1_Commercial_Miscellaneous (WA)_Existing_Miscellaneous_Natural Gas_Miscellaneous_E6 | F1 | Commercial | Miscellaneous (WA) | Existing | Miscellaneous | Natural Gas | Miscellaneous | E6 | RVT - Cost of Equipment | 0 | 0 | 0 | 0 | 0 | 0 | 0 | 0 | 0 | 0 | 0 | 0 | 0 | 0 | 0 | 0 | 0 | 0 | 0 | 0 | 0 | 0 | 0 | 0 | 0 | 0 | 0
F1_Commercial_Miscellaneous (WA)_Existing_Miscellaneous_Natural Gas_Miscellaneous_E7 | F1 | Commercial | Miscellaneous (WA) | Existing | Miscellaneous | Natural Gas | Miscellaneous | E7 | RVT - Cost of Equipment | 0 | 0 | 0 | 0 | 0 | 0 | 0 | 0 | 0 | 0 | 0 | 0 | 0 | 0 | 0 | 0 | 0 | 0 | 0 | 0 | 0 | 0 | 0 | 0 | 0 | 0 | 0
F1_Commercial_Miscellaneous (WA)_Existing_Miscellaneous_Natural Gas_Miscellaneous_E8 | F1 | Commercial | Miscellaneous (WA) | Existing | Miscellaneous | Natural Gas | Miscellaneous | E8 | RVT - Cost of Equipment | 0 | 0 | 0 | 0 | 0 | 0 | 0 | 0 | 0 | 0 | 0 | 0 | 0 | 0 | 0 | 0 | 0 | 0 | 0 | 0 | 0 | 0 | 0 | 0 | 0 | 0 | 0
F1_Commercial_Miscellaneous (WA)_Existing_Miscellaneous_Natural Gas_Miscellaneous_E9 | F1 | Commercial | Miscellaneous (WA) | Existing | Miscellaneous | Natural Gas | Miscellaneous | E9 | RVT - Cost of Equipment | 0 | 0 | 0 | 0 | 0 | 0 | 0 | 0 | 0 | 0 | 0 | 0 | 0 | 0 | 0 | 0 | 0 | 0 | 0 | 0 | 0 | 0 | 0 | 0 | 0 | 0 | 0
F1_Commercial_Miscellaneous (WA)_Existing_Miscellaneous_Natural Gas_Miscellaneous_E10 | F1 | Commercial | Miscellaneous (WA) | Existing | Miscellaneous | Natural Gas | Miscellaneous | E10 | RVT - Cost of Equipment | 0 | 0 | 0 | 0 | 0 | 0 | 0 | 0 | 0 | 0 | 0 | 0 | 0 | 0 | 0 | 0 | 0 | 0 | 0 | 0 | 0 | 0 | 0 | 0 | 0 | 0 | 0
F2_Commercial_Miscellaneous (WA)_Existing_Miscellaneous_Natural Gas_Miscellaneous_E1 | F2 | Commercial | Miscellaneous (WA) | Existing | Miscellaneous | Natural Gas | Miscellaneous | E1 | RVT - Cost of Operation | 0.050755 | 0.05108 | 0.051622 | 0.052465 | 0.053709 | 0.055757 | 0.057864 | 0.059832 | 0.061552 | 0.063337 | 0.065382 | 0.067305 | 0.069595 | 0.071787 | 0.073533 | 0.074948 | 0.075899 | 0.076665 | 0.077428 | 0.07792 | 0.07839 | 0.079763 | 0.081141 | 0.082582 | 0.084049 | 0.085542 | 0.087062
F2_Commercial_Miscellaneous (WA)_Existing_Miscellaneous_Natural Gas_Miscellaneous_E2 | F2 | Commercial | Miscellaneous (WA) | Existing | Miscellaneous | Natural Gas | Miscellaneous | E2 | RVT - Cost of Operation | 0 | 0 | 0 | 0 | 0 | 0 | 0 | 0 | 0 | 0 | 0 | 0 | 0 | 0 | 0 | 0 | 0 | 0 | 0 | 0 | 0 | 0 | 0 | 0 | 0 | 0 | 0
F2_Commercial_Miscellaneous (WA)_Existing_Miscellaneous_Natural Gas_Miscellaneous_E3 | F2 | Commercial | Miscellaneous (WA) | Existing | Miscellaneous | Natural Gas | Miscellaneous | E3 | RVT - Cost of Operation | 0 | 0 | 0 | 0 | 0 | 0 | 0 | 0 | 0 | 0 | 0 | 0 | 0 | 0 | 0 | 0 | 0 | 0 | 0 | 0 | 0 | 0 | 0 | 0 | 0 | 0 | 0
F2_Commercial_Miscellaneous (WA)_Existing_Miscellaneous_Natural Gas_Miscellaneous_E4 | F2 | Commercial | Miscellaneous (WA) | Existing | Miscellaneous | Natural Gas | Miscellaneous | E4 | RVT - Cost of Operation | 0 | 0 | 0 | 0 | 0 | 0 | 0 | 0 | 0 | 0 | 0 | 0 | 0 | 0 | 0 | 0 | 0 | 0 | 0 | 0 | 0 | 0 | 0 | 0 | 0 | 0 | 0
F2_Commercial_Miscellaneous (WA)_Existing_Miscellaneous_Natural Gas_Miscellaneous_E5 | F2 | Commercial | Miscellaneous (WA) | Existing | Miscellaneous | Natural Gas | Miscellaneous | E5 | RVT - Cost of Operation | 0 | 0 | 0 | 0 | 0 | 0 | 0 | 0 | 0 | 0 | 0 | 0 | 0 | 0 | 0 | 0 | 0 | 0 | 0 | 0 | 0 | 0 | 0 | 0 | 0 | 0 | 0
F2_Commercial_Miscellaneous (WA)_Existing_Miscellaneous_Natural Gas_Miscellaneous_E6 | F2 | Commercial | Miscellaneous (WA) | Existing | Miscellaneous | Natural Gas | Miscellaneous | E6 | RVT - Cost of Operation | 0 | 0 | 0 | 0 | 0 | 0 | 0 | 0 | 0 | 0 | 0 | 0 | 0 | 0 | 0 | 0 | 0 | 0 | 0 | 0 | 0 | 0 | 0 | 0 | 0 | 0 | 0
F2_Commercial_Miscellaneous (WA)_Existing_Miscellaneous_Natural Gas_Miscellaneous_E7 | F2 | Commercial | Miscellaneous (WA) | Existing | Miscellaneous | Natural Gas | Miscellaneous | E7 | RVT - Cost of Operation | 0 | 0 | 0 | 0 | 0 | 0 | 0 | 0 | 0 | 0 | 0 | 0 | 0 | 0 | 0 | 0 | 0 | 0 | 0 | 0 | 0 | 0 | 0 | 0 | 0 | 0 | 0
F2_Commercial_Miscellaneous (WA)_Existing_Miscellaneous_Natural Gas_Miscellaneous_E8 | F2 | Commercial | Miscellaneous (WA) | Existing | Miscellaneous | Natural Gas | Miscellaneous | E8 | RVT - Cost of Operation | 0 | 0 | 0 | 0 | 0 | 0 | 0 | 0 | 0 | 0 | 0 | 0 | 0 | 0 | 0 | 0 | 0 | 0 | 0 | 0 | 0 | 0 | 0 | 0 | 0 | 0 | 0
F2_Commercial_Miscellaneous (WA)_Existing_Miscellaneous_Natural Gas_Miscellaneous_E9 | F2 | Commercial | Miscellaneous (WA) | Existing | Miscellaneous | Natural Gas | Miscellaneous | E9 | RVT - Cost of Operation | 0 | 0 | 0 | 0 | 0 | 0 | 0 | 0 | 0 | 0 | 0 | 0 | 0 | 0 | 0 | 0 | 0 | 0 | 0 | 0 | 0 | 0 | 0 | 0 | 0 | 0 | 0
F2_Commercial_Miscellaneous (WA)_Existing_Miscellaneous_Natural Gas_Miscellaneous_E10 | F2 | Commercial | Miscellaneous (WA) | Existing | Miscellaneous | Natural Gas | Miscellaneous | E10 | RVT - Cost of Operation | 0 | 0 | 0 | 0 | 0 | 0 | 0 | 0 | 0 | 0 | 0 | 0 | 0 | 0 | 0 | 0 | 0 | 0 | 0 | 0 | 0 | 0 | 0 | 0 | 0 | 0 | 0
F3_Commercial_Miscellaneous (WA)_Existing_Miscellaneous_Natural Gas_Miscellaneous_E1 | F3 | Commercial | Miscellaneous (WA) | Existing | Miscellaneous | Natural Gas | Miscellaneous | E1 | System - kBTUs of Consumption | 12.9641 | 12.9641 | 12.9641 | 12.9641 | 12.9641 | 12.9641 | 12.9641 | 12.9641 | 12.9641 | 12.9641 | 12.9641 | 12.9641 | 12.9641 | 12.9641 | 12.9641 | 12.9641 | 12.9641 | 12.9641 | 12.9641 | 12.9641 | 12.9641 | 12.9641 | 12.9641 | 12.9641 | 12.9641 | 12.9641 | 12.9641
F3_Commercial_Miscellaneous (WA)_Existing_Miscellaneous_Natural Gas_Miscellaneous_E2 | F3 | Commercial | Miscellaneous (WA) | Existing | Miscellaneous | Natural Gas | Miscellaneous | E2 | System - kBTUs of Consumption | 0 | 0 | 0 | 0 | 0 | 0 | 0 | 0 | 0 | 0 | 0 | 0 | 0 | 0 | 0 | 0 | 0 | 0 | 0 | 0 | 0 | 0 | 0 | 0 | 0 | 0 | 0
F3_Commercial_Miscellaneous (WA)_Existing_Miscellaneous_Natural Gas_Miscellaneous_E3 | F3 | Commercial | Miscellaneous (WA) | Existing | Miscellaneous | Natural Gas | Miscellaneous | E3 | System - kBTUs of Consumption | 0 | 0 | 0 | 0 | 0 | 0 | 0 | 0 | 0 | 0 | 0 | 0 | 0 | 0 | 0 | 0 | 0 | 0 | 0 | 0 | 0 | 0 | 0 | 0 | 0 | 0 | 0
F3_Commercial_Miscellaneous (WA)_Existing_Miscellaneous_Natural Gas_Miscellaneous_E4 | F3 | Commercial | Miscellaneous (WA) | Existing | Miscellaneous | Natural Gas | Miscellaneous | E4 | System - kBTUs of Consumption | 0 | 0 | 0 | 0 | 0 | 0 | 0 | 0 | 0 | 0 | 0 | 0 | 0 | 0 | 0 | 0 | 0 | 0 | 0 | 0 | 0 | 0 | 0 | 0 | 0 | 0 | 0
F3_Commercial_Miscellaneous (WA)_Existing_Miscellaneous_Natural Gas_Miscellaneous_E5 | F3 | Commercial | Miscellaneous (WA) | Existing | Miscellaneous | Natural Gas | Miscellaneous | E5 | System - kBTUs of Consumption | 0 | 0 | 0 | 0 | 0 | 0 | 0 | 0 | 0 | 0 | 0 | 0 | 0 | 0 | 0 | 0 | 0 | 0 | 0 | 0 | 0 | 0 | 0 | 0 | 0 | 0 | 0
F3_Commercial_Miscellaneous (WA)_Existing_Miscellaneous_Natural Gas_Miscellaneous_E6 | F3 | Commercial | Miscellaneous (WA) | Existing | Miscellaneous | Natural Gas | Miscellaneous | E6 | System - kBTUs of Consumption | 0 | 0 | 0 | 0 | 0 | 0 | 0 | 0 | 0 | 0 | 0 | 0 | 0 | 0 | 0 | 0 | 0 | 0 | 0 | 0 | 0 | 0 | 0 | 0 | 0 | 0 | 0
F3_Commercial_Miscellaneous (WA)_Existing_Miscellaneous_Natural Gas_Miscellaneous_E7 | F3 | Commercial | Miscellaneous (WA) | Existing | Miscellaneous | Natural Gas | Miscellaneous | E7 | System - kBTUs of Consumption | 0 | 0 | 0 | 0 | 0 | 0 | 0 | 0 | 0 | 0 | 0 | 0 | 0 | 0 | 0 | 0 | 0 | 0 | 0 | 0 | 0 | 0 | 0 | 0 | 0 | 0 | 0
F3_Commercial_Miscellaneous (WA)_Existing_Miscellaneous_Natural Gas_Miscellaneous_E8 | F3 | Commercial | Miscellaneous (WA) | Existing | Miscellaneous | Natural Gas | Miscellaneous | E8 | System - kBTUs of Consumption | 0 | 0 | 0 | 0 | 0 | 0 | 0 | 0 | 0 | 0 | 0 | 0 | 0 | 0 | 0 | 0 | 0 | 0 | 0 | 0 | 0 | 0 | 0 | 0 | 0 | 0 | 0
F3_Commercial_Miscellaneous (WA)_Existing_Miscellaneous_Natural Gas_Miscellaneous_E9 | F3 | Commercial | Miscellaneous (WA) | Existing | Miscellaneous | Natural Gas | Miscellaneous | E9 | System - kBTUs of Consumption | 0 | 0 | 0 | 0 | 0 | 0 | 0 | 0 | 0 | 0 | 0 | 0 | 0 | 0 | 0 | 0 | 0 | 0 | 0 | 0 | 0 | 0 | 0 | 0 | 0 | 0 | 0
F3_Commercial_Miscellaneous (WA)_Existing_Miscellaneous_Natural Gas_Miscellaneous_E10 | F3 | Commercial | Miscellaneous (WA) | Existing | Miscellaneous | Natural Gas | Miscellaneous | E10 | System - kBTUs of Consumption | 0 | 0 | 0 | 0 | 0 | 0 | 0 | 0 | 0 | 0 | 0 | 0 | 0 | 0 | 0 | 0 | 0 | 0 | 0 | 0 | 0 | 0 | 0 | 0 | 0 | 0 | 0
F4_Commercial_Miscellaneous (WA)_Existing_Miscellaneous_Natural Gas_Miscellaneous_E1 | F4 | Commercial | Miscellaneous (WA) | Existing | Miscellaneous | Natural Gas | Miscellaneous | E1 | Utility - Cost of Equipment | 0.03209 | 0.03209 | 0.03209 | 0.03209 | 0.03209 | 0.03209 | 0.03209 | 0.03209 | 0.03209 | 0.03209 | 0.03209 | 0.03209 | 0.03209 | 0.03209 | 0.03209 | 0.03209 | 0.03209 | 0.03209 | 0.03209 | 0.03209 | 0.03209 | 0.03209 | 0.03209 | 0.03209 | 0.03209 | 0.03209 | 0.03209
F4_Commercial_Miscellaneous (WA)_Existing_Miscellaneous_Natural Gas_Miscellaneous_E2 | F4 | Commercial | Miscellaneous (WA) | Existing | Miscellaneous | Natural Gas | Miscellaneous | E2 | Utility - Cost of Equipment | 0 | 0 | 0 | 0 | 0 | 0 | 0 | 0 | 0 | 0 | 0 | 0 | 0 | 0 | 0 | 0 | 0 | 0 | 0 | 0 | 0 | 0 | 0 | 0 | 0 | 0 | 0
F4_Commercial_Miscellaneous (WA)_Existing_Miscellaneous_Natural Gas_Miscellaneous_E3 | F4 | Commercial | Miscellaneous (WA) | Existing | Miscellaneous | Natural Gas | Miscellaneous | E3 | Utility - Cost of Equipment | 0 | 0 | 0 | 0 | 0 | 0 | 0 | 0 | 0 | 0 | 0 | 0 | 0 | 0 | 0 | 0 | 0 | 0 | 0 | 0 | 0 | 0 | 0 | 0 | 0 | 0 | 0
F4_Commercial_Miscellaneous (WA)_Existing_Miscellaneous_Natural Gas_Miscellaneous_E4 | F4 | Commercial | Miscellaneous (WA) | Existing | Miscellaneous | Natural Gas | Miscellaneous | E4 | Utility - Cost of Equipment | 0 | 0 | 0 | 0 | 0 | 0 | 0 | 0 | 0 | 0 | 0 | 0 | 0 | 0 | 0 | 0 | 0 | 0 | 0 | 0 | 0 | 0 | 0 | 0 | 0 | 0 | 0
F4_Commercial_Miscellaneous (WA)_Existing_Miscellaneous_Natural Gas_Miscellaneous_E5 | F4 | Commercial | Miscellaneous (WA) | Existing | Miscellaneous | Natural Gas | Miscellaneous | E5 | Utility - Cost of Equipment | 0 | 0 | 0 | 0 | 0 | 0 | 0 | 0 | 0 | 0 | 0 | 0 | 0 | 0 | 0 | 0 | 0 | 0 | 0 | 0 | 0 | 0 | 0 | 0 | 0 | 0 | 0
F4_Commercial_Miscellaneous (WA)_Existing_Miscellaneous_Natural Gas_Miscellaneous_E6 | F4 | Commercial | Miscellaneous (WA) | Existing | Miscellaneous | Natural Gas | Miscellaneous | E6 | Utility - Cost of Equipment | 0 | 0 | 0 | 0 | 0 | 0 | 0 | 0 | 0 | 0 | 0 | 0 | 0 | 0 | 0 | 0 | 0 | 0 | 0 | 0 | 0 | 0 | 0 | 0 | 0 | 0 | 0
F4_Commercial_Miscellaneous (WA)_Existing_Miscellaneous_Natural Gas_Miscellaneous_E7 | F4 | Commercial | Miscellaneous (WA) | Existing | Miscellaneous | Natural Gas | Miscellaneous | E7 | Utility - Cost of Equipment | 0 | 0 | 0 | 0 | 0 | 0 | 0 | 0 | 0 | 0 | 0 | 0 | 0 | 0 | 0 | 0 | 0 | 0 | 0 | 0 | 0 | 0 | 0 | 0 | 0 | 0 | 0
F4_Commercial_Miscellaneous (WA)_Existing_Miscellaneous_Natural Gas_Miscellaneous_E8 | F4 | Commercial | Miscellaneous (WA) | Existing | Miscellaneous | Natural Gas | Miscellaneous | E8 | Utility - Cost of Equipment | 0 | 0 | 0 | 0 | 0 | 0 | 0 | 0 | 0 | 0 | 0 | 0 | 0 | 0 | 0 | 0 | 0 | 0 | 0 | 0 | 0 | 0 | 0 | 0 | 0 | 0 | 0
F4_Commercial_Miscellaneous (WA)_Existing_Miscellaneous_Natural Gas_Miscellaneous_E9 | F4 | Commercial | Miscellaneous (WA) | Existing | Miscellaneous | Natural Gas | Miscellaneous | E9 | Utility - Cost of Equipment | 0 | 0 | 0 | 0 | 0 | 0 | 0 | 0 | 0 | 0 | 0 | 0 | 0 | 0 | 0 | 0 | 0 | 0 | 0 | 0 | 0 | 0 | 0 | 0 | 0 | 0 | 0
F4_Commercial_Miscellaneous (WA)_Existing_Miscellaneous_Natural Gas_Miscellaneous_E10 | F4 | Commercial | Miscellaneous (WA) | Existing | Miscellaneous | Natural Gas | Miscellaneous | E10 | Utility - Cost of Equipment | 0 | 0 | 0 | 0 | 0 | 0 | 0 | 0 | 0 | 0 | 0 | 0 | 0 | 0 | 0 | 0 | 0 | 0 | 0 | 0 | 0 | 0 | 0 | 0 | 0 | 0 | 0
F5_Commercial_Miscellaneous (WA)_Existing_Miscellaneous_Natural Gas_Miscellaneous_E1 | F5 | Commercial | Miscellaneous (WA) | Existing | Miscellaneous | Natural Gas | Miscellaneous | E1 | Utility - Cost of Operation | 0.042296 | 0.042566 | 0.043111 | 0.044017 | 0.045383 | 0.047564 | 0.049962 | 0.052439 | 0.054931 | 0.057579 | 0.059438 | 0.061186 | 0.063268 | 0.065329 | 0.067063 | 0.068587 | 0.069792 | 0.070947 | 0.072233 | 0.073423 | 0.074657 | 0.075965 | 0.077277 | 0.07865 | 0.080047 | 0.081469 | 0.082916
F5_Commercial_Miscellaneous (WA)_Existing_Miscellaneous_Natural Gas_Miscellaneous_E2 | F5 | Commercial | Miscellaneous (WA) | Existing | Miscellaneous | Natural Gas | Miscellaneous | E2 | Utility - Cost of Operation | 0 | 0 | 0 | 0 | 0 | 0 | 0 | 0 | 0 | 0 | 0 | 0 | 0 | 0 | 0 | 0 | 0 | 0 | 0 | 0 | 0 | 0 | 0 | 0 | 0 | 0 | 0
F5_Commercial_Miscellaneous (WA)_Existing_Miscellaneous_Natural Gas_Miscellaneous_E3 | F5 | Commercial | Miscellaneous (WA) | Existing | Miscellaneous | Natural Gas | Miscellaneous | E3 | Utility - Cost of Operation | 0 | 0 | 0 | 0 | 0 | 0 | 0 | 0 | 0 | 0 | 0 | 0 | 0 | 0 | 0 | 0 | 0 | 0 | 0 | 0 | 0 | 0 | 0 | 0 | 0 | 0 | 0
F5_Commercial_Miscellaneous (WA)_Existing_Miscellaneous_Natural Gas_Miscellaneous_E4 | F5 | Commercial | Miscellaneous (WA) | Existing | Miscellaneous | Natural Gas | Miscellaneous | E4 | Utility - Cost of Operation | 0 | 0 | 0 | 0 | 0 | 0 | 0 | 0 | 0 | 0 | 0 | 0 | 0 | 0 | 0 | 0 | 0 | 0 | 0 | 0 | 0 | 0 | 0 | 0 | 0 | 0 | 0
F5_Commercial_Miscellaneous (WA)_Existing_Miscellaneous_Natural Gas_Miscellaneous_E5 | F5 | Commercial | Miscellaneous (WA) | Existing | Miscellaneous | Natural Gas | Miscellaneous | E5 | Utility - Cost of Operation | 0 | 0 | 0 | 0 | 0 | 0 | 0 | 0 | 0 | 0 | 0 | 0 | 0 | 0 | 0 | 0 | 0 | 0 | 0 | 0 | 0 | 0 | 0 | 0 | 0 | 0 | 0
F5_Commercial_Miscellaneous (WA)_Existing_Miscellaneous_Natural Gas_Miscellaneous_E6 | F5 | Commercial | Miscellaneous (WA) | Existing | Miscellaneous | Natural Gas | Miscellaneous | E6 | Utility - Cost of Operation | 0 | 0 | 0 | 0 | 0 | 0 | 0 | 0 | 0 | 0 | 0 | 0 | 0 | 0 | 0 | 0 | 0 | 0 | 0 | 0 | 0 | 0 | 0 | 0 | 0 | 0 | 0
F5_Commercial_Miscellaneous (WA)_Existing_Miscellaneous_Natural Gas_Miscellaneous_E7 | F5 | Commercial | Miscellaneous (WA) | Existing | Miscellaneous | Natural Gas | Miscellaneous | E7 | Utility - Cost of Operation | 0 | 0 | 0 | 0 | 0 | 0 | 0 | 0 | 0 | 0 | 0 | 0 | 0 | 0 | 0 | 0 | 0 | 0 | 0 | 0 | 0 | 0 | 0 | 0 | 0 | 0 | 0
F5_Commercial_Miscellaneous (WA)_Existing_Miscellaneous_Natural Gas_Miscellaneous_E8 | F5 | Commercial | Miscellaneous (WA) | Existing | Miscellaneous | Natural Gas | Miscellaneous | E8 | Utility - Cost of Operation | 0 | 0 | 0 | 0 | 0 | 0 | 0 | 0 | 0 | 0 | 0 | 0 | 0 | 0 | 0 | 0 | 0 | 0 | 0 | 0 | 0 | 0 | 0 | 0 | 0 | 0 | 0
F5_Commercial_Miscellaneous (WA)_Existing_Miscellaneous_Natural Gas_Miscellaneous_E9 | F5 | Commercial | Miscellaneous (WA) | Existing | Miscellaneous | Natural Gas | Miscellaneous | E9 | Utility - Cost of Operation | 0 | 0 | 0 | 0 | 0 | 0 | 0 | 0 | 0 | 0 | 0 | 0 | 0 | 0 | 0 | 0 | 0 | 0 | 0 | 0 | 0 | 0 | 0 | 0 | 0 | 0 | 0
F5_Commercial_Miscellaneous (WA)_Existing_Miscellaneous_Natural Gas_Miscellaneous_E10 | F5 | Commercial | Miscellaneous (WA) | Existing | Miscellaneous | Natural Gas | Miscellaneous | E10 | Utility - Cost of Operation | 0 | 0 | 0 | 0 | 0 | 0 | 0 | 0 | 0 | 0 | 0 | 0 | 0 | 0 | 0 | 0 | 0 | 0 | 0 | 0 | 0 | 0 | 0 | 0 | 0 | 0 | 0
F6_Commercial_Miscellaneous (WA)_Existing_Miscellaneous_Natural Gas_Miscellaneous_E1 | F6 | Commercial | Miscellaneous (WA) | Existing | Miscellaneous | Natural Gas | Miscellaneous | E1 | Utility - Value of Sales | 0.050755 | 0.05108 | 0.051622 | 0.052465 | 0.053709 | 0.055757 | 0.057864 | 0.059832 | 0.061552 | 0.063337 | 0.065382 | 0.067305 | 0.069595 | 0.071787 | 0.073533 | 0.074948 | 0.075899 | 0.076665 | 0.077428 | 0.07792 | 0.07839 | 0.079763 | 0.081141 | 0.082582 | 0.084049 | 0.085542 | 0.087062
F6_Commercial_Miscellaneous (WA)_Existing_Miscellaneous_Natural Gas_Miscellaneous_E2 | F6 | Commercial | Miscellaneous (WA) | Existing | Miscellaneous | Natural Gas | Miscellaneous | E2 | Utility - Value of Sales | 0 | 0 | 0 | 0 | 0 | 0 | 0 | 0 | 0 | 0 | 0 | 0 | 0 | 0 | 0 | 0 | 0 | 0 | 0 | 0 | 0 | 0 | 0 | 0 | 0 | 0 | 0
F6_Commercial_Miscellaneous (WA)_Existing_Miscellaneous_Natural Gas_Miscellaneous_E3 | F6 | Commercial | Miscellaneous (WA) | Existing | Miscellaneous | Natural Gas | Miscellaneous | E3 | Utility - Value of Sales | 0 | 0 | 0 | 0 | 0 | 0 | 0 | 0 | 0 | 0 | 0 | 0 | 0 | 0 | 0 | 0 | 0 | 0 | 0 | 0 | 0 | 0 | 0 | 0 | 0 | 0 | 0
F6_Commercial_Miscellaneous (WA)_Existing_Miscellaneous_Natural Gas_Miscellaneous_E4 | F6 | Commercial | Miscellaneous (WA) | Existing | Miscellaneous | Natural Gas | Miscellaneous | E4 | Utility - Value of Sales | 0 | 0 | 0 | 0 | 0 | 0 | 0 | 0 | 0 | 0 | 0 | 0 | 0 | 0 | 0 | 0 | 0 | 0 | 0 | 0 | 0 | 0 | 0 | 0 | 0 | 0 | 0
F6_Commercial_Miscellaneous (WA)_Existing_Miscellaneous_Natural Gas_Miscellaneous_E5 | F6 | Commercial | Miscellaneous (WA) | Existing | Miscellaneous | Natural Gas | Miscellaneous | E5 | Utility - Value of Sales | 0 | 0 | 0 | 0 | 0 | 0 | 0 | 0 | 0 | 0 | 0 | 0 | 0 | 0 | 0 | 0 | 0 | 0 | 0 | 0 | 0 | 0 | 0 | 0 | 0 | 0 | 0
F6_Commercial_Miscellaneous (WA)_Existing_Miscellaneous_Natural Gas_Miscellaneous_E6 | F6 | Commercial | Miscellaneous (WA) | Existing | Miscellaneous | Natural Gas | Miscellaneous | E6 | Utility - Value of Sales | 0 | 0 | 0 | 0 | 0 | 0 | 0 | 0 | 0 | 0 | 0 | 0 | 0 | 0 | 0 | 0 | 0 | 0 | 0 | 0 | 0 | 0 | 0 | 0 | 0 | 0 | 0
F6_Commercial_Miscellaneous (WA)_Existing_Miscellaneous_Natural Gas_Miscellaneous_E7 | F6 | Commercial | Miscellaneous (WA) | Existing | Miscellaneous | Natural Gas | Miscellaneous | E7 | Utility - Value of Sales | 0 | 0 | 0 | 0 | 0 | 0 | 0 | 0 | 0 | 0 | 0 | 0 | 0 | 0 | 0 | 0 | 0 | 0 | 0 | 0 | 0 | 0 | 0 | 0 | 0 | 0 | 0
F6_Commercial_Miscellaneous (WA)_Existing_Miscellaneous_Natural Gas_Miscellaneous_E8 | F6 | Commercial | Miscellaneous (WA) | Existing | Miscellaneous | Natural Gas | Miscellaneous | E8 | Utility - Value of Sales | 0 | 0 | 0 | 0 | 0 | 0 | 0 | 0 | 0 | 0 | 0 | 0 | 0 | 0 | 0 | 0 | 0 | 0 | 0 | 0 | 0 | 0 | 0 | 0 | 0 | 0 | 0
F6_Commercial_Miscellaneous (WA)_Existing_Miscellaneous_Natural Gas_Miscellaneous_E9 | F6 | Commercial | Miscellaneous (WA) | Existing | Miscellaneous | Natural Gas | Miscellaneous | E9 | Utility - Value of Sales | 0 | 0 | 0 | 0 | 0 | 0 | 0 | 0 | 0 | 0 | 0 | 0 | 0 | 0 | 0 | 0 | 0 | 0 | 0 | 0 | 0 | 0 | 0 | 0 | 0 | 0 | 0
F6_Commercial_Miscellaneous (WA)_Existing_Miscellaneous_Natural Gas_Miscellaneous_E10 | F6 | Commercial | Miscellaneous (WA) | Existing | Miscellaneous | Natural Gas | Miscellaneous | E10 | Utility - Value of Sales | 0 | 0 | 0 | 0 | 0 | 0 | 0 | 0 | 0 | 0 | 0 | 0 | 0 | 0 | 0 | 0 | 0 | 0 | 0 | 0 | 0 | 0 | 0 | 0 | 0 | 0 | 0
F1_Commercial_Miscellaneous (WA)_New_Space Heating_Natural Gas_Furnace_E1 | F1 | Commercial | Miscellaneous (WA) | New | Space Heating | Natural Gas | Furnace | E1 | RVT - Cost of Equipment | 0.12876 | 0.12876 | 0.12876 | 0.12876 | 0.12876 | 0.12876 | 0.12876 | 0.12876 | 0.12876 | 0.12876 | 0.12876 | 0.12876 | 0.12876 | 0.12876 | 0.12876 | 0.12876 | 0.12876 | 0.12876 | 0.12876 | 0.12876 | 0.12876 | 0.12876 | 0.12876 | 0.12876 | 0.12876 | 0.12876 | 0.12876
F1_Commercial_Miscellaneous (WA)_New_Space Heating_Natural Gas_Furnace_E2 | F1 | Commercial | Miscellaneous (WA) | New | Space Heating | Natural Gas | Furnace | E2 | RVT - Cost of Equipment | 0.26027 | 0.26027 | 0.26027 | 0.26027 | 0.26027 | 0.26027 | 0.26027 | 0.26027 | 0.26027 | 0.26027 | 0.26027 | 0.26027 | 0.26027 | 0.26027 | 0.26027 | 0.26027 | 0.26027 | 0.26027 | 0.26027 | 0.26027 | 0.26027 | 0.26027 | 0.26027 | 0.26027 | 0.26027 | 0.26027 | 0.26027
F1_Commercial_Miscellaneous (WA)_New_Space Heating_Natural Gas_Furnace_E3 | F1 | Commercial | Miscellaneous (WA) | New | Space Heating | Natural Gas | Furnace | E3 | RVT - Cost of Equipment | 0.15822 | 0.15822 | 0.15822 | 0.15822 | 0.15822 | 0.15822 | 0.15822 | 0.15822 | 0.15822 | 0.15822 | 0.15822 | 0.15822 | 0.15822 | 0.15822 | 0.15822 | 0.15822 | 0.15822 | 0.15822 | 0.15822 | 0.15822 | 0.15822 | 0.15822 | 0.15822 | 0.15822 | 0.15822 | 0.15822 | 0.15822
F1_Commercial_Miscellaneous (WA)_New_Space Heating_Natural Gas_Furnace_E4 | F1 | Commercial | Miscellaneous (WA) | New | Space Heating | Natural Gas | Furnace | E4 | RVT - Cost of Equipment | 0 | 0 | 0 | 0 | 0 | 0 | 0 | 0 | 0 | 0 | 0 | 0 | 0 | 0 | 0 | 0 | 0 | 0 | 0 | 0 | 0 | 0 | 0 | 0 | 0 | 0 | 0
F1_Commercial_Miscellaneous (WA)_New_Space Heating_Natural Gas_Furnace_E5 | F1 | Commercial | Miscellaneous (WA) | New | Space Heating | Natural Gas | Furnace | E5 | RVT - Cost of Equipment | 0 | 0 | 0 | 0 | 0 | 0 | 0 | 0 | 0 | 0 | 0 | 0 | 0 | 0 | 0 | 0 | 0 | 0 | 0 | 0 | 0 | 0 | 0 | 0 | 0 | 0 | 0
F1_Commercial_Miscellaneous (WA)_New_Space Heating_Natural Gas_Furnace_E6 | F1 | Commercial | Miscellaneous (WA) | New | Space Heating | Natural Gas | Furnace | E6 | RVT - Cost of Equipment | 0 | 0 | 0 | 0 | 0 | 0 | 0 | 0 | 0 | 0 | 0 | 0 | 0 | 0 | 0 | 0 | 0 | 0 | 0 | 0 | 0 | 0 | 0 | 0 | 0 | 0 | 0
F1_Commercial_Miscellaneous (WA)_New_Space Heating_Natural Gas_Furnace_E7 | F1 | Commercial | Miscellaneous (WA) | New | Space Heating | Natural Gas | Furnace | E7 | RVT - Cost of Equipment | 0 | 0 | 0 | 0 | 0 | 0 | 0 | 0 | 0 | 0 | 0 | 0 | 0 | 0 | 0 | 0 | 0 | 0 | 0 | 0 | 0 | 0 | 0 | 0 | 0 | 0 | 0
F1_Commercial_Miscellaneous (WA)_New_Space Heating_Natural Gas_Furnace_E8 | F1 | Commercial | Miscellaneous (WA) | New | Space Heating | Natural Gas | Furnace | E8 | RVT - Cost of Equipment | 0 | 0 | 0 | 0 | 0 | 0 | 0 | 0 | 0 | 0 | 0 | 0 | 0 | 0 | 0 | 0 | 0 | 0 | 0 | 0 | 0 | 0 | 0 | 0 | 0 | 0 | 0
F1_Commercial_Miscellaneous (WA)_New_Space Heating_Natural Gas_Furnace_E9 | F1 | Commercial | Miscellaneous (WA) | New | Space Heating | Natural Gas | Furnace | E9 | RVT - Cost of Equipment | 0 | 0 | 0 | 0 | 0 | 0 | 0 | 0 | 0 | 0 | 0 | 0 | 0 | 0 | 0 | 0 | 0 | 0 | 0 | 0 | 0 | 0 | 0 | 0 | 0 | 0 | 0
F1_Commercial_Miscellaneous (WA)_New_Space Heating_Natural Gas_Furnace_E10 | F1 | Commercial | Miscellaneous (WA) | New | Space Heating | Natural Gas | Furnace | E10 | RVT - Cost of Equipment | 0 | 0 | 0 | 0 | 0 | 0 | 0 | 0 | 0 | 0 | 0 | 0 | 0 | 0 | 0 | 0 | 0 | 0 | 0 | 0 | 0 | 0 | 0 | 0 | 0 | 0 | 0
F2_Commercial_Miscellaneous (WA)_New_Space Heating_Natural Gas_Furnace_E1 | F2 | Commercial | Miscellaneous (WA) | New | Space Heating | Natural Gas | Furnace | E1 | RVT - Cost of Operation | 0.16528 | 0.16665 | 0.16893 | 0.17158 | 0.17461 | 0.17953 | 0.18442 | 0.18954 | 0.19403 | 0.19838 | 0.20332 | 0.20763 | 0.21243 | 0.21737 | 0.22178 | 0.226 | 0.22972 | 0.23352 | 0.23746 | 0.24145 | 0.24544 | 0.25079 | 0.25714 | 0.2626 | 0.26817 | 0.27386 | 0.27967
F2_Commercial_Miscellaneous (WA)_New_Space Heating_Natural Gas_Furnace_E2 | F2 | Commercial | Miscellaneous (WA) | New | Space Heating | Natural Gas | Furnace | E2 | RVT - Cost of Operation | 0.14688 | 0.1481 | 0.15013 | 0.15248 | 0.15517 | 0.15955 | 0.1639 | 0.16844 | 0.17243 | 0.1763 | 0.18069 | 0.18452 | 0.18878 | 0.19318 | 0.19709 | 0.20084 | 0.20415 | 0.20753 | 0.21103 | 0.21457 | 0.21812 | 0.22287 | 0.22851 | 0.23337 | 0.23832 | 0.24338 | 0.24854
F2_Commercial_Miscellaneous (WA)_New_Space Heating_Natural Gas_Furnace_E3 | F2 | Commercial | Miscellaneous (WA) | New | Space Heating | Natural Gas | Furnace | E3 | RVT - Cost of Operation | 0.13771 | 0.13885 | 0.14076 | 0.14296 | 0.14548 | 0.14959 | 0.15366 | 0.15793 | 0.16167 | 0.16529 | 0.16941 | 0.173 | 0.177 | 0.18112 | 0.18479 | 0.18831 | 0.19141 | 0.19457 | 0.19786 | 0.20118 | 0.2045 | 0.20896 | 0.21425 | 0.2188 | 0.22344 | 0.22818 | 0.23303
F2_Commercial_Miscellaneous (WA)_New_Space Heating_Natural Gas_Furnace_E4 | F2 | Commercial | Miscellaneous (WA) | New | Space Heating | Natural Gas | Furnace | E4 | RVT - Cost of Operation | 0 | 0 | 0 | 0 | 0 | 0 | 0 | 0 | 0 | 0 | 0 | 0 | 0 | 0 | 0 | 0 | 0 | 0 | 0 | 0 | 0 | 0 | 0 | 0 | 0 | 0 | 0
F2_Commercial_Miscellaneous (WA)_New_Space Heating_Natural Gas_Furnace_E5 | F2 | Commercial | Miscellaneous (WA) | New | Space Heating | Natural Gas | Furnace | E5 | RVT - Cost of Operation | 0 | 0 | 0 | 0 | 0 | 0 | 0 | 0 | 0 | 0 | 0 | 0 | 0 | 0 | 0 | 0 | 0 | 0 | 0 | 0 | 0 | 0 | 0 | 0 | 0 | 0 | 0
F2_Commercial_Miscellaneous (WA)_New_Space Heating_Natural Gas_Furnace_E6 | F2 | Commercial | Miscellaneous (WA) | New | Space Heating | Natural Gas | Furnace | E6 | RVT - Cost of Operation | 0 | 0 | 0 | 0 | 0 | 0 | 0 | 0 | 0 | 0 | 0 | 0 | 0 | 0 | 0 | 0 | 0 | 0 | 0 | 0 | 0 | 0 | 0 | 0 | 0 | 0 | 0
F2_Commercial_Miscellaneous (WA)_New_Space Heating_Natural Gas_Furnace_E7 | F2 | Commercial | Miscellaneous (WA) | New | Space Heating | Natural Gas | Furnace | E7 | RVT - Cost of Operation | 0 | 0 | 0 | 0 | 0 | 0 | 0 | 0 | 0 | 0 | 0 | 0 | 0 | 0 | 0 | 0 | 0 | 0 | 0 | 0 | 0 | 0 | 0 | 0 | 0 | 0 | 0
F2_Commercial_Miscellaneous (WA)_New_Space Heating_Natural Gas_Furnace_E8 | F2 | Commercial | Miscellaneous (WA) | New | Space Heating | Natural Gas | Furnace | E8 | RVT - Cost of Operation | 0 | 0 | 0 | 0 | 0 | 0 | 0 | 0 | 0 | 0 | 0 | 0 | 0 | 0 | 0 | 0 | 0 | 0 | 0 | 0 | 0 | 0 | 0 | 0 | 0 | 0 | 0
F2_Commercial_Miscellaneous (WA)_New_Space Heating_Natural Gas_Furnace_E9 | F2 | Commercial | Miscellaneous (WA) | New | Space Heating | Natural Gas | Furnace | E9 | RVT - Cost of Operation | 0 | 0 | 0 | 0 | 0 | 0 | 0 | 0 | 0 | 0 | 0 | 0 | 0 | 0 | 0 | 0 | 0 | 0 | 0 | 0 | 0 | 0 | 0 | 0 | 0 | 0 | 0
F2_Commercial_Miscellaneous (WA)_New_Space Heating_Natural Gas_Furnace_E10 | F2 | Commercial | Miscellaneous (WA) | New | Space Heating | Natural Gas | Furnace | E10 | RVT - Cost of Operation | 0 | 0 | 0 | 0 | 0 | 0 | 0 | 0 | 0 | 0 | 0 | 0 | 0 | 0 | 0 | 0 | 0 | 0 | 0 | 0 | 0 | 0 | 0 | 0 | 0 | 0 | 0
F3_Commercial_Miscellaneous (WA)_New_Space Heating_Natural Gas_Furnace_E1 | F3 | Commercial | Miscellaneous (WA) | New | Space Heating | Natural Gas | Furnace | E1 | System - kBTUs of Consumption | 36.3714 | 36.2801 | 36.2801 | 36.2801 | 36.2801 | 36.2801 | 36.2801 | 36.2801 | 36.2801 | 36.2801 | 36.2801 | 36.2801 | 36.2801 | 36.2801 | 36.2801 | 36.2801 | 36.2801 | 36.2801 | 36.2801 | 36.2801 | 36.2801 | 36.2801 | 36.2801 | 36.2801 | 36.2801 | 36.2801 | 36.2801
F3_Commercial_Miscellaneous (WA)_New_Space Heating_Natural Gas_Furnace_E2 | F3 | Commercial | Miscellaneous (WA) | New | Space Heating | Natural Gas | Furnace | E2 | System - kBTUs of Consumption | 32.3228 | 32.2417 | 32.2417 | 32.2417 | 32.2417 | 32.2417 | 32.2417 | 32.2417 | 32.2417 | 32.2417 | 32.2417 | 32.2417 | 32.2417 | 32.2417 | 32.2417 | 32.2417 | 32.2417 | 32.2417 | 32.2417 | 32.2417 | 32.2417 | 32.2417 | 32.2417 | 32.2417 | 32.2417 | 32.2417 | 32.2417
F3_Commercial_Miscellaneous (WA)_New_Space Heating_Natural Gas_Furnace_E3 | F3 | Commercial | Miscellaneous (WA) | New | Space Heating | Natural Gas | Furnace | E3 | System - kBTUs of Consumption | 30.3051 | 30.229 | 30.229 | 30.229 | 30.229 | 30.229 | 30.229 | 30.229 | 30.229 | 30.229 | 30.229 | 30.229 | 30.229 | 30.229 | 30.229 | 30.229 | 30.229 | 30.229 | 30.229 | 30.229 | 30.229 | 30.229 | 30.229 | 30.229 | 30.229 | 30.229 | 30.229
F3_Commercial_Miscellaneous (WA)_New_Space Heating_Natural Gas_Furnace_E4 | F3 | Commercial | Miscellaneous (WA) | New | Space Heating | Natural Gas | Furnace | E4 | System - kBTUs of Consumption | 0 | 0 | 0 | 0 | 0 | 0 | 0 | 0 | 0 | 0 | 0 | 0 | 0 | 0 | 0 | 0 | 0 | 0 | 0 | 0 | 0 | 0 | 0 | 0 | 0 | 0 | 0
F3_Commercial_Miscellaneous (WA)_New_Space Heating_Natural Gas_Furnace_E5 | F3 | Commercial | Miscellaneous (WA) | New | Space Heating | Natural Gas | Furnace | E5 | System - kBTUs of Consumption | 0 | 0 | 0 | 0 | 0 | 0 | 0 | 0 | 0 | 0 | 0 | 0 | 0 | 0 | 0 | 0 | 0 | 0 | 0 | 0 | 0 | 0 | 0 | 0 | 0 | 0 | 0
F3_Commercial_Miscellaneous (WA)_New_Space Heating_Natural Gas_Furnace_E6 | F3 | Commercial | Miscellaneous (WA) | New | Space Heating | Natural Gas | Furnace | E6 | System - kBTUs of Consumption | 0 | 0 | 0 | 0 | 0 | 0 | 0 | 0 | 0 | 0 | 0 | 0 | 0 | 0 | 0 | 0 | 0 | 0 | 0 | 0 | 0 | 0 | 0 | 0 | 0 | 0 | 0
F3_Commercial_Miscellaneous (WA)_New_Space Heating_Natural Gas_Furnace_E7 | F3 | Commercial | Miscellaneous (WA) | New | Space Heating | Natural Gas | Furnace | E7 | System - kBTUs of Consumption | 0 | 0 | 0 | 0 | 0 | 0 | 0 | 0 | 0 | 0 | 0 | 0 | 0 | 0 | 0 | 0 | 0 | 0 | 0 | 0 | 0 | 0 | 0 | 0 | 0 | 0 | 0
F3_Commercial_Miscellaneous (WA)_New_Space Heating_Natural Gas_Furnace_E8 | F3 | Commercial | Miscellaneous (WA) | New | Space Heating | Natural Gas | Furnace | E8 | System - kBTUs of Consumption | 0 | 0 | 0 | 0 | 0 | 0 | 0 | 0 | 0 | 0 | 0 | 0 | 0 | 0 | 0 | 0 | 0 | 0 | 0 | 0 | 0 | 0 | 0 | 0 | 0 | 0 | 0
F3_Commercial_Miscellaneous (WA)_New_Space Heating_Natural Gas_Furnace_E9 | F3 | Commercial | Miscellaneous (WA) | New | Space Heating | Natural Gas | Furnace | E9 | System - kBTUs of Consumption | 0 | 0 | 0 | 0 | 0 | 0 | 0 | 0 | 0 | 0 | 0 | 0 | 0 | 0 | 0 | 0 | 0 | 0 | 0 | 0 | 0 | 0 | 0 | 0 | 0 | 0 | 0
F3_Commercial_Miscellaneous (WA)_New_Space Heating_Natural Gas_Furnace_E10 | F3 | Commercial | Miscellaneous (WA) | New | Space Heating | Natural Gas | Furnace | E10 | System - kBTUs of Consumption | 0 | 0 | 0 | 0 | 0 | 0 | 0 | 0 | 0 | 0 | 0 | 0 | 0 | 0 | 0 | 0 | 0 | 0 | 0 | 0 | 0 | 0 | 0 | 0 | 0 | 0 | 0
F4_Commercial_Miscellaneous (WA)_New_Space Heating_Natural Gas_Furnace_E1 | F4 | Commercial | Miscellaneous (WA) | New | Space Heating | Natural Gas | Furnace | E1 | Utility - Cost of Equipment | 0.12876 | 0.12876 | 0.12876 | 0.12876 | 0.12876 | 0.12876 | 0.12876 | 0.12876 | 0.12876 | 0.12876 | 0.12876 | 0.12876 | 0.12876 | 0.12876 | 0.12876 | 0.12876 | 0.12876 | 0.12876 | 0.12876 | 0.12876 | 0.12876 | 0.12876 | 0.12876 | 0.12876 | 0.12876 | 0.12876 | 0.12876
F4_Commercial_Miscellaneous (WA)_New_Space Heating_Natural Gas_Furnace_E2 | F4 | Commercial | Miscellaneous (WA) | New | Space Heating | Natural Gas | Furnace | E2 | Utility - Cost of Equipment | 0.26027 | 0.26027 | 0.26027 | 0.26027 | 0.26027 | 0.26027 | 0.26027 | 0.26027 | 0.26027 | 0.26027 | 0.26027 | 0.26027 | 0.26027 | 0.26027 | 0.26027 | 0.26027 | 0.26027 | 0.26027 | 0.26027 | 0.26027 | 0.26027 | 0.26027 | 0.26027 | 0.26027 | 0.26027 | 0.26027 | 0.26027
F4_Commercial_Miscellaneous (WA)_New_Space Heating_Natural Gas_Furnace_E3 | F4 | Commercial | Miscellaneous (WA) | New | Space Heating | Natural Gas | Furnace | E3 | Utility - Cost of Equipment | 0.15822 | 0.15822 | 0.15822 | 0.15822 | 0.15822 | 0.15822 | 0.15822 | 0.15822 | 0.15822 | 0.15822 | 0.15822 | 0.15822 | 0.15822 | 0.15822 | 0.15822 | 0.15822 | 0.15822 | 0.15822 | 0.15822 | 0.15822 | 0.15822 | 0.15822 | 0.15822 | 0.15822 | 0.15822 | 0.15822 | 0.15822
F4_Commercial_Miscellaneous (WA)_New_Space Heating_Natural Gas_Furnace_E4 | F4 | Commercial | Miscellaneous (WA) | New | Space Heating | Natural Gas | Furnace | E4 | Utility - Cost of Equipment | 0 | 0 | 0 | 0 | 0 | 0 | 0 | 0 | 0 | 0 | 0 | 0 | 0 | 0 | 0 | 0 | 0 | 0 | 0 | 0 | 0 | 0 | 0 | 0 | 0 | 0 | 0
F4_Commercial_Miscellaneous (WA)_New_Space Heating_Natural Gas_Furnace_E5 | F4 | Commercial | Miscellaneous (WA) | New | Space Heating | Natural Gas | Furnace | E5 | Utility - Cost of Equipment | 0 | 0 | 0 | 0 | 0 | 0 | 0 | 0 | 0 | 0 | 0 | 0 | 0 | 0 | 0 | 0 | 0 | 0 | 0 | 0 | 0 | 0 | 0 | 0 | 0 | 0 | 0
F4_Commercial_Miscellaneous (WA)_New_Space Heating_Natural Gas_Furnace_E6 | F4 | Commercial | Miscellaneous (WA) | New | Space Heating | Natural Gas | Furnace | E6 | Utility - Cost of Equipment | 0 | 0 | 0 | 0 | 0 | 0 | 0 | 0 | 0 | 0 | 0 | 0 | 0 | 0 | 0 | 0 | 0 | 0 | 0 | 0 | 0 | 0 | 0 | 0 | 0 | 0 | 0
F4_Commercial_Miscellaneous (WA)_New_Space Heating_Natural Gas_Furnace_E7 | F4 | Commercial | Miscellaneous (WA) | New | Space Heating | Natural Gas | Furnace | E7 | Utility - Cost of Equipment | 0 | 0 | 0 | 0 | 0 | 0 | 0 | 0 | 0 | 0 | 0 | 0 | 0 | 0 | 0 | 0 | 0 | 0 | 0 | 0 | 0 | 0 | 0 | 0 | 0 | 0 | 0
F4_Commercial_Miscellaneous (WA)_New_Space Heating_Natural Gas_Furnace_E8 | F4 | Commercial | Miscellaneous (WA) | New | Space Heating | Natural Gas | Furnace | E8 | Utility - Cost of Equipment | 0 | 0 | 0 | 0 | 0 | 0 | 0 | 0 | 0 | 0 | 0 | 0 | 0 | 0 | 0 | 0 | 0 | 0 | 0 | 0 | 0 | 0 | 0 | 0 | 0 | 0 | 0
F4_Commercial_Miscellaneous (WA)_New_Space Heating_Natural Gas_Furnace_E9 | F4 | Commercial | Miscellaneous (WA) | New | Space Heating | Natural Gas | Furnace | E9 | Utility - Cost of Equipment | 0 | 0 | 0 | 0 | 0 | 0 | 0 | 0 | 0 | 0 | 0 | 0 | 0 | 0 | 0 | 0 | 0 | 0 | 0 | 0 | 0 | 0 | 0 | 0 | 0 | 0 | 0
F4_Commercial_Miscellaneous (WA)_New_Space Heating_Natural Gas_Furnace_E10 | F4 | Commercial | Miscellaneous (WA) | New | Space Heating | Natural Gas | Furnace | E10 | Utility - Cost of Equipment | 0 | 0 | 0 | 0 | 0 | 0 | 0 | 0 | 0 | 0 | 0 | 0 | 0 | 0 | 0 | 0 | 0 | 0 | 0 | 0 | 0 | 0 | 0 | 0 | 0 | 0 | 0
F5_Commercial_Miscellaneous (WA)_New_Space Heating_Natural Gas_Furnace_E1 | F5 | Commercial | Miscellaneous (WA) | New | Space Heating | Natural Gas | Furnace | E1 | Utility - Cost of Operation | 0.14159 | 0.14365 | 0.14657 | 0.1499 | 0.15368 | 0.15917 | 0.16478 | 0.17074 | 0.17634 | 0.18203 | 0.187 | 0.19149 | 0.19648 | 0.20166 | 0.20639 | 0.21103 | 0.21527 | 0.21966 | 0.22424 | 0.22895 | 0.23375 | 0.23885 | 0.24489 | 0.25009 | 0.2554 | 0.26082 | 0.26636
F5_Commercial_Miscellaneous (WA)_New_Space Heating_Natural Gas_Furnace_E2 | F5 | Commercial | Miscellaneous (WA) | New | Space Heating | Natural Gas | Furnace | E2 | Utility - Cost of Operation | 0.12583 | 0.12766 | 0.13026 | 0.13322 | 0.13657 | 0.14146 | 0.14644 | 0.15173 | 0.15671 | 0.16176 | 0.16618 | 0.17018 | 0.17461 | 0.17921 | 0.18342 | 0.18754 | 0.19131 | 0.19521 | 0.19928 | 0.20347 | 0.20773 | 0.21226 | 0.21763 | 0.22225 | 0.22697 | 0.23179 | 0.23671
F5_Commercial_Miscellaneous (WA)_New_Space Heating_Natural Gas_Furnace_E3 | F5 | Commercial | Miscellaneous (WA) | New | Space Heating | Natural Gas | Furnace | E3 | Utility - Cost of Operation | 0.11798 | 0.11969 | 0.12212 | 0.1249 | 0.12805 | 0.13263 | 0.1373 | 0.14226 | 0.14693 | 0.15167 | 0.15581 | 0.15955 | 0.16371 | 0.16802 | 0.17197 | 0.17583 | 0.17937 | 0.18302 | 0.18684 | 0.19077 | 0.19476 | 0.19901 | 0.20405 | 0.20838 | 0.2128 | 0.21732 | 0.22193
F5_Commercial_Miscellaneous (WA)_New_Space Heating_Natural Gas_Furnace_E4 | F5 | Commercial | Miscellaneous (WA) | New | Space Heating | Natural Gas | Furnace | E4 | Utility - Cost of Operation | 0 | 0 | 0 | 0 | 0 | 0 | 0 | 0 | 0 | 0 | 0 | 0 | 0 | 0 | 0 | 0 | 0 | 0 | 0 | 0 | 0 | 0 | 0 | 0 | 0 | 0 | 0
F5_Commercial_Miscellaneous (WA)_New_Space Heating_Natural Gas_Furnace_E5 | F5 | Commercial | Miscellaneous (WA) | New | Space Heating | Natural Gas | Furnace | E5 | Utility - Cost of Operation | 0 | 0 | 0 | 0 | 0 | 0 | 0 | 0 | 0 | 0 | 0 | 0 | 0 | 0 | 0 | 0 | 0 | 0 | 0 | 0 | 0 | 0 | 0 | 0 | 0 | 0 | 0
F5_Commercial_Miscellaneous (WA)_New_Space Heating_Natural Gas_Furnace_E6 | F5 | Commercial | Miscellaneous (WA) | New | Space Heating | Natural Gas | Furnace | E6 | Utility - Cost of Operation | 0 | 0 | 0 | 0 | 0 | 0 | 0 | 0 | 0 | 0 | 0 | 0 | 0 | 0 | 0 | 0 | 0 | 0 | 0 | 0 | 0 | 0 | 0 | 0 | 0 | 0 | 0
F5_Commercial_Miscellaneous (WA)_New_Space Heating_Natural Gas_Furnace_E7 | F5 | Commercial | Miscellaneous (WA) | New | Space Heating | Natural Gas | Furnace | E7 | Utility - Cost of Operation | 0 | 0 | 0 | 0 | 0 | 0 | 0 | 0 | 0 | 0 | 0 | 0 | 0 | 0 | 0 | 0 | 0 | 0 | 0 | 0 | 0 | 0 | 0 | 0 | 0 | 0 | 0
F5_Commercial_Miscellaneous (WA)_New_Space Heating_Natural Gas_Furnace_E8 | F5 | Commercial | Miscellaneous (WA) | New | Space Heating | Natural Gas | Furnace | E8 | Utility - Cost of Operation | 0 | 0 | 0 | 0 | 0 | 0 | 0 | 0 | 0 | 0 | 0 | 0 | 0 | 0 | 0 | 0 | 0 | 0 | 0 | 0 | 0 | 0 | 0 | 0 | 0 | 0 | 0
F5_Commercial_Miscellaneous (WA)_New_Space Heating_Natural Gas_Furnace_E9 | F5 | Commercial | Miscellaneous (WA) | New | Space Heating | Natural Gas | Furnace | E9 | Utility - Cost of Operation | 0 | 0 | 0 | 0 | 0 | 0 | 0 | 0 | 0 | 0 | 0 | 0 | 0 | 0 | 0 | 0 | 0 | 0 | 0 | 0 | 0 | 0 | 0 | 0 | 0 | 0 | 0
F5_Commercial_Miscellaneous (WA)_New_Space Heating_Natural Gas_Furnace_E10 | F5 | Commercial | Miscellaneous (WA) | New | Space Heating | Natural Gas | Furnace | E10 | Utility - Cost of Operation | 0 | 0 | 0 | 0 | 0 | 0 | 0 | 0 | 0 | 0 | 0 | 0 | 0 | 0 | 0 | 0 | 0 | 0 | 0 | 0 | 0 | 0 | 0 | 0 | 0 | 0 | 0
F6_Commercial_Miscellaneous (WA)_New_Space Heating_Natural Gas_Furnace_E1 | F6 | Commercial | Miscellaneous (WA) | New | Space Heating | Natural Gas | Furnace | E1 | Utility - Value of Sales | 0.16528 | 0.16665 | 0.16893 | 0.17158 | 0.17461 | 0.17953 | 0.18442 | 0.18954 | 0.19403 | 0.19838 | 0.20332 | 0.20763 | 0.21243 | 0.21737 | 0.22178 | 0.226 | 0.22972 | 0.23352 | 0.23746 | 0.24145 | 0.24544 | 0.25079 | 0.25714 | 0.2626 | 0.26817 | 0.27386 | 0.27967
F6_Commercial_Miscellaneous (WA)_New_Space Heating_Natural Gas_Furnace_E2 | F6 | Commercial | Miscellaneous (WA) | New | Space Heating | Natural Gas | Furnace | E2 | Utility - Value of Sales | 0.14688 | 0.1481 | 0.15013 | 0.15248 | 0.15517 | 0.15955 | 0.1639 | 0.16844 | 0.17243 | 0.1763 | 0.18069 | 0.18452 | 0.18878 | 0.19318 | 0.19709 | 0.20084 | 0.20415 | 0.20753 | 0.21103 | 0.21457 | 0.21812 | 0.22287 | 0.22851 | 0.23337 | 0.23832 | 0.24338 | 0.24854
F6_Commercial_Miscellaneous (WA)_New_Space Heating_Natural Gas_Furnace_E3 | F6 | Commercial | Miscellaneous (WA) | New | Space Heating | Natural Gas | Furnace | E3 | Utility - Value of Sales | 0.13771 | 0.13885 | 0.14076 | 0.14296 | 0.14548 | 0.14959 | 0.15366 | 0.15793 | 0.16167 | 0.16529 | 0.16941 | 0.173 | 0.177 | 0.18112 | 0.18479 | 0.18831 | 0.19141 | 0.19457 | 0.19786 | 0.20118 | 0.2045 | 0.20896 | 0.21425 | 0.2188 | 0.22344 | 0.22818 | 0.23303
F6_Commercial_Miscellaneous (WA)_New_Space Heating_Natural Gas_Furnace_E4 | F6 | Commercial | Miscellaneous (WA) | New | Space Heating | Natural Gas | Furnace | E4 | Utility - Value of Sales | 0 | 0 | 0 | 0 | 0 | 0 | 0 | 0 | 0 | 0 | 0 | 0 | 0 | 0 | 0 | 0 | 0 | 0 | 0 | 0 | 0 | 0 | 0 | 0 | 0 | 0 | 0
F6_Commercial_Miscellaneous (WA)_New_Space Heating_Natural Gas_Furnace_E5 | F6 | Commercial | Miscellaneous (WA) | New | Space Heating | Natural Gas | Furnace | E5 | Utility - Value of Sales | 0 | 0 | 0 | 0 | 0 | 0 | 0 | 0 | 0 | 0 | 0 | 0 | 0 | 0 | 0 | 0 | 0 | 0 | 0 | 0 | 0 | 0 | 0 | 0 | 0 | 0 | 0
F6_Commercial_Miscellaneous (WA)_New_Space Heating_Natural Gas_Furnace_E6 | F6 | Commercial | Miscellaneous (WA) | New | Space Heating | Natural Gas | Furnace | E6 | Utility - Value of Sales | 0 | 0 | 0 | 0 | 0 | 0 | 0 | 0 | 0 | 0 | 0 | 0 | 0 | 0 | 0 | 0 | 0 | 0 | 0 | 0 | 0 | 0 | 0 | 0 | 0 | 0 | 0
F6_Commercial_Miscellaneous (WA)_New_Space Heating_Natural Gas_Furnace_E7 | F6 | Commercial | Miscellaneous (WA) | New | Space Heating | Natural Gas | Furnace | E7 | Utility - Value of Sales | 0 | 0 | 0 | 0 | 0 | 0 | 0 | 0 | 0 | 0 | 0 | 0 | 0 | 0 | 0 | 0 | 0 | 0 | 0 | 0 | 0 | 0 | 0 | 0 | 0 | 0 | 0
F6_Commercial_Miscellaneous (WA)_New_Space Heating_Natural Gas_Furnace_E8 | F6 | Commercial | Miscellaneous (WA) | New | Space Heating | Natural Gas | Furnace | E8 | Utility - Value of Sales | 0 | 0 | 0 | 0 | 0 | 0 | 0 | 0 | 0 | 0 | 0 | 0 | 0 | 0 | 0 | 0 | 0 | 0 | 0 | 0 | 0 | 0 | 0 | 0 | 0 | 0 | 0
F6_Commercial_Miscellaneous (WA)_New_Space Heating_Natural Gas_Furnace_E9 | F6 | Commercial | Miscellaneous (WA) | New | Space Heating | Natural Gas | Furnace | E9 | Utility - Value of Sales | 0 | 0 | 0 | 0 | 0 | 0 | 0 | 0 | 0 | 0 | 0 | 0 | 0 | 0 | 0 | 0 | 0 | 0 | 0 | 0 | 0 | 0 | 0 | 0 | 0 | 0 | 0
F6_Commercial_Miscellaneous (WA)_New_Space Heating_Natural Gas_Furnace_E10 | F6 | Commercial | Miscellaneous (WA) | New | Space Heating | Natural Gas | Furnace | E10 | Utility - Value of Sales | 0 | 0 | 0 | 0 | 0 | 0 | 0 | 0 | 0 | 0 | 0 | 0 | 0 | 0 | 0 | 0 | 0 | 0 | 0 | 0 | 0 | 0 | 0 | 0 | 0 | 0 | 0
F1_Commercial_Miscellaneous (WA)_New_Space Heating_Natural Gas_Boiler_E1 | F1 | Commercial | Miscellaneous (WA) | New | Space Heating | Natural Gas | Boiler | E1 | RVT - Cost of Equipment | 0.24158 | 0.24158 | 0.24158 | 0.24158 | 0.24158 | 0.24158 | 0.24158 | 0.24158 | 0.24158 | 0.24158 | 0.24158 | 0.24158 | 0.24158 | 0.24158 | 0.24158 | 0.24158 | 0.24158 | 0.24158 | 0.24158 | 0.24158 | 0.24158 | 0.24158 | 0.24158 | 0.24158 | 0.24158 | 0.24158 | 0.24158
F1_Commercial_Miscellaneous (WA)_New_Space Heating_Natural Gas_Boiler_E2 | F1 | Commercial | Miscellaneous (WA) | New | Space Heating | Natural Gas | Boiler | E2 | RVT - Cost of Equipment | 0.25171 | 0.25171 | 0.25171 | 0.25171 | 0.25171 | 0.25171 | 0.25171 | 0.25171 | 0.25171 | 0.25171 | 0.25171 | 0.25171 | 0.25171 | 0.25171 | 0.25171 | 0.25171 | 0.25171 | 0.25171 | 0.25171 | 0.25171 | 0.25171 | 0.25171 | 0.25171 | 0.25171 | 0.25171 | 0.25171 | 0.25171
F1_Commercial_Miscellaneous (WA)_New_Space Heating_Natural Gas_Boiler_E3 | F1 | Commercial | Miscellaneous (WA) | New | Space Heating | Natural Gas | Boiler | E3 | RVT - Cost of Equipment | 0.23498 | 0.23498 | 0.23498 | 0.23498 | 0.23498 | 0.23498 | 0.23498 | 0.23498 | 0.23498 | 0.23498 | 0.23498 | 0.23498 | 0.23498 | 0.23498 | 0.23498 | 0.23498 | 0.23498 | 0.23498 | 0.23498 | 0.23498 | 0.23498 | 0.23498 | 0.23498 | 0.23498 | 0.23498 | 0.23498 | 0.23498
F1_Commercial_Miscellaneous (WA)_New_Space Heating_Natural Gas_Boiler_E4 | F1 | Commercial | Miscellaneous (WA) | New | Space Heating | Natural Gas | Boiler | E4 | RVT - Cost of Equipment | 1.9379 | 1.9379 | 1.9379 | 1.9379 | 1.9379 | 1.9379 | 1.9379 | 1.9379 | 1.9379 | 1.9379 | 1.9379 | 1.9379 | 1.9379 | 1.9379 | 1.9379 | 1.9379 | 1.9379 | 1.9379 | 1.9379 | 1.9379 | 1.9379 | 1.9379 | 1.9379 | 1.9379 | 1.9379 | 1.9379 | 1.9379
F1_Commercial_Miscellaneous (WA)_New_Space Heating_Natural Gas_Boiler_E5 | F1 | Commercial | Miscellaneous (WA) | New | Space Heating | Natural Gas | Boiler | E5 | RVT - Cost of Equipment | 0 | 0 | 0 | 0 | 0 | 0 | 0 | 0 | 0 | 0 | 0 | 0 | 0 | 0 | 0 | 0 | 0 | 0 | 0 | 0 | 0 | 0 | 0 | 0 | 0 | 0 | 0
F1_Commercial_Miscellaneous (WA)_New_Space Heating_Natural Gas_Boiler_E6 | F1 | Commercial | Miscellaneous (WA) | New | Space Heating | Natural Gas | Boiler | E6 | RVT - Cost of Equipment | 0 | 0 | 0 | 0 | 0 | 0 | 0 | 0 | 0 | 0 | 0 | 0 | 0 | 0 | 0 | 0 | 0 | 0 | 0 | 0 | 0 | 0 | 0 | 0 | 0 | 0 | 0
F1_Commercial_Miscellaneous (WA)_New_Space Heating_Natural Gas_Boiler_E7 | F1 | Commercial | Miscellaneous (WA) | New | Space Heating | Natural Gas | Boiler | E7 | RVT - Cost of Equipment | 0 | 0 | 0 | 0 | 0 | 0 | 0 | 0 | 0 | 0 | 0 | 0 | 0 | 0 | 0 | 0 | 0 | 0 | 0 | 0 | 0 | 0 | 0 | 0 | 0 | 0 | 0
F1_Commercial_Miscellaneous (WA)_New_Space Heating_Natural Gas_Boiler_E8 | F1 | Commercial | Miscellaneous (WA) | New | Space Heating | Natural Gas | Boiler | E8 | RVT - Cost of Equipment | 0 | 0 | 0 | 0 | 0 | 0 | 0 | 0 | 0 | 0 | 0 | 0 | 0 | 0 | 0 | 0 | 0 | 0 | 0 | 0 | 0 | 0 | 0 | 0 | 0 | 0 | 0
F1_Commercial_Miscellaneous (WA)_New_Space Heating_Natural Gas_Boiler_E9 | F1 | Commercial | Miscellaneous (WA) | New | Space Heating | Natural Gas | Boiler | E9 | RVT - Cost of Equipment | 0 | 0 | 0 | 0 | 0 | 0 | 0 | 0 | 0 | 0 | 0 | 0 | 0 | 0 | 0 | 0 | 0 | 0 | 0 | 0 | 0 | 0 | 0 | 0 | 0 | 0 | 0
F1_Commercial_Miscellaneous (WA)_New_Space Heating_Natural Gas_Boiler_E10 | F1 | Commercial | Miscellaneous (WA) | New | Space Heating | Natural Gas | Boiler | E10 | RVT - Cost of Equipment | 0 | 0 | 0 | 0 | 0 | 0 | 0 | 0 | 0 | 0 | 0 | 0 | 0 | 0 | 0 | 0 | 0 | 0 | 0 | 0 | 0 | 0 | 0 | 0 | 0 | 0 | 0
F2_Commercial_Miscellaneous (WA)_New_Space Heating_Natural Gas_Boiler_E1 | F2 | Commercial | Miscellaneous (WA) | New | Space Heating | Natural Gas | Boiler | E1 | RVT - Cost of Operation | 0.6328 | 0.64043 | 0.6505 | 0.66149 | 0.67348 | 0.6904 | 0.70735 | 0.72506 | 0.74139 | 0.75759 | 0.77551 | 0.79209 | 0.81004 | 0.82834 | 0.84538 | 0.86209 | 0.87765 | 0.89353 | 0.90989 | 0.92652 | 0.94328 | 0.96356 | 0.98638 | 1.0069 | 1.0276 | 1.0434 | 1.0577
F2_Commercial_Miscellaneous (WA)_New_Space Heating_Natural Gas_Boiler_E2 | F2 | Commercial | Miscellaneous (WA) | New | Space Heating | Natural Gas | Boiler | E2 | RVT - Cost of Operation | 0.59559 | 0.60276 | 0.61224 | 0.62259 | 0.63387 | 0.6498 | 0.66575 | 0.68242 | 0.69779 | 0.71304 | 0.72991 | 0.74551 | 0.7624 | 0.77963 | 0.79566 | 0.81139 | 0.82603 | 0.84098 | 0.85638 | 0.87203 | 0.88781 | 0.90689 | 0.92837 | 0.94766 | 0.96715 | 0.98205 | 0.99546
F2_Commercial_Miscellaneous (WA)_New_Space Heating_Natural Gas_Boiler_E3 | F2 | Commercial | Miscellaneous (WA) | New | Space Heating | Natural Gas | Boiler | E3 | RVT - Cost of Operation | 0.52191 | 0.5282 | 0.5365 | 0.54557 | 0.55546 | 0.56941 | 0.58339 | 0.598 | 0.61147 | 0.62483 | 0.63961 | 0.65329 | 0.66808 | 0.68318 | 0.69724 | 0.71102 | 0.72385 | 0.73694 | 0.75044 | 0.76415 | 0.77798 | 0.7947 | 0.81352 | 0.83043 | 0.84751 | 0.86057 | 0.87232
F2_Commercial_Miscellaneous (WA)_New_Space Heating_Natural Gas_Boiler_E4 | F2 | Commercial | Miscellaneous (WA) | New | Space Heating | Natural Gas | Boiler | E4 | RVT - Cost of Operation | 0.32972 | 0.33246 | 0.33702 | 0.34229 | 0.34833 | 0.35816 | 0.36792 | 0.37812 | 0.38707 | 0.39576 | 0.40561 | 0.41421 | 0.42379 | 0.43365 | 0.44243 | 0.45086 | 0.45829 | 0.46587 | 0.47373 | 0.48168 | 0.48964 | 0.50032 | 0.51298 | 0.52387 | 0.53498 | 0.54634 | 0.55794
F2_Commercial_Miscellaneous (WA)_New_Space Heating_Natural Gas_Boiler_E5 | F2 | Commercial | Miscellaneous (WA) | New | Space Heating | Natural Gas | Boiler | E5 | RVT - Cost of Operation | 0 | 0 | 0 | 0 | 0 | 0 | 0 | 0 | 0 | 0 | 0 | 0 | 0 | 0 | 0 | 0 | 0 | 0 | 0 | 0 | 0 | 0 | 0 | 0 | 0 | 0 | 0
F2_Commercial_Miscellaneous (WA)_New_Space Heating_Natural Gas_Boiler_E6 | F2 | Commercial | Miscellaneous (WA) | New | Space Heating | Natural Gas | Boiler | E6 | RVT - Cost of Operation | 0 | 0 | 0 | 0 | 0 | 0 | 0 | 0 | 0 | 0 | 0 | 0 | 0 | 0 | 0 | 0 | 0 | 0 | 0 | 0 | 0 | 0 | 0 | 0 | 0 | 0 | 0
F2_Commercial_Miscellaneous (WA)_New_Space Heating_Natural Gas_Boiler_E7 | F2 | Commercial | Miscellaneous (WA) | New | Space Heating | Natural Gas | Boiler | E7 | RVT - Cost of Operation | 0 | 0 | 0 | 0 | 0 | 0 | 0 | 0 | 0 | 0 | 0 | 0 | 0 | 0 | 0 | 0 | 0 | 0 | 0 | 0 | 0 | 0 | 0 | 0 | 0 | 0 | 0
F2_Commercial_Miscellaneous (WA)_New_Space Heating_Natural Gas_Boiler_E8 | F2 | Commercial | Miscellaneous (WA) | New | Space Heating | Natural Gas | Boiler | E8 | RVT - Cost of Operation | 0 | 0 | 0 | 0 | 0 | 0 | 0 | 0 | 0 | 0 | 0 | 0 | 0 | 0 | 0 | 0 | 0 | 0 | 0 | 0 | 0 | 0 | 0 | 0 | 0 | 0 | 0
F2_Commercial_Miscellaneous (WA)_New_Space Heating_Natural Gas_Boiler_E9 | F2 | Commercial | Miscellaneous (WA) | New | Space Heating | Natural Gas | Boiler | E9 | RVT - Cost of Operation | 0 | 0 | 0 | 0 | 0 | 0 | 0 | 0 | 0 | 0 | 0 | 0 | 0 | 0 | 0 | 0 | 0 | 0 | 0 | 0 | 0 | 0 | 0 | 0 | 0 | 0 | 0
F2_Commercial_Miscellaneous (WA)_New_Space Heating_Natural Gas_Boiler_E10 | F2 | Commercial | Miscellaneous (WA) | New | Space Heating | Natural Gas | Boiler | E10 | RVT - Cost of Operation | 0 | 0 | 0 | 0 | 0 | 0 | 0 | 0 | 0 | 0 | 0 | 0 | 0 | 0 | 0 | 0 | 0 | 0 | 0 | 0 | 0 | 0 | 0 | 0 | 0 | 0 | 0
F3_Commercial_Miscellaneous (WA)_New_Space Heating_Natural Gas_Boiler_E1 | F3 | Commercial | Miscellaneous (WA) | New | Space Heating | Natural Gas | Boiler | E1 | System - kBTUs of Consumption | 124.5166 | 124.3572 | 124.3572 | 124.3572 | 124.3572 | 124.3572 | 124.3572 | 124.3572 | 124.3572 | 124.3572 | 124.3572 | 124.3572 | 124.3572 | 124.3572 | 124.3572 | 124.3572 | 124.3572 | 124.3572 | 124.3572 | 124.3572 | 124.3572 | 124.3572 | 124.3572 | 124.3572 | 124.3572 | 122.8219 | 120.9028
F3_Commercial_Miscellaneous (WA)_New_Space Heating_Natural Gas_Boiler_E2 | F3 | Commercial | Miscellaneous (WA) | New | Space Heating | Natural Gas | Boiler | E2 | System - kBTUs of Consumption | 117.1936 | 117.0436 | 117.0436 | 117.0436 | 117.0436 | 117.0436 | 117.0436 | 117.0436 | 117.0436 | 117.0436 | 117.0436 | 117.0436 | 117.0436 | 117.0436 | 117.0436 | 117.0436 | 117.0436 | 117.0436 | 117.0436 | 117.0436 | 117.0436 | 117.0436 | 117.0436 | 117.0436 | 117.0436 | 115.5986 | 113.7924
F3_Commercial_Miscellaneous (WA)_New_Space Heating_Natural Gas_Boiler_E3 | F3 | Commercial | Miscellaneous (WA) | New | Space Heating | Natural Gas | Boiler | E3 | System - kBTUs of Consumption | 102.6962 | 102.5647 | 102.5647 | 102.5647 | 102.5647 | 102.5647 | 102.5647 | 102.5647 | 102.5647 | 102.5647 | 102.5647 | 102.5647 | 102.5647 | 102.5647 | 102.5647 | 102.5647 | 102.5647 | 102.5647 | 102.5647 | 102.5647 | 102.5647 | 102.5647 | 102.5647 | 102.5647 | 102.5647 | 101.2985 | 99.7157
F3_Commercial_Miscellaneous (WA)_New_Space Heating_Natural Gas_Boiler_E4 | F3 | Commercial | Miscellaneous (WA) | New | Space Heating | Natural Gas | Boiler | E4 | System - kBTUs of Consumption | 72.5594 | 72.3772 | 72.3772 | 72.3772 | 72.3772 | 72.3772 | 72.3772 | 72.3772 | 72.3772 | 72.3772 | 72.3772 | 72.3772 | 72.3772 | 72.3772 | 72.3772 | 72.3772 | 72.3772 | 72.3772 | 72.3772 | 72.3772 | 72.3772 | 72.3772 | 72.3772 | 72.3772 | 72.3772 | 72.3772 | 72.3772
F3_Commercial_Miscellaneous (WA)_New_Space Heating_Natural Gas_Boiler_E5 | F3 | Commercial | Miscellaneous (WA) | New | Space Heating | Natural Gas | Boiler | E5 | System - kBTUs of Consumption | 0 | 0 | 0 | 0 | 0 | 0 | 0 | 0 | 0 | 0 | 0 | 0 | 0 | 0 | 0 | 0 | 0 | 0 | 0 | 0 | 0 | 0 | 0 | 0 | 0 | 0 | 0
F3_Commercial_Miscellaneous (WA)_New_Space Heating_Natural Gas_Boiler_E6 | F3 | Commercial | Miscellaneous (WA) | New | Space Heating | Natural Gas | Boiler | E6 | System - kBTUs of Consumption | 0 | 0 | 0 | 0 | 0 | 0 | 0 | 0 | 0 | 0 | 0 | 0 | 0 | 0 | 0 | 0 | 0 | 0 | 0 | 0 | 0 | 0 | 0 | 0 | 0 | 0 | 0
F3_Commercial_Miscellaneous (WA)_New_Space Heating_Natural Gas_Boiler_E7 | F3 | Commercial | Miscellaneous (WA) | New | Space Heating | Natural Gas | Boiler | E7 | System - kBTUs of Consumption | 0 | 0 | 0 | 0 | 0 | 0 | 0 | 0 | 0 | 0 | 0 | 0 | 0 | 0 | 0 | 0 | 0 | 0 | 0 | 0 | 0 | 0 | 0 | 0 | 0 | 0 | 0
F3_Commercial_Miscellaneous (WA)_New_Space Heating_Natural Gas_Boiler_E8 | F3 | Commercial | Miscellaneous (WA) | New | Space Heating | Natural Gas | Boiler | E8 | System - kBTUs of Consumption | 0 | 0 | 0 | 0 | 0 | 0 | 0 | 0 | 0 | 0 | 0 | 0 | 0 | 0 | 0 | 0 | 0 | 0 | 0 | 0 | 0 | 0 | 0 | 0 | 0 | 0 | 0
F3_Commercial_Miscellaneous (WA)_New_Space Heating_Natural Gas_Boiler_E9 | F3 | Commercial | Miscellaneous (WA) | New | Space Heating | Natural Gas | Boiler | E9 | System - kBTUs of Consumption | 0 | 0 | 0 | 0 | 0 | 0 | 0 | 0 | 0 | 0 | 0 | 0 | 0 | 0 | 0 | 0 | 0 | 0 | 0 | 0 | 0 | 0 | 0 | 0 | 0 | 0 | 0
F3_Commercial_Miscellaneous (WA)_New_Space Heating_Natural Gas_Boiler_E10 | F3 | Commercial | Miscellaneous (WA) | New | Space Heating | Natural Gas | Boiler | E10 | System - kBTUs of Consumption | 0 | 0 | 0 | 0 | 0 | 0 | 0 | 0 | 0 | 0 | 0 | 0 | 0 | 0 | 0 | 0 | 0 | 0 | 0 | 0 | 0 | 0 | 0 | 0 | 0 | 0 | 0
F4_Commercial_Miscellaneous (WA)_New_Space Heating_Natural Gas_Boiler_E1 | F4 | Commercial | Miscellaneous (WA) | New | Space Heating | Natural Gas | Boiler | E1 | Utility - Cost of Equipment | 0.24158 | 0.24158 | 0.24158 | 0.24158 | 0.24158 | 0.24158 | 0.24158 | 0.24158 | 0.24158 | 0.24158 | 0.24158 | 0.24158 | 0.24158 | 0.24158 | 0.24158 | 0.24158 | 0.24158 | 0.24158 | 0.24158 | 0.24158 | 0.24158 | 0.24158 | 0.24158 | 0.24158 | 0.24158 | 0.24158 | 0.24158
F4_Commercial_Miscellaneous (WA)_New_Space Heating_Natural Gas_Boiler_E2 | F4 | Commercial | Miscellaneous (WA) | New | Space Heating | Natural Gas | Boiler | E2 | Utility - Cost of Equipment | 0.25171 | 0.25171 | 0.25171 | 0.25171 | 0.25171 | 0.25171 | 0.25171 | 0.25171 | 0.25171 | 0.25171 | 0.25171 | 0.25171 | 0.25171 | 0.25171 | 0.25171 | 0.25171 | 0.25171 | 0.25171 | 0.25171 | 0.25171 | 0.25171 | 0.25171 | 0.25171 | 0.25171 | 0.25171 | 0.25171 | 0.25171
F4_Commercial_Miscellaneous (WA)_New_Space Heating_Natural Gas_Boiler_E3 | F4 | Commercial | Miscellaneous (WA) | New | Space Heating | Natural Gas | Boiler | E3 | Utility - Cost of Equipment | 0.23498 | 0.23498 | 0.23498 | 0.23498 | 0.23498 | 0.23498 | 0.23498 | 0.23498 | 0.23498 | 0.23498 | 0.23498 | 0.23498 | 0.23498 | 0.23498 | 0.23498 | 0.23498 | 0.23498 | 0.23498 | 0.23498 | 0.23498 | 0.23498 | 0.23498 | 0.23498 | 0.23498 | 0.23498 | 0.23498 | 0.23498
F4_Commercial_Miscellaneous (WA)_New_Space Heating_Natural Gas_Boiler_E4 | F4 | Commercial | Miscellaneous (WA) | New | Space Heating | Natural Gas | Boiler | E4 | Utility - Cost of Equipment | 1.9379 | 1.9379 | 1.9379 | 1.9379 | 1.9379 | 1.9379 | 1.9379 | 1.9379 | 1.9379 | 1.9379 | 1.9379 | 1.9379 | 1.9379 | 1.9379 | 1.9379 | 1.9379 | 1.9379 | 1.9379 | 1.9379 | 1.9379 | 1.9379 | 1.9379 | 1.9379 | 1.9379 | 1.9379 | 1.9379 | 1.9379
F4_Commercial_Miscellaneous (WA)_New_Space Heating_Natural Gas_Boiler_E5 | F4 | Commercial | Miscellaneous (WA) | New | Space Heating | Natural Gas | Boiler | E5 | Utility - Cost of Equipment | 0 | 0 | 0 | 0 | 0 | 0 | 0 | 0 | 0 | 0 | 0 | 0 | 0 | 0 | 0 | 0 | 0 | 0 | 0 | 0 | 0 | 0 | 0 | 0 | 0 | 0 | 0
F4_Commercial_Miscellaneous (WA)_New_Space Heating_Natural Gas_Boiler_E6 | F4 | Commercial | Miscellaneous (WA) | New | Space Heating | Natural Gas | Boiler | E6 | Utility - Cost of Equipment | 0 | 0 | 0 | 0 | 0 | 0 | 0 | 0 | 0 | 0 | 0 | 0 | 0 | 0 | 0 | 0 | 0 | 0 | 0 | 0 | 0 | 0 | 0 | 0 | 0 | 0 | 0
F4_Commercial_Miscellaneous (WA)_New_Space Heating_Natural Gas_Boiler_E7 | F4 | Commercial | Miscellaneous (WA) | New | Space Heating | Natural Gas | Boiler | E7 | Utility - Cost of Equipment | 0 | 0 | 0 | 0 | 0 | 0 | 0 | 0 | 0 | 0 | 0 | 0 | 0 | 0 | 0 | 0 | 0 | 0 | 0 | 0 | 0 | 0 | 0 | 0 | 0 | 0 | 0
F4_Commercial_Miscellaneous (WA)_New_Space Heating_Natural Gas_Boiler_E8 | F4 | Commercial | Miscellaneous (WA) | New | Space Heating | Natural Gas | Boiler | E8 | Utility - Cost of Equipment | 0 | 0 | 0 | 0 | 0 | 0 | 0 | 0 | 0 | 0 | 0 | 0 | 0 | 0 | 0 | 0 | 0 | 0 | 0 | 0 | 0 | 0 | 0 | 0 | 0 | 0 | 0
F4_Commercial_Miscellaneous (WA)_New_Space Heating_Natural Gas_Boiler_E9 | F4 | Commercial | Miscellaneous (WA) | New | Space Heating | Natural Gas | Boiler | E9 | Utility - Cost of Equipment | 0 | 0 | 0 | 0 | 0 | 0 | 0 | 0 | 0 | 0 | 0 | 0 | 0 | 0 | 0 | 0 | 0 | 0 | 0 | 0 | 0 | 0 | 0 | 0 | 0 | 0 | 0
F4_Commercial_Miscellaneous (WA)_New_Space Heating_Natural Gas_Boiler_E10 | F4 | Commercial | Miscellaneous (WA) | New | Space Heating | Natural Gas | Boiler | E10 | Utility - Cost of Equipment | 0 | 0 | 0 | 0 | 0 | 0 | 0 | 0 | 0 | 0 | 0 | 0 | 0 | 0 | 0 | 0 | 0 | 0 | 0 | 0 | 0 | 0 | 0 | 0 | 0 | 0 | 0
F5_Commercial_Miscellaneous (WA)_New_Space Heating_Natural Gas_Boiler_E1 | F5 | Commercial | Miscellaneous (WA) | New | Space Heating | Natural Gas | Boiler | E1 | Utility - Cost of Operation | 0.55819 | 0.56793 | 0.57997 | 0.59305 | 0.60726 | 0.62591 | 0.64492 | 0.66493 | 0.68418 | 0.70375 | 0.72164 | 0.73842 | 0.75657 | 0.77519 | 0.79281 | 0.81029 | 0.82689 | 0.84397 | 0.86169 | 0.87985 | 0.89836 | 0.91768 | 0.93941 | 0.95893 | 0.97866 | 0.99373 | 1.0073
F5_Commercial_Miscellaneous (WA)_New_Space Heating_Natural Gas_Boiler_E2 | F5 | Commercial | Miscellaneous (WA) | New | Space Heating | Natural Gas | Boiler | E2 | Utility - Cost of Operation | 0.52536 | 0.53453 | 0.54586 | 0.55817 | 0.57155 | 0.5891 | 0.60699 | 0.62583 | 0.64395 | 0.66236 | 0.67919 | 0.69499 | 0.71207 | 0.7296 | 0.74618 | 0.76264 | 0.77826 | 0.79433 | 0.81101 | 0.8281 | 0.84553 | 0.86371 | 0.88416 | 0.90254 | 0.9211 | 0.93529 | 0.94806
F5_Commercial_Miscellaneous (WA)_New_Space Heating_Natural Gas_Boiler_E3 | F5 | Commercial | Miscellaneous (WA) | New | Space Heating | Natural Gas | Boiler | E3 | Utility - Cost of Operation | 0.46037 | 0.46841 | 0.47833 | 0.48912 | 0.50085 | 0.51622 | 0.5319 | 0.54841 | 0.56429 | 0.58043 | 0.59517 | 0.60902 | 0.62399 | 0.63934 | 0.65388 | 0.66829 | 0.68198 | 0.69607 | 0.71068 | 0.72566 | 0.74093 | 0.75686 | 0.77478 | 0.79089 | 0.80715 | 0.81959 | 0.83078
F5_Commercial_Miscellaneous (WA)_New_Space Heating_Natural Gas_Boiler_E4 | F5 | Commercial | Miscellaneous (WA) | New | Space Heating | Natural Gas | Boiler | E4 | Utility - Cost of Operation | 0.28248 | 0.28658 | 0.2924 | 0.29905 | 0.30658 | 0.31755 | 0.32874 | 0.34062 | 0.3518 | 0.36313 | 0.37305 | 0.38202 | 0.39197 | 0.4023 | 0.41175 | 0.42099 | 0.42946 | 0.43821 | 0.44736 | 0.45675 | 0.46632 | 0.47649 | 0.48855 | 0.49892 | 0.50951 | 0.52032 | 0.53137
F5_Commercial_Miscellaneous (WA)_New_Space Heating_Natural Gas_Boiler_E5 | F5 | Commercial | Miscellaneous (WA) | New | Space Heating | Natural Gas | Boiler | E5 | Utility - Cost of Operation | 0 | 0 | 0 | 0 | 0 | 0 | 0 | 0 | 0 | 0 | 0 | 0 | 0 | 0 | 0 | 0 | 0 | 0 | 0 | 0 | 0 | 0 | 0 | 0 | 0 | 0 | 0
F5_Commercial_Miscellaneous (WA)_New_Space Heating_Natural Gas_Boiler_E6 | F5 | Commercial | Miscellaneous (WA) | New | Space Heating | Natural Gas | Boiler | E6 | Utility - Cost of Operation | 0 | 0 | 0 | 0 | 0 | 0 | 0 | 0 | 0 | 0 | 0 | 0 | 0 | 0 | 0 | 0 | 0 | 0 | 0 | 0 | 0 | 0 | 0 | 0 | 0 | 0 | 0
F5_Commercial_Miscellaneous (WA)_New_Space Heating_Natural Gas_Boiler_E7 | F5 | Commercial | Miscellaneous (WA) | New | Space Heating | Natural Gas | Boiler | E7 | Utility - Cost of Operation | 0 | 0 | 0 | 0 | 0 | 0 | 0 | 0 | 0 | 0 | 0 | 0 | 0 | 0 | 0 | 0 | 0 | 0 | 0 | 0 | 0 | 0 | 0 | 0 | 0 | 0 | 0
F5_Commercial_Miscellaneous (WA)_New_Space Heating_Natural Gas_Boiler_E8 | F5 | Commercial | Miscellaneous (WA) | New | Space Heating | Natural Gas | Boiler | E8 | Utility - Cost of Operation | 0 | 0 | 0 | 0 | 0 | 0 | 0 | 0 | 0 | 0 | 0 | 0 | 0 | 0 | 0 | 0 | 0 | 0 | 0 | 0 | 0 | 0 | 0 | 0 | 0 | 0 | 0
F5_Commercial_Miscellaneous (WA)_New_Space Heating_Natural Gas_Boiler_E9 | F5 | Commercial | Miscellaneous (WA) | New | Space Heating | Natural Gas | Boiler | E9 | Utility - Cost of Operation | 0 | 0 | 0 | 0 | 0 | 0 | 0 | 0 | 0 | 0 | 0 | 0 | 0 | 0 | 0 | 0 | 0 | 0 | 0 | 0 | 0 | 0 | 0 | 0 | 0 | 0 | 0
F5_Commercial_Miscellaneous (WA)_New_Space Heating_Natural Gas_Boiler_E10 | F5 | Commercial | Miscellaneous (WA) | New | Space Heating | Natural Gas | Boiler | E10 | Utility - Cost of Operation | 0 | 0 | 0 | 0 | 0 | 0 | 0 | 0 | 0 | 0 | 0 | 0 | 0 | 0 | 0 | 0 | 0 | 0 | 0 | 0 | 0 | 0 | 0 | 0 | 0 | 0 | 0
F6_Commercial_Miscellaneous (WA)_New_Space Heating_Natural Gas_Boiler_E1 | F6 | Commercial | Miscellaneous (WA) | New | Space Heating | Natural Gas | Boiler | E1 | Utility - Value of Sales | 0.6328 | 0.64043 | 0.6505 | 0.66149 | 0.67348 | 0.6904 | 0.70735 | 0.72506 | 0.74139 | 0.75759 | 0.77551 | 0.79209 | 0.81004 | 0.82834 | 0.84538 | 0.86209 | 0.87765 | 0.89353 | 0.90989 | 0.92652 | 0.94328 | 0.96356 | 0.98638 | 1.0069 | 1.0276 | 1.0434 | 1.0577
F6_Commercial_Miscellaneous (WA)_New_Space Heating_Natural Gas_Boiler_E2 | F6 | Commercial | Miscellaneous (WA) | New | Space Heating | Natural Gas | Boiler | E2 | Utility - Value of Sales | 0.59559 | 0.60276 | 0.61224 | 0.62259 | 0.63387 | 0.6498 | 0.66575 | 0.68242 | 0.69779 | 0.71304 | 0.72991 | 0.74551 | 0.7624 | 0.77963 | 0.79566 | 0.81139 | 0.82603 | 0.84098 | 0.85638 | 0.87203 | 0.88781 | 0.90689 | 0.92837 | 0.94766 | 0.96715 | 0.98205 | 0.99546
F6_Commercial_Miscellaneous (WA)_New_Space Heating_Natural Gas_Boiler_E3 | F6 | Commercial | Miscellaneous (WA) | New | Space Heating | Natural Gas | Boiler | E3 | Utility - Value of Sales | 0.52191 | 0.5282 | 0.5365 | 0.54557 | 0.55546 | 0.56941 | 0.58339 | 0.598 | 0.61147 | 0.62483 | 0.63961 | 0.65329 | 0.66808 | 0.68318 | 0.69724 | 0.71102 | 0.72385 | 0.73694 | 0.75044 | 0.76415 | 0.77798 | 0.7947 | 0.81352 | 0.83043 | 0.84751 | 0.86057 | 0.87232
F6_Commercial_Miscellaneous (WA)_New_Space Heating_Natural Gas_Boiler_E4 | F6 | Commercial | Miscellaneous (WA) | New | Space Heating | Natural Gas | Boiler | E4 | Utility - Value of Sales | 0.32972 | 0.33246 | 0.33702 | 0.34229 | 0.34833 | 0.35816 | 0.36792 | 0.37812 | 0.38707 | 0.39576 | 0.40561 | 0.41421 | 0.42379 | 0.43365 | 0.44243 | 0.45086 | 0.45829 | 0.46587 | 0.47373 | 0.48168 | 0.48964 | 0.50032 | 0.51298 | 0.52387 | 0.53498 | 0.54634 | 0.55794
F6_Commercial_Miscellaneous (WA)_New_Space Heating_Natural Gas_Boiler_E5 | F6 | Commercial | Miscellaneous (WA) | New | Space Heating | Natural Gas | Boiler | E5 | Utility - Value of Sales | 0 | 0 | 0 | 0 | 0 | 0 | 0 | 0 | 0 | 0 | 0 | 0 | 0 | 0 | 0 | 0 | 0 | 0 | 0 | 0 | 0 | 0 | 0 | 0 | 0 | 0 | 0
F6_Commercial_Miscellaneous (WA)_New_Space Heating_Natural Gas_Boiler_E6 | F6 | Commercial | Miscellaneous (WA) | New | Space Heating | Natural Gas | Boiler | E6 | Utility - Value of Sales | 0 | 0 | 0 | 0 | 0 | 0 | 0 | 0 | 0 | 0 | 0 | 0 | 0 | 0 | 0 | 0 | 0 | 0 | 0 | 0 | 0 | 0 | 0 | 0 | 0 | 0 | 0
F6_Commercial_Miscellaneous (WA)_New_Space Heating_Natural Gas_Boiler_E7 | F6 | Commercial | Miscellaneous (WA) | New | Space Heating | Natural Gas | Boiler | E7 | Utility - Value of Sales | 0 | 0 | 0 | 0 | 0 | 0 | 0 | 0 | 0 | 0 | 0 | 0 | 0 | 0 | 0 | 0 | 0 | 0 | 0 | 0 | 0 | 0 | 0 | 0 | 0 | 0 | 0
F6_Commercial_Miscellaneous (WA)_New_Space Heating_Natural Gas_Boiler_E8 | F6 | Commercial | Miscellaneous (WA) | New | Space Heating | Natural Gas | Boiler | E8 | Utility - Value of Sales | 0 | 0 | 0 | 0 | 0 | 0 | 0 | 0 | 0 | 0 | 0 | 0 | 0 | 0 | 0 | 0 | 0 | 0 | 0 | 0 | 0 | 0 | 0 | 0 | 0 | 0 | 0
F6_Commercial_Miscellaneous (WA)_New_Space Heating_Natural Gas_Boiler_E9 | F6 | Commercial | Miscellaneous (WA) | New | Space Heating | Natural Gas | Boiler | E9 | Utility - Value of Sales | 0 | 0 | 0 | 0 | 0 | 0 | 0 | 0 | 0 | 0 | 0 | 0 | 0 | 0 | 0 | 0 | 0 | 0 | 0 | 0 | 0 | 0 | 0 | 0 | 0 | 0 | 0
F6_Commercial_Miscellaneous (WA)_New_Space Heating_Natural Gas_Boiler_E10 | F6 | Commercial | Miscellaneous (WA) | New | Space Heating | Natural Gas | Boiler | E10 | Utility - Value of Sales | 0 | 0 | 0 | 0 | 0 | 0 | 0 | 0 | 0 | 0 | 0 | 0 | 0 | 0 | 0 | 0 | 0 | 0 | 0 | 0 | 0 | 0 | 0 | 0 | 0 | 0 | 0
F1_Commercial_Miscellaneous (WA)_New_Space Heating_Natural Gas_Unit Heater_E1 | F1 | Commercial | Miscellaneous (WA) | New | Space Heating | Natural Gas | Unit Heater | E1 | RVT - Cost of Equipment | 4.9513e-05 | 4.9513e-05 | 4.9513e-05 | 4.9513e-05 | 4.9513e-05 | 4.9513e-05 | 4.9513e-05 | 4.9513e-05 | 4.9513e-05 | 4.9513e-05 | 4.9513e-05 | 4.9513e-05 | 4.9513e-05 | 4.9513e-05 | 4.9513e-05 | 4.9513e-05 | 4.9513e-05 | 4.9513e-05 | 4.9513e-05 | 4.9513e-05 | 4.9513e-05 | 4.9513e-05 | 4.9513e-05 | 4.9513e-05 | 4.9513e-05 | 4.9513e-05 | 4.9513e-05
F1_Commercial_Miscellaneous (WA)_New_Space Heating_Natural Gas_Unit Heater_E2 | F1 | Commercial | Miscellaneous (WA) | New | Space Heating | Natural Gas | Unit Heater | E2 | RVT - Cost of Equipment | 0.00010859 | 0.00010859 | 0.00010859 | 0.00010859 | 0.00010859 | 0.00010859 | 0.00010859 | 0.00010859 | 0.00010859 | 0.00010859 | 0.00010859 | 0.00010859 | 0.00010859 | 0.00010859 | 0.00010859 | 0.00010859 | 0.00010859 | 0.00010859 | 0.00010859 | 0.00010859 | 0.00010859 | 0.00010859 | 0.00010859 | 0.00010859 | 0.00010859 | 0.00010859 | 0.00010859
F1_Commercial_Miscellaneous (WA)_New_Space Heating_Natural Gas_Unit Heater_E3 | F1 | Commercial | Miscellaneous (WA) | New | Space Heating | Natural Gas | Unit Heater | E3 | RVT - Cost of Equipment | 6.8861e-05 | 6.8861e-05 | 6.8861e-05 | 6.8861e-05 | 6.8861e-05 | 6.8861e-05 | 6.8861e-05 | 6.8861e-05 | 6.8861e-05 | 6.8861e-05 | 6.8861e-05 | 6.8861e-05 | 6.8861e-05 | 6.8861e-05 | 6.8861e-05 | 6.8861e-05 | 6.8861e-05 | 6.8861e-05 | 6.8861e-05 | 6.8861e-05 | 6.8861e-05 | 6.8861e-05 | 6.8861e-05 | 6.8861e-05 | 6.8861e-05 | 6.8861e-05 | 6.8861e-05
F1_Commercial_Miscellaneous (WA)_New_Space Heating_Natural Gas_Unit Heater_E4 | F1 | Commercial | Miscellaneous (WA) | New | Space Heating | Natural Gas | Unit Heater | E4 | RVT - Cost of Equipment | 0 | 0 | 0 | 0 | 0 | 0 | 0 | 0 | 0 | 0 | 0 | 0 | 0 | 0 | 0 | 0 | 0 | 0 | 0 | 0 | 0 | 0 | 0 | 0 | 0 | 0 | 0
F1_Commercial_Miscellaneous (WA)_New_Space Heating_Natural Gas_Unit Heater_E5 | F1 | Commercial | Miscellaneous (WA) | New | Space Heating | Natural Gas | Unit Heater | E5 | RVT - Cost of Equipment | 0 | 0 | 0 | 0 | 0 | 0 | 0 | 0 | 0 | 0 | 0 | 0 | 0 | 0 | 0 | 0 | 0 | 0 | 0 | 0 | 0 | 0 | 0 | 0 | 0 | 0 | 0
F1_Commercial_Miscellaneous (WA)_New_Space Heating_Natural Gas_Unit Heater_E6 | F1 | Commercial | Miscellaneous (WA) | New | Space Heating | Natural Gas | Unit Heater | E6 | RVT - Cost of Equipment | 0 | 0 | 0 | 0 | 0 | 0 | 0 | 0 | 0 | 0 | 0 | 0 | 0 | 0 | 0 | 0 | 0 | 0 | 0 | 0 | 0 | 0 | 0 | 0 | 0 | 0 | 0
F1_Commercial_Miscellaneous (WA)_New_Space Heating_Natural Gas_Unit Heater_E7 | F1 | Commercial | Miscellaneous (WA) | New | Space Heating | Natural Gas | Unit Heater | E7 | RVT - Cost of Equipment | 0 | 0 | 0 | 0 | 0 | 0 | 0 | 0 | 0 | 0 | 0 | 0 | 0 | 0 | 0 | 0 | 0 | 0 | 0 | 0 | 0 | 0 | 0 | 0 | 0 | 0 | 0
F1_Commercial_Miscellaneous (WA)_New_Space Heating_Natural Gas_Unit Heater_E8 | F1 | Commercial | Miscellaneous (WA) | New | Space Heating | Natural Gas | Unit Heater | E8 | RVT - Cost of Equipment | 0 | 0 | 0 | 0 | 0 | 0 | 0 | 0 | 0 | 0 | 0 | 0 | 0 | 0 | 0 | 0 | 0 | 0 | 0 | 0 | 0 | 0 | 0 | 0 | 0 | 0 | 0
F1_Commercial_Miscellaneous (WA)_New_Space Heating_Natural Gas_Unit Heater_E9 | F1 | Commercial | Miscellaneous (WA) | New | Space Heating | Natural Gas | Unit Heater | E9 | RVT - Cost of Equipment | 0 | 0 | 0 | 0 | 0 | 0 | 0 | 0 | 0 | 0 | 0 | 0 | 0 | 0 | 0 | 0 | 0 | 0 | 0 | 0 | 0 | 0 | 0 | 0 | 0 | 0 | 0
F1_Commercial_Miscellaneous (WA)_New_Space Heating_Natural Gas_Unit Heater_E10 | F1 | Commercial | Miscellaneous (WA) | New | Space Heating | Natural Gas | Unit Heater | E10 | RVT - Cost of Equipment | 0 | 0 | 0 | 0 | 0 | 0 | 0 | 0 | 0 | 0 | 0 | 0 | 0 | 0 | 0 | 0 | 0 | 0 | 0 | 0 | 0 | 0 | 0 | 0 | 0 | 0 | 0
F2_Commercial_Miscellaneous (WA)_New_Space Heating_Natural Gas_Unit Heater_E1 | F2 | Commercial | Miscellaneous (WA) | New | Space Heating | Natural Gas | Unit Heater | E1 | RVT - Cost of Operation | 0.098312 | 0.099347 | 0.10083 | 0.10246 | 0.10426 | 0.10698 | 0.10967 | 0.1125 | 0.11507 | 0.11761 | 0.12046 | 0.12303 | 0.12586 | 0.12875 | 0.13138 | 0.13393 | 0.13624 | 0.13861 | 0.14105 | 0.14353 | 0.14602 | 0.14919 | 0.15285 | 0.1561 | 0.15941 | 0.1628 | 0.16625
F2_Commercial_Miscellaneous (WA)_New_Space Heating_Natural Gas_Unit Heater_E2 | F2 | Commercial | Miscellaneous (WA) | New | Space Heating | Natural Gas | Unit Heater | E2 | RVT - Cost of Operation | 0.087441 | 0.088361 | 0.089679 | 0.091132 | 0.092733 | 0.095152 | 0.097547 | 0.10006 | 0.10235 | 0.1046 | 0.10714 | 0.10943 | 0.11195 | 0.11451 | 0.11685 | 0.11912 | 0.12118 | 0.12328 | 0.12545 | 0.12766 | 0.12987 | 0.13269 | 0.13595 | 0.13884 | 0.14179 | 0.14479 | 0.14787
F2_Commercial_Miscellaneous (WA)_New_Space Heating_Natural Gas_Unit Heater_E3 | F2 | Commercial | Miscellaneous (WA) | New | Space Heating | Natural Gas | Unit Heater | E3 | RVT - Cost of Operation | 0.083546 | 0.084241 | 0.085396 | 0.086731 | 0.088262 | 0.090753 | 0.093225 | 0.095811 | 0.098079 | 0.10028 | 0.10278 | 0.10496 | 0.10738 | 0.10988 | 0.11211 | 0.11424 | 0.11612 | 0.11804 | 0.12004 | 0.12205 | 0.12407 | 0.12677 | 0.12998 | 0.13274 | 0.13556 | 0.13844 | 0.14137
F2_Commercial_Miscellaneous (WA)_New_Space Heating_Natural Gas_Unit Heater_E4 | F2 | Commercial | Miscellaneous (WA) | New | Space Heating | Natural Gas | Unit Heater | E4 | RVT - Cost of Operation | 0 | 0 | 0 | 0 | 0 | 0 | 0 | 0 | 0 | 0 | 0 | 0 | 0 | 0 | 0 | 0 | 0 | 0 | 0 | 0 | 0 | 0 | 0 | 0 | 0 | 0 | 0
F2_Commercial_Miscellaneous (WA)_New_Space Heating_Natural Gas_Unit Heater_E5 | F2 | Commercial | Miscellaneous (WA) | New | Space Heating | Natural Gas | Unit Heater | E5 | RVT - Cost of Operation | 0 | 0 | 0 | 0 | 0 | 0 | 0 | 0 | 0 | 0 | 0 | 0 | 0 | 0 | 0 | 0 | 0 | 0 | 0 | 0 | 0 | 0 | 0 | 0 | 0 | 0 | 0
F2_Commercial_Miscellaneous (WA)_New_Space Heating_Natural Gas_Unit Heater_E6 | F2 | Commercial | Miscellaneous (WA) | New | Space Heating | Natural Gas | Unit Heater | E6 | RVT - Cost of Operation | 0 | 0 | 0 | 0 | 0 | 0 | 0 | 0 | 0 | 0 | 0 | 0 | 0 | 0 | 0 | 0 | 0 | 0 | 0 | 0 | 0 | 0 | 0 | 0 | 0 | 0 | 0
F2_Commercial_Miscellaneous (WA)_New_Space Heating_Natural Gas_Unit Heater_E7 | F2 | Commercial | Miscellaneous (WA) | New | Space Heating | Natural Gas | Unit Heater | E7 | RVT - Cost of Operation | 0 | 0 | 0 | 0 | 0 | 0 | 0 | 0 | 0 | 0 | 0 | 0 | 0 | 0 | 0 | 0 | 0 | 0 | 0 | 0 | 0 | 0 | 0 | 0 | 0 | 0 | 0
F2_Commercial_Miscellaneous (WA)_New_Space Heating_Natural Gas_Unit Heater_E8 | F2 | Commercial | Miscellaneous (WA) | New | Space Heating | Natural Gas | Unit Heater | E8 | RVT - Cost of Operation | 0 | 0 | 0 | 0 | 0 | 0 | 0 | 0 | 0 | 0 | 0 | 0 | 0 | 0 | 0 | 0 | 0 | 0 | 0 | 0 | 0 | 0 | 0 | 0 | 0 | 0 | 0
F2_Commercial_Miscellaneous (WA)_New_Space Heating_Natural Gas_Unit Heater_E9 | F2 | Commercial | Miscellaneous (WA) | New | Space Heating | Natural Gas | Unit Heater | E9 | RVT - Cost of Operation | 0 | 0 | 0 | 0 | 0 | 0 | 0 | 0 | 0 | 0 | 0 | 0 | 0 | 0 | 0 | 0 | 0 | 0 | 0 | 0 | 0 | 0 | 0 | 0 | 0 | 0 | 0
F2_Commercial_Miscellaneous (WA)_New_Space Heating_Natural Gas_Unit Heater_E10 | F2 | Commercial | Miscellaneous (WA) | New | Space Heating | Natural Gas | Unit Heater | E10 | RVT - Cost of Operation | 0 | 0 | 0 | 0 | 0 | 0 | 0 | 0 | 0 | 0 | 0 | 0 | 0 | 0 | 0 | 0 | 0 | 0 | 0 | 0 | 0 | 0 | 0 | 0 | 0 | 0 | 0
F3_Commercial_Miscellaneous (WA)_New_Space Heating_Natural Gas_Unit Heater_E1 | F3 | Commercial | Miscellaneous (WA) | New | Space Heating | Natural Gas | Unit Heater | E1 | System - kBTUs of Consumption | 20.7706 | 20.7315 | 20.7315 | 20.7315 | 20.7315 | 20.7315 | 20.7315 | 20.7315 | 20.7315 | 20.7315 | 20.7315 | 20.7315 | 20.7315 | 20.7315 | 20.7315 | 20.7315 | 20.7315 | 20.7315 | 20.7315 | 20.7315 | 20.7315 | 20.7315 | 20.7315 | 20.7315 | 20.7315 | 20.7315 | 20.7315
F3_Commercial_Miscellaneous (WA)_New_Space Heating_Natural Gas_Unit Heater_E2 | F3 | Commercial | Miscellaneous (WA) | New | Space Heating | Natural Gas | Unit Heater | E2 | System - kBTUs of Consumption | 18.4739 | 18.4391 | 18.4391 | 18.4391 | 18.4391 | 18.4391 | 18.4391 | 18.4391 | 18.4391 | 18.4391 | 18.4391 | 18.4391 | 18.4391 | 18.4391 | 18.4391 | 18.4391 | 18.4391 | 18.4391 | 18.4391 | 18.4391 | 18.4391 | 18.4391 | 18.4391 | 18.4391 | 18.4391 | 18.4391 | 18.4391
F3_Commercial_Miscellaneous (WA)_New_Space Heating_Natural Gas_Unit Heater_E3 | F3 | Commercial | Miscellaneous (WA) | New | Space Heating | Natural Gas | Unit Heater | E3 | System - kBTUs of Consumption | 18.3856 | 18.3394 | 18.3394 | 18.3394 | 18.3394 | 18.3394 | 18.3394 | 18.3394 | 18.3394 | 18.3394 | 18.3394 | 18.3394 | 18.3394 | 18.3394 | 18.3394 | 18.3394 | 18.3394 | 18.3394 | 18.3394 | 18.3394 | 18.3394 | 18.3394 | 18.3394 | 18.3394 | 18.3394 | 18.3394 | 18.3394
F3_Commercial_Miscellaneous (WA)_New_Space Heating_Natural Gas_Unit Heater_E4 | F3 | Commercial | Miscellaneous (WA) | New | Space Heating | Natural Gas | Unit Heater | E4 | System - kBTUs of Consumption | 0 | 0 | 0 | 0 | 0 | 0 | 0 | 0 | 0 | 0 | 0 | 0 | 0 | 0 | 0 | 0 | 0 | 0 | 0 | 0 | 0 | 0 | 0 | 0 | 0 | 0 | 0
F3_Commercial_Miscellaneous (WA)_New_Space Heating_Natural Gas_Unit Heater_E5 | F3 | Commercial | Miscellaneous (WA) | New | Space Heating | Natural Gas | Unit Heater | E5 | System - kBTUs of Consumption | 0 | 0 | 0 | 0 | 0 | 0 | 0 | 0 | 0 | 0 | 0 | 0 | 0 | 0 | 0 | 0 | 0 | 0 | 0 | 0 | 0 | 0 | 0 | 0 | 0 | 0 | 0
F3_Commercial_Miscellaneous (WA)_New_Space Heating_Natural Gas_Unit Heater_E6 | F3 | Commercial | Miscellaneous (WA) | New | Space Heating | Natural Gas | Unit Heater | E6 | System - kBTUs of Consumption | 0 | 0 | 0 | 0 | 0 | 0 | 0 | 0 | 0 | 0 | 0 | 0 | 0 | 0 | 0 | 0 | 0 | 0 | 0 | 0 | 0 | 0 | 0 | 0 | 0 | 0 | 0
F3_Commercial_Miscellaneous (WA)_New_Space Heating_Natural Gas_Unit Heater_E7 | F3 | Commercial | Miscellaneous (WA) | New | Space Heating | Natural Gas | Unit Heater | E7 | System - kBTUs of Consumption | 0 | 0 | 0 | 0 | 0 | 0 | 0 | 0 | 0 | 0 | 0 | 0 | 0 | 0 | 0 | 0 | 0 | 0 | 0 | 0 | 0 | 0 | 0 | 0 | 0 | 0 | 0
F3_Commercial_Miscellaneous (WA)_New_Space Heating_Natural Gas_Unit Heater_E8 | F3 | Commercial | Miscellaneous (WA) | New | Space Heating | Natural Gas | Unit Heater | E8 | System - kBTUs of Consumption | 0 | 0 | 0 | 0 | 0 | 0 | 0 | 0 | 0 | 0 | 0 | 0 | 0 | 0 | 0 | 0 | 0 | 0 | 0 | 0 | 0 | 0 | 0 | 0 | 0 | 0 | 0
F3_Commercial_Miscellaneous (WA)_New_Space Heating_Natural Gas_Unit Heater_E9 | F3 | Commercial | Miscellaneous (WA) | New | Space Heating | Natural Gas | Unit Heater | E9 | System - kBTUs of Consumption | 0 | 0 | 0 | 0 | 0 | 0 | 0 | 0 | 0 | 0 | 0 | 0 | 0 | 0 | 0 | 0 | 0 | 0 | 0 | 0 | 0 | 0 | 0 | 0 | 0 | 0 | 0
F3_Commercial_Miscellaneous (WA)_New_Space Heating_Natural Gas_Unit Heater_E10 | F3 | Commercial | Miscellaneous (WA) | New | Space Heating | Natural Gas | Unit Heater | E10 | System - kBTUs of Consumption | 0 | 0 | 0 | 0 | 0 | 0 | 0 | 0 | 0 | 0 | 0 | 0 | 0 | 0 | 0 | 0 | 0 | 0 | 0 | 0 | 0 | 0 | 0 | 0 | 0 | 0 | 0
F4_Commercial_Miscellaneous (WA)_New_Space Heating_Natural Gas_Unit Heater_E1 | F4 | Commercial | Miscellaneous (WA) | New | Space Heating | Natural Gas | Unit Heater | E1 | Utility - Cost of Equipment | 4.9513e-05 | 4.9513e-05 | 4.9513e-05 | 4.9513e-05 | 4.9513e-05 | 4.9513e-05 | 4.9513e-05 | 4.9513e-05 | 4.9513e-05 | 4.9513e-05 | 4.9513e-05 | 4.9513e-05 | 4.9513e-05 | 4.9513e-05 | 4.9513e-05 | 4.9513e-05 | 4.9513e-05 | 4.9513e-05 | 4.9513e-05 | 4.9513e-05 | 4.9513e-05 | 4.9513e-05 | 4.9513e-05 | 4.9513e-05 | 4.9513e-05 | 4.9513e-05 | 4.9513e-05
F4_Commercial_Miscellaneous (WA)_New_Space Heating_Natural Gas_Unit Heater_E2 | F4 | Commercial | Miscellaneous (WA) | New | Space Heating | Natural Gas | Unit Heater | E2 | Utility - Cost of Equipment | 0.00010859 | 0.00010859 | 0.00010859 | 0.00010859 | 0.00010859 | 0.00010859 | 0.00010859 | 0.00010859 | 0.00010859 | 0.00010859 | 0.00010859 | 0.00010859 | 0.00010859 | 0.00010859 | 0.00010859 | 0.00010859 | 0.00010859 | 0.00010859 | 0.00010859 | 0.00010859 | 0.00010859 | 0.00010859 | 0.00010859 | 0.00010859 | 0.00010859 | 0.00010859 | 0.00010859
F4_Commercial_Miscellaneous (WA)_New_Space Heating_Natural Gas_Unit Heater_E3 | F4 | Commercial | Miscellaneous (WA) | New | Space Heating | Natural Gas | Unit Heater | E3 | Utility - Cost of Equipment | 6.8861e-05 | 6.8861e-05 | 6.8861e-05 | 6.8861e-05 | 6.8861e-05 | 6.8861e-05 | 6.8861e-05 | 6.8861e-05 | 6.8861e-05 | 6.8861e-05 | 6.8861e-05 | 6.8861e-05 | 6.8861e-05 | 6.8861e-05 | 6.8861e-05 | 6.8861e-05 | 6.8861e-05 | 6.8861e-05 | 6.8861e-05 | 6.8861e-05 | 6.8861e-05 | 6.8861e-05 | 6.8861e-05 | 6.8861e-05 | 6.8861e-05 | 6.8861e-05 | 6.8861e-05
F4_Commercial_Miscellaneous (WA)_New_Space Heating_Natural Gas_Unit Heater_E4 | F4 | Commercial | Miscellaneous (WA) | New | Space Heating | Natural Gas | Unit Heater | E4 | Utility - Cost of Equipment | 0 | 0 | 0 | 0 | 0 | 0 | 0 | 0 | 0 | 0 | 0 | 0 | 0 | 0 | 0 | 0 | 0 | 0 | 0 | 0 | 0 | 0 | 0 | 0 | 0 | 0 | 0
F4_Commercial_Miscellaneous (WA)_New_Space Heating_Natural Gas_Unit Heater_E5 | F4 | Commercial | Miscellaneous (WA) | New | Space Heating | Natural Gas | Unit Heater | E5 | Utility - Cost of Equipment | 0 | 0 | 0 | 0 | 0 | 0 | 0 | 0 | 0 | 0 | 0 | 0 | 0 | 0 | 0 | 0 | 0 | 0 | 0 | 0 | 0 | 0 | 0 | 0 | 0 | 0 | 0
F4_Commercial_Miscellaneous (WA)_New_Space Heating_Natural Gas_Unit Heater_E6 | F4 | Commercial | Miscellaneous (WA) | New | Space Heating | Natural Gas | Unit Heater | E6 | Utility - Cost of Equipment | 0 | 0 | 0 | 0 | 0 | 0 | 0 | 0 | 0 | 0 | 0 | 0 | 0 | 0 | 0 | 0 | 0 | 0 | 0 | 0 | 0 | 0 | 0 | 0 | 0 | 0 | 0
F4_Commercial_Miscellaneous (WA)_New_Space Heating_Natural Gas_Unit Heater_E7 | F4 | Commercial | Miscellaneous (WA) | New | Space Heating | Natural Gas | Unit Heater | E7 | Utility - Cost of Equipment | 0 | 0 | 0 | 0 | 0 | 0 | 0 | 0 | 0 | 0 | 0 | 0 | 0 | 0 | 0 | 0 | 0 | 0 | 0 | 0 | 0 | 0 | 0 | 0 | 0 | 0 | 0
F4_Commercial_Miscellaneous (WA)_New_Space Heating_Natural Gas_Unit Heater_E8 | F4 | Commercial | Miscellaneous (WA) | New | Space Heating | Natural Gas | Unit Heater | E8 | Utility - Cost of Equipment | 0 | 0 | 0 | 0 | 0 | 0 | 0 | 0 | 0 | 0 | 0 | 0 | 0 | 0 | 0 | 0 | 0 | 0 | 0 | 0 | 0 | 0 | 0 | 0 | 0 | 0 | 0
F4_Commercial_Miscellaneous (WA)_New_Space Heating_Natural Gas_Unit Heater_E9 | F4 | Commercial | Miscellaneous (WA) | New | Space Heating | Natural Gas | Unit Heater | E9 | Utility - Cost of Equipment | 0 | 0 | 0 | 0 | 0 | 0 | 0 | 0 | 0 | 0 | 0 | 0 | 0 | 0 | 0 | 0 | 0 | 0 | 0 | 0 | 0 | 0 | 0 | 0 | 0 | 0 | 0
F4_Commercial_Miscellaneous (WA)_New_Space Heating_Natural Gas_Unit Heater_E10 | F4 | Commercial | Miscellaneous (WA) | New | Space Heating | Natural Gas | Unit Heater | E10 | Utility - Cost of Equipment | 0 | 0 | 0 | 0 | 0 | 0 | 0 | 0 | 0 | 0 | 0 | 0 | 0 | 0 | 0 | 0 | 0 | 0 | 0 | 0 | 0 | 0 | 0 | 0 | 0 | 0 | 0
F5_Commercial_Miscellaneous (WA)_New_Space Heating_Natural Gas_Unit Heater_E1 | F5 | Commercial | Miscellaneous (WA) | New | Space Heating | Natural Gas | Unit Heater | E1 | Utility - Cost of Operation | 0.085286 | 0.086688 | 0.088517 | 0.090533 | 0.092754 | 0.095813 | 0.098929 | 0.10223 | 0.10539 | 0.10859 | 0.11146 | 0.11411 | 0.11701 | 0.11998 | 0.12275 | 0.12549 | 0.12803 | 0.13066 | 0.1334 | 0.1362 | 0.13906 | 0.14208 | 0.14558 | 0.14867 | 0.15182 | 0.15504 | 0.15833
F5_Commercial_Miscellaneous (WA)_New_Space Heating_Natural Gas_Unit Heater_E2 | F5 | Commercial | Miscellaneous (WA) | New | Space Heating | Natural Gas | Unit Heater | E2 | Utility - Cost of Operation | 0.075855 | 0.077102 | 0.078729 | 0.080523 | 0.082497 | 0.085218 | 0.08799 | 0.090924 | 0.093732 | 0.096584 | 0.099137 | 0.10149 | 0.10407 | 0.10672 | 0.10918 | 0.11161 | 0.11388 | 0.11621 | 0.11865 | 0.12114 | 0.12369 | 0.12637 | 0.12948 | 0.13223 | 0.13503 | 0.1379 | 0.14083
F5_Commercial_Miscellaneous (WA)_New_Space Heating_Natural Gas_Unit Heater_E3 | F5 | Commercial | Miscellaneous (WA) | New | Space Heating | Natural Gas | Unit Heater | E3 | Utility - Cost of Operation | 0.071575 | 0.072616 | 0.074091 | 0.075774 | 0.077684 | 0.080462 | 0.083298 | 0.086308 | 0.089141 | 0.092013 | 0.094527 | 0.096799 | 0.099321 | 0.10194 | 0.10433 | 0.10667 | 0.10882 | 0.11104 | 0.11335 | 0.11573 | 0.11816 | 0.12074 | 0.12379 | 0.12642 | 0.1291 | 0.13184 | 0.13464
F5_Commercial_Miscellaneous (WA)_New_Space Heating_Natural Gas_Unit Heater_E4 | F5 | Commercial | Miscellaneous (WA) | New | Space Heating | Natural Gas | Unit Heater | E4 | Utility - Cost of Operation | 0 | 0 | 0 | 0 | 0 | 0 | 0 | 0 | 0 | 0 | 0 | 0 | 0 | 0 | 0 | 0 | 0 | 0 | 0 | 0 | 0 | 0 | 0 | 0 | 0 | 0 | 0
F5_Commercial_Miscellaneous (WA)_New_Space Heating_Natural Gas_Unit Heater_E5 | F5 | Commercial | Miscellaneous (WA) | New | Space Heating | Natural Gas | Unit Heater | E5 | Utility - Cost of Operation | 0 | 0 | 0 | 0 | 0 | 0 | 0 | 0 | 0 | 0 | 0 | 0 | 0 | 0 | 0 | 0 | 0 | 0 | 0 | 0 | 0 | 0 | 0 | 0 | 0 | 0 | 0
F5_Commercial_Miscellaneous (WA)_New_Space Heating_Natural Gas_Unit Heater_E6 | F5 | Commercial | Miscellaneous (WA) | New | Space Heating | Natural Gas | Unit Heater | E6 | Utility - Cost of Operation | 0 | 0 | 0 | 0 | 0 | 0 | 0 | 0 | 0 | 0 | 0 | 0 | 0 | 0 | 0 | 0 | 0 | 0 | 0 | 0 | 0 | 0 | 0 | 0 | 0 | 0 | 0
F5_Commercial_Miscellaneous (WA)_New_Space Heating_Natural Gas_Unit Heater_E7 | F5 | Commercial | Miscellaneous (WA) | New | Space Heating | Natural Gas | Unit Heater | E7 | Utility - Cost of Operation | 0 | 0 | 0 | 0 | 0 | 0 | 0 | 0 | 0 | 0 | 0 | 0 | 0 | 0 | 0 | 0 | 0 | 0 | 0 | 0 | 0 | 0 | 0 | 0 | 0 | 0 | 0
F5_Commercial_Miscellaneous (WA)_New_Space Heating_Natural Gas_Unit Heater_E8 | F5 | Commercial | Miscellaneous (WA) | New | Space Heating | Natural Gas | Unit Heater | E8 | Utility - Cost of Operation | 0 | 0 | 0 | 0 | 0 | 0 | 0 | 0 | 0 | 0 | 0 | 0 | 0 | 0 | 0 | 0 | 0 | 0 | 0 | 0 | 0 | 0 | 0 | 0 | 0 | 0 | 0
F5_Commercial_Miscellaneous (WA)_New_Space Heating_Natural Gas_Unit Heater_E9 | F5 | Commercial | Miscellaneous (WA) | New | Space Heating | Natural Gas | Unit Heater | E9 | Utility - Cost of Operation | 0 | 0 | 0 | 0 | 0 | 0 | 0 | 0 | 0 | 0 | 0 | 0 | 0 | 0 | 0 | 0 | 0 | 0 | 0 | 0 | 0 | 0 | 0 | 0 | 0 | 0 | 0
F5_Commercial_Miscellaneous (WA)_New_Space Heating_Natural Gas_Unit Heater_E10 | F5 | Commercial | Miscellaneous (WA) | New | Space Heating | Natural Gas | Unit Heater | E10 | Utility - Cost of Operation | 0 | 0 | 0 | 0 | 0 | 0 | 0 | 0 | 0 | 0 | 0 | 0 | 0 | 0 | 0 | 0 | 0 | 0 | 0 | 0 | 0 | 0 | 0 | 0 | 0 | 0 | 0
F6_Commercial_Miscellaneous (WA)_New_Space Heating_Natural Gas_Unit Heater_E1 | F6 | Commercial | Miscellaneous (WA) | New | Space Heating | Natural Gas | Unit Heater | E1 | Utility - Value of Sales | 0.098312 | 0.099347 | 0.10083 | 0.10246 | 0.10426 | 0.10698 | 0.10967 | 0.1125 | 0.11507 | 0.11761 | 0.12046 | 0.12303 | 0.12586 | 0.12875 | 0.13138 | 0.13393 | 0.13624 | 0.13861 | 0.14105 | 0.14353 | 0.14602 | 0.14919 | 0.15285 | 0.1561 | 0.15941 | 0.1628 | 0.16625
F6_Commercial_Miscellaneous (WA)_New_Space Heating_Natural Gas_Unit Heater_E2 | F6 | Commercial | Miscellaneous (WA) | New | Space Heating | Natural Gas | Unit Heater | E2 | Utility - Value of Sales | 0.087441 | 0.088361 | 0.089679 | 0.091132 | 0.092733 | 0.095152 | 0.097547 | 0.10006 | 0.10235 | 0.1046 | 0.10714 | 0.10943 | 0.11195 | 0.11451 | 0.11685 | 0.11912 | 0.12118 | 0.12328 | 0.12545 | 0.12766 | 0.12987 | 0.13269 | 0.13595 | 0.13884 | 0.14179 | 0.14479 | 0.14787
F6_Commercial_Miscellaneous (WA)_New_Space Heating_Natural Gas_Unit Heater_E3 | F6 | Commercial | Miscellaneous (WA) | New | Space Heating | Natural Gas | Unit Heater | E3 | Utility - Value of Sales | 0.083546 | 0.084241 | 0.085396 | 0.086731 | 0.088262 | 0.090753 | 0.093225 | 0.095811 | 0.098079 | 0.10028 | 0.10278 | 0.10496 | 0.10738 | 0.10988 | 0.11211 | 0.11424 | 0.11612 | 0.11804 | 0.12004 | 0.12205 | 0.12407 | 0.12677 | 0.12998 | 0.13274 | 0.13556 | 0.13844 | 0.14137
F6_Commercial_Miscellaneous (WA)_New_Space Heating_Natural Gas_Unit Heater_E4 | F6 | Commercial | Miscellaneous (WA) | New | Space Heating | Natural Gas | Unit Heater | E4 | Utility - Value of Sales | 0 | 0 | 0 | 0 | 0 | 0 | 0 | 0 | 0 | 0 | 0 | 0 | 0 | 0 | 0 | 0 | 0 | 0 | 0 | 0 | 0 | 0 | 0 | 0 | 0 | 0 | 0
F6_Commercial_Miscellaneous (WA)_New_Space Heating_Natural Gas_Unit Heater_E5 | F6 | Commercial | Miscellaneous (WA) | New | Space Heating | Natural Gas | Unit Heater | E5 | Utility - Value of Sales | 0 | 0 | 0 | 0 | 0 | 0 | 0 | 0 | 0 | 0 | 0 | 0 | 0 | 0 | 0 | 0 | 0 | 0 | 0 | 0 | 0 | 0 | 0 | 0 | 0 | 0 | 0
F6_Commercial_Miscellaneous (WA)_New_Space Heating_Natural Gas_Unit Heater_E6 | F6 | Commercial | Miscellaneous (WA) | New | Space Heating | Natural Gas | Unit Heater | E6 | Utility - Value of Sales | 0 | 0 | 0 | 0 | 0 | 0 | 0 | 0 | 0 | 0 | 0 | 0 | 0 | 0 | 0 | 0 | 0 | 0 | 0 | 0 | 0 | 0 | 0 | 0 | 0 | 0 | 0
F6_Commercial_Miscellaneous (WA)_New_Space Heating_Natural Gas_Unit Heater_E7 | F6 | Commercial | Miscellaneous (WA) | New | Space Heating | Natural Gas | Unit Heater | E7 | Utility - Value of Sales | 0 | 0 | 0 | 0 | 0 | 0 | 0 | 0 | 0 | 0 | 0 | 0 | 0 | 0 | 0 | 0 | 0 | 0 | 0 | 0 | 0 | 0 | 0 | 0 | 0 | 0 | 0
F6_Commercial_Miscellaneous (WA)_New_Space Heating_Natural Gas_Unit Heater_E8 | F6 | Commercial | Miscellaneous (WA) | New | Space Heating | Natural Gas | Unit Heater | E8 | Utility - Value of Sales | 0 | 0 | 0 | 0 | 0 | 0 | 0 | 0 | 0 | 0 | 0 | 0 | 0 | 0 | 0 | 0 | 0 | 0 | 0 | 0 | 0 | 0 | 0 | 0 | 0 | 0 | 0
F6_Commercial_Miscellaneous (WA)_New_Space Heating_Natural Gas_Unit Heater_E9 | F6 | Commercial | Miscellaneous (WA) | New | Space Heating | Natural Gas | Unit Heater | E9 | Utility - Value of Sales | 0 | 0 | 0 | 0 | 0 | 0 | 0 | 0 | 0 | 0 | 0 | 0 | 0 | 0 | 0 | 0 | 0 | 0 | 0 | 0 | 0 | 0 | 0 | 0 | 0 | 0 | 0
F6_Commercial_Miscellaneous (WA)_New_Space Heating_Natural Gas_Unit Heater_E10 | F6 | Commercial | Miscellaneous (WA) | New | Space Heating | Natural Gas | Unit Heater | E10 | Utility - Value of Sales | 0 | 0 | 0 | 0 | 0 | 0 | 0 | 0 | 0 | 0 | 0 | 0 | 0 | 0 | 0 | 0 | 0 | 0 | 0 | 0 | 0 | 0 | 0 | 0 | 0 | 0 | 0
F1_Commercial_Miscellaneous (WA)_New_Water Heating_Natural Gas_Water Heater_E1 | F1 | Commercial | Miscellaneous (WA) | New | Water Heating | Natural Gas | Water Heater | E1 | RVT - Cost of Equipment | 0.016418 | 0.016418 | 0.016418 | 0.016418 | 0.016418 | 0.016418 | 0.016418 | 0.016418 | 0.016418 | 0.016418 | 0.016418 | 0.016418 | 0.016418 | 0.016418 | 0.016418 | 0.016418 | 0.016418 | 0.016418 | 0.016418 | 0.016418 | 0.016418 | 0.016418 | 0.016418 | 0.016418 | 0.016418 | 0.016418 | 0.016418
F1_Commercial_Miscellaneous (WA)_New_Water Heating_Natural Gas_Water Heater_E2 | F1 | Commercial | Miscellaneous (WA) | New | Water Heating | Natural Gas | Water Heater | E2 | RVT - Cost of Equipment | 0.019702 | 0.019702 | 0.019702 | 0.019702 | 0.019702 | 0.019702 | 0.019702 | 0.019702 | 0.019702 | 0.019702 | 0.019702 | 0.019702 | 0.019702 | 0.019702 | 0.019702 | 0.019702 | 0.019702 | 0.019702 | 0.019702 | 0.019702 | 0.019702 | 0.019702 | 0.019702 | 0.019702 | 0.019702 | 0.019702 | 0.019702
F1_Commercial_Miscellaneous (WA)_New_Water Heating_Natural Gas_Water Heater_E3 | F1 | Commercial | Miscellaneous (WA) | New | Water Heating | Natural Gas | Water Heater | E3 | RVT - Cost of Equipment | 0.024219 | 0.024219 | 0.024219 | 0.024219 | 0.024219 | 0.024219 | 0.024219 | 0.024219 | 0.024219 | 0.024219 | 0.024219 | 0.024219 | 0.024219 | 0.024219 | 0.024219 | 0.024219 | 0.024219 | 0.024219 | 0.024219 | 0.024219 | 0.024219 | 0.024219 | 0.024219 | 0.024219 | 0.024219 | 0.024219 | 0.024219
F1_Commercial_Miscellaneous (WA)_New_Water Heating_Natural Gas_Water Heater_E4 | F1 | Commercial | Miscellaneous (WA) | New | Water Heating | Natural Gas | Water Heater | E4 | RVT - Cost of Equipment | 0.024411 | 0.024411 | 0.024411 | 0.024411 | 0.024411 | 0.024411 | 0.024411 | 0.024411 | 0.024411 | 0.024411 | 0.024411 | 0.024411 | 0.024411 | 0.024411 | 0.024411 | 0.024411 | 0.024411 | 0.024411 | 0.024411 | 0.024411 | 0.024411 | 0.024411 | 0.024411 | 0.024411 | 0.024411 | 0.024411 | 0.024411
F1_Commercial_Miscellaneous (WA)_New_Water Heating_Natural Gas_Water Heater_E5 | F1 | Commercial | Miscellaneous (WA) | New | Water Heating | Natural Gas | Water Heater | E5 | RVT - Cost of Equipment | 0.052693 | 0.052693 | 0.052693 | 0.052693 | 0.052693 | 0.052693 | 0.052693 | 0.052693 | 0.052693 | 0.052693 | 0.052693 | 0.052693 | 0.052693 | 0.052693 | 0.052693 | 0.052693 | 0.052693 | 0.052693 | 0.052693 | 0.052693 | 0.052693 | 0.052693 | 0.052693 | 0.052693 | 0.052693 | 0.052693 | 0.052693
F1_Commercial_Miscellaneous (WA)_New_Water Heating_Natural Gas_Water Heater_E6 | F1 | Commercial | Miscellaneous (WA) | New | Water Heating | Natural Gas | Water Heater | E6 | RVT - Cost of Equipment | 0 | 0 | 0 | 0 | 0 | 0 | 0 | 0 | 0 | 0 | 0 | 0 | 0 | 0 | 0 | 0 | 0 | 0 | 0 | 0 | 0 | 0 | 0 | 0 | 0 | 0 | 0
F1_Commercial_Miscellaneous (WA)_New_Water Heating_Natural Gas_Water Heater_E7 | F1 | Commercial | Miscellaneous (WA) | New | Water Heating | Natural Gas | Water Heater | E7 | RVT - Cost of Equipment | 0 | 0 | 0 | 0 | 0 | 0 | 0 | 0 | 0 | 0 | 0 | 0 | 0 | 0 | 0 | 0 | 0 | 0 | 0 | 0 | 0 | 0 | 0 | 0 | 0 | 0 | 0
F1_Commercial_Miscellaneous (WA)_New_Water Heating_Natural Gas_Water Heater_E8 | F1 | Commercial | Miscellaneous (WA) | New | Water Heating | Natural Gas | Water Heater | E8 | RVT - Cost of Equipment | 0 | 0 | 0 | 0 | 0 | 0 | 0 | 0 | 0 | 0 | 0 | 0 | 0 | 0 | 0 | 0 | 0 | 0 | 0 | 0 | 0 | 0 | 0 | 0 | 0 | 0 | 0
F1_Commercial_Miscellaneous (WA)_New_Water Heating_Natural Gas_Water Heater_E9 | F1 | Commercial | Miscellaneous (WA) | New | Water Heating | Natural Gas | Water Heater | E9 | RVT - Cost of Equipment | 0 | 0 | 0 | 0 | 0 | 0 | 0 | 0 | 0 | 0 | 0 | 0 | 0 | 0 | 0 | 0 | 0 | 0 | 0 | 0 | 0 | 0 | 0 | 0 | 0 | 0 | 0
F1_Commercial_Miscellaneous (WA)_New_Water Heating_Natural Gas_Water Heater_E10 | F1 | Commercial | Miscellaneous (WA) | New | Water Heating | Natural Gas | Water Heater | E10 | RVT - Cost of Equipment | 0 | 0 | 0 | 0 | 0 | 0 | 0 | 0 | 0 | 0 | 0 | 0 | 0 | 0 | 0 | 0 | 0 | 0 | 0 | 0 | 0 | 0 | 0 | 0 | 0 | 0 | 0
F2_Commercial_Miscellaneous (WA)_New_Water Heating_Natural Gas_Water Heater_E1 | F2 | Commercial | Miscellaneous (WA) | New | Water Heating | Natural Gas | Water Heater | E1 | RVT - Cost of Operation | 0.13247 | 0.13513 | 0.13813 | 0.14149 | 0.14524 | 0.14978 | 0.15428 | 0.15854 | 0.1624 | 0.16615 | 0.17005 | 0.17362 | 0.17743 | 0.18112 | 0.18437 | 0.18735 | 0.18996 | 0.19248 | 0.19513 | 0.19765 | 0.20019 | 0.20373 | 0.2073 | 0.21099 | 0.21474 | 0.21855 | 0.22243
F2_Commercial_Miscellaneous (WA)_New_Water Heating_Natural Gas_Water Heater_E2 | F2 | Commercial | Miscellaneous (WA) | New | Water Heating | Natural Gas | Water Heater | E2 | RVT - Cost of Operation | 0.11775 | 0.12012 | 0.12278 | 0.12577 | 0.12911 | 0.13314 | 0.13714 | 0.14092 | 0.14435 | 0.14769 | 0.15115 | 0.15432 | 0.15771 | 0.161 | 0.16388 | 0.16654 | 0.16885 | 0.17109 | 0.17345 | 0.17569 | 0.17795 | 0.18109 | 0.18427 | 0.18754 | 0.19088 | 0.19427 | 0.19772
F2_Commercial_Miscellaneous (WA)_New_Water Heating_Natural Gas_Water Heater_E3 | F2 | Commercial | Miscellaneous (WA) | New | Water Heating | Natural Gas | Water Heater | E3 | RVT - Cost of Operation | 0.11274 | 0.115 | 0.11756 | 0.12042 | 0.12361 | 0.12747 | 0.1313 | 0.13493 | 0.13821 | 0.14141 | 0.14472 | 0.14776 | 0.151 | 0.15414 | 0.15691 | 0.15945 | 0.16167 | 0.16381 | 0.16607 | 0.16822 | 0.17038 | 0.17338 | 0.17643 | 0.17956 | 0.18275 | 0.186 | 0.18931
F2_Commercial_Miscellaneous (WA)_New_Water Heating_Natural Gas_Water Heater_E4 | F2 | Commercial | Miscellaneous (WA) | New | Water Heating | Natural Gas | Water Heater | E4 | RVT - Cost of Operation | 0.11819 | 0.12057 | 0.12316 | 0.12599 | 0.12905 | 0.13267 | 0.13624 | 0.13966 | 0.14282 | 0.14593 | 0.14917 | 0.15222 | 0.15545 | 0.15861 | 0.16145 | 0.1641 | 0.16649 | 0.16883 | 0.17127 | 0.17362 | 0.17599 | 0.1791 | 0.18226 | 0.18549 | 0.18879 | 0.19214 | 0.19556
F2_Commercial_Miscellaneous (WA)_New_Water Heating_Natural Gas_Water Heater_E5 | F2 | Commercial | Miscellaneous (WA) | New | Water Heating | Natural Gas | Water Heater | E5 | RVT - Cost of Operation | 0.069497 | 0.070862 | 0.072445 | 0.074277 | 0.07637 | 0.078922 | 0.081452 | 0.08383 | 0.085965 | 0.08803 | 0.090157 | 0.092078 | 0.094137 | 0.096124 | 0.097849 | 0.099419 | 0.10077 | 0.10206 | 0.10343 | 0.10471 | 0.10601 | 0.10788 | 0.10977 | 0.11172 | 0.11371 | 0.11573 | 0.11778
F2_Commercial_Miscellaneous (WA)_New_Water Heating_Natural Gas_Water Heater_E6 | F2 | Commercial | Miscellaneous (WA) | New | Water Heating | Natural Gas | Water Heater | E6 | RVT - Cost of Operation | 0 | 0 | 0 | 0 | 0 | 0 | 0 | 0 | 0 | 0 | 0 | 0 | 0 | 0 | 0 | 0 | 0 | 0 | 0 | 0 | 0 | 0 | 0 | 0 | 0 | 0 | 0
F2_Commercial_Miscellaneous (WA)_New_Water Heating_Natural Gas_Water Heater_E7 | F2 | Commercial | Miscellaneous (WA) | New | Water Heating | Natural Gas | Water Heater | E7 | RVT - Cost of Operation | 0 | 0 | 0 | 0 | 0 | 0 | 0 | 0 | 0 | 0 | 0 | 0 | 0 | 0 | 0 | 0 | 0 | 0 | 0 | 0 | 0 | 0 | 0 | 0 | 0 | 0 | 0
F2_Commercial_Miscellaneous (WA)_New_Water Heating_Natural Gas_Water Heater_E8 | F2 | Commercial | Miscellaneous (WA) | New | Water Heating | Natural Gas | Water Heater | E8 | RVT - Cost of Operation | 0 | 0 | 0 | 0 | 0 | 0 | 0 | 0 | 0 | 0 | 0 | 0 | 0 | 0 | 0 | 0 | 0 | 0 | 0 | 0 | 0 | 0 | 0 | 0 | 0 | 0 | 0
F2_Commercial_Miscellaneous (WA)_New_Water Heating_Natural Gas_Water Heater_E9 | F2 | Commercial | Miscellaneous (WA) | New | Water Heating | Natural Gas | Water Heater | E9 | RVT - Cost of Operation | 0 | 0 | 0 | 0 | 0 | 0 | 0 | 0 | 0 | 0 | 0 | 0 | 0 | 0 | 0 | 0 | 0 | 0 | 0 | 0 | 0 | 0 | 0 | 0 | 0 | 0 | 0
F2_Commercial_Miscellaneous (WA)_New_Water Heating_Natural Gas_Water Heater_E10 | F2 | Commercial | Miscellaneous (WA) | New | Water Heating | Natural Gas | Water Heater | E10 | RVT - Cost of Operation | 0 | 0 | 0 | 0 | 0 | 0 | 0 | 0 | 0 | 0 | 0 | 0 | 0 | 0 | 0 | 0 | 0 | 0 | 0 | 0 | 0 | 0 | 0 | 0 | 0 | 0 | 0
F3_Commercial_Miscellaneous (WA)_New_Water Heating_Natural Gas_Water Heater_E1 | F3 | Commercial | Miscellaneous (WA) | New | Water Heating | Natural Gas | Water Heater | E1 | System - kBTUs of Consumption | 30.6483 | 30.6483 | 30.6483 | 30.6483 | 30.6483 | 30.6483 | 30.6483 | 30.6483 | 30.6483 | 30.6483 | 30.6483 | 30.6483 | 30.6483 | 30.6483 | 30.6483 | 30.6483 | 30.6483 | 30.6483 | 30.6483 | 30.6483 | 30.6483 | 30.6483 | 30.6483 | 30.6483 | 30.6483 | 30.6483 | 30.6483
F3_Commercial_Miscellaneous (WA)_New_Water Heating_Natural Gas_Water Heater_E2 | F3 | Commercial | Miscellaneous (WA) | New | Water Heating | Natural Gas | Water Heater | E2 | System - kBTUs of Consumption | 27.2429 | 27.2429 | 27.2429 | 27.2429 | 27.2429 | 27.2429 | 27.2429 | 27.2429 | 27.2429 | 27.2429 | 27.2429 | 27.2429 | 27.2429 | 27.2429 | 27.2429 | 27.2429 | 27.2429 | 27.2429 | 27.2429 | 27.2429 | 27.2429 | 27.2429 | 27.2429 | 27.2429 | 27.2429 | 27.2429 | 27.2429
F3_Commercial_Miscellaneous (WA)_New_Water Heating_Natural Gas_Water Heater_E3 | F3 | Commercial | Miscellaneous (WA) | New | Water Heating | Natural Gas | Water Heater | E3 | System - kBTUs of Consumption | 26.0837 | 26.0837 | 26.0837 | 26.0837 | 26.0837 | 26.0837 | 26.0837 | 26.0837 | 26.0837 | 26.0837 | 26.0837 | 26.0837 | 26.0837 | 26.0837 | 26.0837 | 26.0837 | 26.0837 | 26.0837 | 26.0837 | 26.0837 | 26.0837 | 26.0837 | 26.0837 | 26.0837 | 26.0837 | 26.0837 | 26.0837
F3_Commercial_Miscellaneous (WA)_New_Water Heating_Natural Gas_Water Heater_E4 | F3 | Commercial | Miscellaneous (WA) | New | Water Heating | Natural Gas | Water Heater | E4 | System - kBTUs of Consumption | 26.0559 | 26.0559 | 26.0559 | 26.0559 | 26.0559 | 26.0559 | 26.0559 | 26.0559 | 26.0559 | 26.0559 | 26.0559 | 26.0559 | 26.0559 | 26.0559 | 26.0559 | 26.0559 | 26.0559 | 26.0559 | 26.0559 | 26.0559 | 26.0559 | 26.0559 | 26.0559 | 26.0559 | 26.0559 | 26.0559 | 26.0559
F3_Commercial_Miscellaneous (WA)_New_Water Heating_Natural Gas_Water Heater_E5 | F3 | Commercial | Miscellaneous (WA) | New | Water Heating | Natural Gas | Water Heater | E5 | System - kBTUs of Consumption | 16.3458 | 16.3458 | 16.3458 | 16.3458 | 16.3458 | 16.3458 | 16.3458 | 16.3458 | 16.3458 | 16.3458 | 16.3458 | 16.3458 | 16.3458 | 16.3458 | 16.3458 | 16.3458 | 16.3458 | 16.3458 | 16.3458 | 16.3458 | 16.3458 | 16.3458 | 16.3458 | 16.3458 | 16.3458 | 16.3458 | 16.3458
F3_Commercial_Miscellaneous (WA)_New_Water Heating_Natural Gas_Water Heater_E6 | F3 | Commercial | Miscellaneous (WA) | New | Water Heating | Natural Gas | Water Heater | E6 | System - kBTUs of Consumption | 0 | 0 | 0 | 0 | 0 | 0 | 0 | 0 | 0 | 0 | 0 | 0 | 0 | 0 | 0 | 0 | 0 | 0 | 0 | 0 | 0 | 0 | 0 | 0 | 0 | 0 | 0
F3_Commercial_Miscellaneous (WA)_New_Water Heating_Natural Gas_Water Heater_E7 | F3 | Commercial | Miscellaneous (WA) | New | Water Heating | Natural Gas | Water Heater | E7 | System - kBTUs of Consumption | 0 | 0 | 0 | 0 | 0 | 0 | 0 | 0 | 0 | 0 | 0 | 0 | 0 | 0 | 0 | 0 | 0 | 0 | 0 | 0 | 0 | 0 | 0 | 0 | 0 | 0 | 0
F3_Commercial_Miscellaneous (WA)_New_Water Heating_Natural Gas_Water Heater_E8 | F3 | Commercial | Miscellaneous (WA) | New | Water Heating | Natural Gas | Water Heater | E8 | System - kBTUs of Consumption | 0 | 0 | 0 | 0 | 0 | 0 | 0 | 0 | 0 | 0 | 0 | 0 | 0 | 0 | 0 | 0 | 0 | 0 | 0 | 0 | 0 | 0 | 0 | 0 | 0 | 0 | 0
F3_Commercial_Miscellaneous (WA)_New_Water Heating_Natural Gas_Water Heater_E9 | F3 | Commercial | Miscellaneous (WA) | New | Water Heating | Natural Gas | Water Heater | E9 | System - kBTUs of Consumption | 0 | 0 | 0 | 0 | 0 | 0 | 0 | 0 | 0 | 0 | 0 | 0 | 0 | 0 | 0 | 0 | 0 | 0 | 0 | 0 | 0 | 0 | 0 | 0 | 0 | 0 | 0
F3_Commercial_Miscellaneous (WA)_New_Water Heating_Natural Gas_Water Heater_E10 | F3 | Commercial | Miscellaneous (WA) | New | Water Heating | Natural Gas | Water Heater | E10 | System - kBTUs of Consumption | 0 | 0 | 0 | 0 | 0 | 0 | 0 | 0 | 0 | 0 | 0 | 0 | 0 | 0 | 0 | 0 | 0 | 0 | 0 | 0 | 0 | 0 | 0 | 0 | 0 | 0 | 0
F4_Commercial_Miscellaneous (WA)_New_Water Heating_Natural Gas_Water Heater_E1 | F4 | Commercial | Miscellaneous (WA) | New | Water Heating | Natural Gas | Water Heater | E1 | Utility - Cost of Equipment | 0.016418 | 0.016418 | 0.016418 | 0.016418 | 0.016418 | 0.016418 | 0.016418 | 0.016418 | 0.016418 | 0.016418 | 0.016418 | 0.016418 | 0.016418 | 0.016418 | 0.016418 | 0.016418 | 0.016418 | 0.016418 | 0.016418 | 0.016418 | 0.016418 | 0.016418 | 0.016418 | 0.016418 | 0.016418 | 0.016418 | 0.016418
F4_Commercial_Miscellaneous (WA)_New_Water Heating_Natural Gas_Water Heater_E2 | F4 | Commercial | Miscellaneous (WA) | New | Water Heating | Natural Gas | Water Heater | E2 | Utility - Cost of Equipment | 0.019702 | 0.019702 | 0.019702 | 0.019702 | 0.019702 | 0.019702 | 0.019702 | 0.019702 | 0.019702 | 0.019702 | 0.019702 | 0.019702 | 0.019702 | 0.019702 | 0.019702 | 0.019702 | 0.019702 | 0.019702 | 0.019702 | 0.019702 | 0.019702 | 0.019702 | 0.019702 | 0.019702 | 0.019702 | 0.019702 | 0.019702
F4_Commercial_Miscellaneous (WA)_New_Water Heating_Natural Gas_Water Heater_E3 | F4 | Commercial | Miscellaneous (WA) | New | Water Heating | Natural Gas | Water Heater | E3 | Utility - Cost of Equipment | 0.024219 | 0.024219 | 0.024219 | 0.024219 | 0.024219 | 0.024219 | 0.024219 | 0.024219 | 0.024219 | 0.024219 | 0.024219 | 0.024219 | 0.024219 | 0.024219 | 0.024219 | 0.024219 | 0.024219 | 0.024219 | 0.024219 | 0.024219 | 0.024219 | 0.024219 | 0.024219 | 0.024219 | 0.024219 | 0.024219 | 0.024219
F4_Commercial_Miscellaneous (WA)_New_Water Heating_Natural Gas_Water Heater_E4 | F4 | Commercial | Miscellaneous (WA) | New | Water Heating | Natural Gas | Water Heater | E4 | Utility - Cost of Equipment | 0.024411 | 0.024411 | 0.024411 | 0.024411 | 0.024411 | 0.024411 | 0.024411 | 0.024411 | 0.024411 | 0.024411 | 0.024411 | 0.024411 | 0.024411 | 0.024411 | 0.024411 | 0.024411 | 0.024411 | 0.024411 | 0.024411 | 0.024411 | 0.024411 | 0.024411 | 0.024411 | 0.024411 | 0.024411 | 0.024411 | 0.024411
F4_Commercial_Miscellaneous (WA)_New_Water Heating_Natural Gas_Water Heater_E5 | F4 | Commercial | Miscellaneous (WA) | New | Water Heating | Natural Gas | Water Heater | E5 | Utility - Cost of Equipment | 0.052693 | 0.052693 | 0.052693 | 0.052693 | 0.052693 | 0.052693 | 0.052693 | 0.052693 | 0.052693 | 0.052693 | 0.052693 | 0.052693 | 0.052693 | 0.052693 | 0.052693 | 0.052693 | 0.052693 | 0.052693 | 0.052693 | 0.052693 | 0.052693 | 0.052693 | 0.052693 | 0.052693 | 0.052693 | 0.052693 | 0.052693
F4_Commercial_Miscellaneous (WA)_New_Water Heating_Natural Gas_Water Heater_E6 | F4 | Commercial | Miscellaneous (WA) | New | Water Heating | Natural Gas | Water Heater | E6 | Utility - Cost of Equipment | 0 | 0 | 0 | 0 | 0 | 0 | 0 | 0 | 0 | 0 | 0 | 0 | 0 | 0 | 0 | 0 | 0 | 0 | 0 | 0 | 0 | 0 | 0 | 0 | 0 | 0 | 0
F4_Commercial_Miscellaneous (WA)_New_Water Heating_Natural Gas_Water Heater_E7 | F4 | Commercial | Miscellaneous (WA) | New | Water Heating | Natural Gas | Water Heater | E7 | Utility - Cost of Equipment | 0 | 0 | 0 | 0 | 0 | 0 | 0 | 0 | 0 | 0 | 0 | 0 | 0 | 0 | 0 | 0 | 0 | 0 | 0 | 0 | 0 | 0 | 0 | 0 | 0 | 0 | 0
F4_Commercial_Miscellaneous (WA)_New_Water Heating_Natural Gas_Water Heater_E8 | F4 | Commercial | Miscellaneous (WA) | New | Water Heating | Natural Gas | Water Heater | E8 | Utility - Cost of Equipment | 0 | 0 | 0 | 0 | 0 | 0 | 0 | 0 | 0 | 0 | 0 | 0 | 0 | 0 | 0 | 0 | 0 | 0 | 0 | 0 | 0 | 0 | 0 | 0 | 0 | 0 | 0
F4_Commercial_Miscellaneous (WA)_New_Water Heating_Natural Gas_Water Heater_E9 | F4 | Commercial | Miscellaneous (WA) | New | Water Heating | Natural Gas | Water Heater | E9 | Utility - Cost of Equipment | 0 | 0 | 0 | 0 | 0 | 0 | 0 | 0 | 0 | 0 | 0 | 0 | 0 | 0 | 0 | 0 | 0 | 0 | 0 | 0 | 0 | 0 | 0 | 0 | 0 | 0 | 0
F4_Commercial_Miscellaneous (WA)_New_Water Heating_Natural Gas_Water Heater_E10 | F4 | Commercial | Miscellaneous (WA) | New | Water Heating | Natural Gas | Water Heater | E10 | Utility - Cost of Equipment | 0 | 0 | 0 | 0 | 0 | 0 | 0 | 0 | 0 | 0 | 0 | 0 | 0 | 0 | 0 | 0 | 0 | 0 | 0 | 0 | 0 | 0 | 0 | 0 | 0 | 0 | 0
F5_Commercial_Miscellaneous (WA)_New_Water Heating_Natural Gas_Water Heater_E1 | F5 | Commercial | Miscellaneous (WA) | New | Water Heating | Natural Gas | Water Heater | E1 | Utility - Cost of Operation | 0.11363 | 0.11662 | 0.11997 | 0.12372 | 0.1279 | 0.13284 | 0.13788 | 0.14284 | 0.14761 | 0.15244 | 0.15638 | 0.1601 | 0.16408 | 0.16799 | 0.17154 | 0.1749 | 0.17797 | 0.18101 | 0.18424 | 0.18741 | 0.19066 | 0.19403 | 0.19743 | 0.20094 | 0.20451 | 0.20814 | 0.21184
F5_Commercial_Miscellaneous (WA)_New_Water Heating_Natural Gas_Water Heater_E2 | F5 | Commercial | Miscellaneous (WA) | New | Water Heating | Natural Gas | Water Heater | E2 | Utility - Cost of Operation | 0.10101 | 0.10366 | 0.10664 | 0.10997 | 0.11369 | 0.11808 | 0.12256 | 0.12696 | 0.1312 | 0.13551 | 0.13901 | 0.14231 | 0.14585 | 0.14933 | 0.15248 | 0.15547 | 0.1582 | 0.1609 | 0.16377 | 0.16659 | 0.16947 | 0.17247 | 0.1755 | 0.17861 | 0.18179 | 0.18502 | 0.1883
F5_Commercial_Miscellaneous (WA)_New_Water Heating_Natural Gas_Water Heater_E3 | F5 | Commercial | Miscellaneous (WA) | New | Water Heating | Natural Gas | Water Heater | E3 | Utility - Cost of Operation | 0.096709 | 0.099249 | 0.1021 | 0.10529 | 0.10885 | 0.11306 | 0.11734 | 0.12156 | 0.12562 | 0.12974 | 0.13309 | 0.13626 | 0.13964 | 0.14297 | 0.14599 | 0.14885 | 0.15147 | 0.15406 | 0.1568 | 0.1595 | 0.16226 | 0.16513 | 0.16803 | 0.17101 | 0.17405 | 0.17714 | 0.18029
F5_Commercial_Miscellaneous (WA)_New_Water Heating_Natural Gas_Water Heater_E4 | F5 | Commercial | Miscellaneous (WA) | New | Water Heating | Natural Gas | Water Heater | E4 | Utility - Cost of Operation | 0.10269 | 0.10534 | 0.10824 | 0.1114 | 0.11485 | 0.11885 | 0.1229 | 0.12691 | 0.13078 | 0.13472 | 0.138 | 0.14114 | 0.14447 | 0.14777 | 0.15081 | 0.15372 | 0.15642 | 0.15911 | 0.16194 | 0.16474 | 0.16761 | 0.17058 | 0.17358 | 0.17666 | 0.1798 | 0.18299 | 0.18624
F5_Commercial_Miscellaneous (WA)_New_Water Heating_Natural Gas_Water Heater_E5 | F5 | Commercial | Miscellaneous (WA) | New | Water Heating | Natural Gas | Water Heater | E5 | Utility - Cost of Operation | 0.059229 | 0.060786 | 0.062563 | 0.06459 | 0.066879 | 0.069619 | 0.072417 | 0.075167 | 0.077804 | 0.080479 | 0.082627 | 0.084642 | 0.086806 | 0.088928 | 0.090837 | 0.092634 | 0.094256 | 0.095862 | 0.097571 | 0.099243 | 0.10096 | 0.10274 | 0.10454 | 0.1064 | 0.10829 | 0.11022 | 0.11217
F5_Commercial_Miscellaneous (WA)_New_Water Heating_Natural Gas_Water Heater_E6 | F5 | Commercial | Miscellaneous (WA) | New | Water Heating | Natural Gas | Water Heater | E6 | Utility - Cost of Operation | 0 | 0 | 0 | 0 | 0 | 0 | 0 | 0 | 0 | 0 | 0 | 0 | 0 | 0 | 0 | 0 | 0 | 0 | 0 | 0 | 0 | 0 | 0 | 0 | 0 | 0 | 0
F5_Commercial_Miscellaneous (WA)_New_Water Heating_Natural Gas_Water Heater_E7 | F5 | Commercial | Miscellaneous (WA) | New | Water Heating | Natural Gas | Water Heater | E7 | Utility - Cost of Operation | 0 | 0 | 0 | 0 | 0 | 0 | 0 | 0 | 0 | 0 | 0 | 0 | 0 | 0 | 0 | 0 | 0 | 0 | 0 | 0 | 0 | 0 | 0 | 0 | 0 | 0 | 0
F5_Commercial_Miscellaneous (WA)_New_Water Heating_Natural Gas_Water Heater_E8 | F5 | Commercial | Miscellaneous (WA) | New | Water Heating | Natural Gas | Water Heater | E8 | Utility - Cost of Operation | 0 | 0 | 0 | 0 | 0 | 0 | 0 | 0 | 0 | 0 | 0 | 0 | 0 | 0 | 0 | 0 | 0 | 0 | 0 | 0 | 0 | 0 | 0 | 0 | 0 | 0 | 0
F5_Commercial_Miscellaneous (WA)_New_Water Heating_Natural Gas_Water Heater_E9 | F5 | Commercial | Miscellaneous (WA) | New | Water Heating | Natural Gas | Water Heater | E9 | Utility - Cost of Operation | 0 | 0 | 0 | 0 | 0 | 0 | 0 | 0 | 0 | 0 | 0 | 0 | 0 | 0 | 0 | 0 | 0 | 0 | 0 | 0 | 0 | 0 | 0 | 0 | 0 | 0 | 0
F5_Commercial_Miscellaneous (WA)_New_Water Heating_Natural Gas_Water Heater_E10 | F5 | Commercial | Miscellaneous (WA) | New | Water Heating | Natural Gas | Water Heater | E10 | Utility - Cost of Operation | 0 | 0 | 0 | 0 | 0 | 0 | 0 | 0 | 0 | 0 | 0 | 0 | 0 | 0 | 0 | 0 | 0 | 0 | 0 | 0 | 0 | 0 | 0 | 0 | 0 | 0 | 0
F6_Commercial_Miscellaneous (WA)_New_Water Heating_Natural Gas_Water Heater_E1 | F6 | Commercial | Miscellaneous (WA) | New | Water Heating | Natural Gas | Water Heater | E1 | Utility - Value of Sales | 0.13247 | 0.13513 | 0.13813 | 0.14149 | 0.14524 | 0.14978 | 0.15428 | 0.15854 | 0.1624 | 0.16615 | 0.17005 | 0.17362 | 0.17743 | 0.18112 | 0.18437 | 0.18735 | 0.18996 | 0.19248 | 0.19513 | 0.19765 | 0.20019 | 0.20373 | 0.2073 | 0.21099 | 0.21474 | 0.21855 | 0.22243
F6_Commercial_Miscellaneous (WA)_New_Water Heating_Natural Gas_Water Heater_E2 | F6 | Commercial | Miscellaneous (WA) | New | Water Heating | Natural Gas | Water Heater | E2 | Utility - Value of Sales | 0.11775 | 0.12012 | 0.12278 | 0.12577 | 0.12911 | 0.13314 | 0.13714 | 0.14092 | 0.14435 | 0.14769 | 0.15115 | 0.15432 | 0.15771 | 0.161 | 0.16388 | 0.16654 | 0.16885 | 0.17109 | 0.17345 | 0.17569 | 0.17795 | 0.18109 | 0.18427 | 0.18754 | 0.19088 | 0.19427 | 0.19772
F6_Commercial_Miscellaneous (WA)_New_Water Heating_Natural Gas_Water Heater_E3 | F6 | Commercial | Miscellaneous (WA) | New | Water Heating | Natural Gas | Water Heater | E3 | Utility - Value of Sales | 0.11274 | 0.115 | 0.11756 | 0.12042 | 0.12361 | 0.12747 | 0.1313 | 0.13493 | 0.13821 | 0.14141 | 0.14472 | 0.14776 | 0.151 | 0.15414 | 0.15691 | 0.15945 | 0.16167 | 0.16381 | 0.16607 | 0.16822 | 0.17038 | 0.17338 | 0.17643 | 0.17956 | 0.18275 | 0.186 | 0.18931
F6_Commercial_Miscellaneous (WA)_New_Water Heating_Natural Gas_Water Heater_E4 | F6 | Commercial | Miscellaneous (WA) | New | Water Heating | Natural Gas | Water Heater | E4 | Utility - Value of Sales | 0.11819 | 0.12057 | 0.12316 | 0.12599 | 0.12905 | 0.13267 | 0.13624 | 0.13966 | 0.14282 | 0.14593 | 0.14917 | 0.15222 | 0.15545 | 0.15861 | 0.16145 | 0.1641 | 0.16649 | 0.16883 | 0.17127 | 0.17362 | 0.17599 | 0.1791 | 0.18226 | 0.18549 | 0.18879 | 0.19214 | 0.19556
F6_Commercial_Miscellaneous (WA)_New_Water Heating_Natural Gas_Water Heater_E5 | F6 | Commercial | Miscellaneous (WA) | New | Water Heating | Natural Gas | Water Heater | E5 | Utility - Value of Sales | 0.069497 | 0.070862 | 0.072445 | 0.074277 | 0.07637 | 0.078922 | 0.081452 | 0.08383 | 0.085965 | 0.08803 | 0.090157 | 0.092078 | 0.094137 | 0.096124 | 0.097849 | 0.099419 | 0.10077 | 0.10206 | 0.10343 | 0.10471 | 0.10601 | 0.10788 | 0.10977 | 0.11172 | 0.11371 | 0.11573 | 0.11778
F6_Commercial_Miscellaneous (WA)_New_Water Heating_Natural Gas_Water Heater_E6 | F6 | Commercial | Miscellaneous (WA) | New | Water Heating | Natural Gas | Water Heater | E6 | Utility - Value of Sales | 0 | 0 | 0 | 0 | 0 | 0 | 0 | 0 | 0 | 0 | 0 | 0 | 0 | 0 | 0 | 0 | 0 | 0 | 0 | 0 | 0 | 0 | 0 | 0 | 0 | 0 | 0
F6_Commercial_Miscellaneous (WA)_New_Water Heating_Natural Gas_Water Heater_E7 | F6 | Commercial | Miscellaneous (WA) | New | Water Heating | Natural Gas | Water Heater | E7 | Utility - Value of Sales | 0 | 0 | 0 | 0 | 0 | 0 | 0 | 0 | 0 | 0 | 0 | 0 | 0 | 0 | 0 | 0 | 0 | 0 | 0 | 0 | 0 | 0 | 0 | 0 | 0 | 0 | 0
F6_Commercial_Miscellaneous (WA)_New_Water Heating_Natural Gas_Water Heater_E8 | F6 | Commercial | Miscellaneous (WA) | New | Water Heating | Natural Gas | Water Heater | E8 | Utility - Value of Sales | 0 | 0 | 0 | 0 | 0 | 0 | 0 | 0 | 0 | 0 | 0 | 0 | 0 | 0 | 0 | 0 | 0 | 0 | 0 | 0 | 0 | 0 | 0 | 0 | 0 | 0 | 0
F6_Commercial_Miscellaneous (WA)_New_Water Heating_Natural Gas_Water Heater_E9 | F6 | Commercial | Miscellaneous (WA) | New | Water Heating | Natural Gas | Water Heater | E9 | Utility - Value of Sales | 0 | 0 | 0 | 0 | 0 | 0 | 0 | 0 | 0 | 0 | 0 | 0 | 0 | 0 | 0 | 0 | 0 | 0 | 0 | 0 | 0 | 0 | 0 | 0 | 0 | 0 | 0
F6_Commercial_Miscellaneous (WA)_New_Water Heating_Natural Gas_Water Heater_E10 | F6 | Commercial | Miscellaneous (WA) | New | Water Heating | Natural Gas | Water Heater | E10 | Utility - Value of Sales | 0 | 0 | 0 | 0 | 0 | 0 | 0 | 0 | 0 | 0 | 0 | 0 | 0 | 0 | 0 | 0 | 0 | 0 | 0 | 0 | 0 | 0 | 0 | 0 | 0 | 0 | 0
F1_Commercial_Miscellaneous (WA)_New_Food Preparation_Natural Gas_Oven_E1 | F1 | Commercial | Miscellaneous (WA) | New | Food Preparation | Natural Gas | Oven | E1 | RVT - Cost of Equipment | 0.00032939 | 0.00032939 | 0.00032939 | 0.00032939 | 0.00032939 | 0.00032939 | 0.00032939 | 0.00032939 | 0.00032939 | 0.00032939 | 0.00032939 | 0.00032939 | 0.00032939 | 0.00032939 | 0.00032939 | 0.00032939 | 0.00032939 | 0.00032939 | 0.00032939 | 0.00032939 | 0.00032939 | 0.00032939 | 0.00032939 | 0.00032939 | 0.00032939 | 0.00032939 | 0.00032939
F1_Commercial_Miscellaneous (WA)_New_Food Preparation_Natural Gas_Oven_E2 | F1 | Commercial | Miscellaneous (WA) | New | Food Preparation | Natural Gas | Oven | E2 | RVT - Cost of Equipment | 0.00044883 | 0.00044883 | 0.00044883 | 0.00044883 | 0.00044883 | 0.00044883 | 0.00044883 | 0.00044883 | 0.00044883 | 0.00044883 | 0.00044883 | 0.00044883 | 0.00044883 | 0.00044883 | 0.00044883 | 0.00044883 | 0.00044883 | 0.00044883 | 0.00044883 | 0.00044883 | 0.00044883 | 0.00044883 | 0.00044883 | 0.00044883 | 0.00044883 | 0.00044883 | 0.00044883
F1_Commercial_Miscellaneous (WA)_New_Food Preparation_Natural Gas_Oven_E3 | F1 | Commercial | Miscellaneous (WA) | New | Food Preparation | Natural Gas | Oven | E3 | RVT - Cost of Equipment | 0 | 0 | 0 | 0 | 0 | 0 | 0 | 0 | 0 | 0 | 0 | 0 | 0 | 0 | 0 | 0 | 0 | 0 | 0 | 0 | 0 | 0 | 0 | 0 | 0 | 0 | 0
F1_Commercial_Miscellaneous (WA)_New_Food Preparation_Natural Gas_Oven_E4 | F1 | Commercial | Miscellaneous (WA) | New | Food Preparation | Natural Gas | Oven | E4 | RVT - Cost of Equipment | 0 | 0 | 0 | 0 | 0 | 0 | 0 | 0 | 0 | 0 | 0 | 0 | 0 | 0 | 0 | 0 | 0 | 0 | 0 | 0 | 0 | 0 | 0 | 0 | 0 | 0 | 0
F1_Commercial_Miscellaneous (WA)_New_Food Preparation_Natural Gas_Oven_E5 | F1 | Commercial | Miscellaneous (WA) | New | Food Preparation | Natural Gas | Oven | E5 | RVT - Cost of Equipment | 0 | 0 | 0 | 0 | 0 | 0 | 0 | 0 | 0 | 0 | 0 | 0 | 0 | 0 | 0 | 0 | 0 | 0 | 0 | 0 | 0 | 0 | 0 | 0 | 0 | 0 | 0
F1_Commercial_Miscellaneous (WA)_New_Food Preparation_Natural Gas_Oven_E6 | F1 | Commercial | Miscellaneous (WA) | New | Food Preparation | Natural Gas | Oven | E6 | RVT - Cost of Equipment | 0 | 0 | 0 | 0 | 0 | 0 | 0 | 0 | 0 | 0 | 0 | 0 | 0 | 0 | 0 | 0 | 0 | 0 | 0 | 0 | 0 | 0 | 0 | 0 | 0 | 0 | 0
F1_Commercial_Miscellaneous (WA)_New_Food Preparation_Natural Gas_Oven_E7 | F1 | Commercial | Miscellaneous (WA) | New | Food Preparation | Natural Gas | Oven | E7 | RVT - Cost of Equipment | 0 | 0 | 0 | 0 | 0 | 0 | 0 | 0 | 0 | 0 | 0 | 0 | 0 | 0 | 0 | 0 | 0 | 0 | 0 | 0 | 0 | 0 | 0 | 0 | 0 | 0 | 0
F1_Commercial_Miscellaneous (WA)_New_Food Preparation_Natural Gas_Oven_E8 | F1 | Commercial | Miscellaneous (WA) | New | Food Preparation | Natural Gas | Oven | E8 | RVT - Cost of Equipment | 0 | 0 | 0 | 0 | 0 | 0 | 0 | 0 | 0 | 0 | 0 | 0 | 0 | 0 | 0 | 0 | 0 | 0 | 0 | 0 | 0 | 0 | 0 | 0 | 0 | 0 | 0
F1_Commercial_Miscellaneous (WA)_New_Food Preparation_Natural Gas_Oven_E9 | F1 | Commercial | Miscellaneous (WA) | New | Food Preparation | Natural Gas | Oven | E9 | RVT - Cost of Equipment | 0 | 0 | 0 | 0 | 0 | 0 | 0 | 0 | 0 | 0 | 0 | 0 | 0 | 0 | 0 | 0 | 0 | 0 | 0 | 0 | 0 | 0 | 0 | 0 | 0 | 0 | 0
F1_Commercial_Miscellaneous (WA)_New_Food Preparation_Natural Gas_Oven_E10 | F1 | Commercial | Miscellaneous (WA) | New | Food Preparation | Natural Gas | Oven | E10 | RVT - Cost of Equipment | 0 | 0 | 0 | 0 | 0 | 0 | 0 | 0 | 0 | 0 | 0 | 0 | 0 | 0 | 0 | 0 | 0 | 0 | 0 | 0 | 0 | 0 | 0 | 0 | 0 | 0 | 0
F2_Commercial_Miscellaneous (WA)_New_Food Preparation_Natural Gas_Oven_E1 | F2 | Commercial | Miscellaneous (WA) | New | Food Preparation | Natural Gas | Oven | E1 | RVT - Cost of Operation | 0.0058557 | 0.0059531 | 0.0060719 | 0.0062163 | 0.006388 | 0.006615 | 0.0068479 | 0.0070732 | 0.0072806 | 0.0074797 | 0.0076843 | 0.007867 | 0.0080576 | 0.0082338 | 0.0083821 | 0.0085136 | 0.0086214 | 0.0087231 | 0.0088321 | 0.0089321 | 0.0090322 | 0.0091914 | 0.0093522 | 0.0095183 | 0.0096874 | 0.0098595 | 0.010035
F2_Commercial_Miscellaneous (WA)_New_Food Preparation_Natural Gas_Oven_E2 | F2 | Commercial | Miscellaneous (WA) | New | Food Preparation | Natural Gas | Oven | E2 | RVT - Cost of Operation | 0.0041581 | 0.0042273 | 0.0043116 | 0.0044142 | 0.0045361 | 0.0046973 | 0.0048627 | 0.0050226 | 0.0051699 | 0.0053113 | 0.0054566 | 0.0055863 | 0.0057217 | 0.0058468 | 0.0059521 | 0.0060455 | 0.006122 | 0.0061942 | 0.0062716 | 0.0063427 | 0.0064137 | 0.0065268 | 0.0066409 | 0.0067589 | 0.006879 | 0.0070012 | 0.0071256
F2_Commercial_Miscellaneous (WA)_New_Food Preparation_Natural Gas_Oven_E3 | F2 | Commercial | Miscellaneous (WA) | New | Food Preparation | Natural Gas | Oven | E3 | RVT - Cost of Operation | 0 | 0 | 0 | 0 | 0 | 0 | 0 | 0 | 0 | 0 | 0 | 0 | 0 | 0 | 0 | 0 | 0 | 0 | 0 | 0 | 0 | 0 | 0 | 0 | 0 | 0 | 0
F2_Commercial_Miscellaneous (WA)_New_Food Preparation_Natural Gas_Oven_E4 | F2 | Commercial | Miscellaneous (WA) | New | Food Preparation | Natural Gas | Oven | E4 | RVT - Cost of Operation | 0 | 0 | 0 | 0 | 0 | 0 | 0 | 0 | 0 | 0 | 0 | 0 | 0 | 0 | 0 | 0 | 0 | 0 | 0 | 0 | 0 | 0 | 0 | 0 | 0 | 0 | 0
F2_Commercial_Miscellaneous (WA)_New_Food Preparation_Natural Gas_Oven_E5 | F2 | Commercial | Miscellaneous (WA) | New | Food Preparation | Natural Gas | Oven | E5 | RVT - Cost of Operation | 0 | 0 | 0 | 0 | 0 | 0 | 0 | 0 | 0 | 0 | 0 | 0 | 0 | 0 | 0 | 0 | 0 | 0 | 0 | 0 | 0 | 0 | 0 | 0 | 0 | 0 | 0
F2_Commercial_Miscellaneous (WA)_New_Food Preparation_Natural Gas_Oven_E6 | F2 | Commercial | Miscellaneous (WA) | New | Food Preparation | Natural Gas | Oven | E6 | RVT - Cost of Operation | 0 | 0 | 0 | 0 | 0 | 0 | 0 | 0 | 0 | 0 | 0 | 0 | 0 | 0 | 0 | 0 | 0 | 0 | 0 | 0 | 0 | 0 | 0 | 0 | 0 | 0 | 0
F2_Commercial_Miscellaneous (WA)_New_Food Preparation_Natural Gas_Oven_E7 | F2 | Commercial | Miscellaneous (WA) | New | Food Preparation | Natural Gas | Oven | E7 | RVT - Cost of Operation | 0 | 0 | 0 | 0 | 0 | 0 | 0 | 0 | 0 | 0 | 0 | 0 | 0 | 0 | 0 | 0 | 0 | 0 | 0 | 0 | 0 | 0 | 0 | 0 | 0 | 0 | 0
F2_Commercial_Miscellaneous (WA)_New_Food Preparation_Natural Gas_Oven_E8 | F2 | Commercial | Miscellaneous (WA) | New | Food Preparation | Natural Gas | Oven | E8 | RVT - Cost of Operation | 0 | 0 | 0 | 0 | 0 | 0 | 0 | 0 | 0 | 0 | 0 | 0 | 0 | 0 | 0 | 0 | 0 | 0 | 0 | 0 | 0 | 0 | 0 | 0 | 0 | 0 | 0
F2_Commercial_Miscellaneous (WA)_New_Food Preparation_Natural Gas_Oven_E9 | F2 | Commercial | Miscellaneous (WA) | New | Food Preparation | Natural Gas | Oven | E9 | RVT - Cost of Operation | 0 | 0 | 0 | 0 | 0 | 0 | 0 | 0 | 0 | 0 | 0 | 0 | 0 | 0 | 0 | 0 | 0 | 0 | 0 | 0 | 0 | 0 | 0 | 0 | 0 | 0 | 0
F2_Commercial_Miscellaneous (WA)_New_Food Preparation_Natural Gas_Oven_E10 | F2 | Commercial | Miscellaneous (WA) | New | Food Preparation | Natural Gas | Oven | E10 | RVT - Cost of Operation | 0 | 0 | 0 | 0 | 0 | 0 | 0 | 0 | 0 | 0 | 0 | 0 | 0 | 0 | 0 | 0 | 0 | 0 | 0 | 0 | 0 | 0 | 0 | 0 | 0 | 0 | 0
F3_Commercial_Miscellaneous (WA)_New_Food Preparation_Natural Gas_Oven_E1 | F3 | Commercial | Miscellaneous (WA) | New | Food Preparation | Natural Gas | Oven | E1 | System - kBTUs of Consumption | 1.4194 | 1.4194 | 1.4194 | 1.4194 | 1.4194 | 1.4194 | 1.4194 | 1.4194 | 1.4194 | 1.4194 | 1.4194 | 1.4194 | 1.4194 | 1.4194 | 1.4194 | 1.4194 | 1.4194 | 1.4194 | 1.4194 | 1.4194 | 1.4194 | 1.4194 | 1.4194 | 1.4194 | 1.4194 | 1.4194 | 1.4194
F3_Commercial_Miscellaneous (WA)_New_Food Preparation_Natural Gas_Oven_E2 | F3 | Commercial | Miscellaneous (WA) | New | Food Preparation | Natural Gas | Oven | E2 | System - kBTUs of Consumption | 1.0079 | 1.0079 | 1.0079 | 1.0079 | 1.0079 | 1.0079 | 1.0079 | 1.0079 | 1.0079 | 1.0079 | 1.0079 | 1.0079 | 1.0079 | 1.0079 | 1.0079 | 1.0079 | 1.0079 | 1.0079 | 1.0079 | 1.0079 | 1.0079 | 1.0079 | 1.0079 | 1.0079 | 1.0079 | 1.0079 | 1.0079
F3_Commercial_Miscellaneous (WA)_New_Food Preparation_Natural Gas_Oven_E3 | F3 | Commercial | Miscellaneous (WA) | New | Food Preparation | Natural Gas | Oven | E3 | System - kBTUs of Consumption | 0 | 0 | 0 | 0 | 0 | 0 | 0 | 0 | 0 | 0 | 0 | 0 | 0 | 0 | 0 | 0 | 0 | 0 | 0 | 0 | 0 | 0 | 0 | 0 | 0 | 0 | 0
F3_Commercial_Miscellaneous (WA)_New_Food Preparation_Natural Gas_Oven_E4 | F3 | Commercial | Miscellaneous (WA) | New | Food Preparation | Natural Gas | Oven | E4 | System - kBTUs of Consumption | 0 | 0 | 0 | 0 | 0 | 0 | 0 | 0 | 0 | 0 | 0 | 0 | 0 | 0 | 0 | 0 | 0 | 0 | 0 | 0 | 0 | 0 | 0 | 0 | 0 | 0 | 0
F3_Commercial_Miscellaneous (WA)_New_Food Preparation_Natural Gas_Oven_E5 | F3 | Commercial | Miscellaneous (WA) | New | Food Preparation | Natural Gas | Oven | E5 | System - kBTUs of Consumption | 0 | 0 | 0 | 0 | 0 | 0 | 0 | 0 | 0 | 0 | 0 | 0 | 0 | 0 | 0 | 0 | 0 | 0 | 0 | 0 | 0 | 0 | 0 | 0 | 0 | 0 | 0
F3_Commercial_Miscellaneous (WA)_New_Food Preparation_Natural Gas_Oven_E6 | F3 | Commercial | Miscellaneous (WA) | New | Food Preparation | Natural Gas | Oven | E6 | System - kBTUs of Consumption | 0 | 0 | 0 | 0 | 0 | 0 | 0 | 0 | 0 | 0 | 0 | 0 | 0 | 0 | 0 | 0 | 0 | 0 | 0 | 0 | 0 | 0 | 0 | 0 | 0 | 0 | 0
F3_Commercial_Miscellaneous (WA)_New_Food Preparation_Natural Gas_Oven_E7 | F3 | Commercial | Miscellaneous (WA) | New | Food Preparation | Natural Gas | Oven | E7 | System - kBTUs of Consumption | 0 | 0 | 0 | 0 | 0 | 0 | 0 | 0 | 0 | 0 | 0 | 0 | 0 | 0 | 0 | 0 | 0 | 0 | 0 | 0 | 0 | 0 | 0 | 0 | 0 | 0 | 0
F3_Commercial_Miscellaneous (WA)_New_Food Preparation_Natural Gas_Oven_E8 | F3 | Commercial | Miscellaneous (WA) | New | Food Preparation | Natural Gas | Oven | E8 | System - kBTUs of Consumption | 0 | 0 | 0 | 0 | 0 | 0 | 0 | 0 | 0 | 0 | 0 | 0 | 0 | 0 | 0 | 0 | 0 | 0 | 0 | 0 | 0 | 0 | 0 | 0 | 0 | 0 | 0
F3_Commercial_Miscellaneous (WA)_New_Food Preparation_Natural Gas_Oven_E9 | F3 | Commercial | Miscellaneous (WA) | New | Food Preparation | Natural Gas | Oven | E9 | System - kBTUs of Consumption | 0 | 0 | 0 | 0 | 0 | 0 | 0 | 0 | 0 | 0 | 0 | 0 | 0 | 0 | 0 | 0 | 0 | 0 | 0 | 0 | 0 | 0 | 0 | 0 | 0 | 0 | 0
F3_Commercial_Miscellaneous (WA)_New_Food Preparation_Natural Gas_Oven_E10 | F3 | Commercial | Miscellaneous (WA) | New | Food Preparation | Natural Gas | Oven | E10 | System - kBTUs of Consumption | 0 | 0 | 0 | 0 | 0 | 0 | 0 | 0 | 0 | 0 | 0 | 0 | 0 | 0 | 0 | 0 | 0 | 0 | 0 | 0 | 0 | 0 | 0 | 0 | 0 | 0 | 0
F4_Commercial_Miscellaneous (WA)_New_Food Preparation_Natural Gas_Oven_E1 | F4 | Commercial | Miscellaneous (WA) | New | Food Preparation | Natural Gas | Oven | E1 | Utility - Cost of Equipment | 0.00032939 | 0.00032939 | 0.00032939 | 0.00032939 | 0.00032939 | 0.00032939 | 0.00032939 | 0.00032939 | 0.00032939 | 0.00032939 | 0.00032939 | 0.00032939 | 0.00032939 | 0.00032939 | 0.00032939 | 0.00032939 | 0.00032939 | 0.00032939 | 0.00032939 | 0.00032939 | 0.00032939 | 0.00032939 | 0.00032939 | 0.00032939 | 0.00032939 | 0.00032939 | 0.00032939
F4_Commercial_Miscellaneous (WA)_New_Food Preparation_Natural Gas_Oven_E2 | F4 | Commercial | Miscellaneous (WA) | New | Food Preparation | Natural Gas | Oven | E2 | Utility - Cost of Equipment | 0.00044883 | 0.00044883 | 0.00044883 | 0.00044883 | 0.00044883 | 0.00044883 | 0.00044883 | 0.00044883 | 0.00044883 | 0.00044883 | 0.00044883 | 0.00044883 | 0.00044883 | 0.00044883 | 0.00044883 | 0.00044883 | 0.00044883 | 0.00044883 | 0.00044883 | 0.00044883 | 0.00044883 | 0.00044883 | 0.00044883 | 0.00044883 | 0.00044883 | 0.00044883 | 0.00044883
F4_Commercial_Miscellaneous (WA)_New_Food Preparation_Natural Gas_Oven_E3 | F4 | Commercial | Miscellaneous (WA) | New | Food Preparation | Natural Gas | Oven | E3 | Utility - Cost of Equipment | 0 | 0 | 0 | 0 | 0 | 0 | 0 | 0 | 0 | 0 | 0 | 0 | 0 | 0 | 0 | 0 | 0 | 0 | 0 | 0 | 0 | 0 | 0 | 0 | 0 | 0 | 0
F4_Commercial_Miscellaneous (WA)_New_Food Preparation_Natural Gas_Oven_E4 | F4 | Commercial | Miscellaneous (WA) | New | Food Preparation | Natural Gas | Oven | E4 | Utility - Cost of Equipment | 0 | 0 | 0 | 0 | 0 | 0 | 0 | 0 | 0 | 0 | 0 | 0 | 0 | 0 | 0 | 0 | 0 | 0 | 0 | 0 | 0 | 0 | 0 | 0 | 0 | 0 | 0
F4_Commercial_Miscellaneous (WA)_New_Food Preparation_Natural Gas_Oven_E5 | F4 | Commercial | Miscellaneous (WA) | New | Food Preparation | Natural Gas | Oven | E5 | Utility - Cost of Equipment | 0 | 0 | 0 | 0 | 0 | 0 | 0 | 0 | 0 | 0 | 0 | 0 | 0 | 0 | 0 | 0 | 0 | 0 | 0 | 0 | 0 | 0 | 0 | 0 | 0 | 0 | 0
F4_Commercial_Miscellaneous (WA)_New_Food Preparation_Natural Gas_Oven_E6 | F4 | Commercial | Miscellaneous (WA) | New | Food Preparation | Natural Gas | Oven | E6 | Utility - Cost of Equipment | 0 | 0 | 0 | 0 | 0 | 0 | 0 | 0 | 0 | 0 | 0 | 0 | 0 | 0 | 0 | 0 | 0 | 0 | 0 | 0 | 0 | 0 | 0 | 0 | 0 | 0 | 0
F4_Commercial_Miscellaneous (WA)_New_Food Preparation_Natural Gas_Oven_E7 | F4 | Commercial | Miscellaneous (WA) | New | Food Preparation | Natural Gas | Oven | E7 | Utility - Cost of Equipment | 0 | 0 | 0 | 0 | 0 | 0 | 0 | 0 | 0 | 0 | 0 | 0 | 0 | 0 | 0 | 0 | 0 | 0 | 0 | 0 | 0 | 0 | 0 | 0 | 0 | 0 | 0
F4_Commercial_Miscellaneous (WA)_New_Food Preparation_Natural Gas_Oven_E8 | F4 | Commercial | Miscellaneous (WA) | New | Food Preparation | Natural Gas | Oven | E8 | Utility - Cost of Equipment | 0 | 0 | 0 | 0 | 0 | 0 | 0 | 0 | 0 | 0 | 0 | 0 | 0 | 0 | 0 | 0 | 0 | 0 | 0 | 0 | 0 | 0 | 0 | 0 | 0 | 0 | 0
F4_Commercial_Miscellaneous (WA)_New_Food Preparation_Natural Gas_Oven_E9 | F4 | Commercial | Miscellaneous (WA) | New | Food Preparation | Natural Gas | Oven | E9 | Utility - Cost of Equipment | 0 | 0 | 0 | 0 | 0 | 0 | 0 | 0 | 0 | 0 | 0 | 0 | 0 | 0 | 0 | 0 | 0 | 0 | 0 | 0 | 0 | 0 | 0 | 0 | 0 | 0 | 0
F4_Commercial_Miscellaneous (WA)_New_Food Preparation_Natural Gas_Oven_E10 | F4 | Commercial | Miscellaneous (WA) | New | Food Preparation | Natural Gas | Oven | E10 | Utility - Cost of Equipment | 0 | 0 | 0 | 0 | 0 | 0 | 0 | 0 | 0 | 0 | 0 | 0 | 0 | 0 | 0 | 0 | 0 | 0 | 0 | 0 | 0 | 0 | 0 | 0 | 0 | 0 | 0
F5_Commercial_Miscellaneous (WA)_New_Food Preparation_Natural Gas_Oven_E1 | F5 | Commercial | Miscellaneous (WA) | New | Food Preparation | Natural Gas | Oven | E1 | Utility - Cost of Operation | 0.0049225 | 0.0050361 | 0.005179 | 0.0053477 | 0.0055438 | 0.0057911 | 0.0060487 | 0.0063055 | 0.0065532 | 0.0068044 | 0.0070004 | 0.0071827 | 0.0073793 | 0.0075708 | 0.0077397 | 0.007896 | 0.0080339 | 0.0081695 | 0.0083153 | 0.0084567 | 0.0086021 | 0.0087537 | 0.0089068 | 0.0090651 | 0.0092261 | 0.00939 | 0.0095568
F5_Commercial_Miscellaneous (WA)_New_Food Preparation_Natural Gas_Oven_E2 | F5 | Commercial | Miscellaneous (WA) | New | Food Preparation | Natural Gas | Oven | E2 | Utility - Cost of Operation | 0.0034954 | 0.0035761 | 0.0036776 | 0.0037974 | 0.0039366 | 0.0041122 | 0.0042951 | 0.0044775 | 0.0046534 | 0.0048318 | 0.0049709 | 0.0051004 | 0.00524 | 0.005376 | 0.0054959 | 0.0056069 | 0.0057049 | 0.0058011 | 0.0059047 | 0.006005 | 0.0061083 | 0.006216 | 0.0063247 | 0.0064371 | 0.0065514 | 0.0066678 | 0.0067863
F5_Commercial_Miscellaneous (WA)_New_Food Preparation_Natural Gas_Oven_E3 | F5 | Commercial | Miscellaneous (WA) | New | Food Preparation | Natural Gas | Oven | E3 | Utility - Cost of Operation | 0 | 0 | 0 | 0 | 0 | 0 | 0 | 0 | 0 | 0 | 0 | 0 | 0 | 0 | 0 | 0 | 0 | 0 | 0 | 0 | 0 | 0 | 0 | 0 | 0 | 0 | 0
F5_Commercial_Miscellaneous (WA)_New_Food Preparation_Natural Gas_Oven_E4 | F5 | Commercial | Miscellaneous (WA) | New | Food Preparation | Natural Gas | Oven | E4 | Utility - Cost of Operation | 0 | 0 | 0 | 0 | 0 | 0 | 0 | 0 | 0 | 0 | 0 | 0 | 0 | 0 | 0 | 0 | 0 | 0 | 0 | 0 | 0 | 0 | 0 | 0 | 0 | 0 | 0
F5_Commercial_Miscellaneous (WA)_New_Food Preparation_Natural Gas_Oven_E5 | F5 | Commercial | Miscellaneous (WA) | New | Food Preparation | Natural Gas | Oven | E5 | Utility - Cost of Operation | 0 | 0 | 0 | 0 | 0 | 0 | 0 | 0 | 0 | 0 | 0 | 0 | 0 | 0 | 0 | 0 | 0 | 0 | 0 | 0 | 0 | 0 | 0 | 0 | 0 | 0 | 0
F5_Commercial_Miscellaneous (WA)_New_Food Preparation_Natural Gas_Oven_E6 | F5 | Commercial | Miscellaneous (WA) | New | Food Preparation | Natural Gas | Oven | E6 | Utility - Cost of Operation | 0 | 0 | 0 | 0 | 0 | 0 | 0 | 0 | 0 | 0 | 0 | 0 | 0 | 0 | 0 | 0 | 0 | 0 | 0 | 0 | 0 | 0 | 0 | 0 | 0 | 0 | 0
F5_Commercial_Miscellaneous (WA)_New_Food Preparation_Natural Gas_Oven_E7 | F5 | Commercial | Miscellaneous (WA) | New | Food Preparation | Natural Gas | Oven | E7 | Utility - Cost of Operation | 0 | 0 | 0 | 0 | 0 | 0 | 0 | 0 | 0 | 0 | 0 | 0 | 0 | 0 | 0 | 0 | 0 | 0 | 0 | 0 | 0 | 0 | 0 | 0 | 0 | 0 | 0
F5_Commercial_Miscellaneous (WA)_New_Food Preparation_Natural Gas_Oven_E8 | F5 | Commercial | Miscellaneous (WA) | New | Food Preparation | Natural Gas | Oven | E8 | Utility - Cost of Operation | 0 | 0 | 0 | 0 | 0 | 0 | 0 | 0 | 0 | 0 | 0 | 0 | 0 | 0 | 0 | 0 | 0 | 0 | 0 | 0 | 0 | 0 | 0 | 0 | 0 | 0 | 0
F5_Commercial_Miscellaneous (WA)_New_Food Preparation_Natural Gas_Oven_E9 | F5 | Commercial | Miscellaneous (WA) | New | Food Preparation | Natural Gas | Oven | E9 | Utility - Cost of Operation | 0 | 0 | 0 | 0 | 0 | 0 | 0 | 0 | 0 | 0 | 0 | 0 | 0 | 0 | 0 | 0 | 0 | 0 | 0 | 0 | 0 | 0 | 0 | 0 | 0 | 0 | 0
F5_Commercial_Miscellaneous (WA)_New_Food Preparation_Natural Gas_Oven_E10 | F5 | Commercial | Miscellaneous (WA) | New | Food Preparation | Natural Gas | Oven | E10 | Utility - Cost of Operation | 0 | 0 | 0 | 0 | 0 | 0 | 0 | 0 | 0 | 0 | 0 | 0 | 0 | 0 | 0 | 0 | 0 | 0 | 0 | 0 | 0 | 0 | 0 | 0 | 0 | 0 | 0
F6_Commercial_Miscellaneous (WA)_New_Food Preparation_Natural Gas_Oven_E1 | F6 | Commercial | Miscellaneous (WA) | New | Food Preparation | Natural Gas | Oven | E1 | Utility - Value of Sales | 0.0058557 | 0.0059531 | 0.0060719 | 0.0062163 | 0.006388 | 0.006615 | 0.0068479 | 0.0070732 | 0.0072806 | 0.0074797 | 0.0076843 | 0.007867 | 0.0080576 | 0.0082338 | 0.0083821 | 0.0085136 | 0.0086214 | 0.0087231 | 0.0088321 | 0.0089321 | 0.0090322 | 0.0091914 | 0.0093522 | 0.0095183 | 0.0096874 | 0.0098595 | 0.010035
F6_Commercial_Miscellaneous (WA)_New_Food Preparation_Natural Gas_Oven_E2 | F6 | Commercial | Miscellaneous (WA) | New | Food Preparation | Natural Gas | Oven | E2 | Utility - Value of Sales | 0.0041581 | 0.0042273 | 0.0043116 | 0.0044142 | 0.0045361 | 0.0046973 | 0.0048627 | 0.0050226 | 0.0051699 | 0.0053113 | 0.0054566 | 0.0055863 | 0.0057217 | 0.0058468 | 0.0059521 | 0.0060455 | 0.006122 | 0.0061942 | 0.0062716 | 0.0063427 | 0.0064137 | 0.0065268 | 0.0066409 | 0.0067589 | 0.006879 | 0.0070012 | 0.0071256
F6_Commercial_Miscellaneous (WA)_New_Food Preparation_Natural Gas_Oven_E3 | F6 | Commercial | Miscellaneous (WA) | New | Food Preparation | Natural Gas | Oven | E3 | Utility - Value of Sales | 0 | 0 | 0 | 0 | 0 | 0 | 0 | 0 | 0 | 0 | 0 | 0 | 0 | 0 | 0 | 0 | 0 | 0 | 0 | 0 | 0 | 0 | 0 | 0 | 0 | 0 | 0
F6_Commercial_Miscellaneous (WA)_New_Food Preparation_Natural Gas_Oven_E4 | F6 | Commercial | Miscellaneous (WA) | New | Food Preparation | Natural Gas | Oven | E4 | Utility - Value of Sales | 0 | 0 | 0 | 0 | 0 | 0 | 0 | 0 | 0 | 0 | 0 | 0 | 0 | 0 | 0 | 0 | 0 | 0 | 0 | 0 | 0 | 0 | 0 | 0 | 0 | 0 | 0
F6_Commercial_Miscellaneous (WA)_New_Food Preparation_Natural Gas_Oven_E5 | F6 | Commercial | Miscellaneous (WA) | New | Food Preparation | Natural Gas | Oven | E5 | Utility - Value of Sales | 0 | 0 | 0 | 0 | 0 | 0 | 0 | 0 | 0 | 0 | 0 | 0 | 0 | 0 | 0 | 0 | 0 | 0 | 0 | 0 | 0 | 0 | 0 | 0 | 0 | 0 | 0
F6_Commercial_Miscellaneous (WA)_New_Food Preparation_Natural Gas_Oven_E6 | F6 | Commercial | Miscellaneous (WA) | New | Food Preparation | Natural Gas | Oven | E6 | Utility - Value of Sales | 0 | 0 | 0 | 0 | 0 | 0 | 0 | 0 | 0 | 0 | 0 | 0 | 0 | 0 | 0 | 0 | 0 | 0 | 0 | 0 | 0 | 0 | 0 | 0 | 0 | 0 | 0
F6_Commercial_Miscellaneous (WA)_New_Food Preparation_Natural Gas_Oven_E7 | F6 | Commercial | Miscellaneous (WA) | New | Food Preparation | Natural Gas | Oven | E7 | Utility - Value of Sales | 0 | 0 | 0 | 0 | 0 | 0 | 0 | 0 | 0 | 0 | 0 | 0 | 0 | 0 | 0 | 0 | 0 | 0 | 0 | 0 | 0 | 0 | 0 | 0 | 0 | 0 | 0
F6_Commercial_Miscellaneous (WA)_New_Food Preparation_Natural Gas_Oven_E8 | F6 | Commercial | Miscellaneous (WA) | New | Food Preparation | Natural Gas | Oven | E8 | Utility - Value of Sales | 0 | 0 | 0 | 0 | 0 | 0 | 0 | 0 | 0 | 0 | 0 | 0 | 0 | 0 | 0 | 0 | 0 | 0 | 0 | 0 | 0 | 0 | 0 | 0 | 0 | 0 | 0
F6_Commercial_Miscellaneous (WA)_New_Food Preparation_Natural Gas_Oven_E9 | F6 | Commercial | Miscellaneous (WA) | New | Food Preparation | Natural Gas | Oven | E9 | Utility - Value of Sales | 0 | 0 | 0 | 0 | 0 | 0 | 0 | 0 | 0 | 0 | 0 | 0 | 0 | 0 | 0 | 0 | 0 | 0 | 0 | 0 | 0 | 0 | 0 | 0 | 0 | 0 | 0
F6_Commercial_Miscellaneous (WA)_New_Food Preparation_Natural Gas_Oven_E10 | F6 | Commercial | Miscellaneous (WA) | New | Food Preparation | Natural Gas | Oven | E10 | Utility - Value of Sales | 0 | 0 | 0 | 0 | 0 | 0 | 0 | 0 | 0 | 0 | 0 | 0 | 0 | 0 | 0 | 0 | 0 | 0 | 0 | 0 | 0 | 0 | 0 | 0 | 0 | 0 | 0
F1_Commercial_Miscellaneous (WA)_New_Food Preparation_Natural Gas_Conveyor Oven_E1 | F1 | Commercial | Miscellaneous (WA) | New | Food Preparation | Natural Gas | Conveyor Oven | E1 | RVT - Cost of Equipment | 0.00019081 | 0.00019081 | 0.00019081 | 0.00019081 | 0.00019081 | 0.00019081 | 0.00019081 | 0.00019081 | 0.00019081 | 0.00019081 | 0.00019081 | 0.00019081 | 0.00019081 | 0.00019081 | 0.00019081 | 0.00019081 | 0.00019081 | 0.00019081 | 0.00019081 | 0.00019081 | 0.00019081 | 0.00019081 | 0.00019081 | 0.00019081 | 0.00019081 | 0.00019081 | 0.00019081
F1_Commercial_Miscellaneous (WA)_New_Food Preparation_Natural Gas_Conveyor Oven_E2 | F1 | Commercial | Miscellaneous (WA) | New | Food Preparation | Natural Gas | Conveyor Oven | E2 | RVT - Cost of Equipment | 0.00040425 | 0.00040425 | 0.00040425 | 0.00040425 | 0.00040425 | 0.00040425 | 0.00040425 | 0.00040425 | 0.00040425 | 0.00040425 | 0.00040425 | 0.00040425 | 0.00040425 | 0.00040425 | 0.00040425 | 0.00040425 | 0.00040425 | 0.00040425 | 0.00040425 | 0.00040425 | 0.00040425 | 0.00040425 | 0.00040425 | 0.00040425 | 0.00040425 | 0.00040425 | 0.00040425
F1_Commercial_Miscellaneous (WA)_New_Food Preparation_Natural Gas_Conveyor Oven_E3 | F1 | Commercial | Miscellaneous (WA) | New | Food Preparation | Natural Gas | Conveyor Oven | E3 | RVT - Cost of Equipment | 0 | 0 | 0 | 0 | 0 | 0 | 0 | 0 | 0 | 0 | 0 | 0 | 0 | 0 | 0 | 0 | 0 | 0 | 0 | 0 | 0 | 0 | 0 | 0 | 0 | 0 | 0
F1_Commercial_Miscellaneous (WA)_New_Food Preparation_Natural Gas_Conveyor Oven_E4 | F1 | Commercial | Miscellaneous (WA) | New | Food Preparation | Natural Gas | Conveyor Oven | E4 | RVT - Cost of Equipment | 0 | 0 | 0 | 0 | 0 | 0 | 0 | 0 | 0 | 0 | 0 | 0 | 0 | 0 | 0 | 0 | 0 | 0 | 0 | 0 | 0 | 0 | 0 | 0 | 0 | 0 | 0
F1_Commercial_Miscellaneous (WA)_New_Food Preparation_Natural Gas_Conveyor Oven_E5 | F1 | Commercial | Miscellaneous (WA) | New | Food Preparation | Natural Gas | Conveyor Oven | E5 | RVT - Cost of Equipment | 0 | 0 | 0 | 0 | 0 | 0 | 0 | 0 | 0 | 0 | 0 | 0 | 0 | 0 | 0 | 0 | 0 | 0 | 0 | 0 | 0 | 0 | 0 | 0 | 0 | 0 | 0
F1_Commercial_Miscellaneous (WA)_New_Food Preparation_Natural Gas_Conveyor Oven_E6 | F1 | Commercial | Miscellaneous (WA) | New | Food Preparation | Natural Gas | Conveyor Oven | E6 | RVT - Cost of Equipment | 0 | 0 | 0 | 0 | 0 | 0 | 0 | 0 | 0 | 0 | 0 | 0 | 0 | 0 | 0 | 0 | 0 | 0 | 0 | 0 | 0 | 0 | 0 | 0 | 0 | 0 | 0
F1_Commercial_Miscellaneous (WA)_New_Food Preparation_Natural Gas_Conveyor Oven_E7 | F1 | Commercial | Miscellaneous (WA) | New | Food Preparation | Natural Gas | Conveyor Oven | E7 | RVT - Cost of Equipment | 0 | 0 | 0 | 0 | 0 | 0 | 0 | 0 | 0 | 0 | 0 | 0 | 0 | 0 | 0 | 0 | 0 | 0 | 0 | 0 | 0 | 0 | 0 | 0 | 0 | 0 | 0
F1_Commercial_Miscellaneous (WA)_New_Food Preparation_Natural Gas_Conveyor Oven_E8 | F1 | Commercial | Miscellaneous (WA) | New | Food Preparation | Natural Gas | Conveyor Oven | E8 | RVT - Cost of Equipment | 0 | 0 | 0 | 0 | 0 | 0 | 0 | 0 | 0 | 0 | 0 | 0 | 0 | 0 | 0 | 0 | 0 | 0 | 0 | 0 | 0 | 0 | 0 | 0 | 0 | 0 | 0
F1_Commercial_Miscellaneous (WA)_New_Food Preparation_Natural Gas_Conveyor Oven_E9 | F1 | Commercial | Miscellaneous (WA) | New | Food Preparation | Natural Gas | Conveyor Oven | E9 | RVT - Cost of Equipment | 0 | 0 | 0 | 0 | 0 | 0 | 0 | 0 | 0 | 0 | 0 | 0 | 0 | 0 | 0 | 0 | 0 | 0 | 0 | 0 | 0 | 0 | 0 | 0 | 0 | 0 | 0
F1_Commercial_Miscellaneous (WA)_New_Food Preparation_Natural Gas_Conveyor Oven_E10 | F1 | Commercial | Miscellaneous (WA) | New | Food Preparation | Natural Gas | Conveyor Oven | E10 | RVT - Cost of Equipment | 0 | 0 | 0 | 0 | 0 | 0 | 0 | 0 | 0 | 0 | 0 | 0 | 0 | 0 | 0 | 0 | 0 | 0 | 0 | 0 | 0 | 0 | 0 | 0 | 0 | 0 | 0
F2_Commercial_Miscellaneous (WA)_New_Food Preparation_Natural Gas_Conveyor Oven_E1 | F2 | Commercial | Miscellaneous (WA) | New | Food Preparation | Natural Gas | Conveyor Oven | E1 | RVT - Cost of Operation | 0.010187 | 0.010405 | 0.010642 | 0.010898 | 0.011176 | 0.011504 | 0.011825 | 0.01213 | 0.01241 | 0.012685 | 0.012973 | 0.013241 | 0.013527 | 0.013805 | 0.014052 | 0.014282 | 0.014485 | 0.014683 | 0.01489 | 0.015089 | 0.015289 | 0.015559 | 0.015833 | 0.016114 | 0.0164 | 0.016692 | 0.016988
F2_Commercial_Miscellaneous (WA)_New_Food Preparation_Natural Gas_Conveyor Oven_E2 | F2 | Commercial | Miscellaneous (WA) | New | Food Preparation | Natural Gas | Conveyor Oven | E2 | RVT - Cost of Operation | 0.008096 | 0.008269 | 0.0084572 | 0.0086612 | 0.0088823 | 0.0091428 | 0.0093977 | 0.0096403 | 0.0098627 | 0.010081 | 0.01031 | 0.010523 | 0.01075 | 0.010971 | 0.011168 | 0.01135 | 0.011512 | 0.011669 | 0.011834 | 0.011992 | 0.012151 | 0.012366 | 0.012583 | 0.012807 | 0.013034 | 0.013266 | 0.013501
F2_Commercial_Miscellaneous (WA)_New_Food Preparation_Natural Gas_Conveyor Oven_E3 | F2 | Commercial | Miscellaneous (WA) | New | Food Preparation | Natural Gas | Conveyor Oven | E3 | RVT - Cost of Operation | 0 | 0 | 0 | 0 | 0 | 0 | 0 | 0 | 0 | 0 | 0 | 0 | 0 | 0 | 0 | 0 | 0 | 0 | 0 | 0 | 0 | 0 | 0 | 0 | 0 | 0 | 0
F2_Commercial_Miscellaneous (WA)_New_Food Preparation_Natural Gas_Conveyor Oven_E4 | F2 | Commercial | Miscellaneous (WA) | New | Food Preparation | Natural Gas | Conveyor Oven | E4 | RVT - Cost of Operation | 0 | 0 | 0 | 0 | 0 | 0 | 0 | 0 | 0 | 0 | 0 | 0 | 0 | 0 | 0 | 0 | 0 | 0 | 0 | 0 | 0 | 0 | 0 | 0 | 0 | 0 | 0
F2_Commercial_Miscellaneous (WA)_New_Food Preparation_Natural Gas_Conveyor Oven_E5 | F2 | Commercial | Miscellaneous (WA) | New | Food Preparation | Natural Gas | Conveyor Oven | E5 | RVT - Cost of Operation | 0 | 0 | 0 | 0 | 0 | 0 | 0 | 0 | 0 | 0 | 0 | 0 | 0 | 0 | 0 | 0 | 0 | 0 | 0 | 0 | 0 | 0 | 0 | 0 | 0 | 0 | 0
F2_Commercial_Miscellaneous (WA)_New_Food Preparation_Natural Gas_Conveyor Oven_E6 | F2 | Commercial | Miscellaneous (WA) | New | Food Preparation | Natural Gas | Conveyor Oven | E6 | RVT - Cost of Operation | 0 | 0 | 0 | 0 | 0 | 0 | 0 | 0 | 0 | 0 | 0 | 0 | 0 | 0 | 0 | 0 | 0 | 0 | 0 | 0 | 0 | 0 | 0 | 0 | 0 | 0 | 0
F2_Commercial_Miscellaneous (WA)_New_Food Preparation_Natural Gas_Conveyor Oven_E7 | F2 | Commercial | Miscellaneous (WA) | New | Food Preparation | Natural Gas | Conveyor Oven | E7 | RVT - Cost of Operation | 0 | 0 | 0 | 0 | 0 | 0 | 0 | 0 | 0 | 0 | 0 | 0 | 0 | 0 | 0 | 0 | 0 | 0 | 0 | 0 | 0 | 0 | 0 | 0 | 0 | 0 | 0
F2_Commercial_Miscellaneous (WA)_New_Food Preparation_Natural Gas_Conveyor Oven_E8 | F2 | Commercial | Miscellaneous (WA) | New | Food Preparation | Natural Gas | Conveyor Oven | E8 | RVT - Cost of Operation | 0 | 0 | 0 | 0 | 0 | 0 | 0 | 0 | 0 | 0 | 0 | 0 | 0 | 0 | 0 | 0 | 0 | 0 | 0 | 0 | 0 | 0 | 0 | 0 | 0 | 0 | 0
F2_Commercial_Miscellaneous (WA)_New_Food Preparation_Natural Gas_Conveyor Oven_E9 | F2 | Commercial | Miscellaneous (WA) | New | Food Preparation | Natural Gas | Conveyor Oven | E9 | RVT - Cost of Operation | 0 | 0 | 0 | 0 | 0 | 0 | 0 | 0 | 0 | 0 | 0 | 0 | 0 | 0 | 0 | 0 | 0 | 0 | 0 | 0 | 0 | 0 | 0 | 0 | 0 | 0 | 0
F2_Commercial_Miscellaneous (WA)_New_Food Preparation_Natural Gas_Conveyor Oven_E10 | F2 | Commercial | Miscellaneous (WA) | New | Food Preparation | Natural Gas | Conveyor Oven | E10 | RVT - Cost of Operation | 0 | 0 | 0 | 0 | 0 | 0 | 0 | 0 | 0 | 0 | 0 | 0 | 0 | 0 | 0 | 0 | 0 | 0 | 0 | 0 | 0 | 0 | 0 | 0 | 0 | 0 | 0
F3_Commercial_Miscellaneous (WA)_New_Food Preparation_Natural Gas_Conveyor Oven_E1 | F3 | Commercial | Miscellaneous (WA) | New | Food Preparation | Natural Gas | Conveyor Oven | E1 | System - kBTUs of Consumption | 2.2906 | 2.2906 | 2.2906 | 2.2906 | 2.2906 | 2.2906 | 2.2906 | 2.2906 | 2.2906 | 2.2906 | 2.2906 | 2.2906 | 2.2906 | 2.2906 | 2.2906 | 2.2906 | 2.2906 | 2.2906 | 2.2906 | 2.2906 | 2.2906 | 2.2906 | 2.2906 | 2.2906 | 2.2906 | 2.2906 | 2.2906
F3_Commercial_Miscellaneous (WA)_New_Food Preparation_Natural Gas_Conveyor Oven_E2 | F3 | Commercial | Miscellaneous (WA) | New | Food Preparation | Natural Gas | Conveyor Oven | E2 | System - kBTUs of Consumption | 1.8204 | 1.8204 | 1.8204 | 1.8204 | 1.8204 | 1.8204 | 1.8204 | 1.8204 | 1.8204 | 1.8204 | 1.8204 | 1.8204 | 1.8204 | 1.8204 | 1.8204 | 1.8204 | 1.8204 | 1.8204 | 1.8204 | 1.8204 | 1.8204 | 1.8204 | 1.8204 | 1.8204 | 1.8204 | 1.8204 | 1.8204
F3_Commercial_Miscellaneous (WA)_New_Food Preparation_Natural Gas_Conveyor Oven_E3 | F3 | Commercial | Miscellaneous (WA) | New | Food Preparation | Natural Gas | Conveyor Oven | E3 | System - kBTUs of Consumption | 0 | 0 | 0 | 0 | 0 | 0 | 0 | 0 | 0 | 0 | 0 | 0 | 0 | 0 | 0 | 0 | 0 | 0 | 0 | 0 | 0 | 0 | 0 | 0 | 0 | 0 | 0
F3_Commercial_Miscellaneous (WA)_New_Food Preparation_Natural Gas_Conveyor Oven_E4 | F3 | Commercial | Miscellaneous (WA) | New | Food Preparation | Natural Gas | Conveyor Oven | E4 | System - kBTUs of Consumption | 0 | 0 | 0 | 0 | 0 | 0 | 0 | 0 | 0 | 0 | 0 | 0 | 0 | 0 | 0 | 0 | 0 | 0 | 0 | 0 | 0 | 0 | 0 | 0 | 0 | 0 | 0
F3_Commercial_Miscellaneous (WA)_New_Food Preparation_Natural Gas_Conveyor Oven_E5 | F3 | Commercial | Miscellaneous (WA) | New | Food Preparation | Natural Gas | Conveyor Oven | E5 | System - kBTUs of Consumption | 0 | 0 | 0 | 0 | 0 | 0 | 0 | 0 | 0 | 0 | 0 | 0 | 0 | 0 | 0 | 0 | 0 | 0 | 0 | 0 | 0 | 0 | 0 | 0 | 0 | 0 | 0
F3_Commercial_Miscellaneous (WA)_New_Food Preparation_Natural Gas_Conveyor Oven_E6 | F3 | Commercial | Miscellaneous (WA) | New | Food Preparation | Natural Gas | Conveyor Oven | E6 | System - kBTUs of Consumption | 0 | 0 | 0 | 0 | 0 | 0 | 0 | 0 | 0 | 0 | 0 | 0 | 0 | 0 | 0 | 0 | 0 | 0 | 0 | 0 | 0 | 0 | 0 | 0 | 0 | 0 | 0
F3_Commercial_Miscellaneous (WA)_New_Food Preparation_Natural Gas_Conveyor Oven_E7 | F3 | Commercial | Miscellaneous (WA) | New | Food Preparation | Natural Gas | Conveyor Oven | E7 | System - kBTUs of Consumption | 0 | 0 | 0 | 0 | 0 | 0 | 0 | 0 | 0 | 0 | 0 | 0 | 0 | 0 | 0 | 0 | 0 | 0 | 0 | 0 | 0 | 0 | 0 | 0 | 0 | 0 | 0
F3_Commercial_Miscellaneous (WA)_New_Food Preparation_Natural Gas_Conveyor Oven_E8 | F3 | Commercial | Miscellaneous (WA) | New | Food Preparation | Natural Gas | Conveyor Oven | E8 | System - kBTUs of Consumption | 0 | 0 | 0 | 0 | 0 | 0 | 0 | 0 | 0 | 0 | 0 | 0 | 0 | 0 | 0 | 0 | 0 | 0 | 0 | 0 | 0 | 0 | 0 | 0 | 0 | 0 | 0
F3_Commercial_Miscellaneous (WA)_New_Food Preparation_Natural Gas_Conveyor Oven_E9 | F3 | Commercial | Miscellaneous (WA) | New | Food Preparation | Natural Gas | Conveyor Oven | E9 | System - kBTUs of Consumption | 0 | 0 | 0 | 0 | 0 | 0 | 0 | 0 | 0 | 0 | 0 | 0 | 0 | 0 | 0 | 0 | 0 | 0 | 0 | 0 | 0 | 0 | 0 | 0 | 0 | 0 | 0
F3_Commercial_Miscellaneous (WA)_New_Food Preparation_Natural Gas_Conveyor Oven_E10 | F3 | Commercial | Miscellaneous (WA) | New | Food Preparation | Natural Gas | Conveyor Oven | E10 | System - kBTUs of Consumption | 0 | 0 | 0 | 0 | 0 | 0 | 0 | 0 | 0 | 0 | 0 | 0 | 0 | 0 | 0 | 0 | 0 | 0 | 0 | 0 | 0 | 0 | 0 | 0 | 0 | 0 | 0
F4_Commercial_Miscellaneous (WA)_New_Food Preparation_Natural Gas_Conveyor Oven_E1 | F4 | Commercial | Miscellaneous (WA) | New | Food Preparation | Natural Gas | Conveyor Oven | E1 | Utility - Cost of Equipment | 0.00019081 | 0.00019081 | 0.00019081 | 0.00019081 | 0.00019081 | 0.00019081 | 0.00019081 | 0.00019081 | 0.00019081 | 0.00019081 | 0.00019081 | 0.00019081 | 0.00019081 | 0.00019081 | 0.00019081 | 0.00019081 | 0.00019081 | 0.00019081 | 0.00019081 | 0.00019081 | 0.00019081 | 0.00019081 | 0.00019081 | 0.00019081 | 0.00019081 | 0.00019081 | 0.00019081
F4_Commercial_Miscellaneous (WA)_New_Food Preparation_Natural Gas_Conveyor Oven_E2 | F4 | Commercial | Miscellaneous (WA) | New | Food Preparation | Natural Gas | Conveyor Oven | E2 | Utility - Cost of Equipment | 0.00040425 | 0.00040425 | 0.00040425 | 0.00040425 | 0.00040425 | 0.00040425 | 0.00040425 | 0.00040425 | 0.00040425 | 0.00040425 | 0.00040425 | 0.00040425 | 0.00040425 | 0.00040425 | 0.00040425 | 0.00040425 | 0.00040425 | 0.00040425 | 0.00040425 | 0.00040425 | 0.00040425 | 0.00040425 | 0.00040425 | 0.00040425 | 0.00040425 | 0.00040425 | 0.00040425
F4_Commercial_Miscellaneous (WA)_New_Food Preparation_Natural Gas_Conveyor Oven_E3 | F4 | Commercial | Miscellaneous (WA) | New | Food Preparation | Natural Gas | Conveyor Oven | E3 | Utility - Cost of Equipment | 0 | 0 | 0 | 0 | 0 | 0 | 0 | 0 | 0 | 0 | 0 | 0 | 0 | 0 | 0 | 0 | 0 | 0 | 0 | 0 | 0 | 0 | 0 | 0 | 0 | 0 | 0
F4_Commercial_Miscellaneous (WA)_New_Food Preparation_Natural Gas_Conveyor Oven_E4 | F4 | Commercial | Miscellaneous (WA) | New | Food Preparation | Natural Gas | Conveyor Oven | E4 | Utility - Cost of Equipment | 0 | 0 | 0 | 0 | 0 | 0 | 0 | 0 | 0 | 0 | 0 | 0 | 0 | 0 | 0 | 0 | 0 | 0 | 0 | 0 | 0 | 0 | 0 | 0 | 0 | 0 | 0
F4_Commercial_Miscellaneous (WA)_New_Food Preparation_Natural Gas_Conveyor Oven_E5 | F4 | Commercial | Miscellaneous (WA) | New | Food Preparation | Natural Gas | Conveyor Oven | E5 | Utility - Cost of Equipment | 0 | 0 | 0 | 0 | 0 | 0 | 0 | 0 | 0 | 0 | 0 | 0 | 0 | 0 | 0 | 0 | 0 | 0 | 0 | 0 | 0 | 0 | 0 | 0 | 0 | 0 | 0
F4_Commercial_Miscellaneous (WA)_New_Food Preparation_Natural Gas_Conveyor Oven_E6 | F4 | Commercial | Miscellaneous (WA) | New | Food Preparation | Natural Gas | Conveyor Oven | E6 | Utility - Cost of Equipment | 0 | 0 | 0 | 0 | 0 | 0 | 0 | 0 | 0 | 0 | 0 | 0 | 0 | 0 | 0 | 0 | 0 | 0 | 0 | 0 | 0 | 0 | 0 | 0 | 0 | 0 | 0
F4_Commercial_Miscellaneous (WA)_New_Food Preparation_Natural Gas_Conveyor Oven_E7 | F4 | Commercial | Miscellaneous (WA) | New | Food Preparation | Natural Gas | Conveyor Oven | E7 | Utility - Cost of Equipment | 0 | 0 | 0 | 0 | 0 | 0 | 0 | 0 | 0 | 0 | 0 | 0 | 0 | 0 | 0 | 0 | 0 | 0 | 0 | 0 | 0 | 0 | 0 | 0 | 0 | 0 | 0
F4_Commercial_Miscellaneous (WA)_New_Food Preparation_Natural Gas_Conveyor Oven_E8 | F4 | Commercial | Miscellaneous (WA) | New | Food Preparation | Natural Gas | Conveyor Oven | E8 | Utility - Cost of Equipment | 0 | 0 | 0 | 0 | 0 | 0 | 0 | 0 | 0 | 0 | 0 | 0 | 0 | 0 | 0 | 0 | 0 | 0 | 0 | 0 | 0 | 0 | 0 | 0 | 0 | 0 | 0
F4_Commercial_Miscellaneous (WA)_New_Food Preparation_Natural Gas_Conveyor Oven_E9 | F4 | Commercial | Miscellaneous (WA) | New | Food Preparation | Natural Gas | Conveyor Oven | E9 | Utility - Cost of Equipment | 0 | 0 | 0 | 0 | 0 | 0 | 0 | 0 | 0 | 0 | 0 | 0 | 0 | 0 | 0 | 0 | 0 | 0 | 0 | 0 | 0 | 0 | 0 | 0 | 0 | 0 | 0
F4_Commercial_Miscellaneous (WA)_New_Food Preparation_Natural Gas_Conveyor Oven_E10 | F4 | Commercial | Miscellaneous (WA) | New | Food Preparation | Natural Gas | Conveyor Oven | E10 | Utility - Cost of Equipment | 0 | 0 | 0 | 0 | 0 | 0 | 0 | 0 | 0 | 0 | 0 | 0 | 0 | 0 | 0 | 0 | 0 | 0 | 0 | 0 | 0 | 0 | 0 | 0 | 0 | 0 | 0
F5_Commercial_Miscellaneous (WA)_New_Food Preparation_Natural Gas_Conveyor Oven_E1 | F5 | Commercial | Miscellaneous (WA) | New | Food Preparation | Natural Gas | Conveyor Oven | E1 | Utility - Cost of Operation | 0.0087876 | 0.0090234 | 0.0092826 | 0.0095665 | 0.0098775 | 0.01024 | 0.010607 | 0.01097 | 0.01132 | 0.011674 | 0.011967 | 0.012245 | 0.012541 | 0.012834 | 0.013101 | 0.013356 | 0.01359 | 0.013824 | 0.01407 | 0.014312 | 0.014561 | 0.014818 | 0.015079 | 0.015347 | 0.015619 | 0.015897 | 0.016179
F5_Commercial_Miscellaneous (WA)_New_Food Preparation_Natural Gas_Conveyor Oven_E2 | F5 | Commercial | Miscellaneous (WA) | New | Food Preparation | Natural Gas | Conveyor Oven | E2 | Utility - Cost of Operation | 0.0069838 | 0.0071712 | 0.0073772 | 0.0076028 | 0.00785 | 0.0081379 | 0.00843 | 0.0087181 | 0.008996 | 0.0092781 | 0.0095108 | 0.0097316 | 0.0099671 | 0.010199 | 0.010412 | 0.010614 | 0.010801 | 0.010986 | 0.011182 | 0.011375 | 0.011572 | 0.011777 | 0.011984 | 0.012197 | 0.012413 | 0.012634 | 0.012858
F5_Commercial_Miscellaneous (WA)_New_Food Preparation_Natural Gas_Conveyor Oven_E3 | F5 | Commercial | Miscellaneous (WA) | New | Food Preparation | Natural Gas | Conveyor Oven | E3 | Utility - Cost of Operation | 0 | 0 | 0 | 0 | 0 | 0 | 0 | 0 | 0 | 0 | 0 | 0 | 0 | 0 | 0 | 0 | 0 | 0 | 0 | 0 | 0 | 0 | 0 | 0 | 0 | 0 | 0
F5_Commercial_Miscellaneous (WA)_New_Food Preparation_Natural Gas_Conveyor Oven_E4 | F5 | Commercial | Miscellaneous (WA) | New | Food Preparation | Natural Gas | Conveyor Oven | E4 | Utility - Cost of Operation | 0 | 0 | 0 | 0 | 0 | 0 | 0 | 0 | 0 | 0 | 0 | 0 | 0 | 0 | 0 | 0 | 0 | 0 | 0 | 0 | 0 | 0 | 0 | 0 | 0 | 0 | 0
F5_Commercial_Miscellaneous (WA)_New_Food Preparation_Natural Gas_Conveyor Oven_E5 | F5 | Commercial | Miscellaneous (WA) | New | Food Preparation | Natural Gas | Conveyor Oven | E5 | Utility - Cost of Operation | 0 | 0 | 0 | 0 | 0 | 0 | 0 | 0 | 0 | 0 | 0 | 0 | 0 | 0 | 0 | 0 | 0 | 0 | 0 | 0 | 0 | 0 | 0 | 0 | 0 | 0 | 0
F5_Commercial_Miscellaneous (WA)_New_Food Preparation_Natural Gas_Conveyor Oven_E6 | F5 | Commercial | Miscellaneous (WA) | New | Food Preparation | Natural Gas | Conveyor Oven | E6 | Utility - Cost of Operation | 0 | 0 | 0 | 0 | 0 | 0 | 0 | 0 | 0 | 0 | 0 | 0 | 0 | 0 | 0 | 0 | 0 | 0 | 0 | 0 | 0 | 0 | 0 | 0 | 0 | 0 | 0
F5_Commercial_Miscellaneous (WA)_New_Food Preparation_Natural Gas_Conveyor Oven_E7 | F5 | Commercial | Miscellaneous (WA) | New | Food Preparation | Natural Gas | Conveyor Oven | E7 | Utility - Cost of Operation | 0 | 0 | 0 | 0 | 0 | 0 | 0 | 0 | 0 | 0 | 0 | 0 | 0 | 0 | 0 | 0 | 0 | 0 | 0 | 0 | 0 | 0 | 0 | 0 | 0 | 0 | 0
F5_Commercial_Miscellaneous (WA)_New_Food Preparation_Natural Gas_Conveyor Oven_E8 | F5 | Commercial | Miscellaneous (WA) | New | Food Preparation | Natural Gas | Conveyor Oven | E8 | Utility - Cost of Operation | 0 | 0 | 0 | 0 | 0 | 0 | 0 | 0 | 0 | 0 | 0 | 0 | 0 | 0 | 0 | 0 | 0 | 0 | 0 | 0 | 0 | 0 | 0 | 0 | 0 | 0 | 0
F5_Commercial_Miscellaneous (WA)_New_Food Preparation_Natural Gas_Conveyor Oven_E9 | F5 | Commercial | Miscellaneous (WA) | New | Food Preparation | Natural Gas | Conveyor Oven | E9 | Utility - Cost of Operation | 0 | 0 | 0 | 0 | 0 | 0 | 0 | 0 | 0 | 0 | 0 | 0 | 0 | 0 | 0 | 0 | 0 | 0 | 0 | 0 | 0 | 0 | 0 | 0 | 0 | 0 | 0
F5_Commercial_Miscellaneous (WA)_New_Food Preparation_Natural Gas_Conveyor Oven_E10 | F5 | Commercial | Miscellaneous (WA) | New | Food Preparation | Natural Gas | Conveyor Oven | E10 | Utility - Cost of Operation | 0 | 0 | 0 | 0 | 0 | 0 | 0 | 0 | 0 | 0 | 0 | 0 | 0 | 0 | 0 | 0 | 0 | 0 | 0 | 0 | 0 | 0 | 0 | 0 | 0 | 0 | 0
F6_Commercial_Miscellaneous (WA)_New_Food Preparation_Natural Gas_Conveyor Oven_E1 | F6 | Commercial | Miscellaneous (WA) | New | Food Preparation | Natural Gas | Conveyor Oven | E1 | Utility - Value of Sales | 0.010187 | 0.010405 | 0.010642 | 0.010898 | 0.011176 | 0.011504 | 0.011825 | 0.01213 | 0.01241 | 0.012685 | 0.012973 | 0.013241 | 0.013527 | 0.013805 | 0.014052 | 0.014282 | 0.014485 | 0.014683 | 0.01489 | 0.015089 | 0.015289 | 0.015559 | 0.015833 | 0.016114 | 0.0164 | 0.016692 | 0.016988
F6_Commercial_Miscellaneous (WA)_New_Food Preparation_Natural Gas_Conveyor Oven_E2 | F6 | Commercial | Miscellaneous (WA) | New | Food Preparation | Natural Gas | Conveyor Oven | E2 | Utility - Value of Sales | 0.008096 | 0.008269 | 0.0084572 | 0.0086612 | 0.0088823 | 0.0091428 | 0.0093977 | 0.0096403 | 0.0098627 | 0.010081 | 0.01031 | 0.010523 | 0.01075 | 0.010971 | 0.011168 | 0.01135 | 0.011512 | 0.011669 | 0.011834 | 0.011992 | 0.012151 | 0.012366 | 0.012583 | 0.012807 | 0.013034 | 0.013266 | 0.013501
F6_Commercial_Miscellaneous (WA)_New_Food Preparation_Natural Gas_Conveyor Oven_E3 | F6 | Commercial | Miscellaneous (WA) | New | Food Preparation | Natural Gas | Conveyor Oven | E3 | Utility - Value of Sales | 0 | 0 | 0 | 0 | 0 | 0 | 0 | 0 | 0 | 0 | 0 | 0 | 0 | 0 | 0 | 0 | 0 | 0 | 0 | 0 | 0 | 0 | 0 | 0 | 0 | 0 | 0
F6_Commercial_Miscellaneous (WA)_New_Food Preparation_Natural Gas_Conveyor Oven_E4 | F6 | Commercial | Miscellaneous (WA) | New | Food Preparation | Natural Gas | Conveyor Oven | E4 | Utility - Value of Sales | 0 | 0 | 0 | 0 | 0 | 0 | 0 | 0 | 0 | 0 | 0 | 0 | 0 | 0 | 0 | 0 | 0 | 0 | 0 | 0 | 0 | 0 | 0 | 0 | 0 | 0 | 0
F6_Commercial_Miscellaneous (WA)_New_Food Preparation_Natural Gas_Conveyor Oven_E5 | F6 | Commercial | Miscellaneous (WA) | New | Food Preparation | Natural Gas | Conveyor Oven | E5 | Utility - Value of Sales | 0 | 0 | 0 | 0 | 0 | 0 | 0 | 0 | 0 | 0 | 0 | 0 | 0 | 0 | 0 | 0 | 0 | 0 | 0 | 0 | 0 | 0 | 0 | 0 | 0 | 0 | 0
F6_Commercial_Miscellaneous (WA)_New_Food Preparation_Natural Gas_Conveyor Oven_E6 | F6 | Commercial | Miscellaneous (WA) | New | Food Preparation | Natural Gas | Conveyor Oven | E6 | Utility - Value of Sales | 0 | 0 | 0 | 0 | 0 | 0 | 0 | 0 | 0 | 0 | 0 | 0 | 0 | 0 | 0 | 0 | 0 | 0 | 0 | 0 | 0 | 0 | 0 | 0 | 0 | 0 | 0
F6_Commercial_Miscellaneous (WA)_New_Food Preparation_Natural Gas_Conveyor Oven_E7 | F6 | Commercial | Miscellaneous (WA) | New | Food Preparation | Natural Gas | Conveyor Oven | E7 | Utility - Value of Sales | 0 | 0 | 0 | 0 | 0 | 0 | 0 | 0 | 0 | 0 | 0 | 0 | 0 | 0 | 0 | 0 | 0 | 0 | 0 | 0 | 0 | 0 | 0 | 0 | 0 | 0 | 0
F6_Commercial_Miscellaneous (WA)_New_Food Preparation_Natural Gas_Conveyor Oven_E8 | F6 | Commercial | Miscellaneous (WA) | New | Food Preparation | Natural Gas | Conveyor Oven | E8 | Utility - Value of Sales | 0 | 0 | 0 | 0 | 0 | 0 | 0 | 0 | 0 | 0 | 0 | 0 | 0 | 0 | 0 | 0 | 0 | 0 | 0 | 0 | 0 | 0 | 0 | 0 | 0 | 0 | 0
F6_Commercial_Miscellaneous (WA)_New_Food Preparation_Natural Gas_Conveyor Oven_E9 | F6 | Commercial | Miscellaneous (WA) | New | Food Preparation | Natural Gas | Conveyor Oven | E9 | Utility - Value of Sales | 0 | 0 | 0 | 0 | 0 | 0 | 0 | 0 | 0 | 0 | 0 | 0 | 0 | 0 | 0 | 0 | 0 | 0 | 0 | 0 | 0 | 0 | 0 | 0 | 0 | 0 | 0
F6_Commercial_Miscellaneous (WA)_New_Food Preparation_Natural Gas_Conveyor Oven_E10 | F6 | Commercial | Miscellaneous (WA) | New | Food Preparation | Natural Gas | Conveyor Oven | E10 | Utility - Value of Sales | 0 | 0 | 0 | 0 | 0 | 0 | 0 | 0 | 0 | 0 | 0 | 0 | 0 | 0 | 0 | 0 | 0 | 0 | 0 | 0 | 0 | 0 | 0 | 0 | 0 | 0 | 0
F1_Commercial_Miscellaneous (WA)_New_Food Preparation_Natural Gas_Double Rack Oven_E1 | F1 | Commercial | Miscellaneous (WA) | New | Food Preparation | Natural Gas | Double Rack Oven | E1 | RVT - Cost of Equipment | 0.0004044 | 0.0004044 | 0.0004044 | 0.0004044 | 0.0004044 | 0.0004044 | 0.0004044 | 0.0004044 | 0.0004044 | 0.0004044 | 0.0004044 | 0.0004044 | 0.0004044 | 0.0004044 | 0.0004044 | 0.0004044 | 0.0004044 | 0.0004044 | 0.0004044 | 0.0004044 | 0.0004044 | 0.0004044 | 0.0004044 | 0.0004044 | 0.0004044 | 0.0004044 | 0.0004044
F1_Commercial_Miscellaneous (WA)_New_Food Preparation_Natural Gas_Double Rack Oven_E2 | F1 | Commercial | Miscellaneous (WA) | New | Food Preparation | Natural Gas | Double Rack Oven | E2 | RVT - Cost of Equipment | 0.0018346 | 0.0018346 | 0.0018346 | 0.0018346 | 0.0018346 | 0.0018346 | 0.0018346 | 0.0018346 | 0.0018346 | 0.0018346 | 0.0018346 | 0.0018346 | 0.0018346 | 0.0018346 | 0.0018346 | 0.0018346 | 0.0018346 | 0.0018346 | 0.0018346 | 0.0018346 | 0.0018346 | 0.0018346 | 0.0018346 | 0.0018346 | 0.0018346 | 0.0018346 | 0.0018346
F1_Commercial_Miscellaneous (WA)_New_Food Preparation_Natural Gas_Double Rack Oven_E3 | F1 | Commercial | Miscellaneous (WA) | New | Food Preparation | Natural Gas | Double Rack Oven | E3 | RVT - Cost of Equipment | 0 | 0 | 0 | 0 | 0 | 0 | 0 | 0 | 0 | 0 | 0 | 0 | 0 | 0 | 0 | 0 | 0 | 0 | 0 | 0 | 0 | 0 | 0 | 0 | 0 | 0 | 0
F1_Commercial_Miscellaneous (WA)_New_Food Preparation_Natural Gas_Double Rack Oven_E4 | F1 | Commercial | Miscellaneous (WA) | New | Food Preparation | Natural Gas | Double Rack Oven | E4 | RVT - Cost of Equipment | 0 | 0 | 0 | 0 | 0 | 0 | 0 | 0 | 0 | 0 | 0 | 0 | 0 | 0 | 0 | 0 | 0 | 0 | 0 | 0 | 0 | 0 | 0 | 0 | 0 | 0 | 0
F1_Commercial_Miscellaneous (WA)_New_Food Preparation_Natural Gas_Double Rack Oven_E5 | F1 | Commercial | Miscellaneous (WA) | New | Food Preparation | Natural Gas | Double Rack Oven | E5 | RVT - Cost of Equipment | 0 | 0 | 0 | 0 | 0 | 0 | 0 | 0 | 0 | 0 | 0 | 0 | 0 | 0 | 0 | 0 | 0 | 0 | 0 | 0 | 0 | 0 | 0 | 0 | 0 | 0 | 0
F1_Commercial_Miscellaneous (WA)_New_Food Preparation_Natural Gas_Double Rack Oven_E6 | F1 | Commercial | Miscellaneous (WA) | New | Food Preparation | Natural Gas | Double Rack Oven | E6 | RVT - Cost of Equipment | 0 | 0 | 0 | 0 | 0 | 0 | 0 | 0 | 0 | 0 | 0 | 0 | 0 | 0 | 0 | 0 | 0 | 0 | 0 | 0 | 0 | 0 | 0 | 0 | 0 | 0 | 0
F1_Commercial_Miscellaneous (WA)_New_Food Preparation_Natural Gas_Double Rack Oven_E7 | F1 | Commercial | Miscellaneous (WA) | New | Food Preparation | Natural Gas | Double Rack Oven | E7 | RVT - Cost of Equipment | 0 | 0 | 0 | 0 | 0 | 0 | 0 | 0 | 0 | 0 | 0 | 0 | 0 | 0 | 0 | 0 | 0 | 0 | 0 | 0 | 0 | 0 | 0 | 0 | 0 | 0 | 0
F1_Commercial_Miscellaneous (WA)_New_Food Preparation_Natural Gas_Double Rack Oven_E8 | F1 | Commercial | Miscellaneous (WA) | New | Food Preparation | Natural Gas | Double Rack Oven | E8 | RVT - Cost of Equipment | 0 | 0 | 0 | 0 | 0 | 0 | 0 | 0 | 0 | 0 | 0 | 0 | 0 | 0 | 0 | 0 | 0 | 0 | 0 | 0 | 0 | 0 | 0 | 0 | 0 | 0 | 0
F1_Commercial_Miscellaneous (WA)_New_Food Preparation_Natural Gas_Double Rack Oven_E9 | F1 | Commercial | Miscellaneous (WA) | New | Food Preparation | Natural Gas | Double Rack Oven | E9 | RVT - Cost of Equipment | 0 | 0 | 0 | 0 | 0 | 0 | 0 | 0 | 0 | 0 | 0 | 0 | 0 | 0 | 0 | 0 | 0 | 0 | 0 | 0 | 0 | 0 | 0 | 0 | 0 | 0 | 0
F1_Commercial_Miscellaneous (WA)_New_Food Preparation_Natural Gas_Double Rack Oven_E10 | F1 | Commercial | Miscellaneous (WA) | New | Food Preparation | Natural Gas | Double Rack Oven | E10 | RVT - Cost of Equipment | 0 | 0 | 0 | 0 | 0 | 0 | 0 | 0 | 0 | 0 | 0 | 0 | 0 | 0 | 0 | 0 | 0 | 0 | 0 | 0 | 0 | 0 | 0 | 0 | 0 | 0 | 0
F2_Commercial_Miscellaneous (WA)_New_Food Preparation_Natural Gas_Double Rack Oven_E1 | F2 | Commercial | Miscellaneous (WA) | New | Food Preparation | Natural Gas | Double Rack Oven | E1 | RVT - Cost of Operation | 0.016531 | 0.016843 | 0.01721 | 0.017637 | 0.018127 | 0.018738 | 0.01935 | 0.019932 | 0.020459 | 0.020969 | 0.021498 | 0.021979 | 0.022486 | 0.022966 | 0.023379 | 0.023752 | 0.024067 | 0.024368 | 0.024688 | 0.024987 | 0.025287 | 0.025733 | 0.026184 | 0.026649 | 0.027123 | 0.027605 | 0.028095
F2_Commercial_Miscellaneous (WA)_New_Food Preparation_Natural Gas_Double Rack Oven_E2 | F2 | Commercial | Miscellaneous (WA) | New | Food Preparation | Natural Gas | Double Rack Oven | E2 | RVT - Cost of Operation | 0.010242 | 0.010435 | 0.010662 | 0.010927 | 0.01123 | 0.011609 | 0.011988 | 0.012349 | 0.012675 | 0.012991 | 0.013319 | 0.013617 | 0.013931 | 0.014228 | 0.014484 | 0.014715 | 0.01491 | 0.015097 | 0.015295 | 0.01548 | 0.015666 | 0.015943 | 0.016222 | 0.01651 | 0.016804 | 0.017102 | 0.017406
F2_Commercial_Miscellaneous (WA)_New_Food Preparation_Natural Gas_Double Rack Oven_E3 | F2 | Commercial | Miscellaneous (WA) | New | Food Preparation | Natural Gas | Double Rack Oven | E3 | RVT - Cost of Operation | 0 | 0 | 0 | 0 | 0 | 0 | 0 | 0 | 0 | 0 | 0 | 0 | 0 | 0 | 0 | 0 | 0 | 0 | 0 | 0 | 0 | 0 | 0 | 0 | 0 | 0 | 0
F2_Commercial_Miscellaneous (WA)_New_Food Preparation_Natural Gas_Double Rack Oven_E4 | F2 | Commercial | Miscellaneous (WA) | New | Food Preparation | Natural Gas | Double Rack Oven | E4 | RVT - Cost of Operation | 0 | 0 | 0 | 0 | 0 | 0 | 0 | 0 | 0 | 0 | 0 | 0 | 0 | 0 | 0 | 0 | 0 | 0 | 0 | 0 | 0 | 0 | 0 | 0 | 0 | 0 | 0
F2_Commercial_Miscellaneous (WA)_New_Food Preparation_Natural Gas_Double Rack Oven_E5 | F2 | Commercial | Miscellaneous (WA) | New | Food Preparation | Natural Gas | Double Rack Oven | E5 | RVT - Cost of Operation | 0 | 0 | 0 | 0 | 0 | 0 | 0 | 0 | 0 | 0 | 0 | 0 | 0 | 0 | 0 | 0 | 0 | 0 | 0 | 0 | 0 | 0 | 0 | 0 | 0 | 0 | 0
F2_Commercial_Miscellaneous (WA)_New_Food Preparation_Natural Gas_Double Rack Oven_E6 | F2 | Commercial | Miscellaneous (WA) | New | Food Preparation | Natural Gas | Double Rack Oven | E6 | RVT - Cost of Operation | 0 | 0 | 0 | 0 | 0 | 0 | 0 | 0 | 0 | 0 | 0 | 0 | 0 | 0 | 0 | 0 | 0 | 0 | 0 | 0 | 0 | 0 | 0 | 0 | 0 | 0 | 0
F2_Commercial_Miscellaneous (WA)_New_Food Preparation_Natural Gas_Double Rack Oven_E7 | F2 | Commercial | Miscellaneous (WA) | New | Food Preparation | Natural Gas | Double Rack Oven | E7 | RVT - Cost of Operation | 0 | 0 | 0 | 0 | 0 | 0 | 0 | 0 | 0 | 0 | 0 | 0 | 0 | 0 | 0 | 0 | 0 | 0 | 0 | 0 | 0 | 0 | 0 | 0 | 0 | 0 | 0
F2_Commercial_Miscellaneous (WA)_New_Food Preparation_Natural Gas_Double Rack Oven_E8 | F2 | Commercial | Miscellaneous (WA) | New | Food Preparation | Natural Gas | Double Rack Oven | E8 | RVT - Cost of Operation | 0 | 0 | 0 | 0 | 0 | 0 | 0 | 0 | 0 | 0 | 0 | 0 | 0 | 0 | 0 | 0 | 0 | 0 | 0 | 0 | 0 | 0 | 0 | 0 | 0 | 0 | 0
F2_Commercial_Miscellaneous (WA)_New_Food Preparation_Natural Gas_Double Rack Oven_E9 | F2 | Commercial | Miscellaneous (WA) | New | Food Preparation | Natural Gas | Double Rack Oven | E9 | RVT - Cost of Operation | 0 | 0 | 0 | 0 | 0 | 0 | 0 | 0 | 0 | 0 | 0 | 0 | 0 | 0 | 0 | 0 | 0 | 0 | 0 | 0 | 0 | 0 | 0 | 0 | 0 | 0 | 0
F2_Commercial_Miscellaneous (WA)_New_Food Preparation_Natural Gas_Double Rack Oven_E10 | F2 | Commercial | Miscellaneous (WA) | New | Food Preparation | Natural Gas | Double Rack Oven | E10 | RVT - Cost of Operation | 0 | 0 | 0 | 0 | 0 | 0 | 0 | 0 | 0 | 0 | 0 | 0 | 0 | 0 | 0 | 0 | 0 | 0 | 0 | 0 | 0 | 0 | 0 | 0 | 0 | 0 | 0
F3_Commercial_Miscellaneous (WA)_New_Food Preparation_Natural Gas_Double Rack Oven_E1 | F3 | Commercial | Miscellaneous (WA) | New | Food Preparation | Natural Gas | Double Rack Oven | E1 | System - kBTUs of Consumption | 3.9437 | 3.9437 | 3.9437 | 3.9437 | 3.9437 | 3.9437 | 3.9437 | 3.9437 | 3.9437 | 3.9437 | 3.9437 | 3.9437 | 3.9437 | 3.9437 | 3.9437 | 3.9437 | 3.9437 | 3.9437 | 3.9437 | 3.9437 | 3.9437 | 3.9437 | 3.9437 | 3.9437 | 3.9437 | 3.9437 | 3.9437
F3_Commercial_Miscellaneous (WA)_New_Food Preparation_Natural Gas_Double Rack Oven_E2 | F3 | Commercial | Miscellaneous (WA) | New | Food Preparation | Natural Gas | Double Rack Oven | E2 | System - kBTUs of Consumption | 2.4433 | 2.4433 | 2.4433 | 2.4433 | 2.4433 | 2.4433 | 2.4433 | 2.4433 | 2.4433 | 2.4433 | 2.4433 | 2.4433 | 2.4433 | 2.4433 | 2.4433 | 2.4433 | 2.4433 | 2.4433 | 2.4433 | 2.4433 | 2.4433 | 2.4433 | 2.4433 | 2.4433 | 2.4433 | 2.4433 | 2.4433
F3_Commercial_Miscellaneous (WA)_New_Food Preparation_Natural Gas_Double Rack Oven_E3 | F3 | Commercial | Miscellaneous (WA) | New | Food Preparation | Natural Gas | Double Rack Oven | E3 | System - kBTUs of Consumption | 0 | 0 | 0 | 0 | 0 | 0 | 0 | 0 | 0 | 0 | 0 | 0 | 0 | 0 | 0 | 0 | 0 | 0 | 0 | 0 | 0 | 0 | 0 | 0 | 0 | 0 | 0
F3_Commercial_Miscellaneous (WA)_New_Food Preparation_Natural Gas_Double Rack Oven_E4 | F3 | Commercial | Miscellaneous (WA) | New | Food Preparation | Natural Gas | Double Rack Oven | E4 | System - kBTUs of Consumption | 0 | 0 | 0 | 0 | 0 | 0 | 0 | 0 | 0 | 0 | 0 | 0 | 0 | 0 | 0 | 0 | 0 | 0 | 0 | 0 | 0 | 0 | 0 | 0 | 0 | 0 | 0
F3_Commercial_Miscellaneous (WA)_New_Food Preparation_Natural Gas_Double Rack Oven_E5 | F3 | Commercial | Miscellaneous (WA) | New | Food Preparation | Natural Gas | Double Rack Oven | E5 | System - kBTUs of Consumption | 0 | 0 | 0 | 0 | 0 | 0 | 0 | 0 | 0 | 0 | 0 | 0 | 0 | 0 | 0 | 0 | 0 | 0 | 0 | 0 | 0 | 0 | 0 | 0 | 0 | 0 | 0
F3_Commercial_Miscellaneous (WA)_New_Food Preparation_Natural Gas_Double Rack Oven_E6 | F3 | Commercial | Miscellaneous (WA) | New | Food Preparation | Natural Gas | Double Rack Oven | E6 | System - kBTUs of Consumption | 0 | 0 | 0 | 0 | 0 | 0 | 0 | 0 | 0 | 0 | 0 | 0 | 0 | 0 | 0 | 0 | 0 | 0 | 0 | 0 | 0 | 0 | 0 | 0 | 0 | 0 | 0
F3_Commercial_Miscellaneous (WA)_New_Food Preparation_Natural Gas_Double Rack Oven_E7 | F3 | Commercial | Miscellaneous (WA) | New | Food Preparation | Natural Gas | Double Rack Oven | E7 | System - kBTUs of Consumption | 0 | 0 | 0 | 0 | 0 | 0 | 0 | 0 | 0 | 0 | 0 | 0 | 0 | 0 | 0 | 0 | 0 | 0 | 0 | 0 | 0 | 0 | 0 | 0 | 0 | 0 | 0
F3_Commercial_Miscellaneous (WA)_New_Food Preparation_Natural Gas_Double Rack Oven_E8 | F3 | Commercial | Miscellaneous (WA) | New | Food Preparation | Natural Gas | Double Rack Oven | E8 | System - kBTUs of Consumption | 0 | 0 | 0 | 0 | 0 | 0 | 0 | 0 | 0 | 0 | 0 | 0 | 0 | 0 | 0 | 0 | 0 | 0 | 0 | 0 | 0 | 0 | 0 | 0 | 0 | 0 | 0
F3_Commercial_Miscellaneous (WA)_New_Food Preparation_Natural Gas_Double Rack Oven_E9 | F3 | Commercial | Miscellaneous (WA) | New | Food Preparation | Natural Gas | Double Rack Oven | E9 | System - kBTUs of Consumption | 0 | 0 | 0 | 0 | 0 | 0 | 0 | 0 | 0 | 0 | 0 | 0 | 0 | 0 | 0 | 0 | 0 | 0 | 0 | 0 | 0 | 0 | 0 | 0 | 0 | 0 | 0
F3_Commercial_Miscellaneous (WA)_New_Food Preparation_Natural Gas_Double Rack Oven_E10 | F3 | Commercial | Miscellaneous (WA) | New | Food Preparation | Natural Gas | Double Rack Oven | E10 | System - kBTUs of Consumption | 0 | 0 | 0 | 0 | 0 | 0 | 0 | 0 | 0 | 0 | 0 | 0 | 0 | 0 | 0 | 0 | 0 | 0 | 0 | 0 | 0 | 0 | 0 | 0 | 0 | 0 | 0
F4_Commercial_Miscellaneous (WA)_New_Food Preparation_Natural Gas_Double Rack Oven_E1 | F4 | Commercial | Miscellaneous (WA) | New | Food Preparation | Natural Gas | Double Rack Oven | E1 | Utility - Cost of Equipment | 0.0004044 | 0.0004044 | 0.0004044 | 0.0004044 | 0.0004044 | 0.0004044 | 0.0004044 | 0.0004044 | 0.0004044 | 0.0004044 | 0.0004044 | 0.0004044 | 0.0004044 | 0.0004044 | 0.0004044 | 0.0004044 | 0.0004044 | 0.0004044 | 0.0004044 | 0.0004044 | 0.0004044 | 0.0004044 | 0.0004044 | 0.0004044 | 0.0004044 | 0.0004044 | 0.0004044
F4_Commercial_Miscellaneous (WA)_New_Food Preparation_Natural Gas_Double Rack Oven_E2 | F4 | Commercial | Miscellaneous (WA) | New | Food Preparation | Natural Gas | Double Rack Oven | E2 | Utility - Cost of Equipment | 0.0018346 | 0.0018346 | 0.0018346 | 0.0018346 | 0.0018346 | 0.0018346 | 0.0018346 | 0.0018346 | 0.0018346 | 0.0018346 | 0.0018346 | 0.0018346 | 0.0018346 | 0.0018346 | 0.0018346 | 0.0018346 | 0.0018346 | 0.0018346 | 0.0018346 | 0.0018346 | 0.0018346 | 0.0018346 | 0.0018346 | 0.0018346 | 0.0018346 | 0.0018346 | 0.0018346
F4_Commercial_Miscellaneous (WA)_New_Food Preparation_Natural Gas_Double Rack Oven_E3 | F4 | Commercial | Miscellaneous (WA) | New | Food Preparation | Natural Gas | Double Rack Oven | E3 | Utility - Cost of Equipment | 0 | 0 | 0 | 0 | 0 | 0 | 0 | 0 | 0 | 0 | 0 | 0 | 0 | 0 | 0 | 0 | 0 | 0 | 0 | 0 | 0 | 0 | 0 | 0 | 0 | 0 | 0
F4_Commercial_Miscellaneous (WA)_New_Food Preparation_Natural Gas_Double Rack Oven_E4 | F4 | Commercial | Miscellaneous (WA) | New | Food Preparation | Natural Gas | Double Rack Oven | E4 | Utility - Cost of Equipment | 0 | 0 | 0 | 0 | 0 | 0 | 0 | 0 | 0 | 0 | 0 | 0 | 0 | 0 | 0 | 0 | 0 | 0 | 0 | 0 | 0 | 0 | 0 | 0 | 0 | 0 | 0
F4_Commercial_Miscellaneous (WA)_New_Food Preparation_Natural Gas_Double Rack Oven_E5 | F4 | Commercial | Miscellaneous (WA) | New | Food Preparation | Natural Gas | Double Rack Oven | E5 | Utility - Cost of Equipment | 0 | 0 | 0 | 0 | 0 | 0 | 0 | 0 | 0 | 0 | 0 | 0 | 0 | 0 | 0 | 0 | 0 | 0 | 0 | 0 | 0 | 0 | 0 | 0 | 0 | 0 | 0
F4_Commercial_Miscellaneous (WA)_New_Food Preparation_Natural Gas_Double Rack Oven_E6 | F4 | Commercial | Miscellaneous (WA) | New | Food Preparation | Natural Gas | Double Rack Oven | E6 | Utility - Cost of Equipment | 0 | 0 | 0 | 0 | 0 | 0 | 0 | 0 | 0 | 0 | 0 | 0 | 0 | 0 | 0 | 0 | 0 | 0 | 0 | 0 | 0 | 0 | 0 | 0 | 0 | 0 | 0
F4_Commercial_Miscellaneous (WA)_New_Food Preparation_Natural Gas_Double Rack Oven_E7 | F4 | Commercial | Miscellaneous (WA) | New | Food Preparation | Natural Gas | Double Rack Oven | E7 | Utility - Cost of Equipment | 0 | 0 | 0 | 0 | 0 | 0 | 0 | 0 | 0 | 0 | 0 | 0 | 0 | 0 | 0 | 0 | 0 | 0 | 0 | 0 | 0 | 0 | 0 | 0 | 0 | 0 | 0
F4_Commercial_Miscellaneous (WA)_New_Food Preparation_Natural Gas_Double Rack Oven_E8 | F4 | Commercial | Miscellaneous (WA) | New | Food Preparation | Natural Gas | Double Rack Oven | E8 | Utility - Cost of Equipment | 0 | 0 | 0 | 0 | 0 | 0 | 0 | 0 | 0 | 0 | 0 | 0 | 0 | 0 | 0 | 0 | 0 | 0 | 0 | 0 | 0 | 0 | 0 | 0 | 0 | 0 | 0
F4_Commercial_Miscellaneous (WA)_New_Food Preparation_Natural Gas_Double Rack Oven_E9 | F4 | Commercial | Miscellaneous (WA) | New | Food Preparation | Natural Gas | Double Rack Oven | E9 | Utility - Cost of Equipment | 0 | 0 | 0 | 0 | 0 | 0 | 0 | 0 | 0 | 0 | 0 | 0 | 0 | 0 | 0 | 0 | 0 | 0 | 0 | 0 | 0 | 0 | 0 | 0 | 0 | 0 | 0
F4_Commercial_Miscellaneous (WA)_New_Food Preparation_Natural Gas_Double Rack Oven_E10 | F4 | Commercial | Miscellaneous (WA) | New | Food Preparation | Natural Gas | Double Rack Oven | E10 | Utility - Cost of Equipment | 0 | 0 | 0 | 0 | 0 | 0 | 0 | 0 | 0 | 0 | 0 | 0 | 0 | 0 | 0 | 0 | 0 | 0 | 0 | 0 | 0 | 0 | 0 | 0 | 0 | 0 | 0
F5_Commercial_Miscellaneous (WA)_New_Food Preparation_Natural Gas_Double Rack Oven_E1 | F5 | Commercial | Miscellaneous (WA) | New | Food Preparation | Natural Gas | Double Rack Oven | E1 | Utility - Cost of Operation | 0.014036 | 0.014389 | 0.014808 | 0.015289 | 0.015832 | 0.016493 | 0.017173 | 0.017846 | 0.018495 | 0.019152 | 0.019675 | 0.020165 | 0.020692 | 0.021207 | 0.021668 | 0.0221 | 0.022486 | 0.022868 | 0.023276 | 0.023674 | 0.024083 | 0.024508 | 0.024937 | 0.02538 | 0.025831 | 0.02629 | 0.026757
F5_Commercial_Miscellaneous (WA)_New_Food Preparation_Natural Gas_Double Rack Oven_E2 | F5 | Commercial | Miscellaneous (WA) | New | Food Preparation | Natural Gas | Double Rack Oven | E2 | Utility - Cost of Operation | 0.0086956 | 0.0089148 | 0.0091744 | 0.0094719 | 0.0098084 | 0.010218 | 0.010639 | 0.011056 | 0.011458 | 0.011866 | 0.01219 | 0.012493 | 0.01282 | 0.013139 | 0.013424 | 0.013692 | 0.013931 | 0.014168 | 0.014421 | 0.014667 | 0.01492 | 0.015184 | 0.01545 | 0.015724 | 0.016003 | 0.016288 | 0.016577
F5_Commercial_Miscellaneous (WA)_New_Food Preparation_Natural Gas_Double Rack Oven_E3 | F5 | Commercial | Miscellaneous (WA) | New | Food Preparation | Natural Gas | Double Rack Oven | E3 | Utility - Cost of Operation | 0 | 0 | 0 | 0 | 0 | 0 | 0 | 0 | 0 | 0 | 0 | 0 | 0 | 0 | 0 | 0 | 0 | 0 | 0 | 0 | 0 | 0 | 0 | 0 | 0 | 0 | 0
F5_Commercial_Miscellaneous (WA)_New_Food Preparation_Natural Gas_Double Rack Oven_E4 | F5 | Commercial | Miscellaneous (WA) | New | Food Preparation | Natural Gas | Double Rack Oven | E4 | Utility - Cost of Operation | 0 | 0 | 0 | 0 | 0 | 0 | 0 | 0 | 0 | 0 | 0 | 0 | 0 | 0 | 0 | 0 | 0 | 0 | 0 | 0 | 0 | 0 | 0 | 0 | 0 | 0 | 0
F5_Commercial_Miscellaneous (WA)_New_Food Preparation_Natural Gas_Double Rack Oven_E5 | F5 | Commercial | Miscellaneous (WA) | New | Food Preparation | Natural Gas | Double Rack Oven | E5 | Utility - Cost of Operation | 0 | 0 | 0 | 0 | 0 | 0 | 0 | 0 | 0 | 0 | 0 | 0 | 0 | 0 | 0 | 0 | 0 | 0 | 0 | 0 | 0 | 0 | 0 | 0 | 0 | 0 | 0
F5_Commercial_Miscellaneous (WA)_New_Food Preparation_Natural Gas_Double Rack Oven_E6 | F5 | Commercial | Miscellaneous (WA) | New | Food Preparation | Natural Gas | Double Rack Oven | E6 | Utility - Cost of Operation | 0 | 0 | 0 | 0 | 0 | 0 | 0 | 0 | 0 | 0 | 0 | 0 | 0 | 0 | 0 | 0 | 0 | 0 | 0 | 0 | 0 | 0 | 0 | 0 | 0 | 0 | 0
F5_Commercial_Miscellaneous (WA)_New_Food Preparation_Natural Gas_Double Rack Oven_E7 | F5 | Commercial | Miscellaneous (WA) | New | Food Preparation | Natural Gas | Double Rack Oven | E7 | Utility - Cost of Operation | 0 | 0 | 0 | 0 | 0 | 0 | 0 | 0 | 0 | 0 | 0 | 0 | 0 | 0 | 0 | 0 | 0 | 0 | 0 | 0 | 0 | 0 | 0 | 0 | 0 | 0 | 0
F5_Commercial_Miscellaneous (WA)_New_Food Preparation_Natural Gas_Double Rack Oven_E8 | F5 | Commercial | Miscellaneous (WA) | New | Food Preparation | Natural Gas | Double Rack Oven | E8 | Utility - Cost of Operation | 0 | 0 | 0 | 0 | 0 | 0 | 0 | 0 | 0 | 0 | 0 | 0 | 0 | 0 | 0 | 0 | 0 | 0 | 0 | 0 | 0 | 0 | 0 | 0 | 0 | 0 | 0
F5_Commercial_Miscellaneous (WA)_New_Food Preparation_Natural Gas_Double Rack Oven_E9 | F5 | Commercial | Miscellaneous (WA) | New | Food Preparation | Natural Gas | Double Rack Oven | E9 | Utility - Cost of Operation | 0 | 0 | 0 | 0 | 0 | 0 | 0 | 0 | 0 | 0 | 0 | 0 | 0 | 0 | 0 | 0 | 0 | 0 | 0 | 0 | 0 | 0 | 0 | 0 | 0 | 0 | 0
F5_Commercial_Miscellaneous (WA)_New_Food Preparation_Natural Gas_Double Rack Oven_E10 | F5 | Commercial | Miscellaneous (WA) | New | Food Preparation | Natural Gas | Double Rack Oven | E10 | Utility - Cost of Operation | 0 | 0 | 0 | 0 | 0 | 0 | 0 | 0 | 0 | 0 | 0 | 0 | 0 | 0 | 0 | 0 | 0 | 0 | 0 | 0 | 0 | 0 | 0 | 0 | 0 | 0 | 0
F6_Commercial_Miscellaneous (WA)_New_Food Preparation_Natural Gas_Double Rack Oven_E1 | F6 | Commercial | Miscellaneous (WA) | New | Food Preparation | Natural Gas | Double Rack Oven | E1 | Utility - Value of Sales | 0.016531 | 0.016843 | 0.01721 | 0.017637 | 0.018127 | 0.018738 | 0.01935 | 0.019932 | 0.020459 | 0.020969 | 0.021498 | 0.021979 | 0.022486 | 0.022966 | 0.023379 | 0.023752 | 0.024067 | 0.024368 | 0.024688 | 0.024987 | 0.025287 | 0.025733 | 0.026184 | 0.026649 | 0.027123 | 0.027605 | 0.028095
F6_Commercial_Miscellaneous (WA)_New_Food Preparation_Natural Gas_Double Rack Oven_E2 | F6 | Commercial | Miscellaneous (WA) | New | Food Preparation | Natural Gas | Double Rack Oven | E2 | Utility - Value of Sales | 0.010242 | 0.010435 | 0.010662 | 0.010927 | 0.01123 | 0.011609 | 0.011988 | 0.012349 | 0.012675 | 0.012991 | 0.013319 | 0.013617 | 0.013931 | 0.014228 | 0.014484 | 0.014715 | 0.01491 | 0.015097 | 0.015295 | 0.01548 | 0.015666 | 0.015943 | 0.016222 | 0.01651 | 0.016804 | 0.017102 | 0.017406
F6_Commercial_Miscellaneous (WA)_New_Food Preparation_Natural Gas_Double Rack Oven_E3 | F6 | Commercial | Miscellaneous (WA) | New | Food Preparation | Natural Gas | Double Rack Oven | E3 | Utility - Value of Sales | 0 | 0 | 0 | 0 | 0 | 0 | 0 | 0 | 0 | 0 | 0 | 0 | 0 | 0 | 0 | 0 | 0 | 0 | 0 | 0 | 0 | 0 | 0 | 0 | 0 | 0 | 0
F6_Commercial_Miscellaneous (WA)_New_Food Preparation_Natural Gas_Double Rack Oven_E4 | F6 | Commercial | Miscellaneous (WA) | New | Food Preparation | Natural Gas | Double Rack Oven | E4 | Utility - Value of Sales | 0 | 0 | 0 | 0 | 0 | 0 | 0 | 0 | 0 | 0 | 0 | 0 | 0 | 0 | 0 | 0 | 0 | 0 | 0 | 0 | 0 | 0 | 0 | 0 | 0 | 0 | 0
F6_Commercial_Miscellaneous (WA)_New_Food Preparation_Natural Gas_Double Rack Oven_E5 | F6 | Commercial | Miscellaneous (WA) | New | Food Preparation | Natural Gas | Double Rack Oven | E5 | Utility - Value of Sales | 0 | 0 | 0 | 0 | 0 | 0 | 0 | 0 | 0 | 0 | 0 | 0 | 0 | 0 | 0 | 0 | 0 | 0 | 0 | 0 | 0 | 0 | 0 | 0 | 0 | 0 | 0
F6_Commercial_Miscellaneous (WA)_New_Food Preparation_Natural Gas_Double Rack Oven_E6 | F6 | Commercial | Miscellaneous (WA) | New | Food Preparation | Natural Gas | Double Rack Oven | E6 | Utility - Value of Sales | 0 | 0 | 0 | 0 | 0 | 0 | 0 | 0 | 0 | 0 | 0 | 0 | 0 | 0 | 0 | 0 | 0 | 0 | 0 | 0 | 0 | 0 | 0 | 0 | 0 | 0 | 0
F6_Commercial_Miscellaneous (WA)_New_Food Preparation_Natural Gas_Double Rack Oven_E7 | F6 | Commercial | Miscellaneous (WA) | New | Food Preparation | Natural Gas | Double Rack Oven | E7 | Utility - Value of Sales | 0 | 0 | 0 | 0 | 0 | 0 | 0 | 0 | 0 | 0 | 0 | 0 | 0 | 0 | 0 | 0 | 0 | 0 | 0 | 0 | 0 | 0 | 0 | 0 | 0 | 0 | 0
F6_Commercial_Miscellaneous (WA)_New_Food Preparation_Natural Gas_Double Rack Oven_E8 | F6 | Commercial | Miscellaneous (WA) | New | Food Preparation | Natural Gas | Double Rack Oven | E8 | Utility - Value of Sales | 0 | 0 | 0 | 0 | 0 | 0 | 0 | 0 | 0 | 0 | 0 | 0 | 0 | 0 | 0 | 0 | 0 | 0 | 0 | 0 | 0 | 0 | 0 | 0 | 0 | 0 | 0
F6_Commercial_Miscellaneous (WA)_New_Food Preparation_Natural Gas_Double Rack Oven_E9 | F6 | Commercial | Miscellaneous (WA) | New | Food Preparation | Natural Gas | Double Rack Oven | E9 | Utility - Value of Sales | 0 | 0 | 0 | 0 | 0 | 0 | 0 | 0 | 0 | 0 | 0 | 0 | 0 | 0 | 0 | 0 | 0 | 0 | 0 | 0 | 0 | 0 | 0 | 0 | 0 | 0 | 0
F6_Commercial_Miscellaneous (WA)_New_Food Preparation_Natural Gas_Double Rack Oven_E10 | F6 | Commercial | Miscellaneous (WA) | New | Food Preparation | Natural Gas | Double Rack Oven | E10 | Utility - Value of Sales | 0 | 0 | 0 | 0 | 0 | 0 | 0 | 0 | 0 | 0 | 0 | 0 | 0 | 0 | 0 | 0 | 0 | 0 | 0 | 0 | 0 | 0 | 0 | 0 | 0 | 0 | 0
F1_Commercial_Miscellaneous (WA)_New_Food Preparation_Natural Gas_Fryer_E1 | F1 | Commercial | Miscellaneous (WA) | New | Food Preparation | Natural Gas | Fryer | E1 | RVT - Cost of Equipment | 0.00010581 | 0.00010581 | 0.00010581 | 0.00010581 | 0.00010581 | 0.00010581 | 0.00010581 | 0.00010581 | 0.00010581 | 0.00010581 | 0.00010581 | 0.00010581 | 0.00010581 | 0.00010581 | 0.00010581 | 0.00010581 | 0.00010581 | 0.00010581 | 0.00010581 | 0.00010581 | 0.00010581 | 0.00010581 | 0.00010581 | 0.00010581 | 0.00010581 | 0.00010581 | 0.00010581
F1_Commercial_Miscellaneous (WA)_New_Food Preparation_Natural Gas_Fryer_E2 | F1 | Commercial | Miscellaneous (WA) | New | Food Preparation | Natural Gas | Fryer | E2 | RVT - Cost of Equipment | 0.00015659 | 0.00015659 | 0.00015659 | 0.00015659 | 0.00015659 | 0.00015659 | 0.00015659 | 0.00015659 | 0.00015659 | 0.00015659 | 0.00015659 | 0.00015659 | 0.00015659 | 0.00015659 | 0.00015659 | 0.00015659 | 0.00015659 | 0.00015659 | 0.00015659 | 0.00015659 | 0.00015659 | 0.00015659 | 0.00015659 | 0.00015659 | 0.00015659 | 0.00015659 | 0.00015659
F1_Commercial_Miscellaneous (WA)_New_Food Preparation_Natural Gas_Fryer_E3 | F1 | Commercial | Miscellaneous (WA) | New | Food Preparation | Natural Gas | Fryer | E3 | RVT - Cost of Equipment | 0 | 0 | 0 | 0 | 0 | 0 | 0 | 0 | 0 | 0 | 0 | 0 | 0 | 0 | 0 | 0 | 0 | 0 | 0 | 0 | 0 | 0 | 0 | 0 | 0 | 0 | 0
F1_Commercial_Miscellaneous (WA)_New_Food Preparation_Natural Gas_Fryer_E4 | F1 | Commercial | Miscellaneous (WA) | New | Food Preparation | Natural Gas | Fryer | E4 | RVT - Cost of Equipment | 0 | 0 | 0 | 0 | 0 | 0 | 0 | 0 | 0 | 0 | 0 | 0 | 0 | 0 | 0 | 0 | 0 | 0 | 0 | 0 | 0 | 0 | 0 | 0 | 0 | 0 | 0
F1_Commercial_Miscellaneous (WA)_New_Food Preparation_Natural Gas_Fryer_E5 | F1 | Commercial | Miscellaneous (WA) | New | Food Preparation | Natural Gas | Fryer | E5 | RVT - Cost of Equipment | 0 | 0 | 0 | 0 | 0 | 0 | 0 | 0 | 0 | 0 | 0 | 0 | 0 | 0 | 0 | 0 | 0 | 0 | 0 | 0 | 0 | 0 | 0 | 0 | 0 | 0 | 0
F1_Commercial_Miscellaneous (WA)_New_Food Preparation_Natural Gas_Fryer_E6 | F1 | Commercial | Miscellaneous (WA) | New | Food Preparation | Natural Gas | Fryer | E6 | RVT - Cost of Equipment | 0 | 0 | 0 | 0 | 0 | 0 | 0 | 0 | 0 | 0 | 0 | 0 | 0 | 0 | 0 | 0 | 0 | 0 | 0 | 0 | 0 | 0 | 0 | 0 | 0 | 0 | 0
F1_Commercial_Miscellaneous (WA)_New_Food Preparation_Natural Gas_Fryer_E7 | F1 | Commercial | Miscellaneous (WA) | New | Food Preparation | Natural Gas | Fryer | E7 | RVT - Cost of Equipment | 0 | 0 | 0 | 0 | 0 | 0 | 0 | 0 | 0 | 0 | 0 | 0 | 0 | 0 | 0 | 0 | 0 | 0 | 0 | 0 | 0 | 0 | 0 | 0 | 0 | 0 | 0
F1_Commercial_Miscellaneous (WA)_New_Food Preparation_Natural Gas_Fryer_E8 | F1 | Commercial | Miscellaneous (WA) | New | Food Preparation | Natural Gas | Fryer | E8 | RVT - Cost of Equipment | 0 | 0 | 0 | 0 | 0 | 0 | 0 | 0 | 0 | 0 | 0 | 0 | 0 | 0 | 0 | 0 | 0 | 0 | 0 | 0 | 0 | 0 | 0 | 0 | 0 | 0 | 0
F1_Commercial_Miscellaneous (WA)_New_Food Preparation_Natural Gas_Fryer_E9 | F1 | Commercial | Miscellaneous (WA) | New | Food Preparation | Natural Gas | Fryer | E9 | RVT - Cost of Equipment | 0 | 0 | 0 | 0 | 0 | 0 | 0 | 0 | 0 | 0 | 0 | 0 | 0 | 0 | 0 | 0 | 0 | 0 | 0 | 0 | 0 | 0 | 0 | 0 | 0 | 0 | 0
F1_Commercial_Miscellaneous (WA)_New_Food Preparation_Natural Gas_Fryer_E10 | F1 | Commercial | Miscellaneous (WA) | New | Food Preparation | Natural Gas | Fryer | E10 | RVT - Cost of Equipment | 0 | 0 | 0 | 0 | 0 | 0 | 0 | 0 | 0 | 0 | 0 | 0 | 0 | 0 | 0 | 0 | 0 | 0 | 0 | 0 | 0 | 0 | 0 | 0 | 0 | 0 | 0
F2_Commercial_Miscellaneous (WA)_New_Food Preparation_Natural Gas_Fryer_E1 | F2 | Commercial | Miscellaneous (WA) | New | Food Preparation | Natural Gas | Fryer | E1 | RVT - Cost of Operation | 0.0085703 | 0.0087426 | 0.0089364 | 0.0091541 | 0.0093969 | 0.0096904 | 0.0099816 | 0.010257 | 0.010507 | 0.01075 | 0.011002 | 0.011232 | 0.011479 | 0.011718 | 0.011928 | 0.012121 | 0.01229 | 0.012453 | 0.012625 | 0.012788 | 0.012952 | 0.013181 | 0.013412 | 0.01365 | 0.013893 | 0.01414 | 0.014391
F2_Commercial_Miscellaneous (WA)_New_Food Preparation_Natural Gas_Fryer_E2 | F2 | Commercial | Miscellaneous (WA) | New | Food Preparation | Natural Gas | Fryer | E2 | RVT - Cost of Operation | 0.005911 | 0.0060298 | 0.0061635 | 0.0063136 | 0.0064811 | 0.0066835 | 0.0068843 | 0.0070742 | 0.0072464 | 0.0074141 | 0.0075878 | 0.007747 | 0.0079171 | 0.0080819 | 0.0082268 | 0.0083601 | 0.0084764 | 0.0085887 | 0.0087072 | 0.0088197 | 0.0089329 | 0.0090907 | 0.0092503 | 0.0094146 | 0.0095819 | 0.0097521 | 0.0099254
F2_Commercial_Miscellaneous (WA)_New_Food Preparation_Natural Gas_Fryer_E3 | F2 | Commercial | Miscellaneous (WA) | New | Food Preparation | Natural Gas | Fryer | E3 | RVT - Cost of Operation | 0 | 0 | 0 | 0 | 0 | 0 | 0 | 0 | 0 | 0 | 0 | 0 | 0 | 0 | 0 | 0 | 0 | 0 | 0 | 0 | 0 | 0 | 0 | 0 | 0 | 0 | 0
F2_Commercial_Miscellaneous (WA)_New_Food Preparation_Natural Gas_Fryer_E4 | F2 | Commercial | Miscellaneous (WA) | New | Food Preparation | Natural Gas | Fryer | E4 | RVT - Cost of Operation | 0 | 0 | 0 | 0 | 0 | 0 | 0 | 0 | 0 | 0 | 0 | 0 | 0 | 0 | 0 | 0 | 0 | 0 | 0 | 0 | 0 | 0 | 0 | 0 | 0 | 0 | 0
F2_Commercial_Miscellaneous (WA)_New_Food Preparation_Natural Gas_Fryer_E5 | F2 | Commercial | Miscellaneous (WA) | New | Food Preparation | Natural Gas | Fryer | E5 | RVT - Cost of Operation | 0 | 0 | 0 | 0 | 0 | 0 | 0 | 0 | 0 | 0 | 0 | 0 | 0 | 0 | 0 | 0 | 0 | 0 | 0 | 0 | 0 | 0 | 0 | 0 | 0 | 0 | 0
F2_Commercial_Miscellaneous (WA)_New_Food Preparation_Natural Gas_Fryer_E6 | F2 | Commercial | Miscellaneous (WA) | New | Food Preparation | Natural Gas | Fryer | E6 | RVT - Cost of Operation | 0 | 0 | 0 | 0 | 0 | 0 | 0 | 0 | 0 | 0 | 0 | 0 | 0 | 0 | 0 | 0 | 0 | 0 | 0 | 0 | 0 | 0 | 0 | 0 | 0 | 0 | 0
F2_Commercial_Miscellaneous (WA)_New_Food Preparation_Natural Gas_Fryer_E7 | F2 | Commercial | Miscellaneous (WA) | New | Food Preparation | Natural Gas | Fryer | E7 | RVT - Cost of Operation | 0 | 0 | 0 | 0 | 0 | 0 | 0 | 0 | 0 | 0 | 0 | 0 | 0 | 0 | 0 | 0 | 0 | 0 | 0 | 0 | 0 | 0 | 0 | 0 | 0 | 0 | 0
F2_Commercial_Miscellaneous (WA)_New_Food Preparation_Natural Gas_Fryer_E8 | F2 | Commercial | Miscellaneous (WA) | New | Food Preparation | Natural Gas | Fryer | E8 | RVT - Cost of Operation | 0 | 0 | 0 | 0 | 0 | 0 | 0 | 0 | 0 | 0 | 0 | 0 | 0 | 0 | 0 | 0 | 0 | 0 | 0 | 0 | 0 | 0 | 0 | 0 | 0 | 0 | 0
F2_Commercial_Miscellaneous (WA)_New_Food Preparation_Natural Gas_Fryer_E9 | F2 | Commercial | Miscellaneous (WA) | New | Food Preparation | Natural Gas | Fryer | E9 | RVT - Cost of Operation | 0 | 0 | 0 | 0 | 0 | 0 | 0 | 0 | 0 | 0 | 0 | 0 | 0 | 0 | 0 | 0 | 0 | 0 | 0 | 0 | 0 | 0 | 0 | 0 | 0 | 0 | 0
F2_Commercial_Miscellaneous (WA)_New_Food Preparation_Natural Gas_Fryer_E10 | F2 | Commercial | Miscellaneous (WA) | New | Food Preparation | Natural Gas | Fryer | E10 | RVT - Cost of Operation | 0 | 0 | 0 | 0 | 0 | 0 | 0 | 0 | 0 | 0 | 0 | 0 | 0 | 0 | 0 | 0 | 0 | 0 | 0 | 0 | 0 | 0 | 0 | 0 | 0 | 0 | 0
F3_Commercial_Miscellaneous (WA)_New_Food Preparation_Natural Gas_Fryer_E1 | F3 | Commercial | Miscellaneous (WA) | New | Food Preparation | Natural Gas | Fryer | E1 | System - kBTUs of Consumption | 1.9829 | 1.9829 | 1.9829 | 1.9829 | 1.9829 | 1.9829 | 1.9829 | 1.9829 | 1.9829 | 1.9829 | 1.9829 | 1.9829 | 1.9829 | 1.9829 | 1.9829 | 1.9829 | 1.9829 | 1.9829 | 1.9829 | 1.9829 | 1.9829 | 1.9829 | 1.9829 | 1.9829 | 1.9829 | 1.9829 | 1.9829
F3_Commercial_Miscellaneous (WA)_New_Food Preparation_Natural Gas_Fryer_E2 | F3 | Commercial | Miscellaneous (WA) | New | Food Preparation | Natural Gas | Fryer | E2 | System - kBTUs of Consumption | 1.3676 | 1.3676 | 1.3676 | 1.3676 | 1.3676 | 1.3676 | 1.3676 | 1.3676 | 1.3676 | 1.3676 | 1.3676 | 1.3676 | 1.3676 | 1.3676 | 1.3676 | 1.3676 | 1.3676 | 1.3676 | 1.3676 | 1.3676 | 1.3676 | 1.3676 | 1.3676 | 1.3676 | 1.3676 | 1.3676 | 1.3676
F3_Commercial_Miscellaneous (WA)_New_Food Preparation_Natural Gas_Fryer_E3 | F3 | Commercial | Miscellaneous (WA) | New | Food Preparation | Natural Gas | Fryer | E3 | System - kBTUs of Consumption | 0 | 0 | 0 | 0 | 0 | 0 | 0 | 0 | 0 | 0 | 0 | 0 | 0 | 0 | 0 | 0 | 0 | 0 | 0 | 0 | 0 | 0 | 0 | 0 | 0 | 0 | 0
F3_Commercial_Miscellaneous (WA)_New_Food Preparation_Natural Gas_Fryer_E4 | F3 | Commercial | Miscellaneous (WA) | New | Food Preparation | Natural Gas | Fryer | E4 | System - kBTUs of Consumption | 0 | 0 | 0 | 0 | 0 | 0 | 0 | 0 | 0 | 0 | 0 | 0 | 0 | 0 | 0 | 0 | 0 | 0 | 0 | 0 | 0 | 0 | 0 | 0 | 0 | 0 | 0
F3_Commercial_Miscellaneous (WA)_New_Food Preparation_Natural Gas_Fryer_E5 | F3 | Commercial | Miscellaneous (WA) | New | Food Preparation | Natural Gas | Fryer | E5 | System - kBTUs of Consumption | 0 | 0 | 0 | 0 | 0 | 0 | 0 | 0 | 0 | 0 | 0 | 0 | 0 | 0 | 0 | 0 | 0 | 0 | 0 | 0 | 0 | 0 | 0 | 0 | 0 | 0 | 0
F3_Commercial_Miscellaneous (WA)_New_Food Preparation_Natural Gas_Fryer_E6 | F3 | Commercial | Miscellaneous (WA) | New | Food Preparation | Natural Gas | Fryer | E6 | System - kBTUs of Consumption | 0 | 0 | 0 | 0 | 0 | 0 | 0 | 0 | 0 | 0 | 0 | 0 | 0 | 0 | 0 | 0 | 0 | 0 | 0 | 0 | 0 | 0 | 0 | 0 | 0 | 0 | 0
F3_Commercial_Miscellaneous (WA)_New_Food Preparation_Natural Gas_Fryer_E7 | F3 | Commercial | Miscellaneous (WA) | New | Food Preparation | Natural Gas | Fryer | E7 | System - kBTUs of Consumption | 0 | 0 | 0 | 0 | 0 | 0 | 0 | 0 | 0 | 0 | 0 | 0 | 0 | 0 | 0 | 0 | 0 | 0 | 0 | 0 | 0 | 0 | 0 | 0 | 0 | 0 | 0
F3_Commercial_Miscellaneous (WA)_New_Food Preparation_Natural Gas_Fryer_E8 | F3 | Commercial | Miscellaneous (WA) | New | Food Preparation | Natural Gas | Fryer | E8 | System - kBTUs of Consumption | 0 | 0 | 0 | 0 | 0 | 0 | 0 | 0 | 0 | 0 | 0 | 0 | 0 | 0 | 0 | 0 | 0 | 0 | 0 | 0 | 0 | 0 | 0 | 0 | 0 | 0 | 0
F3_Commercial_Miscellaneous (WA)_New_Food Preparation_Natural Gas_Fryer_E9 | F3 | Commercial | Miscellaneous (WA) | New | Food Preparation | Natural Gas | Fryer | E9 | System - kBTUs of Consumption | 0 | 0 | 0 | 0 | 0 | 0 | 0 | 0 | 0 | 0 | 0 | 0 | 0 | 0 | 0 | 0 | 0 | 0 | 0 | 0 | 0 | 0 | 0 | 0 | 0 | 0 | 0
F3_Commercial_Miscellaneous (WA)_New_Food Preparation_Natural Gas_Fryer_E10 | F3 | Commercial | Miscellaneous (WA) | New | Food Preparation | Natural Gas | Fryer | E10 | System - kBTUs of Consumption | 0 | 0 | 0 | 0 | 0 | 0 | 0 | 0 | 0 | 0 | 0 | 0 | 0 | 0 | 0 | 0 | 0 | 0 | 0 | 0 | 0 | 0 | 0 | 0 | 0 | 0 | 0
F4_Commercial_Miscellaneous (WA)_New_Food Preparation_Natural Gas_Fryer_E1 | F4 | Commercial | Miscellaneous (WA) | New | Food Preparation | Natural Gas | Fryer | E1 | Utility - Cost of Equipment | 0.00010581 | 0.00010581 | 0.00010581 | 0.00010581 | 0.00010581 | 0.00010581 | 0.00010581 | 0.00010581 | 0.00010581 | 0.00010581 | 0.00010581 | 0.00010581 | 0.00010581 | 0.00010581 | 0.00010581 | 0.00010581 | 0.00010581 | 0.00010581 | 0.00010581 | 0.00010581 | 0.00010581 | 0.00010581 | 0.00010581 | 0.00010581 | 0.00010581 | 0.00010581 | 0.00010581
F4_Commercial_Miscellaneous (WA)_New_Food Preparation_Natural Gas_Fryer_E2 | F4 | Commercial | Miscellaneous (WA) | New | Food Preparation | Natural Gas | Fryer | E2 | Utility - Cost of Equipment | 0.00015659 | 0.00015659 | 0.00015659 | 0.00015659 | 0.00015659 | 0.00015659 | 0.00015659 | 0.00015659 | 0.00015659 | 0.00015659 | 0.00015659 | 0.00015659 | 0.00015659 | 0.00015659 | 0.00015659 | 0.00015659 | 0.00015659 | 0.00015659 | 0.00015659 | 0.00015659 | 0.00015659 | 0.00015659 | 0.00015659 | 0.00015659 | 0.00015659 | 0.00015659 | 0.00015659
F4_Commercial_Miscellaneous (WA)_New_Food Preparation_Natural Gas_Fryer_E3 | F4 | Commercial | Miscellaneous (WA) | New | Food Preparation | Natural Gas | Fryer | E3 | Utility - Cost of Equipment | 0 | 0 | 0 | 0 | 0 | 0 | 0 | 0 | 0 | 0 | 0 | 0 | 0 | 0 | 0 | 0 | 0 | 0 | 0 | 0 | 0 | 0 | 0 | 0 | 0 | 0 | 0
F4_Commercial_Miscellaneous (WA)_New_Food Preparation_Natural Gas_Fryer_E4 | F4 | Commercial | Miscellaneous (WA) | New | Food Preparation | Natural Gas | Fryer | E4 | Utility - Cost of Equipment | 0 | 0 | 0 | 0 | 0 | 0 | 0 | 0 | 0 | 0 | 0 | 0 | 0 | 0 | 0 | 0 | 0 | 0 | 0 | 0 | 0 | 0 | 0 | 0 | 0 | 0 | 0
F4_Commercial_Miscellaneous (WA)_New_Food Preparation_Natural Gas_Fryer_E5 | F4 | Commercial | Miscellaneous (WA) | New | Food Preparation | Natural Gas | Fryer | E5 | Utility - Cost of Equipment | 0 | 0 | 0 | 0 | 0 | 0 | 0 | 0 | 0 | 0 | 0 | 0 | 0 | 0 | 0 | 0 | 0 | 0 | 0 | 0 | 0 | 0 | 0 | 0 | 0 | 0 | 0
F4_Commercial_Miscellaneous (WA)_New_Food Preparation_Natural Gas_Fryer_E6 | F4 | Commercial | Miscellaneous (WA) | New | Food Preparation | Natural Gas | Fryer | E6 | Utility - Cost of Equipment | 0 | 0 | 0 | 0 | 0 | 0 | 0 | 0 | 0 | 0 | 0 | 0 | 0 | 0 | 0 | 0 | 0 | 0 | 0 | 0 | 0 | 0 | 0 | 0 | 0 | 0 | 0
F4_Commercial_Miscellaneous (WA)_New_Food Preparation_Natural Gas_Fryer_E7 | F4 | Commercial | Miscellaneous (WA) | New | Food Preparation | Natural Gas | Fryer | E7 | Utility - Cost of Equipment | 0 | 0 | 0 | 0 | 0 | 0 | 0 | 0 | 0 | 0 | 0 | 0 | 0 | 0 | 0 | 0 | 0 | 0 | 0 | 0 | 0 | 0 | 0 | 0 | 0 | 0 | 0
F4_Commercial_Miscellaneous (WA)_New_Food Preparation_Natural Gas_Fryer_E8 | F4 | Commercial | Miscellaneous (WA) | New | Food Preparation | Natural Gas | Fryer | E8 | Utility - Cost of Equipment | 0 | 0 | 0 | 0 | 0 | 0 | 0 | 0 | 0 | 0 | 0 | 0 | 0 | 0 | 0 | 0 | 0 | 0 | 0 | 0 | 0 | 0 | 0 | 0 | 0 | 0 | 0
F4_Commercial_Miscellaneous (WA)_New_Food Preparation_Natural Gas_Fryer_E9 | F4 | Commercial | Miscellaneous (WA) | New | Food Preparation | Natural Gas | Fryer | E9 | Utility - Cost of Equipment | 0 | 0 | 0 | 0 | 0 | 0 | 0 | 0 | 0 | 0 | 0 | 0 | 0 | 0 | 0 | 0 | 0 | 0 | 0 | 0 | 0 | 0 | 0 | 0 | 0 | 0 | 0
F4_Commercial_Miscellaneous (WA)_New_Food Preparation_Natural Gas_Fryer_E10 | F4 | Commercial | Miscellaneous (WA) | New | Food Preparation | Natural Gas | Fryer | E10 | Utility - Cost of Equipment | 0 | 0 | 0 | 0 | 0 | 0 | 0 | 0 | 0 | 0 | 0 | 0 | 0 | 0 | 0 | 0 | 0 | 0 | 0 | 0 | 0 | 0 | 0 | 0 | 0 | 0 | 0
F5_Commercial_Miscellaneous (WA)_New_Food Preparation_Natural Gas_Fryer_E1 | F5 | Commercial | Miscellaneous (WA) | New | Food Preparation | Natural Gas | Fryer | E1 | Utility - Cost of Operation | 0.0073517 | 0.0075448 | 0.0077616 | 0.0080044 | 0.0082747 | 0.0085945 | 0.0089202 | 0.009241 | 0.0095496 | 0.0098627 | 0.010118 | 0.010358 | 0.010615 | 0.010869 | 0.011098 | 0.011316 | 0.011514 | 0.011711 | 0.01192 | 0.012125 | 0.012335 | 0.012553 | 0.012773 | 0.013 | 0.013231 | 0.013466 | 0.013706
F5_Commercial_Miscellaneous (WA)_New_Food Preparation_Natural Gas_Fryer_E2 | F5 | Commercial | Miscellaneous (WA) | New | Food Preparation | Natural Gas | Fryer | E2 | Utility - Cost of Operation | 0.0050705 | 0.0052037 | 0.0053532 | 0.0055206 | 0.0057071 | 0.0059277 | 0.0061523 | 0.0063736 | 0.0065864 | 0.0068024 | 0.0069782 | 0.007144 | 0.0073215 | 0.0074961 | 0.0076546 | 0.0078046 | 0.0079414 | 0.0080772 | 0.0082212 | 0.0083625 | 0.0085075 | 0.0086578 | 0.0088098 | 0.0089663 | 0.0091256 | 0.0092877 | 0.0094528
F5_Commercial_Miscellaneous (WA)_New_Food Preparation_Natural Gas_Fryer_E3 | F5 | Commercial | Miscellaneous (WA) | New | Food Preparation | Natural Gas | Fryer | E3 | Utility - Cost of Operation | 0 | 0 | 0 | 0 | 0 | 0 | 0 | 0 | 0 | 0 | 0 | 0 | 0 | 0 | 0 | 0 | 0 | 0 | 0 | 0 | 0 | 0 | 0 | 0 | 0 | 0 | 0
F5_Commercial_Miscellaneous (WA)_New_Food Preparation_Natural Gas_Fryer_E4 | F5 | Commercial | Miscellaneous (WA) | New | Food Preparation | Natural Gas | Fryer | E4 | Utility - Cost of Operation | 0 | 0 | 0 | 0 | 0 | 0 | 0 | 0 | 0 | 0 | 0 | 0 | 0 | 0 | 0 | 0 | 0 | 0 | 0 | 0 | 0 | 0 | 0 | 0 | 0 | 0 | 0
F5_Commercial_Miscellaneous (WA)_New_Food Preparation_Natural Gas_Fryer_E5 | F5 | Commercial | Miscellaneous (WA) | New | Food Preparation | Natural Gas | Fryer | E5 | Utility - Cost of Operation | 0 | 0 | 0 | 0 | 0 | 0 | 0 | 0 | 0 | 0 | 0 | 0 | 0 | 0 | 0 | 0 | 0 | 0 | 0 | 0 | 0 | 0 | 0 | 0 | 0 | 0 | 0
F5_Commercial_Miscellaneous (WA)_New_Food Preparation_Natural Gas_Fryer_E6 | F5 | Commercial | Miscellaneous (WA) | New | Food Preparation | Natural Gas | Fryer | E6 | Utility - Cost of Operation | 0 | 0 | 0 | 0 | 0 | 0 | 0 | 0 | 0 | 0 | 0 | 0 | 0 | 0 | 0 | 0 | 0 | 0 | 0 | 0 | 0 | 0 | 0 | 0 | 0 | 0 | 0
F5_Commercial_Miscellaneous (WA)_New_Food Preparation_Natural Gas_Fryer_E7 | F5 | Commercial | Miscellaneous (WA) | New | Food Preparation | Natural Gas | Fryer | E7 | Utility - Cost of Operation | 0 | 0 | 0 | 0 | 0 | 0 | 0 | 0 | 0 | 0 | 0 | 0 | 0 | 0 | 0 | 0 | 0 | 0 | 0 | 0 | 0 | 0 | 0 | 0 | 0 | 0 | 0
F5_Commercial_Miscellaneous (WA)_New_Food Preparation_Natural Gas_Fryer_E8 | F5 | Commercial | Miscellaneous (WA) | New | Food Preparation | Natural Gas | Fryer | E8 | Utility - Cost of Operation | 0 | 0 | 0 | 0 | 0 | 0 | 0 | 0 | 0 | 0 | 0 | 0 | 0 | 0 | 0 | 0 | 0 | 0 | 0 | 0 | 0 | 0 | 0 | 0 | 0 | 0 | 0
F5_Commercial_Miscellaneous (WA)_New_Food Preparation_Natural Gas_Fryer_E9 | F5 | Commercial | Miscellaneous (WA) | New | Food Preparation | Natural Gas | Fryer | E9 | Utility - Cost of Operation | 0 | 0 | 0 | 0 | 0 | 0 | 0 | 0 | 0 | 0 | 0 | 0 | 0 | 0 | 0 | 0 | 0 | 0 | 0 | 0 | 0 | 0 | 0 | 0 | 0 | 0 | 0
F5_Commercial_Miscellaneous (WA)_New_Food Preparation_Natural Gas_Fryer_E10 | F5 | Commercial | Miscellaneous (WA) | New | Food Preparation | Natural Gas | Fryer | E10 | Utility - Cost of Operation | 0 | 0 | 0 | 0 | 0 | 0 | 0 | 0 | 0 | 0 | 0 | 0 | 0 | 0 | 0 | 0 | 0 | 0 | 0 | 0 | 0 | 0 | 0 | 0 | 0 | 0 | 0
F6_Commercial_Miscellaneous (WA)_New_Food Preparation_Natural Gas_Fryer_E1 | F6 | Commercial | Miscellaneous (WA) | New | Food Preparation | Natural Gas | Fryer | E1 | Utility - Value of Sales | 0.0085703 | 0.0087426 | 0.0089364 | 0.0091541 | 0.0093969 | 0.0096904 | 0.0099816 | 0.010257 | 0.010507 | 0.01075 | 0.011002 | 0.011232 | 0.011479 | 0.011718 | 0.011928 | 0.012121 | 0.01229 | 0.012453 | 0.012625 | 0.012788 | 0.012952 | 0.013181 | 0.013412 | 0.01365 | 0.013893 | 0.01414 | 0.014391
F6_Commercial_Miscellaneous (WA)_New_Food Preparation_Natural Gas_Fryer_E2 | F6 | Commercial | Miscellaneous (WA) | New | Food Preparation | Natural Gas | Fryer | E2 | Utility - Value of Sales | 0.005911 | 0.0060298 | 0.0061635 | 0.0063136 | 0.0064811 | 0.0066835 | 0.0068843 | 0.0070742 | 0.0072464 | 0.0074141 | 0.0075878 | 0.007747 | 0.0079171 | 0.0080819 | 0.0082268 | 0.0083601 | 0.0084764 | 0.0085887 | 0.0087072 | 0.0088197 | 0.0089329 | 0.0090907 | 0.0092503 | 0.0094146 | 0.0095819 | 0.0097521 | 0.0099254
F6_Commercial_Miscellaneous (WA)_New_Food Preparation_Natural Gas_Fryer_E3 | F6 | Commercial | Miscellaneous (WA) | New | Food Preparation | Natural Gas | Fryer | E3 | Utility - Value of Sales | 0 | 0 | 0 | 0 | 0 | 0 | 0 | 0 | 0 | 0 | 0 | 0 | 0 | 0 | 0 | 0 | 0 | 0 | 0 | 0 | 0 | 0 | 0 | 0 | 0 | 0 | 0
F6_Commercial_Miscellaneous (WA)_New_Food Preparation_Natural Gas_Fryer_E4 | F6 | Commercial | Miscellaneous (WA) | New | Food Preparation | Natural Gas | Fryer | E4 | Utility - Value of Sales | 0 | 0 | 0 | 0 | 0 | 0 | 0 | 0 | 0 | 0 | 0 | 0 | 0 | 0 | 0 | 0 | 0 | 0 | 0 | 0 | 0 | 0 | 0 | 0 | 0 | 0 | 0
F6_Commercial_Miscellaneous (WA)_New_Food Preparation_Natural Gas_Fryer_E5 | F6 | Commercial | Miscellaneous (WA) | New | Food Preparation | Natural Gas | Fryer | E5 | Utility - Value of Sales | 0 | 0 | 0 | 0 | 0 | 0 | 0 | 0 | 0 | 0 | 0 | 0 | 0 | 0 | 0 | 0 | 0 | 0 | 0 | 0 | 0 | 0 | 0 | 0 | 0 | 0 | 0
F6_Commercial_Miscellaneous (WA)_New_Food Preparation_Natural Gas_Fryer_E6 | F6 | Commercial | Miscellaneous (WA) | New | Food Preparation | Natural Gas | Fryer | E6 | Utility - Value of Sales | 0 | 0 | 0 | 0 | 0 | 0 | 0 | 0 | 0 | 0 | 0 | 0 | 0 | 0 | 0 | 0 | 0 | 0 | 0 | 0 | 0 | 0 | 0 | 0 | 0 | 0 | 0
F6_Commercial_Miscellaneous (WA)_New_Food Preparation_Natural Gas_Fryer_E7 | F6 | Commercial | Miscellaneous (WA) | New | Food Preparation | Natural Gas | Fryer | E7 | Utility - Value of Sales | 0 | 0 | 0 | 0 | 0 | 0 | 0 | 0 | 0 | 0 | 0 | 0 | 0 | 0 | 0 | 0 | 0 | 0 | 0 | 0 | 0 | 0 | 0 | 0 | 0 | 0 | 0
F6_Commercial_Miscellaneous (WA)_New_Food Preparation_Natural Gas_Fryer_E8 | F6 | Commercial | Miscellaneous (WA) | New | Food Preparation | Natural Gas | Fryer | E8 | Utility - Value of Sales | 0 | 0 | 0 | 0 | 0 | 0 | 0 | 0 | 0 | 0 | 0 | 0 | 0 | 0 | 0 | 0 | 0 | 0 | 0 | 0 | 0 | 0 | 0 | 0 | 0 | 0 | 0
F6_Commercial_Miscellaneous (WA)_New_Food Preparation_Natural Gas_Fryer_E9 | F6 | Commercial | Miscellaneous (WA) | New | Food Preparation | Natural Gas | Fryer | E9 | Utility - Value of Sales | 0 | 0 | 0 | 0 | 0 | 0 | 0 | 0 | 0 | 0 | 0 | 0 | 0 | 0 | 0 | 0 | 0 | 0 | 0 | 0 | 0 | 0 | 0 | 0 | 0 | 0 | 0
F6_Commercial_Miscellaneous (WA)_New_Food Preparation_Natural Gas_Fryer_E10 | F6 | Commercial | Miscellaneous (WA) | New | Food Preparation | Natural Gas | Fryer | E10 | Utility - Value of Sales | 0 | 0 | 0 | 0 | 0 | 0 | 0 | 0 | 0 | 0 | 0 | 0 | 0 | 0 | 0 | 0 | 0 | 0 | 0 | 0 | 0 | 0 | 0 | 0 | 0 | 0 | 0
F1_Commercial_Miscellaneous (WA)_New_Food Preparation_Natural Gas_Broiler_E1 | F1 | Commercial | Miscellaneous (WA) | New | Food Preparation | Natural Gas | Broiler | E1 | RVT - Cost of Equipment | 0.001388 | 0.001388 | 0.001388 | 0.001388 | 0.001388 | 0.001388 | 0.001388 | 0.001388 | 0.001388 | 0.001388 | 0.001388 | 0.001388 | 0.001388 | 0.001388 | 0.001388 | 0.001388 | 0.001388 | 0.001388 | 0.001388 | 0.001388 | 0.001388 | 0.001388 | 0.001388 | 0.001388 | 0.001388 | 0.001388 | 0.001388
F1_Commercial_Miscellaneous (WA)_New_Food Preparation_Natural Gas_Broiler_E2 | F1 | Commercial | Miscellaneous (WA) | New | Food Preparation | Natural Gas | Broiler | E2 | RVT - Cost of Equipment | 0.0019432 | 0.0019432 | 0.0019432 | 0.0019432 | 0.0019432 | 0.0019432 | 0.0019432 | 0.0019432 | 0.0019432 | 0.0019432 | 0.0019432 | 0.0019432 | 0.0019432 | 0.0019432 | 0.0019432 | 0.0019432 | 0.0019432 | 0.0019432 | 0.0019432 | 0.0019432 | 0.0019432 | 0.0019432 | 0.0019432 | 0.0019432 | 0.0019432 | 0.0019432 | 0.0019432
F1_Commercial_Miscellaneous (WA)_New_Food Preparation_Natural Gas_Broiler_E3 | F1 | Commercial | Miscellaneous (WA) | New | Food Preparation | Natural Gas | Broiler | E3 | RVT - Cost of Equipment | 0 | 0 | 0 | 0 | 0 | 0 | 0 | 0 | 0 | 0 | 0 | 0 | 0 | 0 | 0 | 0 | 0 | 0 | 0 | 0 | 0 | 0 | 0 | 0 | 0 | 0 | 0
F1_Commercial_Miscellaneous (WA)_New_Food Preparation_Natural Gas_Broiler_E4 | F1 | Commercial | Miscellaneous (WA) | New | Food Preparation | Natural Gas | Broiler | E4 | RVT - Cost of Equipment | 0 | 0 | 0 | 0 | 0 | 0 | 0 | 0 | 0 | 0 | 0 | 0 | 0 | 0 | 0 | 0 | 0 | 0 | 0 | 0 | 0 | 0 | 0 | 0 | 0 | 0 | 0
F1_Commercial_Miscellaneous (WA)_New_Food Preparation_Natural Gas_Broiler_E5 | F1 | Commercial | Miscellaneous (WA) | New | Food Preparation | Natural Gas | Broiler | E5 | RVT - Cost of Equipment | 0 | 0 | 0 | 0 | 0 | 0 | 0 | 0 | 0 | 0 | 0 | 0 | 0 | 0 | 0 | 0 | 0 | 0 | 0 | 0 | 0 | 0 | 0 | 0 | 0 | 0 | 0
F1_Commercial_Miscellaneous (WA)_New_Food Preparation_Natural Gas_Broiler_E6 | F1 | Commercial | Miscellaneous (WA) | New | Food Preparation | Natural Gas | Broiler | E6 | RVT - Cost of Equipment | 0 | 0 | 0 | 0 | 0 | 0 | 0 | 0 | 0 | 0 | 0 | 0 | 0 | 0 | 0 | 0 | 0 | 0 | 0 | 0 | 0 | 0 | 0 | 0 | 0 | 0 | 0
F1_Commercial_Miscellaneous (WA)_New_Food Preparation_Natural Gas_Broiler_E7 | F1 | Commercial | Miscellaneous (WA) | New | Food Preparation | Natural Gas | Broiler | E7 | RVT - Cost of Equipment | 0 | 0 | 0 | 0 | 0 | 0 | 0 | 0 | 0 | 0 | 0 | 0 | 0 | 0 | 0 | 0 | 0 | 0 | 0 | 0 | 0 | 0 | 0 | 0 | 0 | 0 | 0
F1_Commercial_Miscellaneous (WA)_New_Food Preparation_Natural Gas_Broiler_E8 | F1 | Commercial | Miscellaneous (WA) | New | Food Preparation | Natural Gas | Broiler | E8 | RVT - Cost of Equipment | 0 | 0 | 0 | 0 | 0 | 0 | 0 | 0 | 0 | 0 | 0 | 0 | 0 | 0 | 0 | 0 | 0 | 0 | 0 | 0 | 0 | 0 | 0 | 0 | 0 | 0 | 0
F1_Commercial_Miscellaneous (WA)_New_Food Preparation_Natural Gas_Broiler_E9 | F1 | Commercial | Miscellaneous (WA) | New | Food Preparation | Natural Gas | Broiler | E9 | RVT - Cost of Equipment | 0 | 0 | 0 | 0 | 0 | 0 | 0 | 0 | 0 | 0 | 0 | 0 | 0 | 0 | 0 | 0 | 0 | 0 | 0 | 0 | 0 | 0 | 0 | 0 | 0 | 0 | 0
F1_Commercial_Miscellaneous (WA)_New_Food Preparation_Natural Gas_Broiler_E10 | F1 | Commercial | Miscellaneous (WA) | New | Food Preparation | Natural Gas | Broiler | E10 | RVT - Cost of Equipment | 0 | 0 | 0 | 0 | 0 | 0 | 0 | 0 | 0 | 0 | 0 | 0 | 0 | 0 | 0 | 0 | 0 | 0 | 0 | 0 | 0 | 0 | 0 | 0 | 0 | 0 | 0
F2_Commercial_Miscellaneous (WA)_New_Food Preparation_Natural Gas_Broiler_E1 | F2 | Commercial | Miscellaneous (WA) | New | Food Preparation | Natural Gas | Broiler | E1 | RVT - Cost of Operation | 0.0084903 | 0.0086507 | 0.008839 | 0.0090585 | 0.0093098 | 0.0096236 | 0.0099383 | 0.010237 | 0.010508 | 0.01077 | 0.011041 | 0.011288 | 0.011549 | 0.011795 | 0.012007 | 0.012199 | 0.012361 | 0.012515 | 0.01268 | 0.012833 | 0.012987 | 0.013216 | 0.013448 | 0.013687 | 0.01393 | 0.014178 | 0.01443
F2_Commercial_Miscellaneous (WA)_New_Food Preparation_Natural Gas_Broiler_E2 | F2 | Commercial | Miscellaneous (WA) | New | Food Preparation | Natural Gas | Broiler | E2 | RVT - Cost of Operation | 0.0072416 | 0.0073784 | 0.007539 | 0.0077262 | 0.0079406 | 0.0082082 | 0.0084766 | 0.0087314 | 0.0089621 | 0.0091857 | 0.0094174 | 0.009628 | 0.0098503 | 0.010061 | 0.010241 | 0.010405 | 0.010543 | 0.010675 | 0.010815 | 0.010946 | 0.011077 | 0.011273 | 0.01147 | 0.011674 | 0.011881 | 0.012092 | 0.012307
F2_Commercial_Miscellaneous (WA)_New_Food Preparation_Natural Gas_Broiler_E3 | F2 | Commercial | Miscellaneous (WA) | New | Food Preparation | Natural Gas | Broiler | E3 | RVT - Cost of Operation | 0 | 0 | 0 | 0 | 0 | 0 | 0 | 0 | 0 | 0 | 0 | 0 | 0 | 0 | 0 | 0 | 0 | 0 | 0 | 0 | 0 | 0 | 0 | 0 | 0 | 0 | 0
F2_Commercial_Miscellaneous (WA)_New_Food Preparation_Natural Gas_Broiler_E4 | F2 | Commercial | Miscellaneous (WA) | New | Food Preparation | Natural Gas | Broiler | E4 | RVT - Cost of Operation | 0 | 0 | 0 | 0 | 0 | 0 | 0 | 0 | 0 | 0 | 0 | 0 | 0 | 0 | 0 | 0 | 0 | 0 | 0 | 0 | 0 | 0 | 0 | 0 | 0 | 0 | 0
F2_Commercial_Miscellaneous (WA)_New_Food Preparation_Natural Gas_Broiler_E5 | F2 | Commercial | Miscellaneous (WA) | New | Food Preparation | Natural Gas | Broiler | E5 | RVT - Cost of Operation | 0 | 0 | 0 | 0 | 0 | 0 | 0 | 0 | 0 | 0 | 0 | 0 | 0 | 0 | 0 | 0 | 0 | 0 | 0 | 0 | 0 | 0 | 0 | 0 | 0 | 0 | 0
F2_Commercial_Miscellaneous (WA)_New_Food Preparation_Natural Gas_Broiler_E6 | F2 | Commercial | Miscellaneous (WA) | New | Food Preparation | Natural Gas | Broiler | E6 | RVT - Cost of Operation | 0 | 0 | 0 | 0 | 0 | 0 | 0 | 0 | 0 | 0 | 0 | 0 | 0 | 0 | 0 | 0 | 0 | 0 | 0 | 0 | 0 | 0 | 0 | 0 | 0 | 0 | 0
F2_Commercial_Miscellaneous (WA)_New_Food Preparation_Natural Gas_Broiler_E7 | F2 | Commercial | Miscellaneous (WA) | New | Food Preparation | Natural Gas | Broiler | E7 | RVT - Cost of Operation | 0 | 0 | 0 | 0 | 0 | 0 | 0 | 0 | 0 | 0 | 0 | 0 | 0 | 0 | 0 | 0 | 0 | 0 | 0 | 0 | 0 | 0 | 0 | 0 | 0 | 0 | 0
F2_Commercial_Miscellaneous (WA)_New_Food Preparation_Natural Gas_Broiler_E8 | F2 | Commercial | Miscellaneous (WA) | New | Food Preparation | Natural Gas | Broiler | E8 | RVT - Cost of Operation | 0 | 0 | 0 | 0 | 0 | 0 | 0 | 0 | 0 | 0 | 0 | 0 | 0 | 0 | 0 | 0 | 0 | 0 | 0 | 0 | 0 | 0 | 0 | 0 | 0 | 0 | 0
F2_Commercial_Miscellaneous (WA)_New_Food Preparation_Natural Gas_Broiler_E9 | F2 | Commercial | Miscellaneous (WA) | New | Food Preparation | Natural Gas | Broiler | E9 | RVT - Cost of Operation | 0 | 0 | 0 | 0 | 0 | 0 | 0 | 0 | 0 | 0 | 0 | 0 | 0 | 0 | 0 | 0 | 0 | 0 | 0 | 0 | 0 | 0 | 0 | 0 | 0 | 0 | 0
F2_Commercial_Miscellaneous (WA)_New_Food Preparation_Natural Gas_Broiler_E10 | F2 | Commercial | Miscellaneous (WA) | New | Food Preparation | Natural Gas | Broiler | E10 | RVT - Cost of Operation | 0 | 0 | 0 | 0 | 0 | 0 | 0 | 0 | 0 | 0 | 0 | 0 | 0 | 0 | 0 | 0 | 0 | 0 | 0 | 0 | 0 | 0 | 0 | 0 | 0 | 0 | 0
F3_Commercial_Miscellaneous (WA)_New_Food Preparation_Natural Gas_Broiler_E1 | F3 | Commercial | Miscellaneous (WA) | New | Food Preparation | Natural Gas | Broiler | E1 | System - kBTUs of Consumption | 2.0255 | 2.0255 | 2.0255 | 2.0255 | 2.0255 | 2.0255 | 2.0255 | 2.0255 | 2.0255 | 2.0255 | 2.0255 | 2.0255 | 2.0255 | 2.0255 | 2.0255 | 2.0255 | 2.0255 | 2.0255 | 2.0255 | 2.0255 | 2.0255 | 2.0255 | 2.0255 | 2.0255 | 2.0255 | 2.0255 | 2.0255
F3_Commercial_Miscellaneous (WA)_New_Food Preparation_Natural Gas_Broiler_E2 | F3 | Commercial | Miscellaneous (WA) | New | Food Preparation | Natural Gas | Broiler | E2 | System - kBTUs of Consumption | 1.7276 | 1.7276 | 1.7276 | 1.7276 | 1.7276 | 1.7276 | 1.7276 | 1.7276 | 1.7276 | 1.7276 | 1.7276 | 1.7276 | 1.7276 | 1.7276 | 1.7276 | 1.7276 | 1.7276 | 1.7276 | 1.7276 | 1.7276 | 1.7276 | 1.7276 | 1.7276 | 1.7276 | 1.7276 | 1.7276 | 1.7276
F3_Commercial_Miscellaneous (WA)_New_Food Preparation_Natural Gas_Broiler_E3 | F3 | Commercial | Miscellaneous (WA) | New | Food Preparation | Natural Gas | Broiler | E3 | System - kBTUs of Consumption | 0 | 0 | 0 | 0 | 0 | 0 | 0 | 0 | 0 | 0 | 0 | 0 | 0 | 0 | 0 | 0 | 0 | 0 | 0 | 0 | 0 | 0 | 0 | 0 | 0 | 0 | 0
F3_Commercial_Miscellaneous (WA)_New_Food Preparation_Natural Gas_Broiler_E4 | F3 | Commercial | Miscellaneous (WA) | New | Food Preparation | Natural Gas | Broiler | E4 | System - kBTUs of Consumption | 0 | 0 | 0 | 0 | 0 | 0 | 0 | 0 | 0 | 0 | 0 | 0 | 0 | 0 | 0 | 0 | 0 | 0 | 0 | 0 | 0 | 0 | 0 | 0 | 0 | 0 | 0
F3_Commercial_Miscellaneous (WA)_New_Food Preparation_Natural Gas_Broiler_E5 | F3 | Commercial | Miscellaneous (WA) | New | Food Preparation | Natural Gas | Broiler | E5 | System - kBTUs of Consumption | 0 | 0 | 0 | 0 | 0 | 0 | 0 | 0 | 0 | 0 | 0 | 0 | 0 | 0 | 0 | 0 | 0 | 0 | 0 | 0 | 0 | 0 | 0 | 0 | 0 | 0 | 0
F3_Commercial_Miscellaneous (WA)_New_Food Preparation_Natural Gas_Broiler_E6 | F3 | Commercial | Miscellaneous (WA) | New | Food Preparation | Natural Gas | Broiler | E6 | System - kBTUs of Consumption | 0 | 0 | 0 | 0 | 0 | 0 | 0 | 0 | 0 | 0 | 0 | 0 | 0 | 0 | 0 | 0 | 0 | 0 | 0 | 0 | 0 | 0 | 0 | 0 | 0 | 0 | 0
F3_Commercial_Miscellaneous (WA)_New_Food Preparation_Natural Gas_Broiler_E7 | F3 | Commercial | Miscellaneous (WA) | New | Food Preparation | Natural Gas | Broiler | E7 | System - kBTUs of Consumption | 0 | 0 | 0 | 0 | 0 | 0 | 0 | 0 | 0 | 0 | 0 | 0 | 0 | 0 | 0 | 0 | 0 | 0 | 0 | 0 | 0 | 0 | 0 | 0 | 0 | 0 | 0
F3_Commercial_Miscellaneous (WA)_New_Food Preparation_Natural Gas_Broiler_E8 | F3 | Commercial | Miscellaneous (WA) | New | Food Preparation | Natural Gas | Broiler | E8 | System - kBTUs of Consumption | 0 | 0 | 0 | 0 | 0 | 0 | 0 | 0 | 0 | 0 | 0 | 0 | 0 | 0 | 0 | 0 | 0 | 0 | 0 | 0 | 0 | 0 | 0 | 0 | 0 | 0 | 0
F3_Commercial_Miscellaneous (WA)_New_Food Preparation_Natural Gas_Broiler_E9 | F3 | Commercial | Miscellaneous (WA) | New | Food Preparation | Natural Gas | Broiler | E9 | System - kBTUs of Consumption | 0 | 0 | 0 | 0 | 0 | 0 | 0 | 0 | 0 | 0 | 0 | 0 | 0 | 0 | 0 | 0 | 0 | 0 | 0 | 0 | 0 | 0 | 0 | 0 | 0 | 0 | 0
F3_Commercial_Miscellaneous (WA)_New_Food Preparation_Natural Gas_Broiler_E10 | F3 | Commercial | Miscellaneous (WA) | New | Food Preparation | Natural Gas | Broiler | E10 | System - kBTUs of Consumption | 0 | 0 | 0 | 0 | 0 | 0 | 0 | 0 | 0 | 0 | 0 | 0 | 0 | 0 | 0 | 0 | 0 | 0 | 0 | 0 | 0 | 0 | 0 | 0 | 0 | 0 | 0
F4_Commercial_Miscellaneous (WA)_New_Food Preparation_Natural Gas_Broiler_E1 | F4 | Commercial | Miscellaneous (WA) | New | Food Preparation | Natural Gas | Broiler | E1 | Utility - Cost of Equipment | 0.001388 | 0.001388 | 0.001388 | 0.001388 | 0.001388 | 0.001388 | 0.001388 | 0.001388 | 0.001388 | 0.001388 | 0.001388 | 0.001388 | 0.001388 | 0.001388 | 0.001388 | 0.001388 | 0.001388 | 0.001388 | 0.001388 | 0.001388 | 0.001388 | 0.001388 | 0.001388 | 0.001388 | 0.001388 | 0.001388 | 0.001388
F4_Commercial_Miscellaneous (WA)_New_Food Preparation_Natural Gas_Broiler_E2 | F4 | Commercial | Miscellaneous (WA) | New | Food Preparation | Natural Gas | Broiler | E2 | Utility - Cost of Equipment | 0.0019432 | 0.0019432 | 0.0019432 | 0.0019432 | 0.0019432 | 0.0019432 | 0.0019432 | 0.0019432 | 0.0019432 | 0.0019432 | 0.0019432 | 0.0019432 | 0.0019432 | 0.0019432 | 0.0019432 | 0.0019432 | 0.0019432 | 0.0019432 | 0.0019432 | 0.0019432 | 0.0019432 | 0.0019432 | 0.0019432 | 0.0019432 | 0.0019432 | 0.0019432 | 0.0019432
F4_Commercial_Miscellaneous (WA)_New_Food Preparation_Natural Gas_Broiler_E3 | F4 | Commercial | Miscellaneous (WA) | New | Food Preparation | Natural Gas | Broiler | E3 | Utility - Cost of Equipment | 0 | 0 | 0 | 0 | 0 | 0 | 0 | 0 | 0 | 0 | 0 | 0 | 0 | 0 | 0 | 0 | 0 | 0 | 0 | 0 | 0 | 0 | 0 | 0 | 0 | 0 | 0
F4_Commercial_Miscellaneous (WA)_New_Food Preparation_Natural Gas_Broiler_E4 | F4 | Commercial | Miscellaneous (WA) | New | Food Preparation | Natural Gas | Broiler | E4 | Utility - Cost of Equipment | 0 | 0 | 0 | 0 | 0 | 0 | 0 | 0 | 0 | 0 | 0 | 0 | 0 | 0 | 0 | 0 | 0 | 0 | 0 | 0 | 0 | 0 | 0 | 0 | 0 | 0 | 0
F4_Commercial_Miscellaneous (WA)_New_Food Preparation_Natural Gas_Broiler_E5 | F4 | Commercial | Miscellaneous (WA) | New | Food Preparation | Natural Gas | Broiler | E5 | Utility - Cost of Equipment | 0 | 0 | 0 | 0 | 0 | 0 | 0 | 0 | 0 | 0 | 0 | 0 | 0 | 0 | 0 | 0 | 0 | 0 | 0 | 0 | 0 | 0 | 0 | 0 | 0 | 0 | 0
F4_Commercial_Miscellaneous (WA)_New_Food Preparation_Natural Gas_Broiler_E6 | F4 | Commercial | Miscellaneous (WA) | New | Food Preparation | Natural Gas | Broiler | E6 | Utility - Cost of Equipment | 0 | 0 | 0 | 0 | 0 | 0 | 0 | 0 | 0 | 0 | 0 | 0 | 0 | 0 | 0 | 0 | 0 | 0 | 0 | 0 | 0 | 0 | 0 | 0 | 0 | 0 | 0
F4_Commercial_Miscellaneous (WA)_New_Food Preparation_Natural Gas_Broiler_E7 | F4 | Commercial | Miscellaneous (WA) | New | Food Preparation | Natural Gas | Broiler | E7 | Utility - Cost of Equipment | 0 | 0 | 0 | 0 | 0 | 0 | 0 | 0 | 0 | 0 | 0 | 0 | 0 | 0 | 0 | 0 | 0 | 0 | 0 | 0 | 0 | 0 | 0 | 0 | 0 | 0 | 0
F4_Commercial_Miscellaneous (WA)_New_Food Preparation_Natural Gas_Broiler_E8 | F4 | Commercial | Miscellaneous (WA) | New | Food Preparation | Natural Gas | Broiler | E8 | Utility - Cost of Equipment | 0 | 0 | 0 | 0 | 0 | 0 | 0 | 0 | 0 | 0 | 0 | 0 | 0 | 0 | 0 | 0 | 0 | 0 | 0 | 0 | 0 | 0 | 0 | 0 | 0 | 0 | 0
F4_Commercial_Miscellaneous (WA)_New_Food Preparation_Natural Gas_Broiler_E9 | F4 | Commercial | Miscellaneous (WA) | New | Food Preparation | Natural Gas | Broiler | E9 | Utility - Cost of Equipment | 0 | 0 | 0 | 0 | 0 | 0 | 0 | 0 | 0 | 0 | 0 | 0 | 0 | 0 | 0 | 0 | 0 | 0 | 0 | 0 | 0 | 0 | 0 | 0 | 0 | 0 | 0
F4_Commercial_Miscellaneous (WA)_New_Food Preparation_Natural Gas_Broiler_E10 | F4 | Commercial | Miscellaneous (WA) | New | Food Preparation | Natural Gas | Broiler | E10 | Utility - Cost of Equipment | 0 | 0 | 0 | 0 | 0 | 0 | 0 | 0 | 0 | 0 | 0 | 0 | 0 | 0 | 0 | 0 | 0 | 0 | 0 | 0 | 0 | 0 | 0 | 0 | 0 | 0 | 0
F5_Commercial_Miscellaneous (WA)_New_Food Preparation_Natural Gas_Broiler_E1 | F5 | Commercial | Miscellaneous (WA) | New | Food Preparation | Natural Gas | Broiler | E1 | Utility - Cost of Operation | 0.0072086 | 0.0073903 | 0.0076056 | 0.0078522 | 0.0081312 | 0.0084705 | 0.0088199 | 0.0091658 | 0.0094988 | 0.0098365 | 0.010105 | 0.010357 | 0.010627 | 0.010892 | 0.011129 | 0.01135 | 0.011549 | 0.011745 | 0.011955 | 0.012159 | 0.012369 | 0.012587 | 0.012808 | 0.013035 | 0.013267 | 0.013503 | 0.013742
F5_Commercial_Miscellaneous (WA)_New_Food Preparation_Natural Gas_Broiler_E2 | F5 | Commercial | Miscellaneous (WA) | New | Food Preparation | Natural Gas | Broiler | E2 | Utility - Cost of Operation | 0.0061484 | 0.0063034 | 0.006487 | 0.0066973 | 0.0069353 | 0.0072247 | 0.0075227 | 0.0078177 | 0.0081018 | 0.0083898 | 0.008619 | 0.0088336 | 0.0090643 | 0.0092901 | 0.009492 | 0.0096809 | 0.0098504 | 0.010018 | 0.010196 | 0.010371 | 0.01055 | 0.010736 | 0.010924 | 0.011118 | 0.011316 | 0.011517 | 0.011721
F5_Commercial_Miscellaneous (WA)_New_Food Preparation_Natural Gas_Broiler_E3 | F5 | Commercial | Miscellaneous (WA) | New | Food Preparation | Natural Gas | Broiler | E3 | Utility - Cost of Operation | 0 | 0 | 0 | 0 | 0 | 0 | 0 | 0 | 0 | 0 | 0 | 0 | 0 | 0 | 0 | 0 | 0 | 0 | 0 | 0 | 0 | 0 | 0 | 0 | 0 | 0 | 0
F5_Commercial_Miscellaneous (WA)_New_Food Preparation_Natural Gas_Broiler_E4 | F5 | Commercial | Miscellaneous (WA) | New | Food Preparation | Natural Gas | Broiler | E4 | Utility - Cost of Operation | 0 | 0 | 0 | 0 | 0 | 0 | 0 | 0 | 0 | 0 | 0 | 0 | 0 | 0 | 0 | 0 | 0 | 0 | 0 | 0 | 0 | 0 | 0 | 0 | 0 | 0 | 0
F5_Commercial_Miscellaneous (WA)_New_Food Preparation_Natural Gas_Broiler_E5 | F5 | Commercial | Miscellaneous (WA) | New | Food Preparation | Natural Gas | Broiler | E5 | Utility - Cost of Operation | 0 | 0 | 0 | 0 | 0 | 0 | 0 | 0 | 0 | 0 | 0 | 0 | 0 | 0 | 0 | 0 | 0 | 0 | 0 | 0 | 0 | 0 | 0 | 0 | 0 | 0 | 0
F5_Commercial_Miscellaneous (WA)_New_Food Preparation_Natural Gas_Broiler_E6 | F5 | Commercial | Miscellaneous (WA) | New | Food Preparation | Natural Gas | Broiler | E6 | Utility - Cost of Operation | 0 | 0 | 0 | 0 | 0 | 0 | 0 | 0 | 0 | 0 | 0 | 0 | 0 | 0 | 0 | 0 | 0 | 0 | 0 | 0 | 0 | 0 | 0 | 0 | 0 | 0 | 0
F5_Commercial_Miscellaneous (WA)_New_Food Preparation_Natural Gas_Broiler_E7 | F5 | Commercial | Miscellaneous (WA) | New | Food Preparation | Natural Gas | Broiler | E7 | Utility - Cost of Operation | 0 | 0 | 0 | 0 | 0 | 0 | 0 | 0 | 0 | 0 | 0 | 0 | 0 | 0 | 0 | 0 | 0 | 0 | 0 | 0 | 0 | 0 | 0 | 0 | 0 | 0 | 0
F5_Commercial_Miscellaneous (WA)_New_Food Preparation_Natural Gas_Broiler_E8 | F5 | Commercial | Miscellaneous (WA) | New | Food Preparation | Natural Gas | Broiler | E8 | Utility - Cost of Operation | 0 | 0 | 0 | 0 | 0 | 0 | 0 | 0 | 0 | 0 | 0 | 0 | 0 | 0 | 0 | 0 | 0 | 0 | 0 | 0 | 0 | 0 | 0 | 0 | 0 | 0 | 0
F5_Commercial_Miscellaneous (WA)_New_Food Preparation_Natural Gas_Broiler_E9 | F5 | Commercial | Miscellaneous (WA) | New | Food Preparation | Natural Gas | Broiler | E9 | Utility - Cost of Operation | 0 | 0 | 0 | 0 | 0 | 0 | 0 | 0 | 0 | 0 | 0 | 0 | 0 | 0 | 0 | 0 | 0 | 0 | 0 | 0 | 0 | 0 | 0 | 0 | 0 | 0 | 0
F5_Commercial_Miscellaneous (WA)_New_Food Preparation_Natural Gas_Broiler_E10 | F5 | Commercial | Miscellaneous (WA) | New | Food Preparation | Natural Gas | Broiler | E10 | Utility - Cost of Operation | 0 | 0 | 0 | 0 | 0 | 0 | 0 | 0 | 0 | 0 | 0 | 0 | 0 | 0 | 0 | 0 | 0 | 0 | 0 | 0 | 0 | 0 | 0 | 0 | 0 | 0 | 0
F6_Commercial_Miscellaneous (WA)_New_Food Preparation_Natural Gas_Broiler_E1 | F6 | Commercial | Miscellaneous (WA) | New | Food Preparation | Natural Gas | Broiler | E1 | Utility - Value of Sales | 0.0084903 | 0.0086507 | 0.008839 | 0.0090585 | 0.0093098 | 0.0096236 | 0.0099383 | 0.010237 | 0.010508 | 0.01077 | 0.011041 | 0.011288 | 0.011549 | 0.011795 | 0.012007 | 0.012199 | 0.012361 | 0.012515 | 0.01268 | 0.012833 | 0.012987 | 0.013216 | 0.013448 | 0.013687 | 0.01393 | 0.014178 | 0.01443
F6_Commercial_Miscellaneous (WA)_New_Food Preparation_Natural Gas_Broiler_E2 | F6 | Commercial | Miscellaneous (WA) | New | Food Preparation | Natural Gas | Broiler | E2 | Utility - Value of Sales | 0.0072416 | 0.0073784 | 0.007539 | 0.0077262 | 0.0079406 | 0.0082082 | 0.0084766 | 0.0087314 | 0.0089621 | 0.0091857 | 0.0094174 | 0.009628 | 0.0098503 | 0.010061 | 0.010241 | 0.010405 | 0.010543 | 0.010675 | 0.010815 | 0.010946 | 0.011077 | 0.011273 | 0.01147 | 0.011674 | 0.011881 | 0.012092 | 0.012307
F6_Commercial_Miscellaneous (WA)_New_Food Preparation_Natural Gas_Broiler_E3 | F6 | Commercial | Miscellaneous (WA) | New | Food Preparation | Natural Gas | Broiler | E3 | Utility - Value of Sales | 0 | 0 | 0 | 0 | 0 | 0 | 0 | 0 | 0 | 0 | 0 | 0 | 0 | 0 | 0 | 0 | 0 | 0 | 0 | 0 | 0 | 0 | 0 | 0 | 0 | 0 | 0
F6_Commercial_Miscellaneous (WA)_New_Food Preparation_Natural Gas_Broiler_E4 | F6 | Commercial | Miscellaneous (WA) | New | Food Preparation | Natural Gas | Broiler | E4 | Utility - Value of Sales | 0 | 0 | 0 | 0 | 0 | 0 | 0 | 0 | 0 | 0 | 0 | 0 | 0 | 0 | 0 | 0 | 0 | 0 | 0 | 0 | 0 | 0 | 0 | 0 | 0 | 0 | 0
F6_Commercial_Miscellaneous (WA)_New_Food Preparation_Natural Gas_Broiler_E5 | F6 | Commercial | Miscellaneous (WA) | New | Food Preparation | Natural Gas | Broiler | E5 | Utility - Value of Sales | 0 | 0 | 0 | 0 | 0 | 0 | 0 | 0 | 0 | 0 | 0 | 0 | 0 | 0 | 0 | 0 | 0 | 0 | 0 | 0 | 0 | 0 | 0 | 0 | 0 | 0 | 0
F6_Commercial_Miscellaneous (WA)_New_Food Preparation_Natural Gas_Broiler_E6 | F6 | Commercial | Miscellaneous (WA) | New | Food Preparation | Natural Gas | Broiler | E6 | Utility - Value of Sales | 0 | 0 | 0 | 0 | 0 | 0 | 0 | 0 | 0 | 0 | 0 | 0 | 0 | 0 | 0 | 0 | 0 | 0 | 0 | 0 | 0 | 0 | 0 | 0 | 0 | 0 | 0
F6_Commercial_Miscellaneous (WA)_New_Food Preparation_Natural Gas_Broiler_E7 | F6 | Commercial | Miscellaneous (WA) | New | Food Preparation | Natural Gas | Broiler | E7 | Utility - Value of Sales | 0 | 0 | 0 | 0 | 0 | 0 | 0 | 0 | 0 | 0 | 0 | 0 | 0 | 0 | 0 | 0 | 0 | 0 | 0 | 0 | 0 | 0 | 0 | 0 | 0 | 0 | 0
F6_Commercial_Miscellaneous (WA)_New_Food Preparation_Natural Gas_Broiler_E8 | F6 | Commercial | Miscellaneous (WA) | New | Food Preparation | Natural Gas | Broiler | E8 | Utility - Value of Sales | 0 | 0 | 0 | 0 | 0 | 0 | 0 | 0 | 0 | 0 | 0 | 0 | 0 | 0 | 0 | 0 | 0 | 0 | 0 | 0 | 0 | 0 | 0 | 0 | 0 | 0 | 0
F6_Commercial_Miscellaneous (WA)_New_Food Preparation_Natural Gas_Broiler_E9 | F6 | Commercial | Miscellaneous (WA) | New | Food Preparation | Natural Gas | Broiler | E9 | Utility - Value of Sales | 0 | 0 | 0 | 0 | 0 | 0 | 0 | 0 | 0 | 0 | 0 | 0 | 0 | 0 | 0 | 0 | 0 | 0 | 0 | 0 | 0 | 0 | 0 | 0 | 0 | 0 | 0
F6_Commercial_Miscellaneous (WA)_New_Food Preparation_Natural Gas_Broiler_E10 | F6 | Commercial | Miscellaneous (WA) | New | Food Preparation | Natural Gas | Broiler | E10 | Utility - Value of Sales | 0 | 0 | 0 | 0 | 0 | 0 | 0 | 0 | 0 | 0 | 0 | 0 | 0 | 0 | 0 | 0 | 0 | 0 | 0 | 0 | 0 | 0 | 0 | 0 | 0 | 0 | 0
F1_Commercial_Miscellaneous (WA)_New_Food Preparation_Natural Gas_Griddle_E1 | F1 | Commercial | Miscellaneous (WA) | New | Food Preparation | Natural Gas | Griddle | E1 | RVT - Cost of Equipment | 0.0028519 | 0.0028519 | 0.0028519 | 0.0028519 | 0.0028519 | 0.0028519 | 0.0028519 | 0.0028519 | 0.0028519 | 0.0028519 | 0.0028519 | 0.0028519 | 0.0028519 | 0.0028519 | 0.0028519 | 0.0028519 | 0.0028519 | 0.0028519 | 0.0028519 | 0.0028519 | 0.0028519 | 0.0028519 | 0.0028519 | 0.0028519 | 0.0028519 | 0.0028519 | 0.0028519
F1_Commercial_Miscellaneous (WA)_New_Food Preparation_Natural Gas_Griddle_E2 | F1 | Commercial | Miscellaneous (WA) | New | Food Preparation | Natural Gas | Griddle | E2 | RVT - Cost of Equipment | 0.0030512 | 0.0030512 | 0.0030512 | 0.0030512 | 0.0030512 | 0.0030512 | 0.0030512 | 0.0030512 | 0.0030512 | 0.0030512 | 0.0030512 | 0.0030512 | 0.0030512 | 0.0030512 | 0.0030512 | 0.0030512 | 0.0030512 | 0.0030512 | 0.0030512 | 0.0030512 | 0.0030512 | 0.0030512 | 0.0030512 | 0.0030512 | 0.0030512 | 0.0030512 | 0.0030512
F1_Commercial_Miscellaneous (WA)_New_Food Preparation_Natural Gas_Griddle_E3 | F1 | Commercial | Miscellaneous (WA) | New | Food Preparation | Natural Gas | Griddle | E3 | RVT - Cost of Equipment | 0 | 0 | 0 | 0 | 0 | 0 | 0 | 0 | 0 | 0 | 0 | 0 | 0 | 0 | 0 | 0 | 0 | 0 | 0 | 0 | 0 | 0 | 0 | 0 | 0 | 0 | 0
F1_Commercial_Miscellaneous (WA)_New_Food Preparation_Natural Gas_Griddle_E4 | F1 | Commercial | Miscellaneous (WA) | New | Food Preparation | Natural Gas | Griddle | E4 | RVT - Cost of Equipment | 0 | 0 | 0 | 0 | 0 | 0 | 0 | 0 | 0 | 0 | 0 | 0 | 0 | 0 | 0 | 0 | 0 | 0 | 0 | 0 | 0 | 0 | 0 | 0 | 0 | 0 | 0
F1_Commercial_Miscellaneous (WA)_New_Food Preparation_Natural Gas_Griddle_E5 | F1 | Commercial | Miscellaneous (WA) | New | Food Preparation | Natural Gas | Griddle | E5 | RVT - Cost of Equipment | 0 | 0 | 0 | 0 | 0 | 0 | 0 | 0 | 0 | 0 | 0 | 0 | 0 | 0 | 0 | 0 | 0 | 0 | 0 | 0 | 0 | 0 | 0 | 0 | 0 | 0 | 0
F1_Commercial_Miscellaneous (WA)_New_Food Preparation_Natural Gas_Griddle_E6 | F1 | Commercial | Miscellaneous (WA) | New | Food Preparation | Natural Gas | Griddle | E6 | RVT - Cost of Equipment | 0 | 0 | 0 | 0 | 0 | 0 | 0 | 0 | 0 | 0 | 0 | 0 | 0 | 0 | 0 | 0 | 0 | 0 | 0 | 0 | 0 | 0 | 0 | 0 | 0 | 0 | 0
F1_Commercial_Miscellaneous (WA)_New_Food Preparation_Natural Gas_Griddle_E7 | F1 | Commercial | Miscellaneous (WA) | New | Food Preparation | Natural Gas | Griddle | E7 | RVT - Cost of Equipment | 0 | 0 | 0 | 0 | 0 | 0 | 0 | 0 | 0 | 0 | 0 | 0 | 0 | 0 | 0 | 0 | 0 | 0 | 0 | 0 | 0 | 0 | 0 | 0 | 0 | 0 | 0
F1_Commercial_Miscellaneous (WA)_New_Food Preparation_Natural Gas_Griddle_E8 | F1 | Commercial | Miscellaneous (WA) | New | Food Preparation | Natural Gas | Griddle | E8 | RVT - Cost of Equipment | 0 | 0 | 0 | 0 | 0 | 0 | 0 | 0 | 0 | 0 | 0 | 0 | 0 | 0 | 0 | 0 | 0 | 0 | 0 | 0 | 0 | 0 | 0 | 0 | 0 | 0 | 0
F1_Commercial_Miscellaneous (WA)_New_Food Preparation_Natural Gas_Griddle_E9 | F1 | Commercial | Miscellaneous (WA) | New | Food Preparation | Natural Gas | Griddle | E9 | RVT - Cost of Equipment | 0 | 0 | 0 | 0 | 0 | 0 | 0 | 0 | 0 | 0 | 0 | 0 | 0 | 0 | 0 | 0 | 0 | 0 | 0 | 0 | 0 | 0 | 0 | 0 | 0 | 0 | 0
F1_Commercial_Miscellaneous (WA)_New_Food Preparation_Natural Gas_Griddle_E10 | F1 | Commercial | Miscellaneous (WA) | New | Food Preparation | Natural Gas | Griddle | E10 | RVT - Cost of Equipment | 0 | 0 | 0 | 0 | 0 | 0 | 0 | 0 | 0 | 0 | 0 | 0 | 0 | 0 | 0 | 0 | 0 | 0 | 0 | 0 | 0 | 0 | 0 | 0 | 0 | 0 | 0
F2_Commercial_Miscellaneous (WA)_New_Food Preparation_Natural Gas_Griddle_E1 | F2 | Commercial | Miscellaneous (WA) | New | Food Preparation | Natural Gas | Griddle | E1 | RVT - Cost of Operation | 0.0059005 | 0.0060119 | 0.0061428 | 0.0062953 | 0.00647 | 0.0066881 | 0.0069068 | 0.0071144 | 0.0073024 | 0.0074846 | 0.0076734 | 0.0078449 | 0.008026 | 0.0081974 | 0.0083447 | 0.0084777 | 0.0085903 | 0.0086977 | 0.008812 | 0.0089187 | 0.0090257 | 0.009185 | 0.009346 | 0.009512 | 0.009681 | 0.009853 | 0.010028
F2_Commercial_Miscellaneous (WA)_New_Food Preparation_Natural Gas_Griddle_E2 | F2 | Commercial | Miscellaneous (WA) | New | Food Preparation | Natural Gas | Griddle | E2 | RVT - Cost of Operation | 0.0051789 | 0.0052767 | 0.0053916 | 0.0055254 | 0.0056788 | 0.0058702 | 0.0060621 | 0.0062444 | 0.0064093 | 0.0065693 | 0.006735 | 0.0068856 | 0.0070445 | 0.0071949 | 0.0073242 | 0.007441 | 0.0075397 | 0.007634 | 0.0077343 | 0.007828 | 0.007922 | 0.0080617 | 0.008203 | 0.0083488 | 0.0084971 | 0.008648 | 0.0088017
F2_Commercial_Miscellaneous (WA)_New_Food Preparation_Natural Gas_Griddle_E3 | F2 | Commercial | Miscellaneous (WA) | New | Food Preparation | Natural Gas | Griddle | E3 | RVT - Cost of Operation | 0 | 0 | 0 | 0 | 0 | 0 | 0 | 0 | 0 | 0 | 0 | 0 | 0 | 0 | 0 | 0 | 0 | 0 | 0 | 0 | 0 | 0 | 0 | 0 | 0 | 0 | 0
F2_Commercial_Miscellaneous (WA)_New_Food Preparation_Natural Gas_Griddle_E4 | F2 | Commercial | Miscellaneous (WA) | New | Food Preparation | Natural Gas | Griddle | E4 | RVT - Cost of Operation | 0 | 0 | 0 | 0 | 0 | 0 | 0 | 0 | 0 | 0 | 0 | 0 | 0 | 0 | 0 | 0 | 0 | 0 | 0 | 0 | 0 | 0 | 0 | 0 | 0 | 0 | 0
F2_Commercial_Miscellaneous (WA)_New_Food Preparation_Natural Gas_Griddle_E5 | F2 | Commercial | Miscellaneous (WA) | New | Food Preparation | Natural Gas | Griddle | E5 | RVT - Cost of Operation | 0 | 0 | 0 | 0 | 0 | 0 | 0 | 0 | 0 | 0 | 0 | 0 | 0 | 0 | 0 | 0 | 0 | 0 | 0 | 0 | 0 | 0 | 0 | 0 | 0 | 0 | 0
F2_Commercial_Miscellaneous (WA)_New_Food Preparation_Natural Gas_Griddle_E6 | F2 | Commercial | Miscellaneous (WA) | New | Food Preparation | Natural Gas | Griddle | E6 | RVT - Cost of Operation | 0 | 0 | 0 | 0 | 0 | 0 | 0 | 0 | 0 | 0 | 0 | 0 | 0 | 0 | 0 | 0 | 0 | 0 | 0 | 0 | 0 | 0 | 0 | 0 | 0 | 0 | 0
F2_Commercial_Miscellaneous (WA)_New_Food Preparation_Natural Gas_Griddle_E7 | F2 | Commercial | Miscellaneous (WA) | New | Food Preparation | Natural Gas | Griddle | E7 | RVT - Cost of Operation | 0 | 0 | 0 | 0 | 0 | 0 | 0 | 0 | 0 | 0 | 0 | 0 | 0 | 0 | 0 | 0 | 0 | 0 | 0 | 0 | 0 | 0 | 0 | 0 | 0 | 0 | 0
F2_Commercial_Miscellaneous (WA)_New_Food Preparation_Natural Gas_Griddle_E8 | F2 | Commercial | Miscellaneous (WA) | New | Food Preparation | Natural Gas | Griddle | E8 | RVT - Cost of Operation | 0 | 0 | 0 | 0 | 0 | 0 | 0 | 0 | 0 | 0 | 0 | 0 | 0 | 0 | 0 | 0 | 0 | 0 | 0 | 0 | 0 | 0 | 0 | 0 | 0 | 0 | 0
F2_Commercial_Miscellaneous (WA)_New_Food Preparation_Natural Gas_Griddle_E9 | F2 | Commercial | Miscellaneous (WA) | New | Food Preparation | Natural Gas | Griddle | E9 | RVT - Cost of Operation | 0 | 0 | 0 | 0 | 0 | 0 | 0 | 0 | 0 | 0 | 0 | 0 | 0 | 0 | 0 | 0 | 0 | 0 | 0 | 0 | 0 | 0 | 0 | 0 | 0 | 0 | 0
F2_Commercial_Miscellaneous (WA)_New_Food Preparation_Natural Gas_Griddle_E10 | F2 | Commercial | Miscellaneous (WA) | New | Food Preparation | Natural Gas | Griddle | E10 | RVT - Cost of Operation | 0 | 0 | 0 | 0 | 0 | 0 | 0 | 0 | 0 | 0 | 0 | 0 | 0 | 0 | 0 | 0 | 0 | 0 | 0 | 0 | 0 | 0 | 0 | 0 | 0 | 0 | 0
F3_Commercial_Miscellaneous (WA)_New_Food Preparation_Natural Gas_Griddle_E1 | F3 | Commercial | Miscellaneous (WA) | New | Food Preparation | Natural Gas | Griddle | E1 | System - kBTUs of Consumption | 1.4076 | 1.4076 | 1.4076 | 1.4076 | 1.4076 | 1.4076 | 1.4076 | 1.4076 | 1.4076 | 1.4076 | 1.4076 | 1.4076 | 1.4076 | 1.4076 | 1.4076 | 1.4076 | 1.4076 | 1.4076 | 1.4076 | 1.4076 | 1.4076 | 1.4076 | 1.4076 | 1.4076 | 1.4076 | 1.4076 | 1.4076
F3_Commercial_Miscellaneous (WA)_New_Food Preparation_Natural Gas_Griddle_E2 | F3 | Commercial | Miscellaneous (WA) | New | Food Preparation | Natural Gas | Griddle | E2 | System - kBTUs of Consumption | 1.2355 | 1.2355 | 1.2355 | 1.2355 | 1.2355 | 1.2355 | 1.2355 | 1.2355 | 1.2355 | 1.2355 | 1.2355 | 1.2355 | 1.2355 | 1.2355 | 1.2355 | 1.2355 | 1.2355 | 1.2355 | 1.2355 | 1.2355 | 1.2355 | 1.2355 | 1.2355 | 1.2355 | 1.2355 | 1.2355 | 1.2355
F3_Commercial_Miscellaneous (WA)_New_Food Preparation_Natural Gas_Griddle_E3 | F3 | Commercial | Miscellaneous (WA) | New | Food Preparation | Natural Gas | Griddle | E3 | System - kBTUs of Consumption | 0 | 0 | 0 | 0 | 0 | 0 | 0 | 0 | 0 | 0 | 0 | 0 | 0 | 0 | 0 | 0 | 0 | 0 | 0 | 0 | 0 | 0 | 0 | 0 | 0 | 0 | 0
F3_Commercial_Miscellaneous (WA)_New_Food Preparation_Natural Gas_Griddle_E4 | F3 | Commercial | Miscellaneous (WA) | New | Food Preparation | Natural Gas | Griddle | E4 | System - kBTUs of Consumption | 0 | 0 | 0 | 0 | 0 | 0 | 0 | 0 | 0 | 0 | 0 | 0 | 0 | 0 | 0 | 0 | 0 | 0 | 0 | 0 | 0 | 0 | 0 | 0 | 0 | 0 | 0
F3_Commercial_Miscellaneous (WA)_New_Food Preparation_Natural Gas_Griddle_E5 | F3 | Commercial | Miscellaneous (WA) | New | Food Preparation | Natural Gas | Griddle | E5 | System - kBTUs of Consumption | 0 | 0 | 0 | 0 | 0 | 0 | 0 | 0 | 0 | 0 | 0 | 0 | 0 | 0 | 0 | 0 | 0 | 0 | 0 | 0 | 0 | 0 | 0 | 0 | 0 | 0 | 0
F3_Commercial_Miscellaneous (WA)_New_Food Preparation_Natural Gas_Griddle_E6 | F3 | Commercial | Miscellaneous (WA) | New | Food Preparation | Natural Gas | Griddle | E6 | System - kBTUs of Consumption | 0 | 0 | 0 | 0 | 0 | 0 | 0 | 0 | 0 | 0 | 0 | 0 | 0 | 0 | 0 | 0 | 0 | 0 | 0 | 0 | 0 | 0 | 0 | 0 | 0 | 0 | 0
F3_Commercial_Miscellaneous (WA)_New_Food Preparation_Natural Gas_Griddle_E7 | F3 | Commercial | Miscellaneous (WA) | New | Food Preparation | Natural Gas | Griddle | E7 | System - kBTUs of Consumption | 0 | 0 | 0 | 0 | 0 | 0 | 0 | 0 | 0 | 0 | 0 | 0 | 0 | 0 | 0 | 0 | 0 | 0 | 0 | 0 | 0 | 0 | 0 | 0 | 0 | 0 | 0
F3_Commercial_Miscellaneous (WA)_New_Food Preparation_Natural Gas_Griddle_E8 | F3 | Commercial | Miscellaneous (WA) | New | Food Preparation | Natural Gas | Griddle | E8 | System - kBTUs of Consumption | 0 | 0 | 0 | 0 | 0 | 0 | 0 | 0 | 0 | 0 | 0 | 0 | 0 | 0 | 0 | 0 | 0 | 0 | 0 | 0 | 0 | 0 | 0 | 0 | 0 | 0 | 0
F3_Commercial_Miscellaneous (WA)_New_Food Preparation_Natural Gas_Griddle_E9 | F3 | Commercial | Miscellaneous (WA) | New | Food Preparation | Natural Gas | Griddle | E9 | System - kBTUs of Consumption | 0 | 0 | 0 | 0 | 0 | 0 | 0 | 0 | 0 | 0 | 0 | 0 | 0 | 0 | 0 | 0 | 0 | 0 | 0 | 0 | 0 | 0 | 0 | 0 | 0 | 0 | 0
F3_Commercial_Miscellaneous (WA)_New_Food Preparation_Natural Gas_Griddle_E10 | F3 | Commercial | Miscellaneous (WA) | New | Food Preparation | Natural Gas | Griddle | E10 | System - kBTUs of Consumption | 0 | 0 | 0 | 0 | 0 | 0 | 0 | 0 | 0 | 0 | 0 | 0 | 0 | 0 | 0 | 0 | 0 | 0 | 0 | 0 | 0 | 0 | 0 | 0 | 0 | 0 | 0
F4_Commercial_Miscellaneous (WA)_New_Food Preparation_Natural Gas_Griddle_E1 | F4 | Commercial | Miscellaneous (WA) | New | Food Preparation | Natural Gas | Griddle | E1 | Utility - Cost of Equipment | 0.0028519 | 0.0028519 | 0.0028519 | 0.0028519 | 0.0028519 | 0.0028519 | 0.0028519 | 0.0028519 | 0.0028519 | 0.0028519 | 0.0028519 | 0.0028519 | 0.0028519 | 0.0028519 | 0.0028519 | 0.0028519 | 0.0028519 | 0.0028519 | 0.0028519 | 0.0028519 | 0.0028519 | 0.0028519 | 0.0028519 | 0.0028519 | 0.0028519 | 0.0028519 | 0.0028519
F4_Commercial_Miscellaneous (WA)_New_Food Preparation_Natural Gas_Griddle_E2 | F4 | Commercial | Miscellaneous (WA) | New | Food Preparation | Natural Gas | Griddle | E2 | Utility - Cost of Equipment | 0.0030512 | 0.0030512 | 0.0030512 | 0.0030512 | 0.0030512 | 0.0030512 | 0.0030512 | 0.0030512 | 0.0030512 | 0.0030512 | 0.0030512 | 0.0030512 | 0.0030512 | 0.0030512 | 0.0030512 | 0.0030512 | 0.0030512 | 0.0030512 | 0.0030512 | 0.0030512 | 0.0030512 | 0.0030512 | 0.0030512 | 0.0030512 | 0.0030512 | 0.0030512 | 0.0030512
F4_Commercial_Miscellaneous (WA)_New_Food Preparation_Natural Gas_Griddle_E3 | F4 | Commercial | Miscellaneous (WA) | New | Food Preparation | Natural Gas | Griddle | E3 | Utility - Cost of Equipment | 0 | 0 | 0 | 0 | 0 | 0 | 0 | 0 | 0 | 0 | 0 | 0 | 0 | 0 | 0 | 0 | 0 | 0 | 0 | 0 | 0 | 0 | 0 | 0 | 0 | 0 | 0
F4_Commercial_Miscellaneous (WA)_New_Food Preparation_Natural Gas_Griddle_E4 | F4 | Commercial | Miscellaneous (WA) | New | Food Preparation | Natural Gas | Griddle | E4 | Utility - Cost of Equipment | 0 | 0 | 0 | 0 | 0 | 0 | 0 | 0 | 0 | 0 | 0 | 0 | 0 | 0 | 0 | 0 | 0 | 0 | 0 | 0 | 0 | 0 | 0 | 0 | 0 | 0 | 0
F4_Commercial_Miscellaneous (WA)_New_Food Preparation_Natural Gas_Griddle_E5 | F4 | Commercial | Miscellaneous (WA) | New | Food Preparation | Natural Gas | Griddle | E5 | Utility - Cost of Equipment | 0 | 0 | 0 | 0 | 0 | 0 | 0 | 0 | 0 | 0 | 0 | 0 | 0 | 0 | 0 | 0 | 0 | 0 | 0 | 0 | 0 | 0 | 0 | 0 | 0 | 0 | 0
F4_Commercial_Miscellaneous (WA)_New_Food Preparation_Natural Gas_Griddle_E6 | F4 | Commercial | Miscellaneous (WA) | New | Food Preparation | Natural Gas | Griddle | E6 | Utility - Cost of Equipment | 0 | 0 | 0 | 0 | 0 | 0 | 0 | 0 | 0 | 0 | 0 | 0 | 0 | 0 | 0 | 0 | 0 | 0 | 0 | 0 | 0 | 0 | 0 | 0 | 0 | 0 | 0
F4_Commercial_Miscellaneous (WA)_New_Food Preparation_Natural Gas_Griddle_E7 | F4 | Commercial | Miscellaneous (WA) | New | Food Preparation | Natural Gas | Griddle | E7 | Utility - Cost of Equipment | 0 | 0 | 0 | 0 | 0 | 0 | 0 | 0 | 0 | 0 | 0 | 0 | 0 | 0 | 0 | 0 | 0 | 0 | 0 | 0 | 0 | 0 | 0 | 0 | 0 | 0 | 0
F4_Commercial_Miscellaneous (WA)_New_Food Preparation_Natural Gas_Griddle_E8 | F4 | Commercial | Miscellaneous (WA) | New | Food Preparation | Natural Gas | Griddle | E8 | Utility - Cost of Equipment | 0 | 0 | 0 | 0 | 0 | 0 | 0 | 0 | 0 | 0 | 0 | 0 | 0 | 0 | 0 | 0 | 0 | 0 | 0 | 0 | 0 | 0 | 0 | 0 | 0 | 0 | 0
F4_Commercial_Miscellaneous (WA)_New_Food Preparation_Natural Gas_Griddle_E9 | F4 | Commercial | Miscellaneous (WA) | New | Food Preparation | Natural Gas | Griddle | E9 | Utility - Cost of Equipment | 0 | 0 | 0 | 0 | 0 | 0 | 0 | 0 | 0 | 0 | 0 | 0 | 0 | 0 | 0 | 0 | 0 | 0 | 0 | 0 | 0 | 0 | 0 | 0 | 0 | 0 | 0
F4_Commercial_Miscellaneous (WA)_New_Food Preparation_Natural Gas_Griddle_E10 | F4 | Commercial | Miscellaneous (WA) | New | Food Preparation | Natural Gas | Griddle | E10 | Utility - Cost of Equipment | 0 | 0 | 0 | 0 | 0 | 0 | 0 | 0 | 0 | 0 | 0 | 0 | 0 | 0 | 0 | 0 | 0 | 0 | 0 | 0 | 0 | 0 | 0 | 0 | 0 | 0 | 0
F5_Commercial_Miscellaneous (WA)_New_Food Preparation_Natural Gas_Griddle_E1 | F5 | Commercial | Miscellaneous (WA) | New | Food Preparation | Natural Gas | Griddle | E1 | Utility - Cost of Operation | 0.0050098 | 0.005136 | 0.0052856 | 0.005457 | 0.0056509 | 0.0058867 | 0.0061295 | 0.0063699 | 0.0066014 | 0.006836 | 0.0070228 | 0.0071977 | 0.0073856 | 0.0075696 | 0.0077341 | 0.0078881 | 0.0080261 | 0.0081624 | 0.008308 | 0.00845 | 0.0085959 | 0.0087476 | 0.0089009 | 0.009059 | 0.00922 | 0.0093838 | 0.0095505
F5_Commercial_Miscellaneous (WA)_New_Food Preparation_Natural Gas_Griddle_E2 | F5 | Commercial | Miscellaneous (WA) | New | Food Preparation | Natural Gas | Griddle | E2 | Utility - Cost of Operation | 0.0043971 | 0.0045079 | 0.0046392 | 0.0047897 | 0.0049598 | 0.0051668 | 0.0053799 | 0.0055909 | 0.0057941 | 0.006 | 0.0061639 | 0.0063175 | 0.0064824 | 0.0066439 | 0.0067883 | 0.0069234 | 0.0070446 | 0.0071642 | 0.007292 | 0.0074167 | 0.0075447 | 0.0076779 | 0.0078124 | 0.0079512 | 0.0080925 | 0.0082362 | 0.0083825
F5_Commercial_Miscellaneous (WA)_New_Food Preparation_Natural Gas_Griddle_E3 | F5 | Commercial | Miscellaneous (WA) | New | Food Preparation | Natural Gas | Griddle | E3 | Utility - Cost of Operation | 0 | 0 | 0 | 0 | 0 | 0 | 0 | 0 | 0 | 0 | 0 | 0 | 0 | 0 | 0 | 0 | 0 | 0 | 0 | 0 | 0 | 0 | 0 | 0 | 0 | 0 | 0
F5_Commercial_Miscellaneous (WA)_New_Food Preparation_Natural Gas_Griddle_E4 | F5 | Commercial | Miscellaneous (WA) | New | Food Preparation | Natural Gas | Griddle | E4 | Utility - Cost of Operation | 0 | 0 | 0 | 0 | 0 | 0 | 0 | 0 | 0 | 0 | 0 | 0 | 0 | 0 | 0 | 0 | 0 | 0 | 0 | 0 | 0 | 0 | 0 | 0 | 0 | 0 | 0
F5_Commercial_Miscellaneous (WA)_New_Food Preparation_Natural Gas_Griddle_E5 | F5 | Commercial | Miscellaneous (WA) | New | Food Preparation | Natural Gas | Griddle | E5 | Utility - Cost of Operation | 0 | 0 | 0 | 0 | 0 | 0 | 0 | 0 | 0 | 0 | 0 | 0 | 0 | 0 | 0 | 0 | 0 | 0 | 0 | 0 | 0 | 0 | 0 | 0 | 0 | 0 | 0
F5_Commercial_Miscellaneous (WA)_New_Food Preparation_Natural Gas_Griddle_E6 | F5 | Commercial | Miscellaneous (WA) | New | Food Preparation | Natural Gas | Griddle | E6 | Utility - Cost of Operation | 0 | 0 | 0 | 0 | 0 | 0 | 0 | 0 | 0 | 0 | 0 | 0 | 0 | 0 | 0 | 0 | 0 | 0 | 0 | 0 | 0 | 0 | 0 | 0 | 0 | 0 | 0
F5_Commercial_Miscellaneous (WA)_New_Food Preparation_Natural Gas_Griddle_E7 | F5 | Commercial | Miscellaneous (WA) | New | Food Preparation | Natural Gas | Griddle | E7 | Utility - Cost of Operation | 0 | 0 | 0 | 0 | 0 | 0 | 0 | 0 | 0 | 0 | 0 | 0 | 0 | 0 | 0 | 0 | 0 | 0 | 0 | 0 | 0 | 0 | 0 | 0 | 0 | 0 | 0
F5_Commercial_Miscellaneous (WA)_New_Food Preparation_Natural Gas_Griddle_E8 | F5 | Commercial | Miscellaneous (WA) | New | Food Preparation | Natural Gas | Griddle | E8 | Utility - Cost of Operation | 0 | 0 | 0 | 0 | 0 | 0 | 0 | 0 | 0 | 0 | 0 | 0 | 0 | 0 | 0 | 0 | 0 | 0 | 0 | 0 | 0 | 0 | 0 | 0 | 0 | 0 | 0
F5_Commercial_Miscellaneous (WA)_New_Food Preparation_Natural Gas_Griddle_E9 | F5 | Commercial | Miscellaneous (WA) | New | Food Preparation | Natural Gas | Griddle | E9 | Utility - Cost of Operation | 0 | 0 | 0 | 0 | 0 | 0 | 0 | 0 | 0 | 0 | 0 | 0 | 0 | 0 | 0 | 0 | 0 | 0 | 0 | 0 | 0 | 0 | 0 | 0 | 0 | 0 | 0
F5_Commercial_Miscellaneous (WA)_New_Food Preparation_Natural Gas_Griddle_E10 | F5 | Commercial | Miscellaneous (WA) | New | Food Preparation | Natural Gas | Griddle | E10 | Utility - Cost of Operation | 0 | 0 | 0 | 0 | 0 | 0 | 0 | 0 | 0 | 0 | 0 | 0 | 0 | 0 | 0 | 0 | 0 | 0 | 0 | 0 | 0 | 0 | 0 | 0 | 0 | 0 | 0
F6_Commercial_Miscellaneous (WA)_New_Food Preparation_Natural Gas_Griddle_E1 | F6 | Commercial | Miscellaneous (WA) | New | Food Preparation | Natural Gas | Griddle | E1 | Utility - Value of Sales | 0.0059005 | 0.0060119 | 0.0061428 | 0.0062953 | 0.00647 | 0.0066881 | 0.0069068 | 0.0071144 | 0.0073024 | 0.0074846 | 0.0076734 | 0.0078449 | 0.008026 | 0.0081974 | 0.0083447 | 0.0084777 | 0.0085903 | 0.0086977 | 0.008812 | 0.0089187 | 0.0090257 | 0.009185 | 0.009346 | 0.009512 | 0.009681 | 0.009853 | 0.010028
F6_Commercial_Miscellaneous (WA)_New_Food Preparation_Natural Gas_Griddle_E2 | F6 | Commercial | Miscellaneous (WA) | New | Food Preparation | Natural Gas | Griddle | E2 | Utility - Value of Sales | 0.0051789 | 0.0052767 | 0.0053916 | 0.0055254 | 0.0056788 | 0.0058702 | 0.0060621 | 0.0062444 | 0.0064093 | 0.0065693 | 0.006735 | 0.0068856 | 0.0070445 | 0.0071949 | 0.0073242 | 0.007441 | 0.0075397 | 0.007634 | 0.0077343 | 0.007828 | 0.007922 | 0.0080617 | 0.008203 | 0.0083488 | 0.0084971 | 0.008648 | 0.0088017
F6_Commercial_Miscellaneous (WA)_New_Food Preparation_Natural Gas_Griddle_E3 | F6 | Commercial | Miscellaneous (WA) | New | Food Preparation | Natural Gas | Griddle | E3 | Utility - Value of Sales | 0 | 0 | 0 | 0 | 0 | 0 | 0 | 0 | 0 | 0 | 0 | 0 | 0 | 0 | 0 | 0 | 0 | 0 | 0 | 0 | 0 | 0 | 0 | 0 | 0 | 0 | 0
F6_Commercial_Miscellaneous (WA)_New_Food Preparation_Natural Gas_Griddle_E4 | F6 | Commercial | Miscellaneous (WA) | New | Food Preparation | Natural Gas | Griddle | E4 | Utility - Value of Sales | 0 | 0 | 0 | 0 | 0 | 0 | 0 | 0 | 0 | 0 | 0 | 0 | 0 | 0 | 0 | 0 | 0 | 0 | 0 | 0 | 0 | 0 | 0 | 0 | 0 | 0 | 0
F6_Commercial_Miscellaneous (WA)_New_Food Preparation_Natural Gas_Griddle_E5 | F6 | Commercial | Miscellaneous (WA) | New | Food Preparation | Natural Gas | Griddle | E5 | Utility - Value of Sales | 0 | 0 | 0 | 0 | 0 | 0 | 0 | 0 | 0 | 0 | 0 | 0 | 0 | 0 | 0 | 0 | 0 | 0 | 0 | 0 | 0 | 0 | 0 | 0 | 0 | 0 | 0
F6_Commercial_Miscellaneous (WA)_New_Food Preparation_Natural Gas_Griddle_E6 | F6 | Commercial | Miscellaneous (WA) | New | Food Preparation | Natural Gas | Griddle | E6 | Utility - Value of Sales | 0 | 0 | 0 | 0 | 0 | 0 | 0 | 0 | 0 | 0 | 0 | 0 | 0 | 0 | 0 | 0 | 0 | 0 | 0 | 0 | 0 | 0 | 0 | 0 | 0 | 0 | 0
F6_Commercial_Miscellaneous (WA)_New_Food Preparation_Natural Gas_Griddle_E7 | F6 | Commercial | Miscellaneous (WA) | New | Food Preparation | Natural Gas | Griddle | E7 | Utility - Value of Sales | 0 | 0 | 0 | 0 | 0 | 0 | 0 | 0 | 0 | 0 | 0 | 0 | 0 | 0 | 0 | 0 | 0 | 0 | 0 | 0 | 0 | 0 | 0 | 0 | 0 | 0 | 0
F6_Commercial_Miscellaneous (WA)_New_Food Preparation_Natural Gas_Griddle_E8 | F6 | Commercial | Miscellaneous (WA) | New | Food Preparation | Natural Gas | Griddle | E8 | Utility - Value of Sales | 0 | 0 | 0 | 0 | 0 | 0 | 0 | 0 | 0 | 0 | 0 | 0 | 0 | 0 | 0 | 0 | 0 | 0 | 0 | 0 | 0 | 0 | 0 | 0 | 0 | 0 | 0
F6_Commercial_Miscellaneous (WA)_New_Food Preparation_Natural Gas_Griddle_E9 | F6 | Commercial | Miscellaneous (WA) | New | Food Preparation | Natural Gas | Griddle | E9 | Utility - Value of Sales | 0 | 0 | 0 | 0 | 0 | 0 | 0 | 0 | 0 | 0 | 0 | 0 | 0 | 0 | 0 | 0 | 0 | 0 | 0 | 0 | 0 | 0 | 0 | 0 | 0 | 0 | 0
F6_Commercial_Miscellaneous (WA)_New_Food Preparation_Natural Gas_Griddle_E10 | F6 | Commercial | Miscellaneous (WA) | New | Food Preparation | Natural Gas | Griddle | E10 | Utility - Value of Sales | 0 | 0 | 0 | 0 | 0 | 0 | 0 | 0 | 0 | 0 | 0 | 0 | 0 | 0 | 0 | 0 | 0 | 0 | 0 | 0 | 0 | 0 | 0 | 0 | 0 | 0 | 0
F1_Commercial_Miscellaneous (WA)_New_Food Preparation_Natural Gas_Range_E1 | F1 | Commercial | Miscellaneous (WA) | New | Food Preparation | Natural Gas | Range | E1 | RVT - Cost of Equipment | 0.0036946 | 0.0036946 | 0.0036946 | 0.0036946 | 0.0036946 | 0.0036946 | 0.0036946 | 0.0036946 | 0.0036946 | 0.0036946 | 0.0036946 | 0.0036946 | 0.0036946 | 0.0036946 | 0.0036946 | 0.0036946 | 0.0036946 | 0.0036946 | 0.0036946 | 0.0036946 | 0.0036946 | 0.0036946 | 0.0036946 | 0.0036946 | 0.0036946 | 0.0036946 | 0.0036946
F1_Commercial_Miscellaneous (WA)_New_Food Preparation_Natural Gas_Range_E2 | F1 | Commercial | Miscellaneous (WA) | New | Food Preparation | Natural Gas | Range | E2 | RVT - Cost of Equipment | 0.004023 | 0.004023 | 0.004023 | 0.004023 | 0.004023 | 0.004023 | 0.004023 | 0.004023 | 0.004023 | 0.004023 | 0.004023 | 0.004023 | 0.004023 | 0.004023 | 0.004023 | 0.004023 | 0.004023 | 0.004023 | 0.004023 | 0.004023 | 0.004023 | 0.004023 | 0.004023 | 0.004023 | 0.004023 | 0.004023 | 0.004023
F1_Commercial_Miscellaneous (WA)_New_Food Preparation_Natural Gas_Range_E3 | F1 | Commercial | Miscellaneous (WA) | New | Food Preparation | Natural Gas | Range | E3 | RVT - Cost of Equipment | 0 | 0 | 0 | 0 | 0 | 0 | 0 | 0 | 0 | 0 | 0 | 0 | 0 | 0 | 0 | 0 | 0 | 0 | 0 | 0 | 0 | 0 | 0 | 0 | 0 | 0 | 0
F1_Commercial_Miscellaneous (WA)_New_Food Preparation_Natural Gas_Range_E4 | F1 | Commercial | Miscellaneous (WA) | New | Food Preparation | Natural Gas | Range | E4 | RVT - Cost of Equipment | 0 | 0 | 0 | 0 | 0 | 0 | 0 | 0 | 0 | 0 | 0 | 0 | 0 | 0 | 0 | 0 | 0 | 0 | 0 | 0 | 0 | 0 | 0 | 0 | 0 | 0 | 0
F1_Commercial_Miscellaneous (WA)_New_Food Preparation_Natural Gas_Range_E5 | F1 | Commercial | Miscellaneous (WA) | New | Food Preparation | Natural Gas | Range | E5 | RVT - Cost of Equipment | 0 | 0 | 0 | 0 | 0 | 0 | 0 | 0 | 0 | 0 | 0 | 0 | 0 | 0 | 0 | 0 | 0 | 0 | 0 | 0 | 0 | 0 | 0 | 0 | 0 | 0 | 0
F1_Commercial_Miscellaneous (WA)_New_Food Preparation_Natural Gas_Range_E6 | F1 | Commercial | Miscellaneous (WA) | New | Food Preparation | Natural Gas | Range | E6 | RVT - Cost of Equipment | 0 | 0 | 0 | 0 | 0 | 0 | 0 | 0 | 0 | 0 | 0 | 0 | 0 | 0 | 0 | 0 | 0 | 0 | 0 | 0 | 0 | 0 | 0 | 0 | 0 | 0 | 0
F1_Commercial_Miscellaneous (WA)_New_Food Preparation_Natural Gas_Range_E7 | F1 | Commercial | Miscellaneous (WA) | New | Food Preparation | Natural Gas | Range | E7 | RVT - Cost of Equipment | 0 | 0 | 0 | 0 | 0 | 0 | 0 | 0 | 0 | 0 | 0 | 0 | 0 | 0 | 0 | 0 | 0 | 0 | 0 | 0 | 0 | 0 | 0 | 0 | 0 | 0 | 0
F1_Commercial_Miscellaneous (WA)_New_Food Preparation_Natural Gas_Range_E8 | F1 | Commercial | Miscellaneous (WA) | New | Food Preparation | Natural Gas | Range | E8 | RVT - Cost of Equipment | 0 | 0 | 0 | 0 | 0 | 0 | 0 | 0 | 0 | 0 | 0 | 0 | 0 | 0 | 0 | 0 | 0 | 0 | 0 | 0 | 0 | 0 | 0 | 0 | 0 | 0 | 0
F1_Commercial_Miscellaneous (WA)_New_Food Preparation_Natural Gas_Range_E9 | F1 | Commercial | Miscellaneous (WA) | New | Food Preparation | Natural Gas | Range | E9 | RVT - Cost of Equipment | 0 | 0 | 0 | 0 | 0 | 0 | 0 | 0 | 0 | 0 | 0 | 0 | 0 | 0 | 0 | 0 | 0 | 0 | 0 | 0 | 0 | 0 | 0 | 0 | 0 | 0 | 0
F1_Commercial_Miscellaneous (WA)_New_Food Preparation_Natural Gas_Range_E10 | F1 | Commercial | Miscellaneous (WA) | New | Food Preparation | Natural Gas | Range | E10 | RVT - Cost of Equipment | 0 | 0 | 0 | 0 | 0 | 0 | 0 | 0 | 0 | 0 | 0 | 0 | 0 | 0 | 0 | 0 | 0 | 0 | 0 | 0 | 0 | 0 | 0 | 0 | 0 | 0 | 0
F2_Commercial_Miscellaneous (WA)_New_Food Preparation_Natural Gas_Range_E1 | F2 | Commercial | Miscellaneous (WA) | New | Food Preparation | Natural Gas | Range | E1 | RVT - Cost of Operation | 0.0078492 | 0.0079798 | 0.008139 | 0.0083326 | 0.0085628 | 0.0088671 | 0.0091792 | 0.0094812 | 0.0097592 | 0.010026 | 0.0103 | 0.010545 | 0.010801 | 0.011037 | 0.011236 | 0.011412 | 0.011557 | 0.011693 | 0.011839 | 0.011973 | 0.012107 | 0.012321 | 0.012536 | 0.012759 | 0.012985 | 0.013216 | 0.013451
F2_Commercial_Miscellaneous (WA)_New_Food Preparation_Natural Gas_Range_E2 | F2 | Commercial | Miscellaneous (WA) | New | Food Preparation | Natural Gas | Range | E2 | RVT - Cost of Operation | 0.0039246 | 0.0039899 | 0.0040695 | 0.0041663 | 0.0042814 | 0.0044335 | 0.0045896 | 0.0047406 | 0.0048796 | 0.0050131 | 0.0051502 | 0.0052726 | 0.0054004 | 0.0055184 | 0.0056179 | 0.005706 | 0.0057783 | 0.0058464 | 0.0059195 | 0.0059865 | 0.0060536 | 0.0061603 | 0.006268 | 0.0063794 | 0.0064927 | 0.0066081 | 0.0067255
F2_Commercial_Miscellaneous (WA)_New_Food Preparation_Natural Gas_Range_E3 | F2 | Commercial | Miscellaneous (WA) | New | Food Preparation | Natural Gas | Range | E3 | RVT - Cost of Operation | 0 | 0 | 0 | 0 | 0 | 0 | 0 | 0 | 0 | 0 | 0 | 0 | 0 | 0 | 0 | 0 | 0 | 0 | 0 | 0 | 0 | 0 | 0 | 0 | 0 | 0 | 0
F2_Commercial_Miscellaneous (WA)_New_Food Preparation_Natural Gas_Range_E4 | F2 | Commercial | Miscellaneous (WA) | New | Food Preparation | Natural Gas | Range | E4 | RVT - Cost of Operation | 0 | 0 | 0 | 0 | 0 | 0 | 0 | 0 | 0 | 0 | 0 | 0 | 0 | 0 | 0 | 0 | 0 | 0 | 0 | 0 | 0 | 0 | 0 | 0 | 0 | 0 | 0
F2_Commercial_Miscellaneous (WA)_New_Food Preparation_Natural Gas_Range_E5 | F2 | Commercial | Miscellaneous (WA) | New | Food Preparation | Natural Gas | Range | E5 | RVT - Cost of Operation | 0 | 0 | 0 | 0 | 0 | 0 | 0 | 0 | 0 | 0 | 0 | 0 | 0 | 0 | 0 | 0 | 0 | 0 | 0 | 0 | 0 | 0 | 0 | 0 | 0 | 0 | 0
F2_Commercial_Miscellaneous (WA)_New_Food Preparation_Natural Gas_Range_E6 | F2 | Commercial | Miscellaneous (WA) | New | Food Preparation | Natural Gas | Range | E6 | RVT - Cost of Operation | 0 | 0 | 0 | 0 | 0 | 0 | 0 | 0 | 0 | 0 | 0 | 0 | 0 | 0 | 0 | 0 | 0 | 0 | 0 | 0 | 0 | 0 | 0 | 0 | 0 | 0 | 0
F2_Commercial_Miscellaneous (WA)_New_Food Preparation_Natural Gas_Range_E7 | F2 | Commercial | Miscellaneous (WA) | New | Food Preparation | Natural Gas | Range | E7 | RVT - Cost of Operation | 0 | 0 | 0 | 0 | 0 | 0 | 0 | 0 | 0 | 0 | 0 | 0 | 0 | 0 | 0 | 0 | 0 | 0 | 0 | 0 | 0 | 0 | 0 | 0 | 0 | 0 | 0
F2_Commercial_Miscellaneous (WA)_New_Food Preparation_Natural Gas_Range_E8 | F2 | Commercial | Miscellaneous (WA) | New | Food Preparation | Natural Gas | Range | E8 | RVT - Cost of Operation | 0 | 0 | 0 | 0 | 0 | 0 | 0 | 0 | 0 | 0 | 0 | 0 | 0 | 0 | 0 | 0 | 0 | 0 | 0 | 0 | 0 | 0 | 0 | 0 | 0 | 0 | 0
F2_Commercial_Miscellaneous (WA)_New_Food Preparation_Natural Gas_Range_E9 | F2 | Commercial | Miscellaneous (WA) | New | Food Preparation | Natural Gas | Range | E9 | RVT - Cost of Operation | 0 | 0 | 0 | 0 | 0 | 0 | 0 | 0 | 0 | 0 | 0 | 0 | 0 | 0 | 0 | 0 | 0 | 0 | 0 | 0 | 0 | 0 | 0 | 0 | 0 | 0 | 0
F2_Commercial_Miscellaneous (WA)_New_Food Preparation_Natural Gas_Range_E10 | F2 | Commercial | Miscellaneous (WA) | New | Food Preparation | Natural Gas | Range | E10 | RVT - Cost of Operation | 0 | 0 | 0 | 0 | 0 | 0 | 0 | 0 | 0 | 0 | 0 | 0 | 0 | 0 | 0 | 0 | 0 | 0 | 0 | 0 | 0 | 0 | 0 | 0 | 0 | 0 | 0
F3_Commercial_Miscellaneous (WA)_New_Food Preparation_Natural Gas_Range_E1 | F3 | Commercial | Miscellaneous (WA) | New | Food Preparation | Natural Gas | Range | E1 | System - kBTUs of Consumption | 1.9026 | 1.9026 | 1.9026 | 1.9026 | 1.9026 | 1.9026 | 1.9026 | 1.9026 | 1.9026 | 1.9026 | 1.9026 | 1.9026 | 1.9026 | 1.9026 | 1.9026 | 1.9026 | 1.9026 | 1.9026 | 1.9026 | 1.9026 | 1.9026 | 1.9026 | 1.9026 | 1.9026 | 1.9026 | 1.9026 | 1.9026
F3_Commercial_Miscellaneous (WA)_New_Food Preparation_Natural Gas_Range_E2 | F3 | Commercial | Miscellaneous (WA) | New | Food Preparation | Natural Gas | Range | E2 | System - kBTUs of Consumption | 0.95128 | 0.95128 | 0.95128 | 0.95128 | 0.95128 | 0.95128 | 0.95128 | 0.95128 | 0.95128 | 0.95128 | 0.95128 | 0.95128 | 0.95128 | 0.95128 | 0.95128 | 0.95128 | 0.95128 | 0.95128 | 0.95128 | 0.95128 | 0.95128 | 0.95128 | 0.95128 | 0.95128 | 0.95128 | 0.95128 | 0.95128
F3_Commercial_Miscellaneous (WA)_New_Food Preparation_Natural Gas_Range_E3 | F3 | Commercial | Miscellaneous (WA) | New | Food Preparation | Natural Gas | Range | E3 | System - kBTUs of Consumption | 0 | 0 | 0 | 0 | 0 | 0 | 0 | 0 | 0 | 0 | 0 | 0 | 0 | 0 | 0 | 0 | 0 | 0 | 0 | 0 | 0 | 0 | 0 | 0 | 0 | 0 | 0
F3_Commercial_Miscellaneous (WA)_New_Food Preparation_Natural Gas_Range_E4 | F3 | Commercial | Miscellaneous (WA) | New | Food Preparation | Natural Gas | Range | E4 | System - kBTUs of Consumption | 0 | 0 | 0 | 0 | 0 | 0 | 0 | 0 | 0 | 0 | 0 | 0 | 0 | 0 | 0 | 0 | 0 | 0 | 0 | 0 | 0 | 0 | 0 | 0 | 0 | 0 | 0
F3_Commercial_Miscellaneous (WA)_New_Food Preparation_Natural Gas_Range_E5 | F3 | Commercial | Miscellaneous (WA) | New | Food Preparation | Natural Gas | Range | E5 | System - kBTUs of Consumption | 0 | 0 | 0 | 0 | 0 | 0 | 0 | 0 | 0 | 0 | 0 | 0 | 0 | 0 | 0 | 0 | 0 | 0 | 0 | 0 | 0 | 0 | 0 | 0 | 0 | 0 | 0
F3_Commercial_Miscellaneous (WA)_New_Food Preparation_Natural Gas_Range_E6 | F3 | Commercial | Miscellaneous (WA) | New | Food Preparation | Natural Gas | Range | E6 | System - kBTUs of Consumption | 0 | 0 | 0 | 0 | 0 | 0 | 0 | 0 | 0 | 0 | 0 | 0 | 0 | 0 | 0 | 0 | 0 | 0 | 0 | 0 | 0 | 0 | 0 | 0 | 0 | 0 | 0
F3_Commercial_Miscellaneous (WA)_New_Food Preparation_Natural Gas_Range_E7 | F3 | Commercial | Miscellaneous (WA) | New | Food Preparation | Natural Gas | Range | E7 | System - kBTUs of Consumption | 0 | 0 | 0 | 0 | 0 | 0 | 0 | 0 | 0 | 0 | 0 | 0 | 0 | 0 | 0 | 0 | 0 | 0 | 0 | 0 | 0 | 0 | 0 | 0 | 0 | 0 | 0
F3_Commercial_Miscellaneous (WA)_New_Food Preparation_Natural Gas_Range_E8 | F3 | Commercial | Miscellaneous (WA) | New | Food Preparation | Natural Gas | Range | E8 | System - kBTUs of Consumption | 0 | 0 | 0 | 0 | 0 | 0 | 0 | 0 | 0 | 0 | 0 | 0 | 0 | 0 | 0 | 0 | 0 | 0 | 0 | 0 | 0 | 0 | 0 | 0 | 0 | 0 | 0
F3_Commercial_Miscellaneous (WA)_New_Food Preparation_Natural Gas_Range_E9 | F3 | Commercial | Miscellaneous (WA) | New | Food Preparation | Natural Gas | Range | E9 | System - kBTUs of Consumption | 0 | 0 | 0 | 0 | 0 | 0 | 0 | 0 | 0 | 0 | 0 | 0 | 0 | 0 | 0 | 0 | 0 | 0 | 0 | 0 | 0 | 0 | 0 | 0 | 0 | 0 | 0
F3_Commercial_Miscellaneous (WA)_New_Food Preparation_Natural Gas_Range_E10 | F3 | Commercial | Miscellaneous (WA) | New | Food Preparation | Natural Gas | Range | E10 | System - kBTUs of Consumption | 0 | 0 | 0 | 0 | 0 | 0 | 0 | 0 | 0 | 0 | 0 | 0 | 0 | 0 | 0 | 0 | 0 | 0 | 0 | 0 | 0 | 0 | 0 | 0 | 0 | 0 | 0
F4_Commercial_Miscellaneous (WA)_New_Food Preparation_Natural Gas_Range_E1 | F4 | Commercial | Miscellaneous (WA) | New | Food Preparation | Natural Gas | Range | E1 | Utility - Cost of Equipment | 0.0036946 | 0.0036946 | 0.0036946 | 0.0036946 | 0.0036946 | 0.0036946 | 0.0036946 | 0.0036946 | 0.0036946 | 0.0036946 | 0.0036946 | 0.0036946 | 0.0036946 | 0.0036946 | 0.0036946 | 0.0036946 | 0.0036946 | 0.0036946 | 0.0036946 | 0.0036946 | 0.0036946 | 0.0036946 | 0.0036946 | 0.0036946 | 0.0036946 | 0.0036946 | 0.0036946
F4_Commercial_Miscellaneous (WA)_New_Food Preparation_Natural Gas_Range_E2 | F4 | Commercial | Miscellaneous (WA) | New | Food Preparation | Natural Gas | Range | E2 | Utility - Cost of Equipment | 0.004023 | 0.004023 | 0.004023 | 0.004023 | 0.004023 | 0.004023 | 0.004023 | 0.004023 | 0.004023 | 0.004023 | 0.004023 | 0.004023 | 0.004023 | 0.004023 | 0.004023 | 0.004023 | 0.004023 | 0.004023 | 0.004023 | 0.004023 | 0.004023 | 0.004023 | 0.004023 | 0.004023 | 0.004023 | 0.004023 | 0.004023
F4_Commercial_Miscellaneous (WA)_New_Food Preparation_Natural Gas_Range_E3 | F4 | Commercial | Miscellaneous (WA) | New | Food Preparation | Natural Gas | Range | E3 | Utility - Cost of Equipment | 0 | 0 | 0 | 0 | 0 | 0 | 0 | 0 | 0 | 0 | 0 | 0 | 0 | 0 | 0 | 0 | 0 | 0 | 0 | 0 | 0 | 0 | 0 | 0 | 0 | 0 | 0
F4_Commercial_Miscellaneous (WA)_New_Food Preparation_Natural Gas_Range_E4 | F4 | Commercial | Miscellaneous (WA) | New | Food Preparation | Natural Gas | Range | E4 | Utility - Cost of Equipment | 0 | 0 | 0 | 0 | 0 | 0 | 0 | 0 | 0 | 0 | 0 | 0 | 0 | 0 | 0 | 0 | 0 | 0 | 0 | 0 | 0 | 0 | 0 | 0 | 0 | 0 | 0
F4_Commercial_Miscellaneous (WA)_New_Food Preparation_Natural Gas_Range_E5 | F4 | Commercial | Miscellaneous (WA) | New | Food Preparation | Natural Gas | Range | E5 | Utility - Cost of Equipment | 0 | 0 | 0 | 0 | 0 | 0 | 0 | 0 | 0 | 0 | 0 | 0 | 0 | 0 | 0 | 0 | 0 | 0 | 0 | 0 | 0 | 0 | 0 | 0 | 0 | 0 | 0
F4_Commercial_Miscellaneous (WA)_New_Food Preparation_Natural Gas_Range_E6 | F4 | Commercial | Miscellaneous (WA) | New | Food Preparation | Natural Gas | Range | E6 | Utility - Cost of Equipment | 0 | 0 | 0 | 0 | 0 | 0 | 0 | 0 | 0 | 0 | 0 | 0 | 0 | 0 | 0 | 0 | 0 | 0 | 0 | 0 | 0 | 0 | 0 | 0 | 0 | 0 | 0
F4_Commercial_Miscellaneous (WA)_New_Food Preparation_Natural Gas_Range_E7 | F4 | Commercial | Miscellaneous (WA) | New | Food Preparation | Natural Gas | Range | E7 | Utility - Cost of Equipment | 0 | 0 | 0 | 0 | 0 | 0 | 0 | 0 | 0 | 0 | 0 | 0 | 0 | 0 | 0 | 0 | 0 | 0 | 0 | 0 | 0 | 0 | 0 | 0 | 0 | 0 | 0
F4_Commercial_Miscellaneous (WA)_New_Food Preparation_Natural Gas_Range_E8 | F4 | Commercial | Miscellaneous (WA) | New | Food Preparation | Natural Gas | Range | E8 | Utility - Cost of Equipment | 0 | 0 | 0 | 0 | 0 | 0 | 0 | 0 | 0 | 0 | 0 | 0 | 0 | 0 | 0 | 0 | 0 | 0 | 0 | 0 | 0 | 0 | 0 | 0 | 0 | 0 | 0
F4_Commercial_Miscellaneous (WA)_New_Food Preparation_Natural Gas_Range_E9 | F4 | Commercial | Miscellaneous (WA) | New | Food Preparation | Natural Gas | Range | E9 | Utility - Cost of Equipment | 0 | 0 | 0 | 0 | 0 | 0 | 0 | 0 | 0 | 0 | 0 | 0 | 0 | 0 | 0 | 0 | 0 | 0 | 0 | 0 | 0 | 0 | 0 | 0 | 0 | 0 | 0
F4_Commercial_Miscellaneous (WA)_New_Food Preparation_Natural Gas_Range_E10 | F4 | Commercial | Miscellaneous (WA) | New | Food Preparation | Natural Gas | Range | E10 | Utility - Cost of Equipment | 0 | 0 | 0 | 0 | 0 | 0 | 0 | 0 | 0 | 0 | 0 | 0 | 0 | 0 | 0 | 0 | 0 | 0 | 0 | 0 | 0 | 0 | 0 | 0 | 0 | 0 | 0
F5_Commercial_Miscellaneous (WA)_New_Food Preparation_Natural Gas_Range_E1 | F5 | Commercial | Miscellaneous (WA) | New | Food Preparation | Natural Gas | Range | E1 | Utility - Cost of Operation | 0.0065983 | 0.0067506 | 0.0069422 | 0.0071682 | 0.0074311 | 0.0077626 | 0.0081079 | 0.0084522 | 0.0087842 | 0.0091209 | 0.0093836 | 0.009628 | 0.0098915 | 0.010148 | 0.010375 | 0.010584 | 0.010769 | 0.010951 | 0.011146 | 0.011336 | 0.011531 | 0.011734 | 0.011939 | 0.012151 | 0.012367 | 0.012587 | 0.01281
F5_Commercial_Miscellaneous (WA)_New_Food Preparation_Natural Gas_Range_E2 | F5 | Commercial | Miscellaneous (WA) | New | Food Preparation | Natural Gas | Range | E2 | Utility - Cost of Operation | 0.0032991 | 0.0033753 | 0.0034711 | 0.0035841 | 0.0037155 | 0.0038813 | 0.0040539 | 0.0042261 | 0.0043921 | 0.0045604 | 0.0046918 | 0.004814 | 0.0049458 | 0.0050741 | 0.0051873 | 0.0052921 | 0.0053845 | 0.0054754 | 0.0055731 | 0.0056678 | 0.0057653 | 0.0058669 | 0.0059695 | 0.0060756 | 0.0061835 | 0.0062934 | 0.0064052
F5_Commercial_Miscellaneous (WA)_New_Food Preparation_Natural Gas_Range_E3 | F5 | Commercial | Miscellaneous (WA) | New | Food Preparation | Natural Gas | Range | E3 | Utility - Cost of Operation | 0 | 0 | 0 | 0 | 0 | 0 | 0 | 0 | 0 | 0 | 0 | 0 | 0 | 0 | 0 | 0 | 0 | 0 | 0 | 0 | 0 | 0 | 0 | 0 | 0 | 0 | 0
F5_Commercial_Miscellaneous (WA)_New_Food Preparation_Natural Gas_Range_E4 | F5 | Commercial | Miscellaneous (WA) | New | Food Preparation | Natural Gas | Range | E4 | Utility - Cost of Operation | 0 | 0 | 0 | 0 | 0 | 0 | 0 | 0 | 0 | 0 | 0 | 0 | 0 | 0 | 0 | 0 | 0 | 0 | 0 | 0 | 0 | 0 | 0 | 0 | 0 | 0 | 0
F5_Commercial_Miscellaneous (WA)_New_Food Preparation_Natural Gas_Range_E5 | F5 | Commercial | Miscellaneous (WA) | New | Food Preparation | Natural Gas | Range | E5 | Utility - Cost of Operation | 0 | 0 | 0 | 0 | 0 | 0 | 0 | 0 | 0 | 0 | 0 | 0 | 0 | 0 | 0 | 0 | 0 | 0 | 0 | 0 | 0 | 0 | 0 | 0 | 0 | 0 | 0
F5_Commercial_Miscellaneous (WA)_New_Food Preparation_Natural Gas_Range_E6 | F5 | Commercial | Miscellaneous (WA) | New | Food Preparation | Natural Gas | Range | E6 | Utility - Cost of Operation | 0 | 0 | 0 | 0 | 0 | 0 | 0 | 0 | 0 | 0 | 0 | 0 | 0 | 0 | 0 | 0 | 0 | 0 | 0 | 0 | 0 | 0 | 0 | 0 | 0 | 0 | 0
F5_Commercial_Miscellaneous (WA)_New_Food Preparation_Natural Gas_Range_E7 | F5 | Commercial | Miscellaneous (WA) | New | Food Preparation | Natural Gas | Range | E7 | Utility - Cost of Operation | 0 | 0 | 0 | 0 | 0 | 0 | 0 | 0 | 0 | 0 | 0 | 0 | 0 | 0 | 0 | 0 | 0 | 0 | 0 | 0 | 0 | 0 | 0 | 0 | 0 | 0 | 0
F5_Commercial_Miscellaneous (WA)_New_Food Preparation_Natural Gas_Range_E8 | F5 | Commercial | Miscellaneous (WA) | New | Food Preparation | Natural Gas | Range | E8 | Utility - Cost of Operation | 0 | 0 | 0 | 0 | 0 | 0 | 0 | 0 | 0 | 0 | 0 | 0 | 0 | 0 | 0 | 0 | 0 | 0 | 0 | 0 | 0 | 0 | 0 | 0 | 0 | 0 | 0
F5_Commercial_Miscellaneous (WA)_New_Food Preparation_Natural Gas_Range_E9 | F5 | Commercial | Miscellaneous (WA) | New | Food Preparation | Natural Gas | Range | E9 | Utility - Cost of Operation | 0 | 0 | 0 | 0 | 0 | 0 | 0 | 0 | 0 | 0 | 0 | 0 | 0 | 0 | 0 | 0 | 0 | 0 | 0 | 0 | 0 | 0 | 0 | 0 | 0 | 0 | 0
F5_Commercial_Miscellaneous (WA)_New_Food Preparation_Natural Gas_Range_E10 | F5 | Commercial | Miscellaneous (WA) | New | Food Preparation | Natural Gas | Range | E10 | Utility - Cost of Operation | 0 | 0 | 0 | 0 | 0 | 0 | 0 | 0 | 0 | 0 | 0 | 0 | 0 | 0 | 0 | 0 | 0 | 0 | 0 | 0 | 0 | 0 | 0 | 0 | 0 | 0 | 0
F6_Commercial_Miscellaneous (WA)_New_Food Preparation_Natural Gas_Range_E1 | F6 | Commercial | Miscellaneous (WA) | New | Food Preparation | Natural Gas | Range | E1 | Utility - Value of Sales | 0.0078492 | 0.0079798 | 0.008139 | 0.0083326 | 0.0085628 | 0.0088671 | 0.0091792 | 0.0094812 | 0.0097592 | 0.010026 | 0.0103 | 0.010545 | 0.010801 | 0.011037 | 0.011236 | 0.011412 | 0.011557 | 0.011693 | 0.011839 | 0.011973 | 0.012107 | 0.012321 | 0.012536 | 0.012759 | 0.012985 | 0.013216 | 0.013451
F6_Commercial_Miscellaneous (WA)_New_Food Preparation_Natural Gas_Range_E2 | F6 | Commercial | Miscellaneous (WA) | New | Food Preparation | Natural Gas | Range | E2 | Utility - Value of Sales | 0.0039246 | 0.0039899 | 0.0040695 | 0.0041663 | 0.0042814 | 0.0044335 | 0.0045896 | 0.0047406 | 0.0048796 | 0.0050131 | 0.0051502 | 0.0052726 | 0.0054004 | 0.0055184 | 0.0056179 | 0.005706 | 0.0057783 | 0.0058464 | 0.0059195 | 0.0059865 | 0.0060536 | 0.0061603 | 0.006268 | 0.0063794 | 0.0064927 | 0.0066081 | 0.0067255
F6_Commercial_Miscellaneous (WA)_New_Food Preparation_Natural Gas_Range_E3 | F6 | Commercial | Miscellaneous (WA) | New | Food Preparation | Natural Gas | Range | E3 | Utility - Value of Sales | 0 | 0 | 0 | 0 | 0 | 0 | 0 | 0 | 0 | 0 | 0 | 0 | 0 | 0 | 0 | 0 | 0 | 0 | 0 | 0 | 0 | 0 | 0 | 0 | 0 | 0 | 0
F6_Commercial_Miscellaneous (WA)_New_Food Preparation_Natural Gas_Range_E4 | F6 | Commercial | Miscellaneous (WA) | New | Food Preparation | Natural Gas | Range | E4 | Utility - Value of Sales | 0 | 0 | 0 | 0 | 0 | 0 | 0 | 0 | 0 | 0 | 0 | 0 | 0 | 0 | 0 | 0 | 0 | 0 | 0 | 0 | 0 | 0 | 0 | 0 | 0 | 0 | 0
F6_Commercial_Miscellaneous (WA)_New_Food Preparation_Natural Gas_Range_E5 | F6 | Commercial | Miscellaneous (WA) | New | Food Preparation | Natural Gas | Range | E5 | Utility - Value of Sales | 0 | 0 | 0 | 0 | 0 | 0 | 0 | 0 | 0 | 0 | 0 | 0 | 0 | 0 | 0 | 0 | 0 | 0 | 0 | 0 | 0 | 0 | 0 | 0 | 0 | 0 | 0
F6_Commercial_Miscellaneous (WA)_New_Food Preparation_Natural Gas_Range_E6 | F6 | Commercial | Miscellaneous (WA) | New | Food Preparation | Natural Gas | Range | E6 | Utility - Value of Sales | 0 | 0 | 0 | 0 | 0 | 0 | 0 | 0 | 0 | 0 | 0 | 0 | 0 | 0 | 0 | 0 | 0 | 0 | 0 | 0 | 0 | 0 | 0 | 0 | 0 | 0 | 0
F6_Commercial_Miscellaneous (WA)_New_Food Preparation_Natural Gas_Range_E7 | F6 | Commercial | Miscellaneous (WA) | New | Food Preparation | Natural Gas | Range | E7 | Utility - Value of Sales | 0 | 0 | 0 | 0 | 0 | 0 | 0 | 0 | 0 | 0 | 0 | 0 | 0 | 0 | 0 | 0 | 0 | 0 | 0 | 0 | 0 | 0 | 0 | 0 | 0 | 0 | 0
F6_Commercial_Miscellaneous (WA)_New_Food Preparation_Natural Gas_Range_E8 | F6 | Commercial | Miscellaneous (WA) | New | Food Preparation | Natural Gas | Range | E8 | Utility - Value of Sales | 0 | 0 | 0 | 0 | 0 | 0 | 0 | 0 | 0 | 0 | 0 | 0 | 0 | 0 | 0 | 0 | 0 | 0 | 0 | 0 | 0 | 0 | 0 | 0 | 0 | 0 | 0
F6_Commercial_Miscellaneous (WA)_New_Food Preparation_Natural Gas_Range_E9 | F6 | Commercial | Miscellaneous (WA) | New | Food Preparation | Natural Gas | Range | E9 | Utility - Value of Sales | 0 | 0 | 0 | 0 | 0 | 0 | 0 | 0 | 0 | 0 | 0 | 0 | 0 | 0 | 0 | 0 | 0 | 0 | 0 | 0 | 0 | 0 | 0 | 0 | 0 | 0 | 0
F6_Commercial_Miscellaneous (WA)_New_Food Preparation_Natural Gas_Range_E10 | F6 | Commercial | Miscellaneous (WA) | New | Food Preparation | Natural Gas | Range | E10 | Utility - Value of Sales | 0 | 0 | 0 | 0 | 0 | 0 | 0 | 0 | 0 | 0 | 0 | 0 | 0 | 0 | 0 | 0 | 0 | 0 | 0 | 0 | 0 | 0 | 0 | 0 | 0 | 0 | 0
F1_Commercial_Miscellaneous (WA)_New_Food Preparation_Natural Gas_Steamer_E1 | F1 | Commercial | Miscellaneous (WA) | New | Food Preparation | Natural Gas | Steamer | E1 | RVT - Cost of Equipment | 0.00052297 | 0.00052297 | 0.00052297 | 0.00052297 | 0.00052297 | 0.00052297 | 0.00052297 | 0.00052297 | 0.00052297 | 0.00052297 | 0.00052297 | 0.00052297 | 0.00052297 | 0.00052297 | 0.00052297 | 0.00052297 | 0.00052297 | 0.00052297 | 0.00052297 | 0.00052297 | 0.00052297 | 0.00052297 | 0.00052297 | 0.00052297 | 0.00052297 | 0.00052297 | 0.00052297
F1_Commercial_Miscellaneous (WA)_New_Food Preparation_Natural Gas_Steamer_E2 | F1 | Commercial | Miscellaneous (WA) | New | Food Preparation | Natural Gas | Steamer | E2 | RVT - Cost of Equipment | 0.00056192 | 0.00056192 | 0.00056192 | 0.00056192 | 0.00056192 | 0.00056192 | 0.00056192 | 0.00056192 | 0.00056192 | 0.00056192 | 0.00056192 | 0.00056192 | 0.00056192 | 0.00056192 | 0.00056192 | 0.00056192 | 0.00056192 | 0.00056192 | 0.00056192 | 0.00056192 | 0.00056192 | 0.00056192 | 0.00056192 | 0.00056192 | 0.00056192 | 0.00056192 | 0.00056192
F1_Commercial_Miscellaneous (WA)_New_Food Preparation_Natural Gas_Steamer_E3 | F1 | Commercial | Miscellaneous (WA) | New | Food Preparation | Natural Gas | Steamer | E3 | RVT - Cost of Equipment | 0 | 0 | 0 | 0 | 0 | 0 | 0 | 0 | 0 | 0 | 0 | 0 | 0 | 0 | 0 | 0 | 0 | 0 | 0 | 0 | 0 | 0 | 0 | 0 | 0 | 0 | 0
F1_Commercial_Miscellaneous (WA)_New_Food Preparation_Natural Gas_Steamer_E4 | F1 | Commercial | Miscellaneous (WA) | New | Food Preparation | Natural Gas | Steamer | E4 | RVT - Cost of Equipment | 0 | 0 | 0 | 0 | 0 | 0 | 0 | 0 | 0 | 0 | 0 | 0 | 0 | 0 | 0 | 0 | 0 | 0 | 0 | 0 | 0 | 0 | 0 | 0 | 0 | 0 | 0
F1_Commercial_Miscellaneous (WA)_New_Food Preparation_Natural Gas_Steamer_E5 | F1 | Commercial | Miscellaneous (WA) | New | Food Preparation | Natural Gas | Steamer | E5 | RVT - Cost of Equipment | 0 | 0 | 0 | 0 | 0 | 0 | 0 | 0 | 0 | 0 | 0 | 0 | 0 | 0 | 0 | 0 | 0 | 0 | 0 | 0 | 0 | 0 | 0 | 0 | 0 | 0 | 0
F1_Commercial_Miscellaneous (WA)_New_Food Preparation_Natural Gas_Steamer_E6 | F1 | Commercial | Miscellaneous (WA) | New | Food Preparation | Natural Gas | Steamer | E6 | RVT - Cost of Equipment | 0 | 0 | 0 | 0 | 0 | 0 | 0 | 0 | 0 | 0 | 0 | 0 | 0 | 0 | 0 | 0 | 0 | 0 | 0 | 0 | 0 | 0 | 0 | 0 | 0 | 0 | 0
F1_Commercial_Miscellaneous (WA)_New_Food Preparation_Natural Gas_Steamer_E7 | F1 | Commercial | Miscellaneous (WA) | New | Food Preparation | Natural Gas | Steamer | E7 | RVT - Cost of Equipment | 0 | 0 | 0 | 0 | 0 | 0 | 0 | 0 | 0 | 0 | 0 | 0 | 0 | 0 | 0 | 0 | 0 | 0 | 0 | 0 | 0 | 0 | 0 | 0 | 0 | 0 | 0
F1_Commercial_Miscellaneous (WA)_New_Food Preparation_Natural Gas_Steamer_E8 | F1 | Commercial | Miscellaneous (WA) | New | Food Preparation | Natural Gas | Steamer | E8 | RVT - Cost of Equipment | 0 | 0 | 0 | 0 | 0 | 0 | 0 | 0 | 0 | 0 | 0 | 0 | 0 | 0 | 0 | 0 | 0 | 0 | 0 | 0 | 0 | 0 | 0 | 0 | 0 | 0 | 0
F1_Commercial_Miscellaneous (WA)_New_Food Preparation_Natural Gas_Steamer_E9 | F1 | Commercial | Miscellaneous (WA) | New | Food Preparation | Natural Gas | Steamer | E9 | RVT - Cost of Equipment | 0 | 0 | 0 | 0 | 0 | 0 | 0 | 0 | 0 | 0 | 0 | 0 | 0 | 0 | 0 | 0 | 0 | 0 | 0 | 0 | 0 | 0 | 0 | 0 | 0 | 0 | 0
F1_Commercial_Miscellaneous (WA)_New_Food Preparation_Natural Gas_Steamer_E10 | F1 | Commercial | Miscellaneous (WA) | New | Food Preparation | Natural Gas | Steamer | E10 | RVT - Cost of Equipment | 0 | 0 | 0 | 0 | 0 | 0 | 0 | 0 | 0 | 0 | 0 | 0 | 0 | 0 | 0 | 0 | 0 | 0 | 0 | 0 | 0 | 0 | 0 | 0 | 0 | 0 | 0
F2_Commercial_Miscellaneous (WA)_New_Food Preparation_Natural Gas_Steamer_E1 | F2 | Commercial | Miscellaneous (WA) | New | Food Preparation | Natural Gas | Steamer | E1 | RVT - Cost of Operation | 0.010932 | 0.011139 | 0.011381 | 0.011664 | 0.011987 | 0.012391 | 0.012796 | 0.013181 | 0.013529 | 0.013867 | 0.014217 | 0.014535 | 0.01487 | 0.015188 | 0.015461 | 0.015707 | 0.015916 | 0.016115 | 0.016326 | 0.016524 | 0.016722 | 0.017017 | 0.017316 | 0.017623 | 0.017936 | 0.018255 | 0.018579
F2_Commercial_Miscellaneous (WA)_New_Food Preparation_Natural Gas_Steamer_E2 | F2 | Commercial | Miscellaneous (WA) | New | Food Preparation | Natural Gas | Steamer | E2 | RVT - Cost of Operation | 0.0020626 | 0.0021016 | 0.0021473 | 0.0022006 | 0.0022617 | 0.0023379 | 0.0024144 | 0.0024869 | 0.0025526 | 0.0026163 | 0.0026823 | 0.0027423 | 0.0028056 | 0.0028655 | 0.002917 | 0.0029635 | 0.0030028 | 0.0030404 | 0.0030803 | 0.0031176 | 0.0031551 | 0.0032107 | 0.003267 | 0.0033251 | 0.0033841 | 0.0034442 | 0.0035054
F2_Commercial_Miscellaneous (WA)_New_Food Preparation_Natural Gas_Steamer_E3 | F2 | Commercial | Miscellaneous (WA) | New | Food Preparation | Natural Gas | Steamer | E3 | RVT - Cost of Operation | 0 | 0 | 0 | 0 | 0 | 0 | 0 | 0 | 0 | 0 | 0 | 0 | 0 | 0 | 0 | 0 | 0 | 0 | 0 | 0 | 0 | 0 | 0 | 0 | 0 | 0 | 0
F2_Commercial_Miscellaneous (WA)_New_Food Preparation_Natural Gas_Steamer_E4 | F2 | Commercial | Miscellaneous (WA) | New | Food Preparation | Natural Gas | Steamer | E4 | RVT - Cost of Operation | 0 | 0 | 0 | 0 | 0 | 0 | 0 | 0 | 0 | 0 | 0 | 0 | 0 | 0 | 0 | 0 | 0 | 0 | 0 | 0 | 0 | 0 | 0 | 0 | 0 | 0 | 0
F2_Commercial_Miscellaneous (WA)_New_Food Preparation_Natural Gas_Steamer_E5 | F2 | Commercial | Miscellaneous (WA) | New | Food Preparation | Natural Gas | Steamer | E5 | RVT - Cost of Operation | 0 | 0 | 0 | 0 | 0 | 0 | 0 | 0 | 0 | 0 | 0 | 0 | 0 | 0 | 0 | 0 | 0 | 0 | 0 | 0 | 0 | 0 | 0 | 0 | 0 | 0 | 0
F2_Commercial_Miscellaneous (WA)_New_Food Preparation_Natural Gas_Steamer_E6 | F2 | Commercial | Miscellaneous (WA) | New | Food Preparation | Natural Gas | Steamer | E6 | RVT - Cost of Operation | 0 | 0 | 0 | 0 | 0 | 0 | 0 | 0 | 0 | 0 | 0 | 0 | 0 | 0 | 0 | 0 | 0 | 0 | 0 | 0 | 0 | 0 | 0 | 0 | 0 | 0 | 0
F2_Commercial_Miscellaneous (WA)_New_Food Preparation_Natural Gas_Steamer_E7 | F2 | Commercial | Miscellaneous (WA) | New | Food Preparation | Natural Gas | Steamer | E7 | RVT - Cost of Operation | 0 | 0 | 0 | 0 | 0 | 0 | 0 | 0 | 0 | 0 | 0 | 0 | 0 | 0 | 0 | 0 | 0 | 0 | 0 | 0 | 0 | 0 | 0 | 0 | 0 | 0 | 0
F2_Commercial_Miscellaneous (WA)_New_Food Preparation_Natural Gas_Steamer_E8 | F2 | Commercial | Miscellaneous (WA) | New | Food Preparation | Natural Gas | Steamer | E8 | RVT - Cost of Operation | 0 | 0 | 0 | 0 | 0 | 0 | 0 | 0 | 0 | 0 | 0 | 0 | 0 | 0 | 0 | 0 | 0 | 0 | 0 | 0 | 0 | 0 | 0 | 0 | 0 | 0 | 0
F2_Commercial_Miscellaneous (WA)_New_Food Preparation_Natural Gas_Steamer_E9 | F2 | Commercial | Miscellaneous (WA) | New | Food Preparation | Natural Gas | Steamer | E9 | RVT - Cost of Operation | 0 | 0 | 0 | 0 | 0 | 0 | 0 | 0 | 0 | 0 | 0 | 0 | 0 | 0 | 0 | 0 | 0 | 0 | 0 | 0 | 0 | 0 | 0 | 0 | 0 | 0 | 0
F2_Commercial_Miscellaneous (WA)_New_Food Preparation_Natural Gas_Steamer_E10 | F2 | Commercial | Miscellaneous (WA) | New | Food Preparation | Natural Gas | Steamer | E10 | RVT - Cost of Operation | 0 | 0 | 0 | 0 | 0 | 0 | 0 | 0 | 0 | 0 | 0 | 0 | 0 | 0 | 0 | 0 | 0 | 0 | 0 | 0 | 0 | 0 | 0 | 0 | 0 | 0 | 0
F3_Commercial_Miscellaneous (WA)_New_Food Preparation_Natural Gas_Steamer_E1 | F3 | Commercial | Miscellaneous (WA) | New | Food Preparation | Natural Gas | Steamer | E1 | System - kBTUs of Consumption | 2.608 | 2.608 | 2.608 | 2.608 | 2.608 | 2.608 | 2.608 | 2.608 | 2.608 | 2.608 | 2.608 | 2.608 | 2.608 | 2.608 | 2.608 | 2.608 | 2.608 | 2.608 | 2.608 | 2.608 | 2.608 | 2.608 | 2.608 | 2.608 | 2.608 | 2.608 | 2.608
F3_Commercial_Miscellaneous (WA)_New_Food Preparation_Natural Gas_Steamer_E2 | F3 | Commercial | Miscellaneous (WA) | New | Food Preparation | Natural Gas | Steamer | E2 | System - kBTUs of Consumption | 0.49206 | 0.49206 | 0.49206 | 0.49206 | 0.49206 | 0.49206 | 0.49206 | 0.49206 | 0.49206 | 0.49206 | 0.49206 | 0.49206 | 0.49206 | 0.49206 | 0.49206 | 0.49206 | 0.49206 | 0.49206 | 0.49206 | 0.49206 | 0.49206 | 0.49206 | 0.49206 | 0.49206 | 0.49206 | 0.49206 | 0.49206
F3_Commercial_Miscellaneous (WA)_New_Food Preparation_Natural Gas_Steamer_E3 | F3 | Commercial | Miscellaneous (WA) | New | Food Preparation | Natural Gas | Steamer | E3 | System - kBTUs of Consumption | 0 | 0 | 0 | 0 | 0 | 0 | 0 | 0 | 0 | 0 | 0 | 0 | 0 | 0 | 0 | 0 | 0 | 0 | 0 | 0 | 0 | 0 | 0 | 0 | 0 | 0 | 0
F3_Commercial_Miscellaneous (WA)_New_Food Preparation_Natural Gas_Steamer_E4 | F3 | Commercial | Miscellaneous (WA) | New | Food Preparation | Natural Gas | Steamer | E4 | System - kBTUs of Consumption | 0 | 0 | 0 | 0 | 0 | 0 | 0 | 0 | 0 | 0 | 0 | 0 | 0 | 0 | 0 | 0 | 0 | 0 | 0 | 0 | 0 | 0 | 0 | 0 | 0 | 0 | 0
F3_Commercial_Miscellaneous (WA)_New_Food Preparation_Natural Gas_Steamer_E5 | F3 | Commercial | Miscellaneous (WA) | New | Food Preparation | Natural Gas | Steamer | E5 | System - kBTUs of Consumption | 0 | 0 | 0 | 0 | 0 | 0 | 0 | 0 | 0 | 0 | 0 | 0 | 0 | 0 | 0 | 0 | 0 | 0 | 0 | 0 | 0 | 0 | 0 | 0 | 0 | 0 | 0
F3_Commercial_Miscellaneous (WA)_New_Food Preparation_Natural Gas_Steamer_E6 | F3 | Commercial | Miscellaneous (WA) | New | Food Preparation | Natural Gas | Steamer | E6 | System - kBTUs of Consumption | 0 | 0 | 0 | 0 | 0 | 0 | 0 | 0 | 0 | 0 | 0 | 0 | 0 | 0 | 0 | 0 | 0 | 0 | 0 | 0 | 0 | 0 | 0 | 0 | 0 | 0 | 0
F3_Commercial_Miscellaneous (WA)_New_Food Preparation_Natural Gas_Steamer_E7 | F3 | Commercial | Miscellaneous (WA) | New | Food Preparation | Natural Gas | Steamer | E7 | System - kBTUs of Consumption | 0 | 0 | 0 | 0 | 0 | 0 | 0 | 0 | 0 | 0 | 0 | 0 | 0 | 0 | 0 | 0 | 0 | 0 | 0 | 0 | 0 | 0 | 0 | 0 | 0 | 0 | 0
F3_Commercial_Miscellaneous (WA)_New_Food Preparation_Natural Gas_Steamer_E8 | F3 | Commercial | Miscellaneous (WA) | New | Food Preparation | Natural Gas | Steamer | E8 | System - kBTUs of Consumption | 0 | 0 | 0 | 0 | 0 | 0 | 0 | 0 | 0 | 0 | 0 | 0 | 0 | 0 | 0 | 0 | 0 | 0 | 0 | 0 | 0 | 0 | 0 | 0 | 0 | 0 | 0
F3_Commercial_Miscellaneous (WA)_New_Food Preparation_Natural Gas_Steamer_E9 | F3 | Commercial | Miscellaneous (WA) | New | Food Preparation | Natural Gas | Steamer | E9 | System - kBTUs of Consumption | 0 | 0 | 0 | 0 | 0 | 0 | 0 | 0 | 0 | 0 | 0 | 0 | 0 | 0 | 0 | 0 | 0 | 0 | 0 | 0 | 0 | 0 | 0 | 0 | 0 | 0 | 0
F3_Commercial_Miscellaneous (WA)_New_Food Preparation_Natural Gas_Steamer_E10 | F3 | Commercial | Miscellaneous (WA) | New | Food Preparation | Natural Gas | Steamer | E10 | System - kBTUs of Consumption | 0 | 0 | 0 | 0 | 0 | 0 | 0 | 0 | 0 | 0 | 0 | 0 | 0 | 0 | 0 | 0 | 0 | 0 | 0 | 0 | 0 | 0 | 0 | 0 | 0 | 0 | 0
F4_Commercial_Miscellaneous (WA)_New_Food Preparation_Natural Gas_Steamer_E1 | F4 | Commercial | Miscellaneous (WA) | New | Food Preparation | Natural Gas | Steamer | E1 | Utility - Cost of Equipment | 0.00052297 | 0.00052297 | 0.00052297 | 0.00052297 | 0.00052297 | 0.00052297 | 0.00052297 | 0.00052297 | 0.00052297 | 0.00052297 | 0.00052297 | 0.00052297 | 0.00052297 | 0.00052297 | 0.00052297 | 0.00052297 | 0.00052297 | 0.00052297 | 0.00052297 | 0.00052297 | 0.00052297 | 0.00052297 | 0.00052297 | 0.00052297 | 0.00052297 | 0.00052297 | 0.00052297
F4_Commercial_Miscellaneous (WA)_New_Food Preparation_Natural Gas_Steamer_E2 | F4 | Commercial | Miscellaneous (WA) | New | Food Preparation | Natural Gas | Steamer | E2 | Utility - Cost of Equipment | 0.00056192 | 0.00056192 | 0.00056192 | 0.00056192 | 0.00056192 | 0.00056192 | 0.00056192 | 0.00056192 | 0.00056192 | 0.00056192 | 0.00056192 | 0.00056192 | 0.00056192 | 0.00056192 | 0.00056192 | 0.00056192 | 0.00056192 | 0.00056192 | 0.00056192 | 0.00056192 | 0.00056192 | 0.00056192 | 0.00056192 | 0.00056192 | 0.00056192 | 0.00056192 | 0.00056192
F4_Commercial_Miscellaneous (WA)_New_Food Preparation_Natural Gas_Steamer_E3 | F4 | Commercial | Miscellaneous (WA) | New | Food Preparation | Natural Gas | Steamer | E3 | Utility - Cost of Equipment | 0 | 0 | 0 | 0 | 0 | 0 | 0 | 0 | 0 | 0 | 0 | 0 | 0 | 0 | 0 | 0 | 0 | 0 | 0 | 0 | 0 | 0 | 0 | 0 | 0 | 0 | 0
F4_Commercial_Miscellaneous (WA)_New_Food Preparation_Natural Gas_Steamer_E4 | F4 | Commercial | Miscellaneous (WA) | New | Food Preparation | Natural Gas | Steamer | E4 | Utility - Cost of Equipment | 0 | 0 | 0 | 0 | 0 | 0 | 0 | 0 | 0 | 0 | 0 | 0 | 0 | 0 | 0 | 0 | 0 | 0 | 0 | 0 | 0 | 0 | 0 | 0 | 0 | 0 | 0
F4_Commercial_Miscellaneous (WA)_New_Food Preparation_Natural Gas_Steamer_E5 | F4 | Commercial | Miscellaneous (WA) | New | Food Preparation | Natural Gas | Steamer | E5 | Utility - Cost of Equipment | 0 | 0 | 0 | 0 | 0 | 0 | 0 | 0 | 0 | 0 | 0 | 0 | 0 | 0 | 0 | 0 | 0 | 0 | 0 | 0 | 0 | 0 | 0 | 0 | 0 | 0 | 0
F4_Commercial_Miscellaneous (WA)_New_Food Preparation_Natural Gas_Steamer_E6 | F4 | Commercial | Miscellaneous (WA) | New | Food Preparation | Natural Gas | Steamer | E6 | Utility - Cost of Equipment | 0 | 0 | 0 | 0 | 0 | 0 | 0 | 0 | 0 | 0 | 0 | 0 | 0 | 0 | 0 | 0 | 0 | 0 | 0 | 0 | 0 | 0 | 0 | 0 | 0 | 0 | 0
F4_Commercial_Miscellaneous (WA)_New_Food Preparation_Natural Gas_Steamer_E7 | F4 | Commercial | Miscellaneous (WA) | New | Food Preparation | Natural Gas | Steamer | E7 | Utility - Cost of Equipment | 0 | 0 | 0 | 0 | 0 | 0 | 0 | 0 | 0 | 0 | 0 | 0 | 0 | 0 | 0 | 0 | 0 | 0 | 0 | 0 | 0 | 0 | 0 | 0 | 0 | 0 | 0
F4_Commercial_Miscellaneous (WA)_New_Food Preparation_Natural Gas_Steamer_E8 | F4 | Commercial | Miscellaneous (WA) | New | Food Preparation | Natural Gas | Steamer | E8 | Utility - Cost of Equipment | 0 | 0 | 0 | 0 | 0 | 0 | 0 | 0 | 0 | 0 | 0 | 0 | 0 | 0 | 0 | 0 | 0 | 0 | 0 | 0 | 0 | 0 | 0 | 0 | 0 | 0 | 0
F4_Commercial_Miscellaneous (WA)_New_Food Preparation_Natural Gas_Steamer_E9 | F4 | Commercial | Miscellaneous (WA) | New | Food Preparation | Natural Gas | Steamer | E9 | Utility - Cost of Equipment | 0 | 0 | 0 | 0 | 0 | 0 | 0 | 0 | 0 | 0 | 0 | 0 | 0 | 0 | 0 | 0 | 0 | 0 | 0 | 0 | 0 | 0 | 0 | 0 | 0 | 0 | 0
F4_Commercial_Miscellaneous (WA)_New_Food Preparation_Natural Gas_Steamer_E10 | F4 | Commercial | Miscellaneous (WA) | New | Food Preparation | Natural Gas | Steamer | E10 | Utility - Cost of Equipment | 0 | 0 | 0 | 0 | 0 | 0 | 0 | 0 | 0 | 0 | 0 | 0 | 0 | 0 | 0 | 0 | 0 | 0 | 0 | 0 | 0 | 0 | 0 | 0 | 0 | 0 | 0
F5_Commercial_Miscellaneous (WA)_New_Food Preparation_Natural Gas_Steamer_E1 | F5 | Commercial | Miscellaneous (WA) | New | Food Preparation | Natural Gas | Steamer | E1 | Utility - Cost of Operation | 0.0092818 | 0.0095157 | 0.0097928 | 0.01011 | 0.01047 | 0.010907 | 0.011356 | 0.011802 | 0.012231 | 0.012665 | 0.013011 | 0.013335 | 0.013684 | 0.014025 | 0.014329 | 0.014615 | 0.01487 | 0.015123 | 0.015393 | 0.015656 | 0.015926 | 0.016207 | 0.016491 | 0.016784 | 0.017082 | 0.017386 | 0.017695
F5_Commercial_Miscellaneous (WA)_New_Food Preparation_Natural Gas_Steamer_E2 | F5 | Commercial | Miscellaneous (WA) | New | Food Preparation | Natural Gas | Steamer | E2 | Utility - Cost of Operation | 0.0017512 | 0.0017954 | 0.0018477 | 0.0019076 | 0.0019753 | 0.0020578 | 0.0021427 | 0.0022267 | 0.0023076 | 0.0023896 | 0.0024549 | 0.0025161 | 0.0025818 | 0.0026461 | 0.0027036 | 0.0027574 | 0.0028056 | 0.0028533 | 0.0029042 | 0.0029538 | 0.0030048 | 0.0030579 | 0.0031114 | 0.0031667 | 0.003223 | 0.0032802 | 0.0033385
F5_Commercial_Miscellaneous (WA)_New_Food Preparation_Natural Gas_Steamer_E3 | F5 | Commercial | Miscellaneous (WA) | New | Food Preparation | Natural Gas | Steamer | E3 | Utility - Cost of Operation | 0 | 0 | 0 | 0 | 0 | 0 | 0 | 0 | 0 | 0 | 0 | 0 | 0 | 0 | 0 | 0 | 0 | 0 | 0 | 0 | 0 | 0 | 0 | 0 | 0 | 0 | 0
F5_Commercial_Miscellaneous (WA)_New_Food Preparation_Natural Gas_Steamer_E4 | F5 | Commercial | Miscellaneous (WA) | New | Food Preparation | Natural Gas | Steamer | E4 | Utility - Cost of Operation | 0 | 0 | 0 | 0 | 0 | 0 | 0 | 0 | 0 | 0 | 0 | 0 | 0 | 0 | 0 | 0 | 0 | 0 | 0 | 0 | 0 | 0 | 0 | 0 | 0 | 0 | 0
F5_Commercial_Miscellaneous (WA)_New_Food Preparation_Natural Gas_Steamer_E5 | F5 | Commercial | Miscellaneous (WA) | New | Food Preparation | Natural Gas | Steamer | E5 | Utility - Cost of Operation | 0 | 0 | 0 | 0 | 0 | 0 | 0 | 0 | 0 | 0 | 0 | 0 | 0 | 0 | 0 | 0 | 0 | 0 | 0 | 0 | 0 | 0 | 0 | 0 | 0 | 0 | 0
F5_Commercial_Miscellaneous (WA)_New_Food Preparation_Natural Gas_Steamer_E6 | F5 | Commercial | Miscellaneous (WA) | New | Food Preparation | Natural Gas | Steamer | E6 | Utility - Cost of Operation | 0 | 0 | 0 | 0 | 0 | 0 | 0 | 0 | 0 | 0 | 0 | 0 | 0 | 0 | 0 | 0 | 0 | 0 | 0 | 0 | 0 | 0 | 0 | 0 | 0 | 0 | 0
F5_Commercial_Miscellaneous (WA)_New_Food Preparation_Natural Gas_Steamer_E7 | F5 | Commercial | Miscellaneous (WA) | New | Food Preparation | Natural Gas | Steamer | E7 | Utility - Cost of Operation | 0 | 0 | 0 | 0 | 0 | 0 | 0 | 0 | 0 | 0 | 0 | 0 | 0 | 0 | 0 | 0 | 0 | 0 | 0 | 0 | 0 | 0 | 0 | 0 | 0 | 0 | 0
F5_Commercial_Miscellaneous (WA)_New_Food Preparation_Natural Gas_Steamer_E8 | F5 | Commercial | Miscellaneous (WA) | New | Food Preparation | Natural Gas | Steamer | E8 | Utility - Cost of Operation | 0 | 0 | 0 | 0 | 0 | 0 | 0 | 0 | 0 | 0 | 0 | 0 | 0 | 0 | 0 | 0 | 0 | 0 | 0 | 0 | 0 | 0 | 0 | 0 | 0 | 0 | 0
F5_Commercial_Miscellaneous (WA)_New_Food Preparation_Natural Gas_Steamer_E9 | F5 | Commercial | Miscellaneous (WA) | New | Food Preparation | Natural Gas | Steamer | E9 | Utility - Cost of Operation | 0 | 0 | 0 | 0 | 0 | 0 | 0 | 0 | 0 | 0 | 0 | 0 | 0 | 0 | 0 | 0 | 0 | 0 | 0 | 0 | 0 | 0 | 0 | 0 | 0 | 0 | 0
F5_Commercial_Miscellaneous (WA)_New_Food Preparation_Natural Gas_Steamer_E10 | F5 | Commercial | Miscellaneous (WA) | New | Food Preparation | Natural Gas | Steamer | E10 | Utility - Cost of Operation | 0 | 0 | 0 | 0 | 0 | 0 | 0 | 0 | 0 | 0 | 0 | 0 | 0 | 0 | 0 | 0 | 0 | 0 | 0 | 0 | 0 | 0 | 0 | 0 | 0 | 0 | 0
F6_Commercial_Miscellaneous (WA)_New_Food Preparation_Natural Gas_Steamer_E1 | F6 | Commercial | Miscellaneous (WA) | New | Food Preparation | Natural Gas | Steamer | E1 | Utility - Value of Sales | 0.010932 | 0.011139 | 0.011381 | 0.011664 | 0.011987 | 0.012391 | 0.012796 | 0.013181 | 0.013529 | 0.013867 | 0.014217 | 0.014535 | 0.01487 | 0.015188 | 0.015461 | 0.015707 | 0.015916 | 0.016115 | 0.016326 | 0.016524 | 0.016722 | 0.017017 | 0.017316 | 0.017623 | 0.017936 | 0.018255 | 0.018579
F6_Commercial_Miscellaneous (WA)_New_Food Preparation_Natural Gas_Steamer_E2 | F6 | Commercial | Miscellaneous (WA) | New | Food Preparation | Natural Gas | Steamer | E2 | Utility - Value of Sales | 0.0020626 | 0.0021016 | 0.0021473 | 0.0022006 | 0.0022617 | 0.0023379 | 0.0024144 | 0.0024869 | 0.0025526 | 0.0026163 | 0.0026823 | 0.0027423 | 0.0028056 | 0.0028655 | 0.002917 | 0.0029635 | 0.0030028 | 0.0030404 | 0.0030803 | 0.0031176 | 0.0031551 | 0.0032107 | 0.003267 | 0.0033251 | 0.0033841 | 0.0034442 | 0.0035054
F6_Commercial_Miscellaneous (WA)_New_Food Preparation_Natural Gas_Steamer_E3 | F6 | Commercial | Miscellaneous (WA) | New | Food Preparation | Natural Gas | Steamer | E3 | Utility - Value of Sales | 0 | 0 | 0 | 0 | 0 | 0 | 0 | 0 | 0 | 0 | 0 | 0 | 0 | 0 | 0 | 0 | 0 | 0 | 0 | 0 | 0 | 0 | 0 | 0 | 0 | 0 | 0
F6_Commercial_Miscellaneous (WA)_New_Food Preparation_Natural Gas_Steamer_E4 | F6 | Commercial | Miscellaneous (WA) | New | Food Preparation | Natural Gas | Steamer | E4 | Utility - Value of Sales | 0 | 0 | 0 | 0 | 0 | 0 | 0 | 0 | 0 | 0 | 0 | 0 | 0 | 0 | 0 | 0 | 0 | 0 | 0 | 0 | 0 | 0 | 0 | 0 | 0 | 0 | 0
F6_Commercial_Miscellaneous (WA)_New_Food Preparation_Natural Gas_Steamer_E5 | F6 | Commercial | Miscellaneous (WA) | New | Food Preparation | Natural Gas | Steamer | E5 | Utility - Value of Sales | 0 | 0 | 0 | 0 | 0 | 0 | 0 | 0 | 0 | 0 | 0 | 0 | 0 | 0 | 0 | 0 | 0 | 0 | 0 | 0 | 0 | 0 | 0 | 0 | 0 | 0 | 0
F6_Commercial_Miscellaneous (WA)_New_Food Preparation_Natural Gas_Steamer_E6 | F6 | Commercial | Miscellaneous (WA) | New | Food Preparation | Natural Gas | Steamer | E6 | Utility - Value of Sales | 0 | 0 | 0 | 0 | 0 | 0 | 0 | 0 | 0 | 0 | 0 | 0 | 0 | 0 | 0 | 0 | 0 | 0 | 0 | 0 | 0 | 0 | 0 | 0 | 0 | 0 | 0
F6_Commercial_Miscellaneous (WA)_New_Food Preparation_Natural Gas_Steamer_E7 | F6 | Commercial | Miscellaneous (WA) | New | Food Preparation | Natural Gas | Steamer | E7 | Utility - Value of Sales | 0 | 0 | 0 | 0 | 0 | 0 | 0 | 0 | 0 | 0 | 0 | 0 | 0 | 0 | 0 | 0 | 0 | 0 | 0 | 0 | 0 | 0 | 0 | 0 | 0 | 0 | 0
F6_Commercial_Miscellaneous (WA)_New_Food Preparation_Natural Gas_Steamer_E8 | F6 | Commercial | Miscellaneous (WA) | New | Food Preparation | Natural Gas | Steamer | E8 | Utility - Value of Sales | 0 | 0 | 0 | 0 | 0 | 0 | 0 | 0 | 0 | 0 | 0 | 0 | 0 | 0 | 0 | 0 | 0 | 0 | 0 | 0 | 0 | 0 | 0 | 0 | 0 | 0 | 0
F6_Commercial_Miscellaneous (WA)_New_Food Preparation_Natural Gas_Steamer_E9 | F6 | Commercial | Miscellaneous (WA) | New | Food Preparation | Natural Gas | Steamer | E9 | Utility - Value of Sales | 0 | 0 | 0 | 0 | 0 | 0 | 0 | 0 | 0 | 0 | 0 | 0 | 0 | 0 | 0 | 0 | 0 | 0 | 0 | 0 | 0 | 0 | 0 | 0 | 0 | 0 | 0
F6_Commercial_Miscellaneous (WA)_New_Food Preparation_Natural Gas_Steamer_E10 | F6 | Commercial | Miscellaneous (WA) | New | Food Preparation | Natural Gas | Steamer | E10 | Utility - Value of Sales | 0 | 0 | 0 | 0 | 0 | 0 | 0 | 0 | 0 | 0 | 0 | 0 | 0 | 0 | 0 | 0 | 0 | 0 | 0 | 0 | 0 | 0 | 0 | 0 | 0 | 0 | 0
F1_Commercial_Miscellaneous (WA)_New_Food Preparation_Natural Gas_Food Prep Other_E1 | F1 | Commercial | Miscellaneous (WA) | New | Food Preparation | Natural Gas | Food Prep Other | E1 | RVT - Cost of Equipment | 0.00062467 | 0.00062467 | 0.00062467 | 0.00062467 | 0.00062467 | 0.00062467 | 0.00062467 | 0.00062467 | 0.00062467 | 0.00062467 | 0.00062467 | 0.00062467 | 0.00062467 | 0.00062467 | 0.00062467 | 0.00062467 | 0.00062467 | 0.00062467 | 0.00062467 | 0.00062467 | 0.00062467 | 0.00062467 | 0.00062467 | 0.00062467 | 0.00062467 | 0.00062467 | 0.00062467
F1_Commercial_Miscellaneous (WA)_New_Food Preparation_Natural Gas_Food Prep Other_E2 | F1 | Commercial | Miscellaneous (WA) | New | Food Preparation | Natural Gas | Food Prep Other | E2 | RVT - Cost of Equipment | 0.0006253 | 0.0006253 | 0.0006253 | 0.0006253 | 0.0006253 | 0.0006253 | 0.0006253 | 0.0006253 | 0.0006253 | 0.0006253 | 0.0006253 | 0.0006253 | 0.0006253 | 0.0006253 | 0.0006253 | 0.0006253 | 0.0006253 | 0.0006253 | 0.0006253 | 0.0006253 | 0.0006253 | 0.0006253 | 0.0006253 | 0.0006253 | 0.0006253 | 0.0006253 | 0.0006253
F1_Commercial_Miscellaneous (WA)_New_Food Preparation_Natural Gas_Food Prep Other_E3 | F1 | Commercial | Miscellaneous (WA) | New | Food Preparation | Natural Gas | Food Prep Other | E3 | RVT - Cost of Equipment | 0 | 0 | 0 | 0 | 0 | 0 | 0 | 0 | 0 | 0 | 0 | 0 | 0 | 0 | 0 | 0 | 0 | 0 | 0 | 0 | 0 | 0 | 0 | 0 | 0 | 0 | 0
F1_Commercial_Miscellaneous (WA)_New_Food Preparation_Natural Gas_Food Prep Other_E4 | F1 | Commercial | Miscellaneous (WA) | New | Food Preparation | Natural Gas | Food Prep Other | E4 | RVT - Cost of Equipment | 0 | 0 | 0 | 0 | 0 | 0 | 0 | 0 | 0 | 0 | 0 | 0 | 0 | 0 | 0 | 0 | 0 | 0 | 0 | 0 | 0 | 0 | 0 | 0 | 0 | 0 | 0
F1_Commercial_Miscellaneous (WA)_New_Food Preparation_Natural Gas_Food Prep Other_E5 | F1 | Commercial | Miscellaneous (WA) | New | Food Preparation | Natural Gas | Food Prep Other | E5 | RVT - Cost of Equipment | 0 | 0 | 0 | 0 | 0 | 0 | 0 | 0 | 0 | 0 | 0 | 0 | 0 | 0 | 0 | 0 | 0 | 0 | 0 | 0 | 0 | 0 | 0 | 0 | 0 | 0 | 0
F1_Commercial_Miscellaneous (WA)_New_Food Preparation_Natural Gas_Food Prep Other_E6 | F1 | Commercial | Miscellaneous (WA) | New | Food Preparation | Natural Gas | Food Prep Other | E6 | RVT - Cost of Equipment | 0 | 0 | 0 | 0 | 0 | 0 | 0 | 0 | 0 | 0 | 0 | 0 | 0 | 0 | 0 | 0 | 0 | 0 | 0 | 0 | 0 | 0 | 0 | 0 | 0 | 0 | 0
F1_Commercial_Miscellaneous (WA)_New_Food Preparation_Natural Gas_Food Prep Other_E7 | F1 | Commercial | Miscellaneous (WA) | New | Food Preparation | Natural Gas | Food Prep Other | E7 | RVT - Cost of Equipment | 0 | 0 | 0 | 0 | 0 | 0 | 0 | 0 | 0 | 0 | 0 | 0 | 0 | 0 | 0 | 0 | 0 | 0 | 0 | 0 | 0 | 0 | 0 | 0 | 0 | 0 | 0
F1_Commercial_Miscellaneous (WA)_New_Food Preparation_Natural Gas_Food Prep Other_E8 | F1 | Commercial | Miscellaneous (WA) | New | Food Preparation | Natural Gas | Food Prep Other | E8 | RVT - Cost of Equipment | 0 | 0 | 0 | 0 | 0 | 0 | 0 | 0 | 0 | 0 | 0 | 0 | 0 | 0 | 0 | 0 | 0 | 0 | 0 | 0 | 0 | 0 | 0 | 0 | 0 | 0 | 0
F1_Commercial_Miscellaneous (WA)_New_Food Preparation_Natural Gas_Food Prep Other_E9 | F1 | Commercial | Miscellaneous (WA) | New | Food Preparation | Natural Gas | Food Prep Other | E9 | RVT - Cost of Equipment | 0 | 0 | 0 | 0 | 0 | 0 | 0 | 0 | 0 | 0 | 0 | 0 | 0 | 0 | 0 | 0 | 0 | 0 | 0 | 0 | 0 | 0 | 0 | 0 | 0 | 0 | 0
F1_Commercial_Miscellaneous (WA)_New_Food Preparation_Natural Gas_Food Prep Other_E10 | F1 | Commercial | Miscellaneous (WA) | New | Food Preparation | Natural Gas | Food Prep Other | E10 | RVT - Cost of Equipment | 0 | 0 | 0 | 0 | 0 | 0 | 0 | 0 | 0 | 0 | 0 | 0 | 0 | 0 | 0 | 0 | 0 | 0 | 0 | 0 | 0 | 0 | 0 | 0 | 0 | 0 | 0
F2_Commercial_Miscellaneous (WA)_New_Food Preparation_Natural Gas_Food Prep Other_E1 | F2 | Commercial | Miscellaneous (WA) | New | Food Preparation | Natural Gas | Food Prep Other | E1 | RVT - Cost of Operation | 0.0023094 | 0.0023478 | 0.0023947 | 0.0024516 | 0.0025194 | 0.0026089 | 0.0027007 | 0.0027896 | 0.0028714 | 0.0029499 | 0.0030306 | 0.0031026 | 0.0031778 | 0.0032473 | 0.0033058 | 0.0033577 | 0.0034002 | 0.0034403 | 0.0034833 | 0.0035227 | 0.0035622 | 0.003625 | 0.0036884 | 0.0037539 | 0.0038206 | 0.0038885 | 0.0039575
F2_Commercial_Miscellaneous (WA)_New_Food Preparation_Natural Gas_Food Prep Other_E2 | F2 | Commercial | Miscellaneous (WA) | New | Food Preparation | Natural Gas | Food Prep Other | E2 | RVT - Cost of Operation | 0.0023094 | 0.0023478 | 0.0023947 | 0.0024516 | 0.0025193 | 0.0026089 | 0.0027007 | 0.0027896 | 0.0028713 | 0.0029499 | 0.0030306 | 0.0031026 | 0.0031778 | 0.0032473 | 0.0033058 | 0.0033576 | 0.0034002 | 0.0034402 | 0.0034832 | 0.0035227 | 0.0035621 | 0.0036249 | 0.0036883 | 0.0037539 | 0.0038206 | 0.0038884 | 0.0039575
F2_Commercial_Miscellaneous (WA)_New_Food Preparation_Natural Gas_Food Prep Other_E3 | F2 | Commercial | Miscellaneous (WA) | New | Food Preparation | Natural Gas | Food Prep Other | E3 | RVT - Cost of Operation | 0 | 0 | 0 | 0 | 0 | 0 | 0 | 0 | 0 | 0 | 0 | 0 | 0 | 0 | 0 | 0 | 0 | 0 | 0 | 0 | 0 | 0 | 0 | 0 | 0 | 0 | 0
F2_Commercial_Miscellaneous (WA)_New_Food Preparation_Natural Gas_Food Prep Other_E4 | F2 | Commercial | Miscellaneous (WA) | New | Food Preparation | Natural Gas | Food Prep Other | E4 | RVT - Cost of Operation | 0 | 0 | 0 | 0 | 0 | 0 | 0 | 0 | 0 | 0 | 0 | 0 | 0 | 0 | 0 | 0 | 0 | 0 | 0 | 0 | 0 | 0 | 0 | 0 | 0 | 0 | 0
F2_Commercial_Miscellaneous (WA)_New_Food Preparation_Natural Gas_Food Prep Other_E5 | F2 | Commercial | Miscellaneous (WA) | New | Food Preparation | Natural Gas | Food Prep Other | E5 | RVT - Cost of Operation | 0 | 0 | 0 | 0 | 0 | 0 | 0 | 0 | 0 | 0 | 0 | 0 | 0 | 0 | 0 | 0 | 0 | 0 | 0 | 0 | 0 | 0 | 0 | 0 | 0 | 0 | 0
F2_Commercial_Miscellaneous (WA)_New_Food Preparation_Natural Gas_Food Prep Other_E6 | F2 | Commercial | Miscellaneous (WA) | New | Food Preparation | Natural Gas | Food Prep Other | E6 | RVT - Cost of Operation | 0 | 0 | 0 | 0 | 0 | 0 | 0 | 0 | 0 | 0 | 0 | 0 | 0 | 0 | 0 | 0 | 0 | 0 | 0 | 0 | 0 | 0 | 0 | 0 | 0 | 0 | 0
F2_Commercial_Miscellaneous (WA)_New_Food Preparation_Natural Gas_Food Prep Other_E7 | F2 | Commercial | Miscellaneous (WA) | New | Food Preparation | Natural Gas | Food Prep Other | E7 | RVT - Cost of Operation | 0 | 0 | 0 | 0 | 0 | 0 | 0 | 0 | 0 | 0 | 0 | 0 | 0 | 0 | 0 | 0 | 0 | 0 | 0 | 0 | 0 | 0 | 0 | 0 | 0 | 0 | 0
F2_Commercial_Miscellaneous (WA)_New_Food Preparation_Natural Gas_Food Prep Other_E8 | F2 | Commercial | Miscellaneous (WA) | New | Food Preparation | Natural Gas | Food Prep Other | E8 | RVT - Cost of Operation | 0 | 0 | 0 | 0 | 0 | 0 | 0 | 0 | 0 | 0 | 0 | 0 | 0 | 0 | 0 | 0 | 0 | 0 | 0 | 0 | 0 | 0 | 0 | 0 | 0 | 0 | 0
F2_Commercial_Miscellaneous (WA)_New_Food Preparation_Natural Gas_Food Prep Other_E9 | F2 | Commercial | Miscellaneous (WA) | New | Food Preparation | Natural Gas | Food Prep Other | E9 | RVT - Cost of Operation | 0 | 0 | 0 | 0 | 0 | 0 | 0 | 0 | 0 | 0 | 0 | 0 | 0 | 0 | 0 | 0 | 0 | 0 | 0 | 0 | 0 | 0 | 0 | 0 | 0 | 0 | 0
F2_Commercial_Miscellaneous (WA)_New_Food Preparation_Natural Gas_Food Prep Other_E10 | F2 | Commercial | Miscellaneous (WA) | New | Food Preparation | Natural Gas | Food Prep Other | E10 | RVT - Cost of Operation | 0 | 0 | 0 | 0 | 0 | 0 | 0 | 0 | 0 | 0 | 0 | 0 | 0 | 0 | 0 | 0 | 0 | 0 | 0 | 0 | 0 | 0 | 0 | 0 | 0 | 0 | 0
F3_Commercial_Miscellaneous (WA)_New_Food Preparation_Natural Gas_Food Prep Other_E1 | F3 | Commercial | Miscellaneous (WA) | New | Food Preparation | Natural Gas | Food Prep Other | E1 | System - kBTUs of Consumption | 0.55978 | 0.55978 | 0.55978 | 0.55978 | 0.55978 | 0.55978 | 0.55978 | 0.55978 | 0.55978 | 0.55978 | 0.55978 | 0.55978 | 0.55978 | 0.55978 | 0.55978 | 0.55978 | 0.55978 | 0.55978 | 0.55978 | 0.55978 | 0.55978 | 0.55978 | 0.55978 | 0.55978 | 0.55978 | 0.55978 | 0.55978
F3_Commercial_Miscellaneous (WA)_New_Food Preparation_Natural Gas_Food Prep Other_E2 | F3 | Commercial | Miscellaneous (WA) | New | Food Preparation | Natural Gas | Food Prep Other | E2 | System - kBTUs of Consumption | 0.55977 | 0.55977 | 0.55977 | 0.55977 | 0.55977 | 0.55977 | 0.55977 | 0.55977 | 0.55977 | 0.55977 | 0.55977 | 0.55977 | 0.55977 | 0.55977 | 0.55977 | 0.55977 | 0.55977 | 0.55977 | 0.55977 | 0.55977 | 0.55977 | 0.55977 | 0.55977 | 0.55977 | 0.55977 | 0.55977 | 0.55977
F3_Commercial_Miscellaneous (WA)_New_Food Preparation_Natural Gas_Food Prep Other_E3 | F3 | Commercial | Miscellaneous (WA) | New | Food Preparation | Natural Gas | Food Prep Other | E3 | System - kBTUs of Consumption | 0 | 0 | 0 | 0 | 0 | 0 | 0 | 0 | 0 | 0 | 0 | 0 | 0 | 0 | 0 | 0 | 0 | 0 | 0 | 0 | 0 | 0 | 0 | 0 | 0 | 0 | 0
F3_Commercial_Miscellaneous (WA)_New_Food Preparation_Natural Gas_Food Prep Other_E4 | F3 | Commercial | Miscellaneous (WA) | New | Food Preparation | Natural Gas | Food Prep Other | E4 | System - kBTUs of Consumption | 0 | 0 | 0 | 0 | 0 | 0 | 0 | 0 | 0 | 0 | 0 | 0 | 0 | 0 | 0 | 0 | 0 | 0 | 0 | 0 | 0 | 0 | 0 | 0 | 0 | 0 | 0
F3_Commercial_Miscellaneous (WA)_New_Food Preparation_Natural Gas_Food Prep Other_E5 | F3 | Commercial | Miscellaneous (WA) | New | Food Preparation | Natural Gas | Food Prep Other | E5 | System - kBTUs of Consumption | 0 | 0 | 0 | 0 | 0 | 0 | 0 | 0 | 0 | 0 | 0 | 0 | 0 | 0 | 0 | 0 | 0 | 0 | 0 | 0 | 0 | 0 | 0 | 0 | 0 | 0 | 0
F3_Commercial_Miscellaneous (WA)_New_Food Preparation_Natural Gas_Food Prep Other_E6 | F3 | Commercial | Miscellaneous (WA) | New | Food Preparation | Natural Gas | Food Prep Other | E6 | System - kBTUs of Consumption | 0 | 0 | 0 | 0 | 0 | 0 | 0 | 0 | 0 | 0 | 0 | 0 | 0 | 0 | 0 | 0 | 0 | 0 | 0 | 0 | 0 | 0 | 0 | 0 | 0 | 0 | 0
F3_Commercial_Miscellaneous (WA)_New_Food Preparation_Natural Gas_Food Prep Other_E7 | F3 | Commercial | Miscellaneous (WA) | New | Food Preparation | Natural Gas | Food Prep Other | E7 | System - kBTUs of Consumption | 0 | 0 | 0 | 0 | 0 | 0 | 0 | 0 | 0 | 0 | 0 | 0 | 0 | 0 | 0 | 0 | 0 | 0 | 0 | 0 | 0 | 0 | 0 | 0 | 0 | 0 | 0
F3_Commercial_Miscellaneous (WA)_New_Food Preparation_Natural Gas_Food Prep Other_E8 | F3 | Commercial | Miscellaneous (WA) | New | Food Preparation | Natural Gas | Food Prep Other | E8 | System - kBTUs of Consumption | 0 | 0 | 0 | 0 | 0 | 0 | 0 | 0 | 0 | 0 | 0 | 0 | 0 | 0 | 0 | 0 | 0 | 0 | 0 | 0 | 0 | 0 | 0 | 0 | 0 | 0 | 0
F3_Commercial_Miscellaneous (WA)_New_Food Preparation_Natural Gas_Food Prep Other_E9 | F3 | Commercial | Miscellaneous (WA) | New | Food Preparation | Natural Gas | Food Prep Other | E9 | System - kBTUs of Consumption | 0 | 0 | 0 | 0 | 0 | 0 | 0 | 0 | 0 | 0 | 0 | 0 | 0 | 0 | 0 | 0 | 0 | 0 | 0 | 0 | 0 | 0 | 0 | 0 | 0 | 0 | 0
F3_Commercial_Miscellaneous (WA)_New_Food Preparation_Natural Gas_Food Prep Other_E10 | F3 | Commercial | Miscellaneous (WA) | New | Food Preparation | Natural Gas | Food Prep Other | E10 | System - kBTUs of Consumption | 0 | 0 | 0 | 0 | 0 | 0 | 0 | 0 | 0 | 0 | 0 | 0 | 0 | 0 | 0 | 0 | 0 | 0 | 0 | 0 | 0 | 0 | 0 | 0 | 0 | 0 | 0
F4_Commercial_Miscellaneous (WA)_New_Food Preparation_Natural Gas_Food Prep Other_E1 | F4 | Commercial | Miscellaneous (WA) | New | Food Preparation | Natural Gas | Food Prep Other | E1 | Utility - Cost of Equipment | 0.00062467 | 0.00062467 | 0.00062467 | 0.00062467 | 0.00062467 | 0.00062467 | 0.00062467 | 0.00062467 | 0.00062467 | 0.00062467 | 0.00062467 | 0.00062467 | 0.00062467 | 0.00062467 | 0.00062467 | 0.00062467 | 0.00062467 | 0.00062467 | 0.00062467 | 0.00062467 | 0.00062467 | 0.00062467 | 0.00062467 | 0.00062467 | 0.00062467 | 0.00062467 | 0.00062467
F4_Commercial_Miscellaneous (WA)_New_Food Preparation_Natural Gas_Food Prep Other_E2 | F4 | Commercial | Miscellaneous (WA) | New | Food Preparation | Natural Gas | Food Prep Other | E2 | Utility - Cost of Equipment | 0.0006253 | 0.0006253 | 0.0006253 | 0.0006253 | 0.0006253 | 0.0006253 | 0.0006253 | 0.0006253 | 0.0006253 | 0.0006253 | 0.0006253 | 0.0006253 | 0.0006253 | 0.0006253 | 0.0006253 | 0.0006253 | 0.0006253 | 0.0006253 | 0.0006253 | 0.0006253 | 0.0006253 | 0.0006253 | 0.0006253 | 0.0006253 | 0.0006253 | 0.0006253 | 0.0006253
F4_Commercial_Miscellaneous (WA)_New_Food Preparation_Natural Gas_Food Prep Other_E3 | F4 | Commercial | Miscellaneous (WA) | New | Food Preparation | Natural Gas | Food Prep Other | E3 | Utility - Cost of Equipment | 0 | 0 | 0 | 0 | 0 | 0 | 0 | 0 | 0 | 0 | 0 | 0 | 0 | 0 | 0 | 0 | 0 | 0 | 0 | 0 | 0 | 0 | 0 | 0 | 0 | 0 | 0
F4_Commercial_Miscellaneous (WA)_New_Food Preparation_Natural Gas_Food Prep Other_E4 | F4 | Commercial | Miscellaneous (WA) | New | Food Preparation | Natural Gas | Food Prep Other | E4 | Utility - Cost of Equipment | 0 | 0 | 0 | 0 | 0 | 0 | 0 | 0 | 0 | 0 | 0 | 0 | 0 | 0 | 0 | 0 | 0 | 0 | 0 | 0 | 0 | 0 | 0 | 0 | 0 | 0 | 0
F4_Commercial_Miscellaneous (WA)_New_Food Preparation_Natural Gas_Food Prep Other_E5 | F4 | Commercial | Miscellaneous (WA) | New | Food Preparation | Natural Gas | Food Prep Other | E5 | Utility - Cost of Equipment | 0 | 0 | 0 | 0 | 0 | 0 | 0 | 0 | 0 | 0 | 0 | 0 | 0 | 0 | 0 | 0 | 0 | 0 | 0 | 0 | 0 | 0 | 0 | 0 | 0 | 0 | 0
F4_Commercial_Miscellaneous (WA)_New_Food Preparation_Natural Gas_Food Prep Other_E6 | F4 | Commercial | Miscellaneous (WA) | New | Food Preparation | Natural Gas | Food Prep Other | E6 | Utility - Cost of Equipment | 0 | 0 | 0 | 0 | 0 | 0 | 0 | 0 | 0 | 0 | 0 | 0 | 0 | 0 | 0 | 0 | 0 | 0 | 0 | 0 | 0 | 0 | 0 | 0 | 0 | 0 | 0
F4_Commercial_Miscellaneous (WA)_New_Food Preparation_Natural Gas_Food Prep Other_E7 | F4 | Commercial | Miscellaneous (WA) | New | Food Preparation | Natural Gas | Food Prep Other | E7 | Utility - Cost of Equipment | 0 | 0 | 0 | 0 | 0 | 0 | 0 | 0 | 0 | 0 | 0 | 0 | 0 | 0 | 0 | 0 | 0 | 0 | 0 | 0 | 0 | 0 | 0 | 0 | 0 | 0 | 0
F4_Commercial_Miscellaneous (WA)_New_Food Preparation_Natural Gas_Food Prep Other_E8 | F4 | Commercial | Miscellaneous (WA) | New | Food Preparation | Natural Gas | Food Prep Other | E8 | Utility - Cost of Equipment | 0 | 0 | 0 | 0 | 0 | 0 | 0 | 0 | 0 | 0 | 0 | 0 | 0 | 0 | 0 | 0 | 0 | 0 | 0 | 0 | 0 | 0 | 0 | 0 | 0 | 0 | 0
F4_Commercial_Miscellaneous (WA)_New_Food Preparation_Natural Gas_Food Prep Other_E9 | F4 | Commercial | Miscellaneous (WA) | New | Food Preparation | Natural Gas | Food Prep Other | E9 | Utility - Cost of Equipment | 0 | 0 | 0 | 0 | 0 | 0 | 0 | 0 | 0 | 0 | 0 | 0 | 0 | 0 | 0 | 0 | 0 | 0 | 0 | 0 | 0 | 0 | 0 | 0 | 0 | 0 | 0
F4_Commercial_Miscellaneous (WA)_New_Food Preparation_Natural Gas_Food Prep Other_E10 | F4 | Commercial | Miscellaneous (WA) | New | Food Preparation | Natural Gas | Food Prep Other | E10 | Utility - Cost of Equipment | 0 | 0 | 0 | 0 | 0 | 0 | 0 | 0 | 0 | 0 | 0 | 0 | 0 | 0 | 0 | 0 | 0 | 0 | 0 | 0 | 0 | 0 | 0 | 0 | 0 | 0 | 0
F5_Commercial_Miscellaneous (WA)_New_Food Preparation_Natural Gas_Food Prep Other_E1 | F5 | Commercial | Miscellaneous (WA) | New | Food Preparation | Natural Gas | Food Prep Other | E1 | Utility - Cost of Operation | 0.0019413 | 0.0019862 | 0.0020425 | 0.002109 | 0.0021864 | 0.0022839 | 0.0023855 | 0.0024868 | 0.0025845 | 0.0026836 | 0.0027609 | 0.0028328 | 0.0029103 | 0.0029858 | 0.0030524 | 0.0031141 | 0.0031685 | 0.0032219 | 0.0032794 | 0.0033352 | 0.0033925 | 0.0034524 | 0.0035127 | 0.0035751 | 0.0036387 | 0.0037033 | 0.0037691
F5_Commercial_Miscellaneous (WA)_New_Food Preparation_Natural Gas_Food Prep Other_E2 | F5 | Commercial | Miscellaneous (WA) | New | Food Preparation | Natural Gas | Food Prep Other | E2 | Utility - Cost of Operation | 0.0019413 | 0.0019862 | 0.0020425 | 0.002109 | 0.0021864 | 0.0022839 | 0.0023855 | 0.0024868 | 0.0025845 | 0.0026835 | 0.0027608 | 0.0028327 | 0.0029103 | 0.0029858 | 0.0030524 | 0.0031141 | 0.0031685 | 0.0032219 | 0.0032794 | 0.0033352 | 0.0033925 | 0.0034523 | 0.0035127 | 0.0035751 | 0.0036386 | 0.0037033 | 0.0037691
F5_Commercial_Miscellaneous (WA)_New_Food Preparation_Natural Gas_Food Prep Other_E3 | F5 | Commercial | Miscellaneous (WA) | New | Food Preparation | Natural Gas | Food Prep Other | E3 | Utility - Cost of Operation | 0 | 0 | 0 | 0 | 0 | 0 | 0 | 0 | 0 | 0 | 0 | 0 | 0 | 0 | 0 | 0 | 0 | 0 | 0 | 0 | 0 | 0 | 0 | 0 | 0 | 0 | 0
F5_Commercial_Miscellaneous (WA)_New_Food Preparation_Natural Gas_Food Prep Other_E4 | F5 | Commercial | Miscellaneous (WA) | New | Food Preparation | Natural Gas | Food Prep Other | E4 | Utility - Cost of Operation | 0 | 0 | 0 | 0 | 0 | 0 | 0 | 0 | 0 | 0 | 0 | 0 | 0 | 0 | 0 | 0 | 0 | 0 | 0 | 0 | 0 | 0 | 0 | 0 | 0 | 0 | 0
F5_Commercial_Miscellaneous (WA)_New_Food Preparation_Natural Gas_Food Prep Other_E5 | F5 | Commercial | Miscellaneous (WA) | New | Food Preparation | Natural Gas | Food Prep Other | E5 | Utility - Cost of Operation | 0 | 0 | 0 | 0 | 0 | 0 | 0 | 0 | 0 | 0 | 0 | 0 | 0 | 0 | 0 | 0 | 0 | 0 | 0 | 0 | 0 | 0 | 0 | 0 | 0 | 0 | 0
F5_Commercial_Miscellaneous (WA)_New_Food Preparation_Natural Gas_Food Prep Other_E6 | F5 | Commercial | Miscellaneous (WA) | New | Food Preparation | Natural Gas | Food Prep Other | E6 | Utility - Cost of Operation | 0 | 0 | 0 | 0 | 0 | 0 | 0 | 0 | 0 | 0 | 0 | 0 | 0 | 0 | 0 | 0 | 0 | 0 | 0 | 0 | 0 | 0 | 0 | 0 | 0 | 0 | 0
F5_Commercial_Miscellaneous (WA)_New_Food Preparation_Natural Gas_Food Prep Other_E7 | F5 | Commercial | Miscellaneous (WA) | New | Food Preparation | Natural Gas | Food Prep Other | E7 | Utility - Cost of Operation | 0 | 0 | 0 | 0 | 0 | 0 | 0 | 0 | 0 | 0 | 0 | 0 | 0 | 0 | 0 | 0 | 0 | 0 | 0 | 0 | 0 | 0 | 0 | 0 | 0 | 0 | 0
F5_Commercial_Miscellaneous (WA)_New_Food Preparation_Natural Gas_Food Prep Other_E8 | F5 | Commercial | Miscellaneous (WA) | New | Food Preparation | Natural Gas | Food Prep Other | E8 | Utility - Cost of Operation | 0 | 0 | 0 | 0 | 0 | 0 | 0 | 0 | 0 | 0 | 0 | 0 | 0 | 0 | 0 | 0 | 0 | 0 | 0 | 0 | 0 | 0 | 0 | 0 | 0 | 0 | 0
F5_Commercial_Miscellaneous (WA)_New_Food Preparation_Natural Gas_Food Prep Other_E9 | F5 | Commercial | Miscellaneous (WA) | New | Food Preparation | Natural Gas | Food Prep Other | E9 | Utility - Cost of Operation | 0 | 0 | 0 | 0 | 0 | 0 | 0 | 0 | 0 | 0 | 0 | 0 | 0 | 0 | 0 | 0 | 0 | 0 | 0 | 0 | 0 | 0 | 0 | 0 | 0 | 0 | 0
F5_Commercial_Miscellaneous (WA)_New_Food Preparation_Natural Gas_Food Prep Other_E10 | F5 | Commercial | Miscellaneous (WA) | New | Food Preparation | Natural Gas | Food Prep Other | E10 | Utility - Cost of Operation | 0 | 0 | 0 | 0 | 0 | 0 | 0 | 0 | 0 | 0 | 0 | 0 | 0 | 0 | 0 | 0 | 0 | 0 | 0 | 0 | 0 | 0 | 0 | 0 | 0 | 0 | 0
F6_Commercial_Miscellaneous (WA)_New_Food Preparation_Natural Gas_Food Prep Other_E1 | F6 | Commercial | Miscellaneous (WA) | New | Food Preparation | Natural Gas | Food Prep Other | E1 | Utility - Value of Sales | 0.0023094 | 0.0023478 | 0.0023947 | 0.0024516 | 0.0025194 | 0.0026089 | 0.0027007 | 0.0027896 | 0.0028714 | 0.0029499 | 0.0030306 | 0.0031026 | 0.0031778 | 0.0032473 | 0.0033058 | 0.0033577 | 0.0034002 | 0.0034403 | 0.0034833 | 0.0035227 | 0.0035622 | 0.003625 | 0.0036884 | 0.0037539 | 0.0038206 | 0.0038885 | 0.0039575
F6_Commercial_Miscellaneous (WA)_New_Food Preparation_Natural Gas_Food Prep Other_E2 | F6 | Commercial | Miscellaneous (WA) | New | Food Preparation | Natural Gas | Food Prep Other | E2 | Utility - Value of Sales | 0.0023094 | 0.0023478 | 0.0023947 | 0.0024516 | 0.0025193 | 0.0026089 | 0.0027007 | 0.0027896 | 0.0028713 | 0.0029499 | 0.0030306 | 0.0031026 | 0.0031778 | 0.0032473 | 0.0033058 | 0.0033576 | 0.0034002 | 0.0034402 | 0.0034832 | 0.0035227 | 0.0035621 | 0.0036249 | 0.0036883 | 0.0037539 | 0.0038206 | 0.0038884 | 0.0039575
F6_Commercial_Miscellaneous (WA)_New_Food Preparation_Natural Gas_Food Prep Other_E3 | F6 | Commercial | Miscellaneous (WA) | New | Food Preparation | Natural Gas | Food Prep Other | E3 | Utility - Value of Sales | 0 | 0 | 0 | 0 | 0 | 0 | 0 | 0 | 0 | 0 | 0 | 0 | 0 | 0 | 0 | 0 | 0 | 0 | 0 | 0 | 0 | 0 | 0 | 0 | 0 | 0 | 0
F6_Commercial_Miscellaneous (WA)_New_Food Preparation_Natural Gas_Food Prep Other_E4 | F6 | Commercial | Miscellaneous (WA) | New | Food Preparation | Natural Gas | Food Prep Other | E4 | Utility - Value of Sales | 0 | 0 | 0 | 0 | 0 | 0 | 0 | 0 | 0 | 0 | 0 | 0 | 0 | 0 | 0 | 0 | 0 | 0 | 0 | 0 | 0 | 0 | 0 | 0 | 0 | 0 | 0
F6_Commercial_Miscellaneous (WA)_New_Food Preparation_Natural Gas_Food Prep Other_E5 | F6 | Commercial | Miscellaneous (WA) | New | Food Preparation | Natural Gas | Food Prep Other | E5 | Utility - Value of Sales | 0 | 0 | 0 | 0 | 0 | 0 | 0 | 0 | 0 | 0 | 0 | 0 | 0 | 0 | 0 | 0 | 0 | 0 | 0 | 0 | 0 | 0 | 0 | 0 | 0 | 0 | 0
F6_Commercial_Miscellaneous (WA)_New_Food Preparation_Natural Gas_Food Prep Other_E6 | F6 | Commercial | Miscellaneous (WA) | New | Food Preparation | Natural Gas | Food Prep Other | E6 | Utility - Value of Sales | 0 | 0 | 0 | 0 | 0 | 0 | 0 | 0 | 0 | 0 | 0 | 0 | 0 | 0 | 0 | 0 | 0 | 0 | 0 | 0 | 0 | 0 | 0 | 0 | 0 | 0 | 0
F6_Commercial_Miscellaneous (WA)_New_Food Preparation_Natural Gas_Food Prep Other_E7 | F6 | Commercial | Miscellaneous (WA) | New | Food Preparation | Natural Gas | Food Prep Other | E7 | Utility - Value of Sales | 0 | 0 | 0 | 0 | 0 | 0 | 0 | 0 | 0 | 0 | 0 | 0 | 0 | 0 | 0 | 0 | 0 | 0 | 0 | 0 | 0 | 0 | 0 | 0 | 0 | 0 | 0
F6_Commercial_Miscellaneous (WA)_New_Food Preparation_Natural Gas_Food Prep Other_E8 | F6 | Commercial | Miscellaneous (WA) | New | Food Preparation | Natural Gas | Food Prep Other | E8 | Utility - Value of Sales | 0 | 0 | 0 | 0 | 0 | 0 | 0 | 0 | 0 | 0 | 0 | 0 | 0 | 0 | 0 | 0 | 0 | 0 | 0 | 0 | 0 | 0 | 0 | 0 | 0 | 0 | 0
F6_Commercial_Miscellaneous (WA)_New_Food Preparation_Natural Gas_Food Prep Other_E9 | F6 | Commercial | Miscellaneous (WA) | New | Food Preparation | Natural Gas | Food Prep Other | E9 | Utility - Value of Sales | 0 | 0 | 0 | 0 | 0 | 0 | 0 | 0 | 0 | 0 | 0 | 0 | 0 | 0 | 0 | 0 | 0 | 0 | 0 | 0 | 0 | 0 | 0 | 0 | 0 | 0 | 0
F6_Commercial_Miscellaneous (WA)_New_Food Preparation_Natural Gas_Food Prep Other_E10 | F6 | Commercial | Miscellaneous (WA) | New | Food Preparation | Natural Gas | Food Prep Other | E10 | Utility - Value of Sales | 0 | 0 | 0 | 0 | 0 | 0 | 0 | 0 | 0 | 0 | 0 | 0 | 0 | 0 | 0 | 0 | 0 | 0 | 0 | 0 | 0 | 0 | 0 | 0 | 0 | 0 | 0
F1_Commercial_Miscellaneous (WA)_New_Miscellaneous_Natural Gas_Pool Heater_E1 | F1 | Commercial | Miscellaneous (WA) | New | Miscellaneous | Natural Gas | Pool Heater | E1 | RVT - Cost of Equipment | 0.00010159 | 0.00010159 | 0.00010159 | 0.00010159 | 0.00010159 | 0.00010159 | 0.00010159 | 0.00010159 | 0.00010159 | 0.00010159 | 0.00010159 | 0.00010159 | 0.00010159 | 0.00010159 | 0.00010159 | 0.00010159 | 0.00010159 | 0.00010159 | 0.00010159 | 0.00010159 | 0.00010159 | 0.00010159 | 0.00010159 | 0.00010159 | 0.00010159 | 0.00010159 | 0.00010159
F1_Commercial_Miscellaneous (WA)_New_Miscellaneous_Natural Gas_Pool Heater_E2 | F1 | Commercial | Miscellaneous (WA) | New | Miscellaneous | Natural Gas | Pool Heater | E2 | RVT - Cost of Equipment | 0.00016635 | 0.00016635 | 0.00016635 | 0.00016635 | 0.00016635 | 0.00016635 | 0.00016635 | 0.00016635 | 0.00016635 | 0.00016635 | 0.00016635 | 0.00016635 | 0.00016635 | 0.00016635 | 0.00016635 | 0.00016635 | 0.00016635 | 0.00016635 | 0.00016635 | 0.00016635 | 0.00016635 | 0.00016635 | 0.00016635 | 0.00016635 | 0.00016635 | 0.00016635 | 0.00016635
F1_Commercial_Miscellaneous (WA)_New_Miscellaneous_Natural Gas_Pool Heater_E3 | F1 | Commercial | Miscellaneous (WA) | New | Miscellaneous | Natural Gas | Pool Heater | E3 | RVT - Cost of Equipment | 0 | 0 | 0 | 0 | 0 | 0 | 0 | 0 | 0 | 0 | 0 | 0 | 0 | 0 | 0 | 0 | 0 | 0 | 0 | 0 | 0 | 0 | 0 | 0 | 0 | 0 | 0
F1_Commercial_Miscellaneous (WA)_New_Miscellaneous_Natural Gas_Pool Heater_E4 | F1 | Commercial | Miscellaneous (WA) | New | Miscellaneous | Natural Gas | Pool Heater | E4 | RVT - Cost of Equipment | 0 | 0 | 0 | 0 | 0 | 0 | 0 | 0 | 0 | 0 | 0 | 0 | 0 | 0 | 0 | 0 | 0 | 0 | 0 | 0 | 0 | 0 | 0 | 0 | 0 | 0 | 0
F1_Commercial_Miscellaneous (WA)_New_Miscellaneous_Natural Gas_Pool Heater_E5 | F1 | Commercial | Miscellaneous (WA) | New | Miscellaneous | Natural Gas | Pool Heater | E5 | RVT - Cost of Equipment | 0 | 0 | 0 | 0 | 0 | 0 | 0 | 0 | 0 | 0 | 0 | 0 | 0 | 0 | 0 | 0 | 0 | 0 | 0 | 0 | 0 | 0 | 0 | 0 | 0 | 0 | 0
F1_Commercial_Miscellaneous (WA)_New_Miscellaneous_Natural Gas_Pool Heater_E6 | F1 | Commercial | Miscellaneous (WA) | New | Miscellaneous | Natural Gas | Pool Heater | E6 | RVT - Cost of Equipment | 0 | 0 | 0 | 0 | 0 | 0 | 0 | 0 | 0 | 0 | 0 | 0 | 0 | 0 | 0 | 0 | 0 | 0 | 0 | 0 | 0 | 0 | 0 | 0 | 0 | 0 | 0
F1_Commercial_Miscellaneous (WA)_New_Miscellaneous_Natural Gas_Pool Heater_E7 | F1 | Commercial | Miscellaneous (WA) | New | Miscellaneous | Natural Gas | Pool Heater | E7 | RVT - Cost of Equipment | 0 | 0 | 0 | 0 | 0 | 0 | 0 | 0 | 0 | 0 | 0 | 0 | 0 | 0 | 0 | 0 | 0 | 0 | 0 | 0 | 0 | 0 | 0 | 0 | 0 | 0 | 0
F1_Commercial_Miscellaneous (WA)_New_Miscellaneous_Natural Gas_Pool Heater_E8 | F1 | Commercial | Miscellaneous (WA) | New | Miscellaneous | Natural Gas | Pool Heater | E8 | RVT - Cost of Equipment | 0 | 0 | 0 | 0 | 0 | 0 | 0 | 0 | 0 | 0 | 0 | 0 | 0 | 0 | 0 | 0 | 0 | 0 | 0 | 0 | 0 | 0 | 0 | 0 | 0 | 0 | 0
F1_Commercial_Miscellaneous (WA)_New_Miscellaneous_Natural Gas_Pool Heater_E9 | F1 | Commercial | Miscellaneous (WA) | New | Miscellaneous | Natural Gas | Pool Heater | E9 | RVT - Cost of Equipment | 0 | 0 | 0 | 0 | 0 | 0 | 0 | 0 | 0 | 0 | 0 | 0 | 0 | 0 | 0 | 0 | 0 | 0 | 0 | 0 | 0 | 0 | 0 | 0 | 0 | 0 | 0
F1_Commercial_Miscellaneous (WA)_New_Miscellaneous_Natural Gas_Pool Heater_E10 | F1 | Commercial | Miscellaneous (WA) | New | Miscellaneous | Natural Gas | Pool Heater | E10 | RVT - Cost of Equipment | 0 | 0 | 0 | 0 | 0 | 0 | 0 | 0 | 0 | 0 | 0 | 0 | 0 | 0 | 0 | 0 | 0 | 0 | 0 | 0 | 0 | 0 | 0 | 0 | 0 | 0 | 0
F2_Commercial_Miscellaneous (WA)_New_Miscellaneous_Natural Gas_Pool Heater_E1 | F2 | Commercial | Miscellaneous (WA) | New | Miscellaneous | Natural Gas | Pool Heater | E1 | RVT - Cost of Operation | 0.012566 | 0.012661 | 0.012833 | 0.013093 | 0.013434 | 0.013931 | 0.014432 | 0.014913 | 0.015346 | 0.015802 | 0.016325 | 0.016815 | 0.01737 | 0.017883 | 0.018284 | 0.018609 | 0.018828 | 0.018995 | 0.019183 | 0.019336 | 0.019487 | 0.019829 | 0.020173 | 0.020531 | 0.020896 | 0.021267 | 0.021645
F2_Commercial_Miscellaneous (WA)_New_Miscellaneous_Natural Gas_Pool Heater_E2 | F2 | Commercial | Miscellaneous (WA) | New | Miscellaneous | Natural Gas | Pool Heater | E2 | RVT - Cost of Operation | 0.010681 | 0.010762 | 0.010908 | 0.011129 | 0.011419 | 0.011841 | 0.012267 | 0.012676 | 0.013044 | 0.013432 | 0.013876 | 0.014293 | 0.014764 | 0.015201 | 0.015541 | 0.015818 | 0.016004 | 0.016146 | 0.016305 | 0.016436 | 0.016564 | 0.016855 | 0.017147 | 0.017452 | 0.017762 | 0.018077 | 0.018398
F2_Commercial_Miscellaneous (WA)_New_Miscellaneous_Natural Gas_Pool Heater_E3 | F2 | Commercial | Miscellaneous (WA) | New | Miscellaneous | Natural Gas | Pool Heater | E3 | RVT - Cost of Operation | 0 | 0 | 0 | 0 | 0 | 0 | 0 | 0 | 0 | 0 | 0 | 0 | 0 | 0 | 0 | 0 | 0 | 0 | 0 | 0 | 0 | 0 | 0 | 0 | 0 | 0 | 0
F2_Commercial_Miscellaneous (WA)_New_Miscellaneous_Natural Gas_Pool Heater_E4 | F2 | Commercial | Miscellaneous (WA) | New | Miscellaneous | Natural Gas | Pool Heater | E4 | RVT - Cost of Operation | 0 | 0 | 0 | 0 | 0 | 0 | 0 | 0 | 0 | 0 | 0 | 0 | 0 | 0 | 0 | 0 | 0 | 0 | 0 | 0 | 0 | 0 | 0 | 0 | 0 | 0 | 0
F2_Commercial_Miscellaneous (WA)_New_Miscellaneous_Natural Gas_Pool Heater_E5 | F2 | Commercial | Miscellaneous (WA) | New | Miscellaneous | Natural Gas | Pool Heater | E5 | RVT - Cost of Operation | 0 | 0 | 0 | 0 | 0 | 0 | 0 | 0 | 0 | 0 | 0 | 0 | 0 | 0 | 0 | 0 | 0 | 0 | 0 | 0 | 0 | 0 | 0 | 0 | 0 | 0 | 0
F2_Commercial_Miscellaneous (WA)_New_Miscellaneous_Natural Gas_Pool Heater_E6 | F2 | Commercial | Miscellaneous (WA) | New | Miscellaneous | Natural Gas | Pool Heater | E6 | RVT - Cost of Operation | 0 | 0 | 0 | 0 | 0 | 0 | 0 | 0 | 0 | 0 | 0 | 0 | 0 | 0 | 0 | 0 | 0 | 0 | 0 | 0 | 0 | 0 | 0 | 0 | 0 | 0 | 0
F2_Commercial_Miscellaneous (WA)_New_Miscellaneous_Natural Gas_Pool Heater_E7 | F2 | Commercial | Miscellaneous (WA) | New | Miscellaneous | Natural Gas | Pool Heater | E7 | RVT - Cost of Operation | 0 | 0 | 0 | 0 | 0 | 0 | 0 | 0 | 0 | 0 | 0 | 0 | 0 | 0 | 0 | 0 | 0 | 0 | 0 | 0 | 0 | 0 | 0 | 0 | 0 | 0 | 0
F2_Commercial_Miscellaneous (WA)_New_Miscellaneous_Natural Gas_Pool Heater_E8 | F2 | Commercial | Miscellaneous (WA) | New | Miscellaneous | Natural Gas | Pool Heater | E8 | RVT - Cost of Operation | 0 | 0 | 0 | 0 | 0 | 0 | 0 | 0 | 0 | 0 | 0 | 0 | 0 | 0 | 0 | 0 | 0 | 0 | 0 | 0 | 0 | 0 | 0 | 0 | 0 | 0 | 0
F2_Commercial_Miscellaneous (WA)_New_Miscellaneous_Natural Gas_Pool Heater_E9 | F2 | Commercial | Miscellaneous (WA) | New | Miscellaneous | Natural Gas | Pool Heater | E9 | RVT - Cost of Operation | 0 | 0 | 0 | 0 | 0 | 0 | 0 | 0 | 0 | 0 | 0 | 0 | 0 | 0 | 0 | 0 | 0 | 0 | 0 | 0 | 0 | 0 | 0 | 0 | 0 | 0 | 0
F2_Commercial_Miscellaneous (WA)_New_Miscellaneous_Natural Gas_Pool Heater_E10 | F2 | Commercial | Miscellaneous (WA) | New | Miscellaneous | Natural Gas | Pool Heater | E10 | RVT - Cost of Operation | 0 | 0 | 0 | 0 | 0 | 0 | 0 | 0 | 0 | 0 | 0 | 0 | 0 | 0 | 0 | 0 | 0 | 0 | 0 | 0 | 0 | 0 | 0 | 0 | 0 | 0 | 0
F3_Commercial_Miscellaneous (WA)_New_Miscellaneous_Natural Gas_Pool Heater_E1 | F3 | Commercial | Miscellaneous (WA) | New | Miscellaneous | Natural Gas | Pool Heater | E1 | System - kBTUs of Consumption | 3.1645 | 3.1645 | 3.1645 | 3.1645 | 3.1645 | 3.1645 | 3.1645 | 3.1645 | 3.1645 | 3.1645 | 3.1645 | 3.1645 | 3.1645 | 3.1645 | 3.1645 | 3.1645 | 3.1645 | 3.1645 | 3.1645 | 3.1645 | 3.1645 | 3.1645 | 3.1645 | 3.1645 | 3.1645 | 3.1645 | 3.1645
F3_Commercial_Miscellaneous (WA)_New_Miscellaneous_Natural Gas_Pool Heater_E2 | F3 | Commercial | Miscellaneous (WA) | New | Miscellaneous | Natural Gas | Pool Heater | E2 | System - kBTUs of Consumption | 2.6899 | 2.6899 | 2.6899 | 2.6899 | 2.6899 | 2.6899 | 2.6899 | 2.6899 | 2.6899 | 2.6899 | 2.6899 | 2.6899 | 2.6899 | 2.6899 | 2.6899 | 2.6899 | 2.6899 | 2.6899 | 2.6899 | 2.6899 | 2.6899 | 2.6899 | 2.6899 | 2.6899 | 2.6899 | 2.6899 | 2.6899
F3_Commercial_Miscellaneous (WA)_New_Miscellaneous_Natural Gas_Pool Heater_E3 | F3 | Commercial | Miscellaneous (WA) | New | Miscellaneous | Natural Gas | Pool Heater | E3 | System - kBTUs of Consumption | 0 | 0 | 0 | 0 | 0 | 0 | 0 | 0 | 0 | 0 | 0 | 0 | 0 | 0 | 0 | 0 | 0 | 0 | 0 | 0 | 0 | 0 | 0 | 0 | 0 | 0 | 0
F3_Commercial_Miscellaneous (WA)_New_Miscellaneous_Natural Gas_Pool Heater_E4 | F3 | Commercial | Miscellaneous (WA) | New | Miscellaneous | Natural Gas | Pool Heater | E4 | System - kBTUs of Consumption | 0 | 0 | 0 | 0 | 0 | 0 | 0 | 0 | 0 | 0 | 0 | 0 | 0 | 0 | 0 | 0 | 0 | 0 | 0 | 0 | 0 | 0 | 0 | 0 | 0 | 0 | 0
F3_Commercial_Miscellaneous (WA)_New_Miscellaneous_Natural Gas_Pool Heater_E5 | F3 | Commercial | Miscellaneous (WA) | New | Miscellaneous | Natural Gas | Pool Heater | E5 | System - kBTUs of Consumption | 0 | 0 | 0 | 0 | 0 | 0 | 0 | 0 | 0 | 0 | 0 | 0 | 0 | 0 | 0 | 0 | 0 | 0 | 0 | 0 | 0 | 0 | 0 | 0 | 0 | 0 | 0
F3_Commercial_Miscellaneous (WA)_New_Miscellaneous_Natural Gas_Pool Heater_E6 | F3 | Commercial | Miscellaneous (WA) | New | Miscellaneous | Natural Gas | Pool Heater | E6 | System - kBTUs of Consumption | 0 | 0 | 0 | 0 | 0 | 0 | 0 | 0 | 0 | 0 | 0 | 0 | 0 | 0 | 0 | 0 | 0 | 0 | 0 | 0 | 0 | 0 | 0 | 0 | 0 | 0 | 0
F3_Commercial_Miscellaneous (WA)_New_Miscellaneous_Natural Gas_Pool Heater_E7 | F3 | Commercial | Miscellaneous (WA) | New | Miscellaneous | Natural Gas | Pool Heater | E7 | System - kBTUs of Consumption | 0 | 0 | 0 | 0 | 0 | 0 | 0 | 0 | 0 | 0 | 0 | 0 | 0 | 0 | 0 | 0 | 0 | 0 | 0 | 0 | 0 | 0 | 0 | 0 | 0 | 0 | 0
F3_Commercial_Miscellaneous (WA)_New_Miscellaneous_Natural Gas_Pool Heater_E8 | F3 | Commercial | Miscellaneous (WA) | New | Miscellaneous | Natural Gas | Pool Heater | E8 | System - kBTUs of Consumption | 0 | 0 | 0 | 0 | 0 | 0 | 0 | 0 | 0 | 0 | 0 | 0 | 0 | 0 | 0 | 0 | 0 | 0 | 0 | 0 | 0 | 0 | 0 | 0 | 0 | 0 | 0
F3_Commercial_Miscellaneous (WA)_New_Miscellaneous_Natural Gas_Pool Heater_E9 | F3 | Commercial | Miscellaneous (WA) | New | Miscellaneous | Natural Gas | Pool Heater | E9 | System - kBTUs of Consumption | 0 | 0 | 0 | 0 | 0 | 0 | 0 | 0 | 0 | 0 | 0 | 0 | 0 | 0 | 0 | 0 | 0 | 0 | 0 | 0 | 0 | 0 | 0 | 0 | 0 | 0 | 0
F3_Commercial_Miscellaneous (WA)_New_Miscellaneous_Natural Gas_Pool Heater_E10 | F3 | Commercial | Miscellaneous (WA) | New | Miscellaneous | Natural Gas | Pool Heater | E10 | System - kBTUs of Consumption | 0 | 0 | 0 | 0 | 0 | 0 | 0 | 0 | 0 | 0 | 0 | 0 | 0 | 0 | 0 | 0 | 0 | 0 | 0 | 0 | 0 | 0 | 0 | 0 | 0 | 0 | 0
F4_Commercial_Miscellaneous (WA)_New_Miscellaneous_Natural Gas_Pool Heater_E1 | F4 | Commercial | Miscellaneous (WA) | New | Miscellaneous | Natural Gas | Pool Heater | E1 | Utility - Cost of Equipment | 0.00010159 | 0.00010159 | 0.00010159 | 0.00010159 | 0.00010159 | 0.00010159 | 0.00010159 | 0.00010159 | 0.00010159 | 0.00010159 | 0.00010159 | 0.00010159 | 0.00010159 | 0.00010159 | 0.00010159 | 0.00010159 | 0.00010159 | 0.00010159 | 0.00010159 | 0.00010159 | 0.00010159 | 0.00010159 | 0.00010159 | 0.00010159 | 0.00010159 | 0.00010159 | 0.00010159
F4_Commercial_Miscellaneous (WA)_New_Miscellaneous_Natural Gas_Pool Heater_E2 | F4 | Commercial | Miscellaneous (WA) | New | Miscellaneous | Natural Gas | Pool Heater | E2 | Utility - Cost of Equipment | 0.00016635 | 0.00016635 | 0.00016635 | 0.00016635 | 0.00016635 | 0.00016635 | 0.00016635 | 0.00016635 | 0.00016635 | 0.00016635 | 0.00016635 | 0.00016635 | 0.00016635 | 0.00016635 | 0.00016635 | 0.00016635 | 0.00016635 | 0.00016635 | 0.00016635 | 0.00016635 | 0.00016635 | 0.00016635 | 0.00016635 | 0.00016635 | 0.00016635 | 0.00016635 | 0.00016635
F4_Commercial_Miscellaneous (WA)_New_Miscellaneous_Natural Gas_Pool Heater_E3 | F4 | Commercial | Miscellaneous (WA) | New | Miscellaneous | Natural Gas | Pool Heater | E3 | Utility - Cost of Equipment | 0 | 0 | 0 | 0 | 0 | 0 | 0 | 0 | 0 | 0 | 0 | 0 | 0 | 0 | 0 | 0 | 0 | 0 | 0 | 0 | 0 | 0 | 0 | 0 | 0 | 0 | 0
F4_Commercial_Miscellaneous (WA)_New_Miscellaneous_Natural Gas_Pool Heater_E4 | F4 | Commercial | Miscellaneous (WA) | New | Miscellaneous | Natural Gas | Pool Heater | E4 | Utility - Cost of Equipment | 0 | 0 | 0 | 0 | 0 | 0 | 0 | 0 | 0 | 0 | 0 | 0 | 0 | 0 | 0 | 0 | 0 | 0 | 0 | 0 | 0 | 0 | 0 | 0 | 0 | 0 | 0
F4_Commercial_Miscellaneous (WA)_New_Miscellaneous_Natural Gas_Pool Heater_E5 | F4 | Commercial | Miscellaneous (WA) | New | Miscellaneous | Natural Gas | Pool Heater | E5 | Utility - Cost of Equipment | 0 | 0 | 0 | 0 | 0 | 0 | 0 | 0 | 0 | 0 | 0 | 0 | 0 | 0 | 0 | 0 | 0 | 0 | 0 | 0 | 0 | 0 | 0 | 0 | 0 | 0 | 0
F4_Commercial_Miscellaneous (WA)_New_Miscellaneous_Natural Gas_Pool Heater_E6 | F4 | Commercial | Miscellaneous (WA) | New | Miscellaneous | Natural Gas | Pool Heater | E6 | Utility - Cost of Equipment | 0 | 0 | 0 | 0 | 0 | 0 | 0 | 0 | 0 | 0 | 0 | 0 | 0 | 0 | 0 | 0 | 0 | 0 | 0 | 0 | 0 | 0 | 0 | 0 | 0 | 0 | 0
F4_Commercial_Miscellaneous (WA)_New_Miscellaneous_Natural Gas_Pool Heater_E7 | F4 | Commercial | Miscellaneous (WA) | New | Miscellaneous | Natural Gas | Pool Heater | E7 | Utility - Cost of Equipment | 0 | 0 | 0 | 0 | 0 | 0 | 0 | 0 | 0 | 0 | 0 | 0 | 0 | 0 | 0 | 0 | 0 | 0 | 0 | 0 | 0 | 0 | 0 | 0 | 0 | 0 | 0
F4_Commercial_Miscellaneous (WA)_New_Miscellaneous_Natural Gas_Pool Heater_E8 | F4 | Commercial | Miscellaneous (WA) | New | Miscellaneous | Natural Gas | Pool Heater | E8 | Utility - Cost of Equipment | 0 | 0 | 0 | 0 | 0 | 0 | 0 | 0 | 0 | 0 | 0 | 0 | 0 | 0 | 0 | 0 | 0 | 0 | 0 | 0 | 0 | 0 | 0 | 0 | 0 | 0 | 0
F4_Commercial_Miscellaneous (WA)_New_Miscellaneous_Natural Gas_Pool Heater_E9 | F4 | Commercial | Miscellaneous (WA) | New | Miscellaneous | Natural Gas | Pool Heater | E9 | Utility - Cost of Equipment | 0 | 0 | 0 | 0 | 0 | 0 | 0 | 0 | 0 | 0 | 0 | 0 | 0 | 0 | 0 | 0 | 0 | 0 | 0 | 0 | 0 | 0 | 0 | 0 | 0 | 0 | 0
F4_Commercial_Miscellaneous (WA)_New_Miscellaneous_Natural Gas_Pool Heater_E10 | F4 | Commercial | Miscellaneous (WA) | New | Miscellaneous | Natural Gas | Pool Heater | E10 | Utility - Cost of Equipment | 0 | 0 | 0 | 0 | 0 | 0 | 0 | 0 | 0 | 0 | 0 | 0 | 0 | 0 | 0 | 0 | 0 | 0 | 0 | 0 | 0 | 0 | 0 | 0 | 0 | 0 | 0
F5_Commercial_Miscellaneous (WA)_New_Miscellaneous_Natural Gas_Pool Heater_E1 | F5 | Commercial | Miscellaneous (WA) | New | Miscellaneous | Natural Gas | Pool Heater | E1 | Utility - Cost of Operation | 0.010471 | 0.010551 | 0.010722 | 0.010998 | 0.011379 | 0.011932 | 0.012538 | 0.013147 | 0.013736 | 0.014365 | 0.014841 | 0.015287 | 0.015791 | 0.016277 | 0.016685 | 0.01705 | 0.017349 | 0.017636 | 0.017953 | 0.018251 | 0.018559 | 0.018885 | 0.019212 | 0.019554 | 0.019901 | 0.020255 | 0.020614
F5_Commercial_Miscellaneous (WA)_New_Miscellaneous_Natural Gas_Pool Heater_E2 | F5 | Commercial | Miscellaneous (WA) | New | Miscellaneous | Natural Gas | Pool Heater | E2 | Utility - Cost of Operation | 0.0089007 | 0.0089683 | 0.0091134 | 0.0093482 | 0.0096719 | 0.010142 | 0.010658 | 0.011175 | 0.011675 | 0.012211 | 0.012615 | 0.012994 | 0.013422 | 0.013836 | 0.014182 | 0.014493 | 0.014747 | 0.01499 | 0.01526 | 0.015513 | 0.015775 | 0.016052 | 0.01633 | 0.016621 | 0.016916 | 0.017216 | 0.017522
F5_Commercial_Miscellaneous (WA)_New_Miscellaneous_Natural Gas_Pool Heater_E3 | F5 | Commercial | Miscellaneous (WA) | New | Miscellaneous | Natural Gas | Pool Heater | E3 | Utility - Cost of Operation | 0 | 0 | 0 | 0 | 0 | 0 | 0 | 0 | 0 | 0 | 0 | 0 | 0 | 0 | 0 | 0 | 0 | 0 | 0 | 0 | 0 | 0 | 0 | 0 | 0 | 0 | 0
F5_Commercial_Miscellaneous (WA)_New_Miscellaneous_Natural Gas_Pool Heater_E4 | F5 | Commercial | Miscellaneous (WA) | New | Miscellaneous | Natural Gas | Pool Heater | E4 | Utility - Cost of Operation | 0 | 0 | 0 | 0 | 0 | 0 | 0 | 0 | 0 | 0 | 0 | 0 | 0 | 0 | 0 | 0 | 0 | 0 | 0 | 0 | 0 | 0 | 0 | 0 | 0 | 0 | 0
F5_Commercial_Miscellaneous (WA)_New_Miscellaneous_Natural Gas_Pool Heater_E5 | F5 | Commercial | Miscellaneous (WA) | New | Miscellaneous | Natural Gas | Pool Heater | E5 | Utility - Cost of Operation | 0 | 0 | 0 | 0 | 0 | 0 | 0 | 0 | 0 | 0 | 0 | 0 | 0 | 0 | 0 | 0 | 0 | 0 | 0 | 0 | 0 | 0 | 0 | 0 | 0 | 0 | 0
F5_Commercial_Miscellaneous (WA)_New_Miscellaneous_Natural Gas_Pool Heater_E6 | F5 | Commercial | Miscellaneous (WA) | New | Miscellaneous | Natural Gas | Pool Heater | E6 | Utility - Cost of Operation | 0 | 0 | 0 | 0 | 0 | 0 | 0 | 0 | 0 | 0 | 0 | 0 | 0 | 0 | 0 | 0 | 0 | 0 | 0 | 0 | 0 | 0 | 0 | 0 | 0 | 0 | 0
F5_Commercial_Miscellaneous (WA)_New_Miscellaneous_Natural Gas_Pool Heater_E7 | F5 | Commercial | Miscellaneous (WA) | New | Miscellaneous | Natural Gas | Pool Heater | E7 | Utility - Cost of Operation | 0 | 0 | 0 | 0 | 0 | 0 | 0 | 0 | 0 | 0 | 0 | 0 | 0 | 0 | 0 | 0 | 0 | 0 | 0 | 0 | 0 | 0 | 0 | 0 | 0 | 0 | 0
F5_Commercial_Miscellaneous (WA)_New_Miscellaneous_Natural Gas_Pool Heater_E8 | F5 | Commercial | Miscellaneous (WA) | New | Miscellaneous | Natural Gas | Pool Heater | E8 | Utility - Cost of Operation | 0 | 0 | 0 | 0 | 0 | 0 | 0 | 0 | 0 | 0 | 0 | 0 | 0 | 0 | 0 | 0 | 0 | 0 | 0 | 0 | 0 | 0 | 0 | 0 | 0 | 0 | 0
F5_Commercial_Miscellaneous (WA)_New_Miscellaneous_Natural Gas_Pool Heater_E9 | F5 | Commercial | Miscellaneous (WA) | New | Miscellaneous | Natural Gas | Pool Heater | E9 | Utility - Cost of Operation | 0 | 0 | 0 | 0 | 0 | 0 | 0 | 0 | 0 | 0 | 0 | 0 | 0 | 0 | 0 | 0 | 0 | 0 | 0 | 0 | 0 | 0 | 0 | 0 | 0 | 0 | 0
F5_Commercial_Miscellaneous (WA)_New_Miscellaneous_Natural Gas_Pool Heater_E10 | F5 | Commercial | Miscellaneous (WA) | New | Miscellaneous | Natural Gas | Pool Heater | E10 | Utility - Cost of Operation | 0 | 0 | 0 | 0 | 0 | 0 | 0 | 0 | 0 | 0 | 0 | 0 | 0 | 0 | 0 | 0 | 0 | 0 | 0 | 0 | 0 | 0 | 0 | 0 | 0 | 0 | 0
F6_Commercial_Miscellaneous (WA)_New_Miscellaneous_Natural Gas_Pool Heater_E1 | F6 | Commercial | Miscellaneous (WA) | New | Miscellaneous | Natural Gas | Pool Heater | E1 | Utility - Value of Sales | 0.012566 | 0.012661 | 0.012833 | 0.013093 | 0.013434 | 0.013931 | 0.014432 | 0.014913 | 0.015346 | 0.015802 | 0.016325 | 0.016815 | 0.01737 | 0.017883 | 0.018284 | 0.018609 | 0.018828 | 0.018995 | 0.019183 | 0.019336 | 0.019487 | 0.019829 | 0.020173 | 0.020531 | 0.020896 | 0.021267 | 0.021645
F6_Commercial_Miscellaneous (WA)_New_Miscellaneous_Natural Gas_Pool Heater_E2 | F6 | Commercial | Miscellaneous (WA) | New | Miscellaneous | Natural Gas | Pool Heater | E2 | Utility - Value of Sales | 0.010681 | 0.010762 | 0.010908 | 0.011129 | 0.011419 | 0.011841 | 0.012267 | 0.012676 | 0.013044 | 0.013432 | 0.013876 | 0.014293 | 0.014764 | 0.015201 | 0.015541 | 0.015818 | 0.016004 | 0.016146 | 0.016305 | 0.016436 | 0.016564 | 0.016855 | 0.017147 | 0.017452 | 0.017762 | 0.018077 | 0.018398
F6_Commercial_Miscellaneous (WA)_New_Miscellaneous_Natural Gas_Pool Heater_E3 | F6 | Commercial | Miscellaneous (WA) | New | Miscellaneous | Natural Gas | Pool Heater | E3 | Utility - Value of Sales | 0 | 0 | 0 | 0 | 0 | 0 | 0 | 0 | 0 | 0 | 0 | 0 | 0 | 0 | 0 | 0 | 0 | 0 | 0 | 0 | 0 | 0 | 0 | 0 | 0 | 0 | 0
F6_Commercial_Miscellaneous (WA)_New_Miscellaneous_Natural Gas_Pool Heater_E4 | F6 | Commercial | Miscellaneous (WA) | New | Miscellaneous | Natural Gas | Pool Heater | E4 | Utility - Value of Sales | 0 | 0 | 0 | 0 | 0 | 0 | 0 | 0 | 0 | 0 | 0 | 0 | 0 | 0 | 0 | 0 | 0 | 0 | 0 | 0 | 0 | 0 | 0 | 0 | 0 | 0 | 0
F6_Commercial_Miscellaneous (WA)_New_Miscellaneous_Natural Gas_Pool Heater_E5 | F6 | Commercial | Miscellaneous (WA) | New | Miscellaneous | Natural Gas | Pool Heater | E5 | Utility - Value of Sales | 0 | 0 | 0 | 0 | 0 | 0 | 0 | 0 | 0 | 0 | 0 | 0 | 0 | 0 | 0 | 0 | 0 | 0 | 0 | 0 | 0 | 0 | 0 | 0 | 0 | 0 | 0
F6_Commercial_Miscellaneous (WA)_New_Miscellaneous_Natural Gas_Pool Heater_E6 | F6 | Commercial | Miscellaneous (WA) | New | Miscellaneous | Natural Gas | Pool Heater | E6 | Utility - Value of Sales | 0 | 0 | 0 | 0 | 0 | 0 | 0 | 0 | 0 | 0 | 0 | 0 | 0 | 0 | 0 | 0 | 0 | 0 | 0 | 0 | 0 | 0 | 0 | 0 | 0 | 0 | 0
F6_Commercial_Miscellaneous (WA)_New_Miscellaneous_Natural Gas_Pool Heater_E7 | F6 | Commercial | Miscellaneous (WA) | New | Miscellaneous | Natural Gas | Pool Heater | E7 | Utility - Value of Sales | 0 | 0 | 0 | 0 | 0 | 0 | 0 | 0 | 0 | 0 | 0 | 0 | 0 | 0 | 0 | 0 | 0 | 0 | 0 | 0 | 0 | 0 | 0 | 0 | 0 | 0 | 0
F6_Commercial_Miscellaneous (WA)_New_Miscellaneous_Natural Gas_Pool Heater_E8 | F6 | Commercial | Miscellaneous (WA) | New | Miscellaneous | Natural Gas | Pool Heater | E8 | Utility - Value of Sales | 0 | 0 | 0 | 0 | 0 | 0 | 0 | 0 | 0 | 0 | 0 | 0 | 0 | 0 | 0 | 0 | 0 | 0 | 0 | 0 | 0 | 0 | 0 | 0 | 0 | 0 | 0
F6_Commercial_Miscellaneous (WA)_New_Miscellaneous_Natural Gas_Pool Heater_E9 | F6 | Commercial | Miscellaneous (WA) | New | Miscellaneous | Natural Gas | Pool Heater | E9 | Utility - Value of Sales | 0 | 0 | 0 | 0 | 0 | 0 | 0 | 0 | 0 | 0 | 0 | 0 | 0 | 0 | 0 | 0 | 0 | 0 | 0 | 0 | 0 | 0 | 0 | 0 | 0 | 0 | 0
F6_Commercial_Miscellaneous (WA)_New_Miscellaneous_Natural Gas_Pool Heater_E10 | F6 | Commercial | Miscellaneous (WA) | New | Miscellaneous | Natural Gas | Pool Heater | E10 | Utility - Value of Sales | 0 | 0 | 0 | 0 | 0 | 0 | 0 | 0 | 0 | 0 | 0 | 0 | 0 | 0 | 0 | 0 | 0 | 0 | 0 | 0 | 0 | 0 | 0 | 0 | 0 | 0 | 0
F1_Commercial_Miscellaneous (WA)_New_Miscellaneous_Natural Gas_Miscellaneous_E1 | F1 | Commercial | Miscellaneous (WA) | New | Miscellaneous | Natural Gas | Miscellaneous | E1 | RVT - Cost of Equipment | 0.24753 | 0.24753 | 0.24753 | 0.24753 | 0.24753 | 0.24753 | 0.24753 | 0.24753 | 0.24753 | 0.24753 | 0.24753 | 0.24753 | 0.24753 | 0.24753 | 0.24753 | 0.24753 | 0.24753 | 0.24753 | 0.24753 | 0.24753 | 0.24753 | 0.24753 | 0.24753 | 0.24753 | 0.24753 | 0.24753 | 0.24753
F1_Commercial_Miscellaneous (WA)_New_Miscellaneous_Natural Gas_Miscellaneous_E2 | F1 | Commercial | Miscellaneous (WA) | New | Miscellaneous | Natural Gas | Miscellaneous | E2 | RVT - Cost of Equipment | 0 | 0 | 0 | 0 | 0 | 0 | 0 | 0 | 0 | 0 | 0 | 0 | 0 | 0 | 0 | 0 | 0 | 0 | 0 | 0 | 0 | 0 | 0 | 0 | 0 | 0 | 0
F1_Commercial_Miscellaneous (WA)_New_Miscellaneous_Natural Gas_Miscellaneous_E3 | F1 | Commercial | Miscellaneous (WA) | New | Miscellaneous | Natural Gas | Miscellaneous | E3 | RVT - Cost of Equipment | 0 | 0 | 0 | 0 | 0 | 0 | 0 | 0 | 0 | 0 | 0 | 0 | 0 | 0 | 0 | 0 | 0 | 0 | 0 | 0 | 0 | 0 | 0 | 0 | 0 | 0 | 0
F1_Commercial_Miscellaneous (WA)_New_Miscellaneous_Natural Gas_Miscellaneous_E4 | F1 | Commercial | Miscellaneous (WA) | New | Miscellaneous | Natural Gas | Miscellaneous | E4 | RVT - Cost of Equipment | 0 | 0 | 0 | 0 | 0 | 0 | 0 | 0 | 0 | 0 | 0 | 0 | 0 | 0 | 0 | 0 | 0 | 0 | 0 | 0 | 0 | 0 | 0 | 0 | 0 | 0 | 0
F1_Commercial_Miscellaneous (WA)_New_Miscellaneous_Natural Gas_Miscellaneous_E5 | F1 | Commercial | Miscellaneous (WA) | New | Miscellaneous | Natural Gas | Miscellaneous | E5 | RVT - Cost of Equipment | 0 | 0 | 0 | 0 | 0 | 0 | 0 | 0 | 0 | 0 | 0 | 0 | 0 | 0 | 0 | 0 | 0 | 0 | 0 | 0 | 0 | 0 | 0 | 0 | 0 | 0 | 0
F1_Commercial_Miscellaneous (WA)_New_Miscellaneous_Natural Gas_Miscellaneous_E6 | F1 | Commercial | Miscellaneous (WA) | New | Miscellaneous | Natural Gas | Miscellaneous | E6 | RVT - Cost of Equipment | 0 | 0 | 0 | 0 | 0 | 0 | 0 | 0 | 0 | 0 | 0 | 0 | 0 | 0 | 0 | 0 | 0 | 0 | 0 | 0 | 0 | 0 | 0 | 0 | 0 | 0 | 0
F1_Commercial_Miscellaneous (WA)_New_Miscellaneous_Natural Gas_Miscellaneous_E7 | F1 | Commercial | Miscellaneous (WA) | New | Miscellaneous | Natural Gas | Miscellaneous | E7 | RVT - Cost of Equipment | 0 | 0 | 0 | 0 | 0 | 0 | 0 | 0 | 0 | 0 | 0 | 0 | 0 | 0 | 0 | 0 | 0 | 0 | 0 | 0 | 0 | 0 | 0 | 0 | 0 | 0 | 0
F1_Commercial_Miscellaneous (WA)_New_Miscellaneous_Natural Gas_Miscellaneous_E8 | F1 | Commercial | Miscellaneous (WA) | New | Miscellaneous | Natural Gas | Miscellaneous | E8 | RVT - Cost of Equipment | 0 | 0 | 0 | 0 | 0 | 0 | 0 | 0 | 0 | 0 | 0 | 0 | 0 | 0 | 0 | 0 | 0 | 0 | 0 | 0 | 0 | 0 | 0 | 0 | 0 | 0 | 0
F1_Commercial_Miscellaneous (WA)_New_Miscellaneous_Natural Gas_Miscellaneous_E9 | F1 | Commercial | Miscellaneous (WA) | New | Miscellaneous | Natural Gas | Miscellaneous | E9 | RVT - Cost of Equipment | 0 | 0 | 0 | 0 | 0 | 0 | 0 | 0 | 0 | 0 | 0 | 0 | 0 | 0 | 0 | 0 | 0 | 0 | 0 | 0 | 0 | 0 | 0 | 0 | 0 | 0 | 0
F1_Commercial_Miscellaneous (WA)_New_Miscellaneous_Natural Gas_Miscellaneous_E10 | F1 | Commercial | Miscellaneous (WA) | New | Miscellaneous | Natural Gas | Miscellaneous | E10 | RVT - Cost of Equipment | 0 | 0 | 0 | 0 | 0 | 0 | 0 | 0 | 0 | 0 | 0 | 0 | 0 | 0 | 0 | 0 | 0 | 0 | 0 | 0 | 0 | 0 | 0 | 0 | 0 | 0 | 0
F2_Commercial_Miscellaneous (WA)_New_Miscellaneous_Natural Gas_Miscellaneous_E1 | F2 | Commercial | Miscellaneous (WA) | New | Miscellaneous | Natural Gas | Miscellaneous | E1 | RVT - Cost of Operation | 0.050755 | 0.05108 | 0.051622 | 0.052465 | 0.053709 | 0.055757 | 0.057864 | 0.059832 | 0.061552 | 0.063337 | 0.065382 | 0.067305 | 0.069595 | 0.071787 | 0.073533 | 0.074948 | 0.075899 | 0.076665 | 0.077428 | 0.07792 | 0.07839 | 0.079763 | 0.081141 | 0.082582 | 0.084049 | 0.085542 | 0.087062
F2_Commercial_Miscellaneous (WA)_New_Miscellaneous_Natural Gas_Miscellaneous_E2 | F2 | Commercial | Miscellaneous (WA) | New | Miscellaneous | Natural Gas | Miscellaneous | E2 | RVT - Cost of Operation | 0 | 0 | 0 | 0 | 0 | 0 | 0 | 0 | 0 | 0 | 0 | 0 | 0 | 0 | 0 | 0 | 0 | 0 | 0 | 0 | 0 | 0 | 0 | 0 | 0 | 0 | 0
F2_Commercial_Miscellaneous (WA)_New_Miscellaneous_Natural Gas_Miscellaneous_E3 | F2 | Commercial | Miscellaneous (WA) | New | Miscellaneous | Natural Gas | Miscellaneous | E3 | RVT - Cost of Operation | 0 | 0 | 0 | 0 | 0 | 0 | 0 | 0 | 0 | 0 | 0 | 0 | 0 | 0 | 0 | 0 | 0 | 0 | 0 | 0 | 0 | 0 | 0 | 0 | 0 | 0 | 0
F2_Commercial_Miscellaneous (WA)_New_Miscellaneous_Natural Gas_Miscellaneous_E4 | F2 | Commercial | Miscellaneous (WA) | New | Miscellaneous | Natural Gas | Miscellaneous | E4 | RVT - Cost of Operation | 0 | 0 | 0 | 0 | 0 | 0 | 0 | 0 | 0 | 0 | 0 | 0 | 0 | 0 | 0 | 0 | 0 | 0 | 0 | 0 | 0 | 0 | 0 | 0 | 0 | 0 | 0
F2_Commercial_Miscellaneous (WA)_New_Miscellaneous_Natural Gas_Miscellaneous_E5 | F2 | Commercial | Miscellaneous (WA) | New | Miscellaneous | Natural Gas | Miscellaneous | E5 | RVT - Cost of Operation | 0 | 0 | 0 | 0 | 0 | 0 | 0 | 0 | 0 | 0 | 0 | 0 | 0 | 0 | 0 | 0 | 0 | 0 | 0 | 0 | 0 | 0 | 0 | 0 | 0 | 0 | 0
F2_Commercial_Miscellaneous (WA)_New_Miscellaneous_Natural Gas_Miscellaneous_E6 | F2 | Commercial | Miscellaneous (WA) | New | Miscellaneous | Natural Gas | Miscellaneous | E6 | RVT - Cost of Operation | 0 | 0 | 0 | 0 | 0 | 0 | 0 | 0 | 0 | 0 | 0 | 0 | 0 | 0 | 0 | 0 | 0 | 0 | 0 | 0 | 0 | 0 | 0 | 0 | 0 | 0 | 0
F2_Commercial_Miscellaneous (WA)_New_Miscellaneous_Natural Gas_Miscellaneous_E7 | F2 | Commercial | Miscellaneous (WA) | New | Miscellaneous | Natural Gas | Miscellaneous | E7 | RVT - Cost of Operation | 0 | 0 | 0 | 0 | 0 | 0 | 0 | 0 | 0 | 0 | 0 | 0 | 0 | 0 | 0 | 0 | 0 | 0 | 0 | 0 | 0 | 0 | 0 | 0 | 0 | 0 | 0
F2_Commercial_Miscellaneous (WA)_New_Miscellaneous_Natural Gas_Miscellaneous_E8 | F2 | Commercial | Miscellaneous (WA) | New | Miscellaneous | Natural Gas | Miscellaneous | E8 | RVT - Cost of Operation | 0 | 0 | 0 | 0 | 0 | 0 | 0 | 0 | 0 | 0 | 0 | 0 | 0 | 0 | 0 | 0 | 0 | 0 | 0 | 0 | 0 | 0 | 0 | 0 | 0 | 0 | 0
F2_Commercial_Miscellaneous (WA)_New_Miscellaneous_Natural Gas_Miscellaneous_E9 | F2 | Commercial | Miscellaneous (WA) | New | Miscellaneous | Natural Gas | Miscellaneous | E9 | RVT - Cost of Operation | 0 | 0 | 0 | 0 | 0 | 0 | 0 | 0 | 0 | 0 | 0 | 0 | 0 | 0 | 0 | 0 | 0 | 0 | 0 | 0 | 0 | 0 | 0 | 0 | 0 | 0 | 0
F2_Commercial_Miscellaneous (WA)_New_Miscellaneous_Natural Gas_Miscellaneous_E10 | F2 | Commercial | Miscellaneous (WA) | New | Miscellaneous | Natural Gas | Miscellaneous | E10 | RVT - Cost of Operation | 0 | 0 | 0 | 0 | 0 | 0 | 0 | 0 | 0 | 0 | 0 | 0 | 0 | 0 | 0 | 0 | 0 | 0 | 0 | 0 | 0 | 0 | 0 | 0 | 0 | 0 | 0
F3_Commercial_Miscellaneous (WA)_New_Miscellaneous_Natural Gas_Miscellaneous_E1 | F3 | Commercial | Miscellaneous (WA) | New | Miscellaneous | Natural Gas | Miscellaneous | E1 | System - kBTUs of Consumption | 12.9641 | 12.9641 | 12.9641 | 12.9641 | 12.9641 | 12.9641 | 12.9641 | 12.9641 | 12.9641 | 12.9641 | 12.9641 | 12.9641 | 12.9641 | 12.9641 | 12.9641 | 12.9641 | 12.9641 | 12.9641 | 12.9641 | 12.9641 | 12.9641 | 12.9641 | 12.9641 | 12.9641 | 12.9641 | 12.9641 | 12.9641
F3_Commercial_Miscellaneous (WA)_New_Miscellaneous_Natural Gas_Miscellaneous_E2 | F3 | Commercial | Miscellaneous (WA) | New | Miscellaneous | Natural Gas | Miscellaneous | E2 | System - kBTUs of Consumption | 0 | 0 | 0 | 0 | 0 | 0 | 0 | 0 | 0 | 0 | 0 | 0 | 0 | 0 | 0 | 0 | 0 | 0 | 0 | 0 | 0 | 0 | 0 | 0 | 0 | 0 | 0
F3_Commercial_Miscellaneous (WA)_New_Miscellaneous_Natural Gas_Miscellaneous_E3 | F3 | Commercial | Miscellaneous (WA) | New | Miscellaneous | Natural Gas | Miscellaneous | E3 | System - kBTUs of Consumption | 0 | 0 | 0 | 0 | 0 | 0 | 0 | 0 | 0 | 0 | 0 | 0 | 0 | 0 | 0 | 0 | 0 | 0 | 0 | 0 | 0 | 0 | 0 | 0 | 0 | 0 | 0
F3_Commercial_Miscellaneous (WA)_New_Miscellaneous_Natural Gas_Miscellaneous_E4 | F3 | Commercial | Miscellaneous (WA) | New | Miscellaneous | Natural Gas | Miscellaneous | E4 | System - kBTUs of Consumption | 0 | 0 | 0 | 0 | 0 | 0 | 0 | 0 | 0 | 0 | 0 | 0 | 0 | 0 | 0 | 0 | 0 | 0 | 0 | 0 | 0 | 0 | 0 | 0 | 0 | 0 | 0
F3_Commercial_Miscellaneous (WA)_New_Miscellaneous_Natural Gas_Miscellaneous_E5 | F3 | Commercial | Miscellaneous (WA) | New | Miscellaneous | Natural Gas | Miscellaneous | E5 | System - kBTUs of Consumption | 0 | 0 | 0 | 0 | 0 | 0 | 0 | 0 | 0 | 0 | 0 | 0 | 0 | 0 | 0 | 0 | 0 | 0 | 0 | 0 | 0 | 0 | 0 | 0 | 0 | 0 | 0
F3_Commercial_Miscellaneous (WA)_New_Miscellaneous_Natural Gas_Miscellaneous_E6 | F3 | Commercial | Miscellaneous (WA) | New | Miscellaneous | Natural Gas | Miscellaneous | E6 | System - kBTUs of Consumption | 0 | 0 | 0 | 0 | 0 | 0 | 0 | 0 | 0 | 0 | 0 | 0 | 0 | 0 | 0 | 0 | 0 | 0 | 0 | 0 | 0 | 0 | 0 | 0 | 0 | 0 | 0
F3_Commercial_Miscellaneous (WA)_New_Miscellaneous_Natural Gas_Miscellaneous_E7 | F3 | Commercial | Miscellaneous (WA) | New | Miscellaneous | Natural Gas | Miscellaneous | E7 | System - kBTUs of Consumption | 0 | 0 | 0 | 0 | 0 | 0 | 0 | 0 | 0 | 0 | 0 | 0 | 0 | 0 | 0 | 0 | 0 | 0 | 0 | 0 | 0 | 0 | 0 | 0 | 0 | 0 | 0
F3_Commercial_Miscellaneous (WA)_New_Miscellaneous_Natural Gas_Miscellaneous_E8 | F3 | Commercial | Miscellaneous (WA) | New | Miscellaneous | Natural Gas | Miscellaneous | E8 | System - kBTUs of Consumption | 0 | 0 | 0 | 0 | 0 | 0 | 0 | 0 | 0 | 0 | 0 | 0 | 0 | 0 | 0 | 0 | 0 | 0 | 0 | 0 | 0 | 0 | 0 | 0 | 0 | 0 | 0
F3_Commercial_Miscellaneous (WA)_New_Miscellaneous_Natural Gas_Miscellaneous_E9 | F3 | Commercial | Miscellaneous (WA) | New | Miscellaneous | Natural Gas | Miscellaneous | E9 | System - kBTUs of Consumption | 0 | 0 | 0 | 0 | 0 | 0 | 0 | 0 | 0 | 0 | 0 | 0 | 0 | 0 | 0 | 0 | 0 | 0 | 0 | 0 | 0 | 0 | 0 | 0 | 0 | 0 | 0
F3_Commercial_Miscellaneous (WA)_New_Miscellaneous_Natural Gas_Miscellaneous_E10 | F3 | Commercial | Miscellaneous (WA) | New | Miscellaneous | Natural Gas | Miscellaneous | E10 | System - kBTUs of Consumption | 0 | 0 | 0 | 0 | 0 | 0 | 0 | 0 | 0 | 0 | 0 | 0 | 0 | 0 | 0 | 0 | 0 | 0 | 0 | 0 | 0 | 0 | 0 | 0 | 0 | 0 | 0
F4_Commercial_Miscellaneous (WA)_New_Miscellaneous_Natural Gas_Miscellaneous_E1 | F4 | Commercial | Miscellaneous (WA) | New | Miscellaneous | Natural Gas | Miscellaneous | E1 | Utility - Cost of Equipment | 0.24753 | 0.24753 | 0.24753 | 0.24753 | 0.24753 | 0.24753 | 0.24753 | 0.24753 | 0.24753 | 0.24753 | 0.24753 | 0.24753 | 0.24753 | 0.24753 | 0.24753 | 0.24753 | 0.24753 | 0.24753 | 0.24753 | 0.24753 | 0.24753 | 0.24753 | 0.24753 | 0.24753 | 0.24753 | 0.24753 | 0.24753
F4_Commercial_Miscellaneous (WA)_New_Miscellaneous_Natural Gas_Miscellaneous_E2 | F4 | Commercial | Miscellaneous (WA) | New | Miscellaneous | Natural Gas | Miscellaneous | E2 | Utility - Cost of Equipment | 0 | 0 | 0 | 0 | 0 | 0 | 0 | 0 | 0 | 0 | 0 | 0 | 0 | 0 | 0 | 0 | 0 | 0 | 0 | 0 | 0 | 0 | 0 | 0 | 0 | 0 | 0
F4_Commercial_Miscellaneous (WA)_New_Miscellaneous_Natural Gas_Miscellaneous_E3 | F4 | Commercial | Miscellaneous (WA) | New | Miscellaneous | Natural Gas | Miscellaneous | E3 | Utility - Cost of Equipment | 0 | 0 | 0 | 0 | 0 | 0 | 0 | 0 | 0 | 0 | 0 | 0 | 0 | 0 | 0 | 0 | 0 | 0 | 0 | 0 | 0 | 0 | 0 | 0 | 0 | 0 | 0
F4_Commercial_Miscellaneous (WA)_New_Miscellaneous_Natural Gas_Miscellaneous_E4 | F4 | Commercial | Miscellaneous (WA) | New | Miscellaneous | Natural Gas | Miscellaneous | E4 | Utility - Cost of Equipment | 0 | 0 | 0 | 0 | 0 | 0 | 0 | 0 | 0 | 0 | 0 | 0 | 0 | 0 | 0 | 0 | 0 | 0 | 0 | 0 | 0 | 0 | 0 | 0 | 0 | 0 | 0
F4_Commercial_Miscellaneous (WA)_New_Miscellaneous_Natural Gas_Miscellaneous_E5 | F4 | Commercial | Miscellaneous (WA) | New | Miscellaneous | Natural Gas | Miscellaneous | E5 | Utility - Cost of Equipment | 0 | 0 | 0 | 0 | 0 | 0 | 0 | 0 | 0 | 0 | 0 | 0 | 0 | 0 | 0 | 0 | 0 | 0 | 0 | 0 | 0 | 0 | 0 | 0 | 0 | 0 | 0
F4_Commercial_Miscellaneous (WA)_New_Miscellaneous_Natural Gas_Miscellaneous_E6 | F4 | Commercial | Miscellaneous (WA) | New | Miscellaneous | Natural Gas | Miscellaneous | E6 | Utility - Cost of Equipment | 0 | 0 | 0 | 0 | 0 | 0 | 0 | 0 | 0 | 0 | 0 | 0 | 0 | 0 | 0 | 0 | 0 | 0 | 0 | 0 | 0 | 0 | 0 | 0 | 0 | 0 | 0
F4_Commercial_Miscellaneous (WA)_New_Miscellaneous_Natural Gas_Miscellaneous_E7 | F4 | Commercial | Miscellaneous (WA) | New | Miscellaneous | Natural Gas | Miscellaneous | E7 | Utility - Cost of Equipment | 0 | 0 | 0 | 0 | 0 | 0 | 0 | 0 | 0 | 0 | 0 | 0 | 0 | 0 | 0 | 0 | 0 | 0 | 0 | 0 | 0 | 0 | 0 | 0 | 0 | 0 | 0
F4_Commercial_Miscellaneous (WA)_New_Miscellaneous_Natural Gas_Miscellaneous_E8 | F4 | Commercial | Miscellaneous (WA) | New | Miscellaneous | Natural Gas | Miscellaneous | E8 | Utility - Cost of Equipment | 0 | 0 | 0 | 0 | 0 | 0 | 0 | 0 | 0 | 0 | 0 | 0 | 0 | 0 | 0 | 0 | 0 | 0 | 0 | 0 | 0 | 0 | 0 | 0 | 0 | 0 | 0
F4_Commercial_Miscellaneous (WA)_New_Miscellaneous_Natural Gas_Miscellaneous_E9 | F4 | Commercial | Miscellaneous (WA) | New | Miscellaneous | Natural Gas | Miscellaneous | E9 | Utility - Cost of Equipment | 0 | 0 | 0 | 0 | 0 | 0 | 0 | 0 | 0 | 0 | 0 | 0 | 0 | 0 | 0 | 0 | 0 | 0 | 0 | 0 | 0 | 0 | 0 | 0 | 0 | 0 | 0
F4_Commercial_Miscellaneous (WA)_New_Miscellaneous_Natural Gas_Miscellaneous_E10 | F4 | Commercial | Miscellaneous (WA) | New | Miscellaneous | Natural Gas | Miscellaneous | E10 | Utility - Cost of Equipment | 0 | 0 | 0 | 0 | 0 | 0 | 0 | 0 | 0 | 0 | 0 | 0 | 0 | 0 | 0 | 0 | 0 | 0 | 0 | 0 | 0 | 0 | 0 | 0 | 0 | 0 | 0
F5_Commercial_Miscellaneous (WA)_New_Miscellaneous_Natural Gas_Miscellaneous_E1 | F5 | Commercial | Miscellaneous (WA) | New | Miscellaneous | Natural Gas | Miscellaneous | E1 | Utility - Cost of Operation | 0.042296 | 0.042566 | 0.043111 | 0.044017 | 0.045383 | 0.047564 | 0.049962 | 0.052439 | 0.054931 | 0.057579 | 0.059438 | 0.061186 | 0.063268 | 0.065329 | 0.067063 | 0.068587 | 0.069792 | 0.070947 | 0.072233 | 0.073423 | 0.074657 | 0.075965 | 0.077277 | 0.07865 | 0.080047 | 0.081469 | 0.082916
F5_Commercial_Miscellaneous (WA)_New_Miscellaneous_Natural Gas_Miscellaneous_E2 | F5 | Commercial | Miscellaneous (WA) | New | Miscellaneous | Natural Gas | Miscellaneous | E2 | Utility - Cost of Operation | 0 | 0 | 0 | 0 | 0 | 0 | 0 | 0 | 0 | 0 | 0 | 0 | 0 | 0 | 0 | 0 | 0 | 0 | 0 | 0 | 0 | 0 | 0 | 0 | 0 | 0 | 0
F5_Commercial_Miscellaneous (WA)_New_Miscellaneous_Natural Gas_Miscellaneous_E3 | F5 | Commercial | Miscellaneous (WA) | New | Miscellaneous | Natural Gas | Miscellaneous | E3 | Utility - Cost of Operation | 0 | 0 | 0 | 0 | 0 | 0 | 0 | 0 | 0 | 0 | 0 | 0 | 0 | 0 | 0 | 0 | 0 | 0 | 0 | 0 | 0 | 0 | 0 | 0 | 0 | 0 | 0
F5_Commercial_Miscellaneous (WA)_New_Miscellaneous_Natural Gas_Miscellaneous_E4 | F5 | Commercial | Miscellaneous (WA) | New | Miscellaneous | Natural Gas | Miscellaneous | E4 | Utility - Cost of Operation | 0 | 0 | 0 | 0 | 0 | 0 | 0 | 0 | 0 | 0 | 0 | 0 | 0 | 0 | 0 | 0 | 0 | 0 | 0 | 0 | 0 | 0 | 0 | 0 | 0 | 0 | 0
F5_Commercial_Miscellaneous (WA)_New_Miscellaneous_Natural Gas_Miscellaneous_E5 | F5 | Commercial | Miscellaneous (WA) | New | Miscellaneous | Natural Gas | Miscellaneous | E5 | Utility - Cost of Operation | 0 | 0 | 0 | 0 | 0 | 0 | 0 | 0 | 0 | 0 | 0 | 0 | 0 | 0 | 0 | 0 | 0 | 0 | 0 | 0 | 0 | 0 | 0 | 0 | 0 | 0 | 0
F5_Commercial_Miscellaneous (WA)_New_Miscellaneous_Natural Gas_Miscellaneous_E6 | F5 | Commercial | Miscellaneous (WA) | New | Miscellaneous | Natural Gas | Miscellaneous | E6 | Utility - Cost of Operation | 0 | 0 | 0 | 0 | 0 | 0 | 0 | 0 | 0 | 0 | 0 | 0 | 0 | 0 | 0 | 0 | 0 | 0 | 0 | 0 | 0 | 0 | 0 | 0 | 0 | 0 | 0
F5_Commercial_Miscellaneous (WA)_New_Miscellaneous_Natural Gas_Miscellaneous_E7 | F5 | Commercial | Miscellaneous (WA) | New | Miscellaneous | Natural Gas | Miscellaneous | E7 | Utility - Cost of Operation | 0 | 0 | 0 | 0 | 0 | 0 | 0 | 0 | 0 | 0 | 0 | 0 | 0 | 0 | 0 | 0 | 0 | 0 | 0 | 0 | 0 | 0 | 0 | 0 | 0 | 0 | 0
F5_Commercial_Miscellaneous (WA)_New_Miscellaneous_Natural Gas_Miscellaneous_E8 | F5 | Commercial | Miscellaneous (WA) | New | Miscellaneous | Natural Gas | Miscellaneous | E8 | Utility - Cost of Operation | 0 | 0 | 0 | 0 | 0 | 0 | 0 | 0 | 0 | 0 | 0 | 0 | 0 | 0 | 0 | 0 | 0 | 0 | 0 | 0 | 0 | 0 | 0 | 0 | 0 | 0 | 0
F5_Commercial_Miscellaneous (WA)_New_Miscellaneous_Natural Gas_Miscellaneous_E9 | F5 | Commercial | Miscellaneous (WA) | New | Miscellaneous | Natural Gas | Miscellaneous | E9 | Utility - Cost of Operation | 0 | 0 | 0 | 0 | 0 | 0 | 0 | 0 | 0 | 0 | 0 | 0 | 0 | 0 | 0 | 0 | 0 | 0 | 0 | 0 | 0 | 0 | 0 | 0 | 0 | 0 | 0
F5_Commercial_Miscellaneous (WA)_New_Miscellaneous_Natural Gas_Miscellaneous_E10 | F5 | Commercial | Miscellaneous (WA) | New | Miscellaneous | Natural Gas | Miscellaneous | E10 | Utility - Cost of Operation | 0 | 0 | 0 | 0 | 0 | 0 | 0 | 0 | 0 | 0 | 0 | 0 | 0 | 0 | 0 | 0 | 0 | 0 | 0 | 0 | 0 | 0 | 0 | 0 | 0 | 0 | 0
F6_Commercial_Miscellaneous (WA)_New_Miscellaneous_Natural Gas_Miscellaneous_E1 | F6 | Commercial | Miscellaneous (WA) | New | Miscellaneous | Natural Gas | Miscellaneous | E1 | Utility - Value of Sales | 0.050755 | 0.05108 | 0.051622 | 0.052465 | 0.053709 | 0.055757 | 0.057864 | 0.059832 | 0.061552 | 0.063337 | 0.065382 | 0.067305 | 0.069595 | 0.071787 | 0.073533 | 0.074948 | 0.075899 | 0.076665 | 0.077428 | 0.07792 | 0.07839 | 0.079763 | 0.081141 | 0.082582 | 0.084049 | 0.085542 | 0.087062
F6_Commercial_Miscellaneous (WA)_New_Miscellaneous_Natural Gas_Miscellaneous_E2 | F6 | Commercial | Miscellaneous (WA) | New | Miscellaneous | Natural Gas | Miscellaneous | E2 | Utility - Value of Sales | 0 | 0 | 0 | 0 | 0 | 0 | 0 | 0 | 0 | 0 | 0 | 0 | 0 | 0 | 0 | 0 | 0 | 0 | 0 | 0 | 0 | 0 | 0 | 0 | 0 | 0 | 0
F6_Commercial_Miscellaneous (WA)_New_Miscellaneous_Natural Gas_Miscellaneous_E3 | F6 | Commercial | Miscellaneous (WA) | New | Miscellaneous | Natural Gas | Miscellaneous | E3 | Utility - Value of Sales | 0 | 0 | 0 | 0 | 0 | 0 | 0 | 0 | 0 | 0 | 0 | 0 | 0 | 0 | 0 | 0 | 0 | 0 | 0 | 0 | 0 | 0 | 0 | 0 | 0 | 0 | 0
F6_Commercial_Miscellaneous (WA)_New_Miscellaneous_Natural Gas_Miscellaneous_E4 | F6 | Commercial | Miscellaneous (WA) | New | Miscellaneous | Natural Gas | Miscellaneous | E4 | Utility - Value of Sales | 0 | 0 | 0 | 0 | 0 | 0 | 0 | 0 | 0 | 0 | 0 | 0 | 0 | 0 | 0 | 0 | 0 | 0 | 0 | 0 | 0 | 0 | 0 | 0 | 0 | 0 | 0
F6_Commercial_Miscellaneous (WA)_New_Miscellaneous_Natural Gas_Miscellaneous_E5 | F6 | Commercial | Miscellaneous (WA) | New | Miscellaneous | Natural Gas | Miscellaneous | E5 | Utility - Value of Sales | 0 | 0 | 0 | 0 | 0 | 0 | 0 | 0 | 0 | 0 | 0 | 0 | 0 | 0 | 0 | 0 | 0 | 0 | 0 | 0 | 0 | 0 | 0 | 0 | 0 | 0 | 0
F6_Commercial_Miscellaneous (WA)_New_Miscellaneous_Natural Gas_Miscellaneous_E6 | F6 | Commercial | Miscellaneous (WA) | New | Miscellaneous | Natural Gas | Miscellaneous | E6 | Utility - Value of Sales | 0 | 0 | 0 | 0 | 0 | 0 | 0 | 0 | 0 | 0 | 0 | 0 | 0 | 0 | 0 | 0 | 0 | 0 | 0 | 0 | 0 | 0 | 0 | 0 | 0 | 0 | 0
F6_Commercial_Miscellaneous (WA)_New_Miscellaneous_Natural Gas_Miscellaneous_E7 | F6 | Commercial | Miscellaneous (WA) | New | Miscellaneous | Natural Gas | Miscellaneous | E7 | Utility - Value of Sales | 0 | 0 | 0 | 0 | 0 | 0 | 0 | 0 | 0 | 0 | 0 | 0 | 0 | 0 | 0 | 0 | 0 | 0 | 0 | 0 | 0 | 0 | 0 | 0 | 0 | 0 | 0
F6_Commercial_Miscellaneous (WA)_New_Miscellaneous_Natural Gas_Miscellaneous_E8 | F6 | Commercial | Miscellaneous (WA) | New | Miscellaneous | Natural Gas | Miscellaneous | E8 | Utility - Value of Sales | 0 | 0 | 0 | 0 | 0 | 0 | 0 | 0 | 0 | 0 | 0 | 0 | 0 | 0 | 0 | 0 | 0 | 0 | 0 | 0 | 0 | 0 | 0 | 0 | 0 | 0 | 0
F6_Commercial_Miscellaneous (WA)_New_Miscellaneous_Natural Gas_Miscellaneous_E9 | F6 | Commercial | Miscellaneous (WA) | New | Miscellaneous | Natural Gas | Miscellaneous | E9 | Utility - Value of Sales | 0 | 0 | 0 | 0 | 0 | 0 | 0 | 0 | 0 | 0 | 0 | 0 | 0 | 0 | 0 | 0 | 0 | 0 | 0 | 0 | 0 | 0 | 0 | 0 | 0 | 0 | 0
F6_Commercial_Miscellaneous (WA)_New_Miscellaneous_Natural Gas_Miscellaneous_E10 | F6 | Commercial | Miscellaneous (WA) | New | Miscellaneous | Natural Gas | Miscellaneous | E10 | Utility - Value of Sales | 0 | 0 | 0 | 0 | 0 | 0 | 0 | 0 | 0 | 0 | 0 | 0 | 0 | 0 | 0 | 0 | 0 | 0 | 0 | 0 | 0 | 0 | 0 | 0 | 0 | 0 | 0
F1_Commercial_Office (ID)_Existing_Space Heating_Natural Gas_Furnace_E1 | F1 | Commercial | Office (ID) | Existing | Space Heating | Natural Gas | Furnace | E1 | RVT - Cost of Equipment | 0.064382 | 0.064382 | 0.064382 | 0.064382 | 0.064382 | 0.064382 | 0.064382 | 0.064382 | 0.064382 | 0.064382 | 0.064382 | 0.064382 | 0.064382 | 0.064382 | 0.064382 | 0.064382 | 0.064382 | 0.064382 | 0.064382 | 0.064382 | 0.064382 | 0.064382 | 0.064382 | 0.064382 | 0.064382 | 0.064382 | 0.064382
F1_Commercial_Office (ID)_Existing_Space Heating_Natural Gas_Furnace_E2 | F1 | Commercial | Office (ID) | Existing | Space Heating | Natural Gas | Furnace | E2 | RVT - Cost of Equipment | 0.13013 | 0.13013 | 0.13013 | 0.13013 | 0.13013 | 0.13013 | 0.13013 | 0.13013 | 0.13013 | 0.13013 | 0.13013 | 0.13013 | 0.13013 | 0.13013 | 0.13013 | 0.13013 | 0.13013 | 0.13013 | 0.13013 | 0.13013 | 0.13013 | 0.13013 | 0.13013 | 0.13013 | 0.13013 | 0.13013 | 0.13013
F1_Commercial_Office (ID)_Existing_Space Heating_Natural Gas_Furnace_E3 | F1 | Commercial | Office (ID) | Existing | Space Heating | Natural Gas | Furnace | E3 | RVT - Cost of Equipment | 0.079108 | 0.079108 | 0.079108 | 0.079108 | 0.079108 | 0.079108 | 0.079108 | 0.079108 | 0.079108 | 0.079108 | 0.079108 | 0.079108 | 0.079108 | 0.079108 | 0.079108 | 0.079108 | 0.079108 | 0.079108 | 0.079108 | 0.079108 | 0.079108 | 0.079108 | 0.079108 | 0.079108 | 0.079108 | 0.079108 | 0.079108
F1_Commercial_Office (ID)_Existing_Space Heating_Natural Gas_Furnace_E4 | F1 | Commercial | Office (ID) | Existing | Space Heating | Natural Gas | Furnace | E4 | RVT - Cost of Equipment | 0 | 0 | 0 | 0 | 0 | 0 | 0 | 0 | 0 | 0 | 0 | 0 | 0 | 0 | 0 | 0 | 0 | 0 | 0 | 0 | 0 | 0 | 0 | 0 | 0 | 0 | 0
F1_Commercial_Office (ID)_Existing_Space Heating_Natural Gas_Furnace_E5 | F1 | Commercial | Office (ID) | Existing | Space Heating | Natural Gas | Furnace | E5 | RVT - Cost of Equipment | 0 | 0 | 0 | 0 | 0 | 0 | 0 | 0 | 0 | 0 | 0 | 0 | 0 | 0 | 0 | 0 | 0 | 0 | 0 | 0 | 0 | 0 | 0 | 0 | 0 | 0 | 0
F1_Commercial_Office (ID)_Existing_Space Heating_Natural Gas_Furnace_E6 | F1 | Commercial | Office (ID) | Existing | Space Heating | Natural Gas | Furnace | E6 | RVT - Cost of Equipment | 0 | 0 | 0 | 0 | 0 | 0 | 0 | 0 | 0 | 0 | 0 | 0 | 0 | 0 | 0 | 0 | 0 | 0 | 0 | 0 | 0 | 0 | 0 | 0 | 0 | 0 | 0
F1_Commercial_Office (ID)_Existing_Space Heating_Natural Gas_Furnace_E7 | F1 | Commercial | Office (ID) | Existing | Space Heating | Natural Gas | Furnace | E7 | RVT - Cost of Equipment | 0 | 0 | 0 | 0 | 0 | 0 | 0 | 0 | 0 | 0 | 0 | 0 | 0 | 0 | 0 | 0 | 0 | 0 | 0 | 0 | 0 | 0 | 0 | 0 | 0 | 0 | 0
F1_Commercial_Office (ID)_Existing_Space Heating_Natural Gas_Furnace_E8 | F1 | Commercial | Office (ID) | Existing | Space Heating | Natural Gas | Furnace | E8 | RVT - Cost of Equipment | 0 | 0 | 0 | 0 | 0 | 0 | 0 | 0 | 0 | 0 | 0 | 0 | 0 | 0 | 0 | 0 | 0 | 0 | 0 | 0 | 0 | 0 | 0 | 0 | 0 | 0 | 0
F1_Commercial_Office (ID)_Existing_Space Heating_Natural Gas_Furnace_E9 | F1 | Commercial | Office (ID) | Existing | Space Heating | Natural Gas | Furnace | E9 | RVT - Cost of Equipment | 0 | 0 | 0 | 0 | 0 | 0 | 0 | 0 | 0 | 0 | 0 | 0 | 0 | 0 | 0 | 0 | 0 | 0 | 0 | 0 | 0 | 0 | 0 | 0 | 0 | 0 | 0
F1_Commercial_Office (ID)_Existing_Space Heating_Natural Gas_Furnace_E10 | F1 | Commercial | Office (ID) | Existing | Space Heating | Natural Gas | Furnace | E10 | RVT - Cost of Equipment | 0 | 0 | 0 | 0 | 0 | 0 | 0 | 0 | 0 | 0 | 0 | 0 | 0 | 0 | 0 | 0 | 0 | 0 | 0 | 0 | 0 | 0 | 0 | 0 | 0 | 0 | 0
F2_Commercial_Office (ID)_Existing_Space Heating_Natural Gas_Furnace_E1 | F2 | Commercial | Office (ID) | Existing | Space Heating | Natural Gas | Furnace | E1 | RVT - Cost of Operation | 0.08324 | 0.083932 | 0.085083 | 0.086414 | 0.087939 | 0.090421 | 0.092884 | 0.09546 | 0.09772 | 0.099913 | 0.1024 | 0.10457 | 0.10699 | 0.10948 | 0.1117 | 0.11382 | 0.1157 | 0.11761 | 0.1196 | 0.1216 | 0.12361 | 0.12631 | 0.12951 | 0.13225 | 0.13506 | 0.13793 | 0.14086
F2_Commercial_Office (ID)_Existing_Space Heating_Natural Gas_Furnace_E2 | F2 | Commercial | Office (ID) | Existing | Space Heating | Natural Gas | Furnace | E2 | RVT - Cost of Operation | 0.073975 | 0.074589 | 0.075612 | 0.076794 | 0.07815 | 0.080356 | 0.082545 | 0.084834 | 0.086842 | 0.088792 | 0.091001 | 0.092931 | 0.09508 | 0.097293 | 0.099263 | 0.10115 | 0.10282 | 0.10452 | 0.10628 | 0.10807 | 0.10985 | 0.11225 | 0.11509 | 0.11753 | 0.12003 | 0.12257 | 0.12518
F2_Commercial_Office (ID)_Existing_Space Heating_Natural Gas_Furnace_E3 | F2 | Commercial | Office (ID) | Existing | Space Heating | Natural Gas | Furnace | E3 | RVT - Cost of Operation | 0.069361 | 0.069937 | 0.070896 | 0.072005 | 0.073276 | 0.075344 | 0.077396 | 0.079543 | 0.081426 | 0.083254 | 0.085325 | 0.087134 | 0.089149 | 0.091225 | 0.093072 | 0.094845 | 0.096407 | 0.098001 | 0.099655 | 0.10133 | 0.103 | 0.10525 | 0.10791 | 0.1102 | 0.11254 | 0.11493 | 0.11737
F2_Commercial_Office (ID)_Existing_Space Heating_Natural Gas_Furnace_E4 | F2 | Commercial | Office (ID) | Existing | Space Heating | Natural Gas | Furnace | E4 | RVT - Cost of Operation | 0 | 0 | 0 | 0 | 0 | 0 | 0 | 0 | 0 | 0 | 0 | 0 | 0 | 0 | 0 | 0 | 0 | 0 | 0 | 0 | 0 | 0 | 0 | 0 | 0 | 0 | 0
F2_Commercial_Office (ID)_Existing_Space Heating_Natural Gas_Furnace_E5 | F2 | Commercial | Office (ID) | Existing | Space Heating | Natural Gas | Furnace | E5 | RVT - Cost of Operation | 0 | 0 | 0 | 0 | 0 | 0 | 0 | 0 | 0 | 0 | 0 | 0 | 0 | 0 | 0 | 0 | 0 | 0 | 0 | 0 | 0 | 0 | 0 | 0 | 0 | 0 | 0
F2_Commercial_Office (ID)_Existing_Space Heating_Natural Gas_Furnace_E6 | F2 | Commercial | Office (ID) | Existing | Space Heating | Natural Gas | Furnace | E6 | RVT - Cost of Operation | 0 | 0 | 0 | 0 | 0 | 0 | 0 | 0 | 0 | 0 | 0 | 0 | 0 | 0 | 0 | 0 | 0 | 0 | 0 | 0 | 0 | 0 | 0 | 0 | 0 | 0 | 0
F2_Commercial_Office (ID)_Existing_Space Heating_Natural Gas_Furnace_E7 | F2 | Commercial | Office (ID) | Existing | Space Heating | Natural Gas | Furnace | E7 | RVT - Cost of Operation | 0 | 0 | 0 | 0 | 0 | 0 | 0 | 0 | 0 | 0 | 0 | 0 | 0 | 0 | 0 | 0 | 0 | 0 | 0 | 0 | 0 | 0 | 0 | 0 | 0 | 0 | 0
F2_Commercial_Office (ID)_Existing_Space Heating_Natural Gas_Furnace_E8 | F2 | Commercial | Office (ID) | Existing | Space Heating | Natural Gas | Furnace | E8 | RVT - Cost of Operation | 0 | 0 | 0 | 0 | 0 | 0 | 0 | 0 | 0 | 0 | 0 | 0 | 0 | 0 | 0 | 0 | 0 | 0 | 0 | 0 | 0 | 0 | 0 | 0 | 0 | 0 | 0
F2_Commercial_Office (ID)_Existing_Space Heating_Natural Gas_Furnace_E9 | F2 | Commercial | Office (ID) | Existing | Space Heating | Natural Gas | Furnace | E9 | RVT - Cost of Operation | 0 | 0 | 0 | 0 | 0 | 0 | 0 | 0 | 0 | 0 | 0 | 0 | 0 | 0 | 0 | 0 | 0 | 0 | 0 | 0 | 0 | 0 | 0 | 0 | 0 | 0 | 0
F2_Commercial_Office (ID)_Existing_Space Heating_Natural Gas_Furnace_E10 | F2 | Commercial | Office (ID) | Existing | Space Heating | Natural Gas | Furnace | E10 | RVT - Cost of Operation | 0 | 0 | 0 | 0 | 0 | 0 | 0 | 0 | 0 | 0 | 0 | 0 | 0 | 0 | 0 | 0 | 0 | 0 | 0 | 0 | 0 | 0 | 0 | 0 | 0 | 0 | 0
F3_Commercial_Office (ID)_Existing_Space Heating_Natural Gas_Furnace_E1 | F3 | Commercial | Office (ID) | Existing | Space Heating | Natural Gas | Furnace | E1 | System - kBTUs of Consumption | 18.3182 | 18.2722 | 18.2722 | 18.2722 | 18.2722 | 18.2722 | 18.2722 | 18.2722 | 18.2722 | 18.2722 | 18.2722 | 18.2722 | 18.2722 | 18.2722 | 18.2722 | 18.2722 | 18.2722 | 18.2722 | 18.2722 | 18.2722 | 18.2722 | 18.2722 | 18.2722 | 18.2722 | 18.2722 | 18.2722 | 18.2722
F3_Commercial_Office (ID)_Existing_Space Heating_Natural Gas_Furnace_E2 | F3 | Commercial | Office (ID) | Existing | Space Heating | Natural Gas | Furnace | E2 | System - kBTUs of Consumption | 16.2791 | 16.2383 | 16.2383 | 16.2383 | 16.2383 | 16.2383 | 16.2383 | 16.2383 | 16.2383 | 16.2383 | 16.2383 | 16.2383 | 16.2383 | 16.2383 | 16.2383 | 16.2383 | 16.2383 | 16.2383 | 16.2383 | 16.2383 | 16.2383 | 16.2383 | 16.2383 | 16.2383 | 16.2383 | 16.2383 | 16.2383
F3_Commercial_Office (ID)_Existing_Space Heating_Natural Gas_Furnace_E3 | F3 | Commercial | Office (ID) | Existing | Space Heating | Natural Gas | Furnace | E3 | System - kBTUs of Consumption | 15.2638 | 15.2255 | 15.2255 | 15.2255 | 15.2255 | 15.2255 | 15.2255 | 15.2255 | 15.2255 | 15.2255 | 15.2255 | 15.2255 | 15.2255 | 15.2255 | 15.2255 | 15.2255 | 15.2255 | 15.2255 | 15.2255 | 15.2255 | 15.2255 | 15.2255 | 15.2255 | 15.2255 | 15.2255 | 15.2255 | 15.2255
F3_Commercial_Office (ID)_Existing_Space Heating_Natural Gas_Furnace_E4 | F3 | Commercial | Office (ID) | Existing | Space Heating | Natural Gas | Furnace | E4 | System - kBTUs of Consumption | 0 | 0 | 0 | 0 | 0 | 0 | 0 | 0 | 0 | 0 | 0 | 0 | 0 | 0 | 0 | 0 | 0 | 0 | 0 | 0 | 0 | 0 | 0 | 0 | 0 | 0 | 0
F3_Commercial_Office (ID)_Existing_Space Heating_Natural Gas_Furnace_E5 | F3 | Commercial | Office (ID) | Existing | Space Heating | Natural Gas | Furnace | E5 | System - kBTUs of Consumption | 0 | 0 | 0 | 0 | 0 | 0 | 0 | 0 | 0 | 0 | 0 | 0 | 0 | 0 | 0 | 0 | 0 | 0 | 0 | 0 | 0 | 0 | 0 | 0 | 0 | 0 | 0
F3_Commercial_Office (ID)_Existing_Space Heating_Natural Gas_Furnace_E6 | F3 | Commercial | Office (ID) | Existing | Space Heating | Natural Gas | Furnace | E6 | System - kBTUs of Consumption | 0 | 0 | 0 | 0 | 0 | 0 | 0 | 0 | 0 | 0 | 0 | 0 | 0 | 0 | 0 | 0 | 0 | 0 | 0 | 0 | 0 | 0 | 0 | 0 | 0 | 0 | 0
F3_Commercial_Office (ID)_Existing_Space Heating_Natural Gas_Furnace_E7 | F3 | Commercial | Office (ID) | Existing | Space Heating | Natural Gas | Furnace | E7 | System - kBTUs of Consumption | 0 | 0 | 0 | 0 | 0 | 0 | 0 | 0 | 0 | 0 | 0 | 0 | 0 | 0 | 0 | 0 | 0 | 0 | 0 | 0 | 0 | 0 | 0 | 0 | 0 | 0 | 0
F3_Commercial_Office (ID)_Existing_Space Heating_Natural Gas_Furnace_E8 | F3 | Commercial | Office (ID) | Existing | Space Heating | Natural Gas | Furnace | E8 | System - kBTUs of Consumption | 0 | 0 | 0 | 0 | 0 | 0 | 0 | 0 | 0 | 0 | 0 | 0 | 0 | 0 | 0 | 0 | 0 | 0 | 0 | 0 | 0 | 0 | 0 | 0 | 0 | 0 | 0
F3_Commercial_Office (ID)_Existing_Space Heating_Natural Gas_Furnace_E9 | F3 | Commercial | Office (ID) | Existing | Space Heating | Natural Gas | Furnace | E9 | System - kBTUs of Consumption | 0 | 0 | 0 | 0 | 0 | 0 | 0 | 0 | 0 | 0 | 0 | 0 | 0 | 0 | 0 | 0 | 0 | 0 | 0 | 0 | 0 | 0 | 0 | 0 | 0 | 0 | 0
F3_Commercial_Office (ID)_Existing_Space Heating_Natural Gas_Furnace_E10 | F3 | Commercial | Office (ID) | Existing | Space Heating | Natural Gas | Furnace | E10 | System - kBTUs of Consumption | 0 | 0 | 0 | 0 | 0 | 0 | 0 | 0 | 0 | 0 | 0 | 0 | 0 | 0 | 0 | 0 | 0 | 0 | 0 | 0 | 0 | 0 | 0 | 0 | 0 | 0 | 0
F4_Commercial_Office (ID)_Existing_Space Heating_Natural Gas_Furnace_E1 | F4 | Commercial | Office (ID) | Existing | Space Heating | Natural Gas | Furnace | E1 | Utility - Cost of Equipment | 0.064382 | 0.064382 | 0.064382 | 0.064382 | 0.064382 | 0.064382 | 0.064382 | 0.064382 | 0.064382 | 0.064382 | 0.064382 | 0.064382 | 0.064382 | 0.064382 | 0.064382 | 0.064382 | 0.064382 | 0.064382 | 0.064382 | 0.064382 | 0.064382 | 0.064382 | 0.064382 | 0.064382 | 0.064382 | 0.064382 | 0.064382
F4_Commercial_Office (ID)_Existing_Space Heating_Natural Gas_Furnace_E2 | F4 | Commercial | Office (ID) | Existing | Space Heating | Natural Gas | Furnace | E2 | Utility - Cost of Equipment | 0.13013 | 0.13013 | 0.13013 | 0.13013 | 0.13013 | 0.13013 | 0.13013 | 0.13013 | 0.13013 | 0.13013 | 0.13013 | 0.13013 | 0.13013 | 0.13013 | 0.13013 | 0.13013 | 0.13013 | 0.13013 | 0.13013 | 0.13013 | 0.13013 | 0.13013 | 0.13013 | 0.13013 | 0.13013 | 0.13013 | 0.13013
F4_Commercial_Office (ID)_Existing_Space Heating_Natural Gas_Furnace_E3 | F4 | Commercial | Office (ID) | Existing | Space Heating | Natural Gas | Furnace | E3 | Utility - Cost of Equipment | 0.079108 | 0.079108 | 0.079108 | 0.079108 | 0.079108 | 0.079108 | 0.079108 | 0.079108 | 0.079108 | 0.079108 | 0.079108 | 0.079108 | 0.079108 | 0.079108 | 0.079108 | 0.079108 | 0.079108 | 0.079108 | 0.079108 | 0.079108 | 0.079108 | 0.079108 | 0.079108 | 0.079108 | 0.079108 | 0.079108 | 0.079108
F4_Commercial_Office (ID)_Existing_Space Heating_Natural Gas_Furnace_E4 | F4 | Commercial | Office (ID) | Existing | Space Heating | Natural Gas | Furnace | E4 | Utility - Cost of Equipment | 0 | 0 | 0 | 0 | 0 | 0 | 0 | 0 | 0 | 0 | 0 | 0 | 0 | 0 | 0 | 0 | 0 | 0 | 0 | 0 | 0 | 0 | 0 | 0 | 0 | 0 | 0
F4_Commercial_Office (ID)_Existing_Space Heating_Natural Gas_Furnace_E5 | F4 | Commercial | Office (ID) | Existing | Space Heating | Natural Gas | Furnace | E5 | Utility - Cost of Equipment | 0 | 0 | 0 | 0 | 0 | 0 | 0 | 0 | 0 | 0 | 0 | 0 | 0 | 0 | 0 | 0 | 0 | 0 | 0 | 0 | 0 | 0 | 0 | 0 | 0 | 0 | 0
F4_Commercial_Office (ID)_Existing_Space Heating_Natural Gas_Furnace_E6 | F4 | Commercial | Office (ID) | Existing | Space Heating | Natural Gas | Furnace | E6 | Utility - Cost of Equipment | 0 | 0 | 0 | 0 | 0 | 0 | 0 | 0 | 0 | 0 | 0 | 0 | 0 | 0 | 0 | 0 | 0 | 0 | 0 | 0 | 0 | 0 | 0 | 0 | 0 | 0 | 0
F4_Commercial_Office (ID)_Existing_Space Heating_Natural Gas_Furnace_E7 | F4 | Commercial | Office (ID) | Existing | Space Heating | Natural Gas | Furnace | E7 | Utility - Cost of Equipment | 0 | 0 | 0 | 0 | 0 | 0 | 0 | 0 | 0 | 0 | 0 | 0 | 0 | 0 | 0 | 0 | 0 | 0 | 0 | 0 | 0 | 0 | 0 | 0 | 0 | 0 | 0
F4_Commercial_Office (ID)_Existing_Space Heating_Natural Gas_Furnace_E8 | F4 | Commercial | Office (ID) | Existing | Space Heating | Natural Gas | Furnace | E8 | Utility - Cost of Equipment | 0 | 0 | 0 | 0 | 0 | 0 | 0 | 0 | 0 | 0 | 0 | 0 | 0 | 0 | 0 | 0 | 0 | 0 | 0 | 0 | 0 | 0 | 0 | 0 | 0 | 0 | 0
F4_Commercial_Office (ID)_Existing_Space Heating_Natural Gas_Furnace_E9 | F4 | Commercial | Office (ID) | Existing | Space Heating | Natural Gas | Furnace | E9 | Utility - Cost of Equipment | 0 | 0 | 0 | 0 | 0 | 0 | 0 | 0 | 0 | 0 | 0 | 0 | 0 | 0 | 0 | 0 | 0 | 0 | 0 | 0 | 0 | 0 | 0 | 0 | 0 | 0 | 0
F4_Commercial_Office (ID)_Existing_Space Heating_Natural Gas_Furnace_E10 | F4 | Commercial | Office (ID) | Existing | Space Heating | Natural Gas | Furnace | E10 | Utility - Cost of Equipment | 0 | 0 | 0 | 0 | 0 | 0 | 0 | 0 | 0 | 0 | 0 | 0 | 0 | 0 | 0 | 0 | 0 | 0 | 0 | 0 | 0 | 0 | 0 | 0 | 0 | 0 | 0
F5_Commercial_Office (ID)_Existing_Space Heating_Natural Gas_Furnace_E1 | F5 | Commercial | Office (ID) | Existing | Space Heating | Natural Gas | Furnace | E1 | Utility - Cost of Operation | 0.071313 | 0.07235 | 0.073819 | 0.075497 | 0.077399 | 0.080167 | 0.082993 | 0.085992 | 0.088814 | 0.091676 | 0.094181 | 0.096444 | 0.098957 | 0.10156 | 0.10395 | 0.10628 | 0.10842 | 0.11063 | 0.11294 | 0.11531 | 0.11773 | 0.12029 | 0.12334 | 0.12596 | 0.12863 | 0.13136 | 0.13415
F5_Commercial_Office (ID)_Existing_Space Heating_Natural Gas_Furnace_E2 | F5 | Commercial | Office (ID) | Existing | Space Heating | Natural Gas | Furnace | E2 | Utility - Cost of Operation | 0.063375 | 0.064296 | 0.065602 | 0.067093 | 0.068784 | 0.071243 | 0.073754 | 0.07642 | 0.078928 | 0.081471 | 0.083697 | 0.085709 | 0.087942 | 0.090257 | 0.092378 | 0.094453 | 0.096353 | 0.098315 | 0.10037 | 0.10248 | 0.10462 | 0.1069 | 0.10961 | 0.11194 | 0.11431 | 0.11674 | 0.11922
F5_Commercial_Office (ID)_Existing_Space Heating_Natural Gas_Furnace_E3 | F5 | Commercial | Office (ID) | Existing | Space Heating | Natural Gas | Furnace | E3 | Utility - Cost of Operation | 0.059422 | 0.060286 | 0.061511 | 0.062908 | 0.064493 | 0.0668 | 0.069154 | 0.071653 | 0.074005 | 0.07639 | 0.078477 | 0.080363 | 0.082457 | 0.084628 | 0.086616 | 0.088562 | 0.090343 | 0.092183 | 0.094108 | 0.096084 | 0.098097 | 0.10024 | 0.10277 | 0.10495 | 0.10718 | 0.10946 | 0.11178
F5_Commercial_Office (ID)_Existing_Space Heating_Natural Gas_Furnace_E4 | F5 | Commercial | Office (ID) | Existing | Space Heating | Natural Gas | Furnace | E4 | Utility - Cost of Operation | 0 | 0 | 0 | 0 | 0 | 0 | 0 | 0 | 0 | 0 | 0 | 0 | 0 | 0 | 0 | 0 | 0 | 0 | 0 | 0 | 0 | 0 | 0 | 0 | 0 | 0 | 0
F5_Commercial_Office (ID)_Existing_Space Heating_Natural Gas_Furnace_E5 | F5 | Commercial | Office (ID) | Existing | Space Heating | Natural Gas | Furnace | E5 | Utility - Cost of Operation | 0 | 0 | 0 | 0 | 0 | 0 | 0 | 0 | 0 | 0 | 0 | 0 | 0 | 0 | 0 | 0 | 0 | 0 | 0 | 0 | 0 | 0 | 0 | 0 | 0 | 0 | 0
F5_Commercial_Office (ID)_Existing_Space Heating_Natural Gas_Furnace_E6 | F5 | Commercial | Office (ID) | Existing | Space Heating | Natural Gas | Furnace | E6 | Utility - Cost of Operation | 0 | 0 | 0 | 0 | 0 | 0 | 0 | 0 | 0 | 0 | 0 | 0 | 0 | 0 | 0 | 0 | 0 | 0 | 0 | 0 | 0 | 0 | 0 | 0 | 0 | 0 | 0
F5_Commercial_Office (ID)_Existing_Space Heating_Natural Gas_Furnace_E7 | F5 | Commercial | Office (ID) | Existing | Space Heating | Natural Gas | Furnace | E7 | Utility - Cost of Operation | 0 | 0 | 0 | 0 | 0 | 0 | 0 | 0 | 0 | 0 | 0 | 0 | 0 | 0 | 0 | 0 | 0 | 0 | 0 | 0 | 0 | 0 | 0 | 0 | 0 | 0 | 0
F5_Commercial_Office (ID)_Existing_Space Heating_Natural Gas_Furnace_E8 | F5 | Commercial | Office (ID) | Existing | Space Heating | Natural Gas | Furnace | E8 | Utility - Cost of Operation | 0 | 0 | 0 | 0 | 0 | 0 | 0 | 0 | 0 | 0 | 0 | 0 | 0 | 0 | 0 | 0 | 0 | 0 | 0 | 0 | 0 | 0 | 0 | 0 | 0 | 0 | 0
F5_Commercial_Office (ID)_Existing_Space Heating_Natural Gas_Furnace_E9 | F5 | Commercial | Office (ID) | Existing | Space Heating | Natural Gas | Furnace | E9 | Utility - Cost of Operation | 0 | 0 | 0 | 0 | 0 | 0 | 0 | 0 | 0 | 0 | 0 | 0 | 0 | 0 | 0 | 0 | 0 | 0 | 0 | 0 | 0 | 0 | 0 | 0 | 0 | 0 | 0
F5_Commercial_Office (ID)_Existing_Space Heating_Natural Gas_Furnace_E10 | F5 | Commercial | Office (ID) | Existing | Space Heating | Natural Gas | Furnace | E10 | Utility - Cost of Operation | 0 | 0 | 0 | 0 | 0 | 0 | 0 | 0 | 0 | 0 | 0 | 0 | 0 | 0 | 0 | 0 | 0 | 0 | 0 | 0 | 0 | 0 | 0 | 0 | 0 | 0 | 0
F6_Commercial_Office (ID)_Existing_Space Heating_Natural Gas_Furnace_E1 | F6 | Commercial | Office (ID) | Existing | Space Heating | Natural Gas | Furnace | E1 | Utility - Value of Sales | 0.08324 | 0.083932 | 0.085083 | 0.086414 | 0.087939 | 0.090421 | 0.092884 | 0.09546 | 0.09772 | 0.099913 | 0.1024 | 0.10457 | 0.10699 | 0.10948 | 0.1117 | 0.11382 | 0.1157 | 0.11761 | 0.1196 | 0.1216 | 0.12361 | 0.12631 | 0.12951 | 0.13225 | 0.13506 | 0.13793 | 0.14086
F6_Commercial_Office (ID)_Existing_Space Heating_Natural Gas_Furnace_E2 | F6 | Commercial | Office (ID) | Existing | Space Heating | Natural Gas | Furnace | E2 | Utility - Value of Sales | 0.073975 | 0.074589 | 0.075612 | 0.076794 | 0.07815 | 0.080356 | 0.082545 | 0.084834 | 0.086842 | 0.088792 | 0.091001 | 0.092931 | 0.09508 | 0.097293 | 0.099263 | 0.10115 | 0.10282 | 0.10452 | 0.10628 | 0.10807 | 0.10985 | 0.11225 | 0.11509 | 0.11753 | 0.12003 | 0.12257 | 0.12518
F6_Commercial_Office (ID)_Existing_Space Heating_Natural Gas_Furnace_E3 | F6 | Commercial | Office (ID) | Existing | Space Heating | Natural Gas | Furnace | E3 | Utility - Value of Sales | 0.069361 | 0.069937 | 0.070896 | 0.072005 | 0.073276 | 0.075344 | 0.077396 | 0.079543 | 0.081426 | 0.083254 | 0.085325 | 0.087134 | 0.089149 | 0.091225 | 0.093072 | 0.094845 | 0.096407 | 0.098001 | 0.099655 | 0.10133 | 0.103 | 0.10525 | 0.10791 | 0.1102 | 0.11254 | 0.11493 | 0.11737
F6_Commercial_Office (ID)_Existing_Space Heating_Natural Gas_Furnace_E4 | F6 | Commercial | Office (ID) | Existing | Space Heating | Natural Gas | Furnace | E4 | Utility - Value of Sales | 0 | 0 | 0 | 0 | 0 | 0 | 0 | 0 | 0 | 0 | 0 | 0 | 0 | 0 | 0 | 0 | 0 | 0 | 0 | 0 | 0 | 0 | 0 | 0 | 0 | 0 | 0
F6_Commercial_Office (ID)_Existing_Space Heating_Natural Gas_Furnace_E5 | F6 | Commercial | Office (ID) | Existing | Space Heating | Natural Gas | Furnace | E5 | Utility - Value of Sales | 0 | 0 | 0 | 0 | 0 | 0 | 0 | 0 | 0 | 0 | 0 | 0 | 0 | 0 | 0 | 0 | 0 | 0 | 0 | 0 | 0 | 0 | 0 | 0 | 0 | 0 | 0
F6_Commercial_Office (ID)_Existing_Space Heating_Natural Gas_Furnace_E6 | F6 | Commercial | Office (ID) | Existing | Space Heating | Natural Gas | Furnace | E6 | Utility - Value of Sales | 0 | 0 | 0 | 0 | 0 | 0 | 0 | 0 | 0 | 0 | 0 | 0 | 0 | 0 | 0 | 0 | 0 | 0 | 0 | 0 | 0 | 0 | 0 | 0 | 0 | 0 | 0
F6_Commercial_Office (ID)_Existing_Space Heating_Natural Gas_Furnace_E7 | F6 | Commercial | Office (ID) | Existing | Space Heating | Natural Gas | Furnace | E7 | Utility - Value of Sales | 0 | 0 | 0 | 0 | 0 | 0 | 0 | 0 | 0 | 0 | 0 | 0 | 0 | 0 | 0 | 0 | 0 | 0 | 0 | 0 | 0 | 0 | 0 | 0 | 0 | 0 | 0
F6_Commercial_Office (ID)_Existing_Space Heating_Natural Gas_Furnace_E8 | F6 | Commercial | Office (ID) | Existing | Space Heating | Natural Gas | Furnace | E8 | Utility - Value of Sales | 0 | 0 | 0 | 0 | 0 | 0 | 0 | 0 | 0 | 0 | 0 | 0 | 0 | 0 | 0 | 0 | 0 | 0 | 0 | 0 | 0 | 0 | 0 | 0 | 0 | 0 | 0
F6_Commercial_Office (ID)_Existing_Space Heating_Natural Gas_Furnace_E9 | F6 | Commercial | Office (ID) | Existing | Space Heating | Natural Gas | Furnace | E9 | Utility - Value of Sales | 0 | 0 | 0 | 0 | 0 | 0 | 0 | 0 | 0 | 0 | 0 | 0 | 0 | 0 | 0 | 0 | 0 | 0 | 0 | 0 | 0 | 0 | 0 | 0 | 0 | 0 | 0
F6_Commercial_Office (ID)_Existing_Space Heating_Natural Gas_Furnace_E10 | F6 | Commercial | Office (ID) | Existing | Space Heating | Natural Gas | Furnace | E10 | Utility - Value of Sales | 0 | 0 | 0 | 0 | 0 | 0 | 0 | 0 | 0 | 0 | 0 | 0 | 0 | 0 | 0 | 0 | 0 | 0 | 0 | 0 | 0 | 0 | 0 | 0 | 0 | 0 | 0
F1_Commercial_Office (ID)_Existing_Space Heating_Natural Gas_Boiler_E1 | F1 | Commercial | Office (ID) | Existing | Space Heating | Natural Gas | Boiler | E1 | RVT - Cost of Equipment | 0.12079 | 0.12079 | 0.12079 | 0.12079 | 0.12079 | 0.12079 | 0.12079 | 0.12079 | 0.12079 | 0.12079 | 0.12079 | 0.12079 | 0.12079 | 0.12079 | 0.12079 | 0.12079 | 0.12079 | 0.12079 | 0.12079 | 0.12079 | 0.12079 | 0.12079 | 0.12079 | 0.12079 | 0.12079 | 0.12079 | 0.12079
F1_Commercial_Office (ID)_Existing_Space Heating_Natural Gas_Boiler_E2 | F1 | Commercial | Office (ID) | Existing | Space Heating | Natural Gas | Boiler | E2 | RVT - Cost of Equipment | 0.12585 | 0.12585 | 0.12585 | 0.12585 | 0.12585 | 0.12585 | 0.12585 | 0.12585 | 0.12585 | 0.12585 | 0.12585 | 0.12585 | 0.12585 | 0.12585 | 0.12585 | 0.12585 | 0.12585 | 0.12585 | 0.12585 | 0.12585 | 0.12585 | 0.12585 | 0.12585 | 0.12585 | 0.12585 | 0.12585 | 0.12585
F1_Commercial_Office (ID)_Existing_Space Heating_Natural Gas_Boiler_E3 | F1 | Commercial | Office (ID) | Existing | Space Heating | Natural Gas | Boiler | E3 | RVT - Cost of Equipment | 0.11749 | 0.11749 | 0.11749 | 0.11749 | 0.11749 | 0.11749 | 0.11749 | 0.11749 | 0.11749 | 0.11749 | 0.11749 | 0.11749 | 0.11749 | 0.11749 | 0.11749 | 0.11749 | 0.11749 | 0.11749 | 0.11749 | 0.11749 | 0.11749 | 0.11749 | 0.11749 | 0.11749 | 0.11749 | 0.11749 | 0.11749
F1_Commercial_Office (ID)_Existing_Space Heating_Natural Gas_Boiler_E4 | F1 | Commercial | Office (ID) | Existing | Space Heating | Natural Gas | Boiler | E4 | RVT - Cost of Equipment | 0.96896 | 0.96896 | 0.96896 | 0.96896 | 0.96896 | 0.96896 | 0.96896 | 0.96896 | 0.96896 | 0.96896 | 0.96896 | 0.96896 | 0.96896 | 0.96896 | 0.96896 | 0.96896 | 0.96896 | 0.96896 | 0.96896 | 0.96896 | 0.96896 | 0.96896 | 0.96896 | 0.96896 | 0.96896 | 0.96896 | 0.96896
F1_Commercial_Office (ID)_Existing_Space Heating_Natural Gas_Boiler_E5 | F1 | Commercial | Office (ID) | Existing | Space Heating | Natural Gas | Boiler | E5 | RVT - Cost of Equipment | 0 | 0 | 0 | 0 | 0 | 0 | 0 | 0 | 0 | 0 | 0 | 0 | 0 | 0 | 0 | 0 | 0 | 0 | 0 | 0 | 0 | 0 | 0 | 0 | 0 | 0 | 0
F1_Commercial_Office (ID)_Existing_Space Heating_Natural Gas_Boiler_E6 | F1 | Commercial | Office (ID) | Existing | Space Heating | Natural Gas | Boiler | E6 | RVT - Cost of Equipment | 0 | 0 | 0 | 0 | 0 | 0 | 0 | 0 | 0 | 0 | 0 | 0 | 0 | 0 | 0 | 0 | 0 | 0 | 0 | 0 | 0 | 0 | 0 | 0 | 0 | 0 | 0
F1_Commercial_Office (ID)_Existing_Space Heating_Natural Gas_Boiler_E7 | F1 | Commercial | Office (ID) | Existing | Space Heating | Natural Gas | Boiler | E7 | RVT - Cost of Equipment | 0 | 0 | 0 | 0 | 0 | 0 | 0 | 0 | 0 | 0 | 0 | 0 | 0 | 0 | 0 | 0 | 0 | 0 | 0 | 0 | 0 | 0 | 0 | 0 | 0 | 0 | 0
F1_Commercial_Office (ID)_Existing_Space Heating_Natural Gas_Boiler_E8 | F1 | Commercial | Office (ID) | Existing | Space Heating | Natural Gas | Boiler | E8 | RVT - Cost of Equipment | 0 | 0 | 0 | 0 | 0 | 0 | 0 | 0 | 0 | 0 | 0 | 0 | 0 | 0 | 0 | 0 | 0 | 0 | 0 | 0 | 0 | 0 | 0 | 0 | 0 | 0 | 0
F1_Commercial_Office (ID)_Existing_Space Heating_Natural Gas_Boiler_E9 | F1 | Commercial | Office (ID) | Existing | Space Heating | Natural Gas | Boiler | E9 | RVT - Cost of Equipment | 0 | 0 | 0 | 0 | 0 | 0 | 0 | 0 | 0 | 0 | 0 | 0 | 0 | 0 | 0 | 0 | 0 | 0 | 0 | 0 | 0 | 0 | 0 | 0 | 0 | 0 | 0
F1_Commercial_Office (ID)_Existing_Space Heating_Natural Gas_Boiler_E10 | F1 | Commercial | Office (ID) | Existing | Space Heating | Natural Gas | Boiler | E10 | RVT - Cost of Equipment | 0 | 0 | 0 | 0 | 0 | 0 | 0 | 0 | 0 | 0 | 0 | 0 | 0 | 0 | 0 | 0 | 0 | 0 | 0 | 0 | 0 | 0 | 0 | 0 | 0 | 0 | 0
F2_Commercial_Office (ID)_Existing_Space Heating_Natural Gas_Boiler_E1 | F2 | Commercial | Office (ID) | Existing | Space Heating | Natural Gas | Boiler | E1 | RVT - Cost of Operation | 0.40432 | 0.40919 | 0.41562 | 0.42265 | 0.43031 | 0.44112 | 0.45195 | 0.46327 | 0.4737 | 0.48405 | 0.4955 | 0.5061 | 0.51756 | 0.52925 | 0.54014 | 0.55082 | 0.56076 | 0.5709 | 0.58136 | 0.59198 | 0.60269 | 0.61565 | 0.63023 | 0.64333 | 0.65656 | 0.66667 | 0.67577
F2_Commercial_Office (ID)_Existing_Space Heating_Natural Gas_Boiler_E2 | F2 | Commercial | Office (ID) | Existing | Space Heating | Natural Gas | Boiler | E2 | RVT - Cost of Operation | 0.38053 | 0.38511 | 0.39117 | 0.39778 | 0.40499 | 0.41516 | 0.42535 | 0.43601 | 0.44583 | 0.45557 | 0.46635 | 0.47632 | 0.48711 | 0.49811 | 0.50836 | 0.51841 | 0.52776 | 0.53731 | 0.54715 | 0.55715 | 0.56723 | 0.57943 | 0.59315 | 0.60547 | 0.61793 | 0.62745 | 0.63601
F2_Commercial_Office (ID)_Existing_Space Heating_Natural Gas_Boiler_E3 | F2 | Commercial | Office (ID) | Existing | Space Heating | Natural Gas | Boiler | E3 | RVT - Cost of Operation | 0.33347 | 0.33748 | 0.34279 | 0.34858 | 0.3549 | 0.36382 | 0.37275 | 0.38208 | 0.39069 | 0.39923 | 0.40867 | 0.41741 | 0.42686 | 0.43651 | 0.44549 | 0.45429 | 0.46249 | 0.47086 | 0.47948 | 0.48824 | 0.49708 | 0.50776 | 0.51979 | 0.53059 | 0.54151 | 0.54985 | 0.55735
F2_Commercial_Office (ID)_Existing_Space Heating_Natural Gas_Boiler_E4 | F2 | Commercial | Office (ID) | Existing | Space Heating | Natural Gas | Boiler | E4 | RVT - Cost of Operation | 0.21067 | 0.21242 | 0.21533 | 0.2187 | 0.22256 | 0.22884 | 0.23507 | 0.24159 | 0.24731 | 0.25287 | 0.25916 | 0.26465 | 0.27077 | 0.27708 | 0.28269 | 0.28807 | 0.29282 | 0.29766 | 0.30268 | 0.30776 | 0.31285 | 0.31967 | 0.32776 | 0.33472 | 0.34182 | 0.34907 | 0.35648
F2_Commercial_Office (ID)_Existing_Space Heating_Natural Gas_Boiler_E5 | F2 | Commercial | Office (ID) | Existing | Space Heating | Natural Gas | Boiler | E5 | RVT - Cost of Operation | 0 | 0 | 0 | 0 | 0 | 0 | 0 | 0 | 0 | 0 | 0 | 0 | 0 | 0 | 0 | 0 | 0 | 0 | 0 | 0 | 0 | 0 | 0 | 0 | 0 | 0 | 0
F2_Commercial_Office (ID)_Existing_Space Heating_Natural Gas_Boiler_E6 | F2 | Commercial | Office (ID) | Existing | Space Heating | Natural Gas | Boiler | E6 | RVT - Cost of Operation | 0 | 0 | 0 | 0 | 0 | 0 | 0 | 0 | 0 | 0 | 0 | 0 | 0 | 0 | 0 | 0 | 0 | 0 | 0 | 0 | 0 | 0 | 0 | 0 | 0 | 0 | 0
F2_Commercial_Office (ID)_Existing_Space Heating_Natural Gas_Boiler_E7 | F2 | Commercial | Office (ID) | Existing | Space Heating | Natural Gas | Boiler | E7 | RVT - Cost of Operation | 0 | 0 | 0 | 0 | 0 | 0 | 0 | 0 | 0 | 0 | 0 | 0 | 0 | 0 | 0 | 0 | 0 | 0 | 0 | 0 | 0 | 0 | 0 | 0 | 0 | 0 | 0
F2_Commercial_Office (ID)_Existing_Space Heating_Natural Gas_Boiler_E8 | F2 | Commercial | Office (ID) | Existing | Space Heating | Natural Gas | Boiler | E8 | RVT - Cost of Operation | 0 | 0 | 0 | 0 | 0 | 0 | 0 | 0 | 0 | 0 | 0 | 0 | 0 | 0 | 0 | 0 | 0 | 0 | 0 | 0 | 0 | 0 | 0 | 0 | 0 | 0 | 0
F2_Commercial_Office (ID)_Existing_Space Heating_Natural Gas_Boiler_E9 | F2 | Commercial | Office (ID) | Existing | Space Heating | Natural Gas | Boiler | E9 | RVT - Cost of Operation | 0 | 0 | 0 | 0 | 0 | 0 | 0 | 0 | 0 | 0 | 0 | 0 | 0 | 0 | 0 | 0 | 0 | 0 | 0 | 0 | 0 | 0 | 0 | 0 | 0 | 0 | 0
F2_Commercial_Office (ID)_Existing_Space Heating_Natural Gas_Boiler_E10 | F2 | Commercial | Office (ID) | Existing | Space Heating | Natural Gas | Boiler | E10 | RVT - Cost of Operation | 0 | 0 | 0 | 0 | 0 | 0 | 0 | 0 | 0 | 0 | 0 | 0 | 0 | 0 | 0 | 0 | 0 | 0 | 0 | 0 | 0 | 0 | 0 | 0 | 0 | 0 | 0
F3_Commercial_Office (ID)_Existing_Space Heating_Natural Gas_Boiler_E1 | F3 | Commercial | Office (ID) | Existing | Space Heating | Natural Gas | Boiler | E1 | System - kBTUs of Consumption | 79.5578 | 79.4559 | 79.4559 | 79.4559 | 79.4559 | 79.4559 | 79.4559 | 79.4559 | 79.4559 | 79.4559 | 79.4559 | 79.4559 | 79.4559 | 79.4559 | 79.4559 | 79.4559 | 79.4559 | 79.4559 | 79.4559 | 79.4559 | 79.4559 | 79.4559 | 79.4559 | 79.4559 | 79.4559 | 78.475 | 77.2488
F3_Commercial_Office (ID)_Existing_Space Heating_Natural Gas_Boiler_E2 | F3 | Commercial | Office (ID) | Existing | Space Heating | Natural Gas | Boiler | E2 | System - kBTUs of Consumption | 74.8766 | 74.7807 | 74.7807 | 74.7807 | 74.7807 | 74.7807 | 74.7807 | 74.7807 | 74.7807 | 74.7807 | 74.7807 | 74.7807 | 74.7807 | 74.7807 | 74.7807 | 74.7807 | 74.7807 | 74.7807 | 74.7807 | 74.7807 | 74.7807 | 74.7807 | 74.7807 | 74.7807 | 74.7807 | 73.8575 | 72.7035
F3_Commercial_Office (ID)_Existing_Space Heating_Natural Gas_Boiler_E3 | F3 | Commercial | Office (ID) | Existing | Space Heating | Natural Gas | Boiler | E3 | System - kBTUs of Consumption | 65.6162 | 65.5322 | 65.5322 | 65.5322 | 65.5322 | 65.5322 | 65.5322 | 65.5322 | 65.5322 | 65.5322 | 65.5322 | 65.5322 | 65.5322 | 65.5322 | 65.5322 | 65.5322 | 65.5322 | 65.5322 | 65.5322 | 65.5322 | 65.5322 | 65.5322 | 65.5322 | 65.5322 | 65.5322 | 64.7231 | 63.7118
F3_Commercial_Office (ID)_Existing_Space Heating_Natural Gas_Boiler_E4 | F3 | Commercial | Office (ID) | Existing | Space Heating | Natural Gas | Boiler | E4 | System - kBTUs of Consumption | 46.3606 | 46.2442 | 46.2442 | 46.2442 | 46.2442 | 46.2442 | 46.2442 | 46.2442 | 46.2442 | 46.2442 | 46.2442 | 46.2442 | 46.2442 | 46.2442 | 46.2442 | 46.2442 | 46.2442 | 46.2442 | 46.2442 | 46.2442 | 46.2442 | 46.2442 | 46.2442 | 46.2442 | 46.2442 | 46.2442 | 46.2442
F3_Commercial_Office (ID)_Existing_Space Heating_Natural Gas_Boiler_E5 | F3 | Commercial | Office (ID) | Existing | Space Heating | Natural Gas | Boiler | E5 | System - kBTUs of Consumption | 0 | 0 | 0 | 0 | 0 | 0 | 0 | 0 | 0 | 0 | 0 | 0 | 0 | 0 | 0 | 0 | 0 | 0 | 0 | 0 | 0 | 0 | 0 | 0 | 0 | 0 | 0
F3_Commercial_Office (ID)_Existing_Space Heating_Natural Gas_Boiler_E6 | F3 | Commercial | Office (ID) | Existing | Space Heating | Natural Gas | Boiler | E6 | System - kBTUs of Consumption | 0 | 0 | 0 | 0 | 0 | 0 | 0 | 0 | 0 | 0 | 0 | 0 | 0 | 0 | 0 | 0 | 0 | 0 | 0 | 0 | 0 | 0 | 0 | 0 | 0 | 0 | 0
F3_Commercial_Office (ID)_Existing_Space Heating_Natural Gas_Boiler_E7 | F3 | Commercial | Office (ID) | Existing | Space Heating | Natural Gas | Boiler | E7 | System - kBTUs of Consumption | 0 | 0 | 0 | 0 | 0 | 0 | 0 | 0 | 0 | 0 | 0 | 0 | 0 | 0 | 0 | 0 | 0 | 0 | 0 | 0 | 0 | 0 | 0 | 0 | 0 | 0 | 0
F3_Commercial_Office (ID)_Existing_Space Heating_Natural Gas_Boiler_E8 | F3 | Commercial | Office (ID) | Existing | Space Heating | Natural Gas | Boiler | E8 | System - kBTUs of Consumption | 0 | 0 | 0 | 0 | 0 | 0 | 0 | 0 | 0 | 0 | 0 | 0 | 0 | 0 | 0 | 0 | 0 | 0 | 0 | 0 | 0 | 0 | 0 | 0 | 0 | 0 | 0
F3_Commercial_Office (ID)_Existing_Space Heating_Natural Gas_Boiler_E9 | F3 | Commercial | Office (ID) | Existing | Space Heating | Natural Gas | Boiler | E9 | System - kBTUs of Consumption | 0 | 0 | 0 | 0 | 0 | 0 | 0 | 0 | 0 | 0 | 0 | 0 | 0 | 0 | 0 | 0 | 0 | 0 | 0 | 0 | 0 | 0 | 0 | 0 | 0 | 0 | 0
F3_Commercial_Office (ID)_Existing_Space Heating_Natural Gas_Boiler_E10 | F3 | Commercial | Office (ID) | Existing | Space Heating | Natural Gas | Boiler | E10 | System - kBTUs of Consumption | 0 | 0 | 0 | 0 | 0 | 0 | 0 | 0 | 0 | 0 | 0 | 0 | 0 | 0 | 0 | 0 | 0 | 0 | 0 | 0 | 0 | 0 | 0 | 0 | 0 | 0 | 0
F4_Commercial_Office (ID)_Existing_Space Heating_Natural Gas_Boiler_E1 | F4 | Commercial | Office (ID) | Existing | Space Heating | Natural Gas | Boiler | E1 | Utility - Cost of Equipment | 0.12079 | 0.12079 | 0.12079 | 0.12079 | 0.12079 | 0.12079 | 0.12079 | 0.12079 | 0.12079 | 0.12079 | 0.12079 | 0.12079 | 0.12079 | 0.12079 | 0.12079 | 0.12079 | 0.12079 | 0.12079 | 0.12079 | 0.12079 | 0.12079 | 0.12079 | 0.12079 | 0.12079 | 0.12079 | 0.12079 | 0.12079
F4_Commercial_Office (ID)_Existing_Space Heating_Natural Gas_Boiler_E2 | F4 | Commercial | Office (ID) | Existing | Space Heating | Natural Gas | Boiler | E2 | Utility - Cost of Equipment | 0.12585 | 0.12585 | 0.12585 | 0.12585 | 0.12585 | 0.12585 | 0.12585 | 0.12585 | 0.12585 | 0.12585 | 0.12585 | 0.12585 | 0.12585 | 0.12585 | 0.12585 | 0.12585 | 0.12585 | 0.12585 | 0.12585 | 0.12585 | 0.12585 | 0.12585 | 0.12585 | 0.12585 | 0.12585 | 0.12585 | 0.12585
F4_Commercial_Office (ID)_Existing_Space Heating_Natural Gas_Boiler_E3 | F4 | Commercial | Office (ID) | Existing | Space Heating | Natural Gas | Boiler | E3 | Utility - Cost of Equipment | 0.11749 | 0.11749 | 0.11749 | 0.11749 | 0.11749 | 0.11749 | 0.11749 | 0.11749 | 0.11749 | 0.11749 | 0.11749 | 0.11749 | 0.11749 | 0.11749 | 0.11749 | 0.11749 | 0.11749 | 0.11749 | 0.11749 | 0.11749 | 0.11749 | 0.11749 | 0.11749 | 0.11749 | 0.11749 | 0.11749 | 0.11749
F4_Commercial_Office (ID)_Existing_Space Heating_Natural Gas_Boiler_E4 | F4 | Commercial | Office (ID) | Existing | Space Heating | Natural Gas | Boiler | E4 | Utility - Cost of Equipment | 0.96896 | 0.96896 | 0.96896 | 0.96896 | 0.96896 | 0.96896 | 0.96896 | 0.96896 | 0.96896 | 0.96896 | 0.96896 | 0.96896 | 0.96896 | 0.96896 | 0.96896 | 0.96896 | 0.96896 | 0.96896 | 0.96896 | 0.96896 | 0.96896 | 0.96896 | 0.96896 | 0.96896 | 0.96896 | 0.96896 | 0.96896
F4_Commercial_Office (ID)_Existing_Space Heating_Natural Gas_Boiler_E5 | F4 | Commercial | Office (ID) | Existing | Space Heating | Natural Gas | Boiler | E5 | Utility - Cost of Equipment | 0 | 0 | 0 | 0 | 0 | 0 | 0 | 0 | 0 | 0 | 0 | 0 | 0 | 0 | 0 | 0 | 0 | 0 | 0 | 0 | 0 | 0 | 0 | 0 | 0 | 0 | 0
F4_Commercial_Office (ID)_Existing_Space Heating_Natural Gas_Boiler_E6 | F4 | Commercial | Office (ID) | Existing | Space Heating | Natural Gas | Boiler | E6 | Utility - Cost of Equipment | 0 | 0 | 0 | 0 | 0 | 0 | 0 | 0 | 0 | 0 | 0 | 0 | 0 | 0 | 0 | 0 | 0 | 0 | 0 | 0 | 0 | 0 | 0 | 0 | 0 | 0 | 0
F4_Commercial_Office (ID)_Existing_Space Heating_Natural Gas_Boiler_E7 | F4 | Commercial | Office (ID) | Existing | Space Heating | Natural Gas | Boiler | E7 | Utility - Cost of Equipment | 0 | 0 | 0 | 0 | 0 | 0 | 0 | 0 | 0 | 0 | 0 | 0 | 0 | 0 | 0 | 0 | 0 | 0 | 0 | 0 | 0 | 0 | 0 | 0 | 0 | 0 | 0
F4_Commercial_Office (ID)_Existing_Space Heating_Natural Gas_Boiler_E8 | F4 | Commercial | Office (ID) | Existing | Space Heating | Natural Gas | Boiler | E8 | Utility - Cost of Equipment | 0 | 0 | 0 | 0 | 0 | 0 | 0 | 0 | 0 | 0 | 0 | 0 | 0 | 0 | 0 | 0 | 0 | 0 | 0 | 0 | 0 | 0 | 0 | 0 | 0 | 0 | 0
F4_Commercial_Office (ID)_Existing_Space Heating_Natural Gas_Boiler_E9 | F4 | Commercial | Office (ID) | Existing | Space Heating | Natural Gas | Boiler | E9 | Utility - Cost of Equipment | 0 | 0 | 0 | 0 | 0 | 0 | 0 | 0 | 0 | 0 | 0 | 0 | 0 | 0 | 0 | 0 | 0 | 0 | 0 | 0 | 0 | 0 | 0 | 0 | 0 | 0 | 0
F4_Commercial_Office (ID)_Existing_Space Heating_Natural Gas_Boiler_E10 | F4 | Commercial | Office (ID) | Existing | Space Heating | Natural Gas | Boiler | E10 | Utility - Cost of Equipment | 0 | 0 | 0 | 0 | 0 | 0 | 0 | 0 | 0 | 0 | 0 | 0 | 0 | 0 | 0 | 0 | 0 | 0 | 0 | 0 | 0 | 0 | 0 | 0 | 0 | 0 | 0
F5_Commercial_Office (ID)_Existing_Space Heating_Natural Gas_Boiler_E1 | F5 | Commercial | Office (ID) | Existing | Space Heating | Natural Gas | Boiler | E1 | Utility - Cost of Operation | 0.35665 | 0.36287 | 0.37056 | 0.37892 | 0.388 | 0.39991 | 0.41206 | 0.42485 | 0.43715 | 0.44965 | 0.46108 | 0.4718 | 0.4834 | 0.49529 | 0.50655 | 0.51772 | 0.52833 | 0.53924 | 0.55056 | 0.56216 | 0.57399 | 0.58633 | 0.60022 | 0.61269 | 0.6253 | 0.63493 | 0.64359
F5_Commercial_Office (ID)_Existing_Space Heating_Natural Gas_Boiler_E2 | F5 | Commercial | Office (ID) | Existing | Space Heating | Natural Gas | Boiler | E2 | Utility - Cost of Operation | 0.33566 | 0.34152 | 0.34876 | 0.35662 | 0.36517 | 0.37638 | 0.38781 | 0.39985 | 0.41143 | 0.42319 | 0.43395 | 0.44404 | 0.45495 | 0.46615 | 0.47675 | 0.48726 | 0.49724 | 0.50751 | 0.51817 | 0.52909 | 0.54022 | 0.55183 | 0.5649 | 0.57664 | 0.5885 | 0.59757 | 0.60573
F5_Commercial_Office (ID)_Existing_Space Heating_Natural Gas_Boiler_E3 | F5 | Commercial | Office (ID) | Existing | Space Heating | Natural Gas | Boiler | E3 | Utility - Cost of Operation | 0.29415 | 0.29928 | 0.30562 | 0.31252 | 0.32001 | 0.32983 | 0.33985 | 0.3504 | 0.36054 | 0.37086 | 0.38028 | 0.38912 | 0.39869 | 0.4085 | 0.41778 | 0.427 | 0.43574 | 0.44474 | 0.45408 | 0.46365 | 0.47341 | 0.48359 | 0.49504 | 0.50533 | 0.51572 | 0.52366 | 0.53081
F5_Commercial_Office (ID)_Existing_Space Heating_Natural Gas_Boiler_E4 | F5 | Commercial | Office (ID) | Existing | Space Heating | Natural Gas | Boiler | E4 | Utility - Cost of Operation | 0.18048 | 0.18311 | 0.18683 | 0.19107 | 0.19589 | 0.20289 | 0.21004 | 0.21763 | 0.22478 | 0.23202 | 0.23836 | 0.24409 | 0.25044 | 0.25704 | 0.26308 | 0.26899 | 0.2744 | 0.27999 | 0.28583 | 0.29183 | 0.29795 | 0.30445 | 0.31215 | 0.31878 | 0.32554 | 0.33245 | 0.33951
F5_Commercial_Office (ID)_Existing_Space Heating_Natural Gas_Boiler_E5 | F5 | Commercial | Office (ID) | Existing | Space Heating | Natural Gas | Boiler | E5 | Utility - Cost of Operation | 0 | 0 | 0 | 0 | 0 | 0 | 0 | 0 | 0 | 0 | 0 | 0 | 0 | 0 | 0 | 0 | 0 | 0 | 0 | 0 | 0 | 0 | 0 | 0 | 0 | 0 | 0
F5_Commercial_Office (ID)_Existing_Space Heating_Natural Gas_Boiler_E6 | F5 | Commercial | Office (ID) | Existing | Space Heating | Natural Gas | Boiler | E6 | Utility - Cost of Operation | 0 | 0 | 0 | 0 | 0 | 0 | 0 | 0 | 0 | 0 | 0 | 0 | 0 | 0 | 0 | 0 | 0 | 0 | 0 | 0 | 0 | 0 | 0 | 0 | 0 | 0 | 0
F5_Commercial_Office (ID)_Existing_Space Heating_Natural Gas_Boiler_E7 | F5 | Commercial | Office (ID) | Existing | Space Heating | Natural Gas | Boiler | E7 | Utility - Cost of Operation | 0 | 0 | 0 | 0 | 0 | 0 | 0 | 0 | 0 | 0 | 0 | 0 | 0 | 0 | 0 | 0 | 0 | 0 | 0 | 0 | 0 | 0 | 0 | 0 | 0 | 0 | 0
F5_Commercial_Office (ID)_Existing_Space Heating_Natural Gas_Boiler_E8 | F5 | Commercial | Office (ID) | Existing | Space Heating | Natural Gas | Boiler | E8 | Utility - Cost of Operation | 0 | 0 | 0 | 0 | 0 | 0 | 0 | 0 | 0 | 0 | 0 | 0 | 0 | 0 | 0 | 0 | 0 | 0 | 0 | 0 | 0 | 0 | 0 | 0 | 0 | 0 | 0
F5_Commercial_Office (ID)_Existing_Space Heating_Natural Gas_Boiler_E9 | F5 | Commercial | Office (ID) | Existing | Space Heating | Natural Gas | Boiler | E9 | Utility - Cost of Operation | 0 | 0 | 0 | 0 | 0 | 0 | 0 | 0 | 0 | 0 | 0 | 0 | 0 | 0 | 0 | 0 | 0 | 0 | 0 | 0 | 0 | 0 | 0 | 0 | 0 | 0 | 0
F5_Commercial_Office (ID)_Existing_Space Heating_Natural Gas_Boiler_E10 | F5 | Commercial | Office (ID) | Existing | Space Heating | Natural Gas | Boiler | E10 | Utility - Cost of Operation | 0 | 0 | 0 | 0 | 0 | 0 | 0 | 0 | 0 | 0 | 0 | 0 | 0 | 0 | 0 | 0 | 0 | 0 | 0 | 0 | 0 | 0 | 0 | 0 | 0 | 0 | 0
F6_Commercial_Office (ID)_Existing_Space Heating_Natural Gas_Boiler_E1 | F6 | Commercial | Office (ID) | Existing | Space Heating | Natural Gas | Boiler | E1 | Utility - Value of Sales | 0.40432 | 0.40919 | 0.41562 | 0.42265 | 0.43031 | 0.44112 | 0.45195 | 0.46327 | 0.4737 | 0.48405 | 0.4955 | 0.5061 | 0.51756 | 0.52925 | 0.54014 | 0.55082 | 0.56076 | 0.5709 | 0.58136 | 0.59198 | 0.60269 | 0.61565 | 0.63023 | 0.64333 | 0.65656 | 0.66667 | 0.67577
F6_Commercial_Office (ID)_Existing_Space Heating_Natural Gas_Boiler_E2 | F6 | Commercial | Office (ID) | Existing | Space Heating | Natural Gas | Boiler | E2 | Utility - Value of Sales | 0.38053 | 0.38511 | 0.39117 | 0.39778 | 0.40499 | 0.41516 | 0.42535 | 0.43601 | 0.44583 | 0.45557 | 0.46635 | 0.47632 | 0.48711 | 0.49811 | 0.50836 | 0.51841 | 0.52776 | 0.53731 | 0.54715 | 0.55715 | 0.56723 | 0.57943 | 0.59315 | 0.60547 | 0.61793 | 0.62745 | 0.63601
F6_Commercial_Office (ID)_Existing_Space Heating_Natural Gas_Boiler_E3 | F6 | Commercial | Office (ID) | Existing | Space Heating | Natural Gas | Boiler | E3 | Utility - Value of Sales | 0.33347 | 0.33748 | 0.34279 | 0.34858 | 0.3549 | 0.36382 | 0.37275 | 0.38208 | 0.39069 | 0.39923 | 0.40867 | 0.41741 | 0.42686 | 0.43651 | 0.44549 | 0.45429 | 0.46249 | 0.47086 | 0.47948 | 0.48824 | 0.49708 | 0.50776 | 0.51979 | 0.53059 | 0.54151 | 0.54985 | 0.55735
F6_Commercial_Office (ID)_Existing_Space Heating_Natural Gas_Boiler_E4 | F6 | Commercial | Office (ID) | Existing | Space Heating | Natural Gas | Boiler | E4 | Utility - Value of Sales | 0.21067 | 0.21242 | 0.21533 | 0.2187 | 0.22256 | 0.22884 | 0.23507 | 0.24159 | 0.24731 | 0.25287 | 0.25916 | 0.26465 | 0.27077 | 0.27708 | 0.28269 | 0.28807 | 0.29282 | 0.29766 | 0.30268 | 0.30776 | 0.31285 | 0.31967 | 0.32776 | 0.33472 | 0.34182 | 0.34907 | 0.35648
F6_Commercial_Office (ID)_Existing_Space Heating_Natural Gas_Boiler_E5 | F6 | Commercial | Office (ID) | Existing | Space Heating | Natural Gas | Boiler | E5 | Utility - Value of Sales | 0 | 0 | 0 | 0 | 0 | 0 | 0 | 0 | 0 | 0 | 0 | 0 | 0 | 0 | 0 | 0 | 0 | 0 | 0 | 0 | 0 | 0 | 0 | 0 | 0 | 0 | 0
F6_Commercial_Office (ID)_Existing_Space Heating_Natural Gas_Boiler_E6 | F6 | Commercial | Office (ID) | Existing | Space Heating | Natural Gas | Boiler | E6 | Utility - Value of Sales | 0 | 0 | 0 | 0 | 0 | 0 | 0 | 0 | 0 | 0 | 0 | 0 | 0 | 0 | 0 | 0 | 0 | 0 | 0 | 0 | 0 | 0 | 0 | 0 | 0 | 0 | 0
F6_Commercial_Office (ID)_Existing_Space Heating_Natural Gas_Boiler_E7 | F6 | Commercial | Office (ID) | Existing | Space Heating | Natural Gas | Boiler | E7 | Utility - Value of Sales | 0 | 0 | 0 | 0 | 0 | 0 | 0 | 0 | 0 | 0 | 0 | 0 | 0 | 0 | 0 | 0 | 0 | 0 | 0 | 0 | 0 | 0 | 0 | 0 | 0 | 0 | 0
F6_Commercial_Office (ID)_Existing_Space Heating_Natural Gas_Boiler_E8 | F6 | Commercial | Office (ID) | Existing | Space Heating | Natural Gas | Boiler | E8 | Utility - Value of Sales | 0 | 0 | 0 | 0 | 0 | 0 | 0 | 0 | 0 | 0 | 0 | 0 | 0 | 0 | 0 | 0 | 0 | 0 | 0 | 0 | 0 | 0 | 0 | 0 | 0 | 0 | 0
F6_Commercial_Office (ID)_Existing_Space Heating_Natural Gas_Boiler_E9 | F6 | Commercial | Office (ID) | Existing | Space Heating | Natural Gas | Boiler | E9 | Utility - Value of Sales | 0 | 0 | 0 | 0 | 0 | 0 | 0 | 0 | 0 | 0 | 0 | 0 | 0 | 0 | 0 | 0 | 0 | 0 | 0 | 0 | 0 | 0 | 0 | 0 | 0 | 0 | 0
F6_Commercial_Office (ID)_Existing_Space Heating_Natural Gas_Boiler_E10 | F6 | Commercial | Office (ID) | Existing | Space Heating | Natural Gas | Boiler | E10 | Utility - Value of Sales | 0 | 0 | 0 | 0 | 0 | 0 | 0 | 0 | 0 | 0 | 0 | 0 | 0 | 0 | 0 | 0 | 0 | 0 | 0 | 0 | 0 | 0 | 0 | 0 | 0 | 0 | 0
F1_Commercial_Office (ID)_Existing_Space Heating_Natural Gas_Unit Heater_E1 | F1 | Commercial | Office (ID) | Existing | Space Heating | Natural Gas | Unit Heater | E1 | RVT - Cost of Equipment | 8.9957e-05 | 8.9957e-05 | 8.9957e-05 | 8.9957e-05 | 8.9957e-05 | 8.9957e-05 | 8.9957e-05 | 8.9957e-05 | 8.9957e-05 | 8.9957e-05 | 8.9957e-05 | 8.9957e-05 | 8.9957e-05 | 8.9957e-05 | 8.9957e-05 | 8.9957e-05 | 8.9957e-05 | 8.9957e-05 | 8.9957e-05 | 8.9957e-05 | 8.9957e-05 | 8.9957e-05 | 8.9957e-05 | 8.9957e-05 | 8.9957e-05 | 8.9957e-05 | 8.9957e-05
F1_Commercial_Office (ID)_Existing_Space Heating_Natural Gas_Unit Heater_E2 | F1 | Commercial | Office (ID) | Existing | Space Heating | Natural Gas | Unit Heater | E2 | RVT - Cost of Equipment | 0.00019729 | 0.00019729 | 0.00019729 | 0.00019729 | 0.00019729 | 0.00019729 | 0.00019729 | 0.00019729 | 0.00019729 | 0.00019729 | 0.00019729 | 0.00019729 | 0.00019729 | 0.00019729 | 0.00019729 | 0.00019729 | 0.00019729 | 0.00019729 | 0.00019729 | 0.00019729 | 0.00019729 | 0.00019729 | 0.00019729 | 0.00019729 | 0.00019729 | 0.00019729 | 0.00019729
F1_Commercial_Office (ID)_Existing_Space Heating_Natural Gas_Unit Heater_E3 | F1 | Commercial | Office (ID) | Existing | Space Heating | Natural Gas | Unit Heater | E3 | RVT - Cost of Equipment | 0.00012511 | 0.00012511 | 0.00012511 | 0.00012511 | 0.00012511 | 0.00012511 | 0.00012511 | 0.00012511 | 0.00012511 | 0.00012511 | 0.00012511 | 0.00012511 | 0.00012511 | 0.00012511 | 0.00012511 | 0.00012511 | 0.00012511 | 0.00012511 | 0.00012511 | 0.00012511 | 0.00012511 | 0.00012511 | 0.00012511 | 0.00012511 | 0.00012511 | 0.00012511 | 0.00012511
F1_Commercial_Office (ID)_Existing_Space Heating_Natural Gas_Unit Heater_E4 | F1 | Commercial | Office (ID) | Existing | Space Heating | Natural Gas | Unit Heater | E4 | RVT - Cost of Equipment | 0 | 0 | 0 | 0 | 0 | 0 | 0 | 0 | 0 | 0 | 0 | 0 | 0 | 0 | 0 | 0 | 0 | 0 | 0 | 0 | 0 | 0 | 0 | 0 | 0 | 0 | 0
F1_Commercial_Office (ID)_Existing_Space Heating_Natural Gas_Unit Heater_E5 | F1 | Commercial | Office (ID) | Existing | Space Heating | Natural Gas | Unit Heater | E5 | RVT - Cost of Equipment | 0 | 0 | 0 | 0 | 0 | 0 | 0 | 0 | 0 | 0 | 0 | 0 | 0 | 0 | 0 | 0 | 0 | 0 | 0 | 0 | 0 | 0 | 0 | 0 | 0 | 0 | 0
F1_Commercial_Office (ID)_Existing_Space Heating_Natural Gas_Unit Heater_E6 | F1 | Commercial | Office (ID) | Existing | Space Heating | Natural Gas | Unit Heater | E6 | RVT - Cost of Equipment | 0 | 0 | 0 | 0 | 0 | 0 | 0 | 0 | 0 | 0 | 0 | 0 | 0 | 0 | 0 | 0 | 0 | 0 | 0 | 0 | 0 | 0 | 0 | 0 | 0 | 0 | 0
F1_Commercial_Office (ID)_Existing_Space Heating_Natural Gas_Unit Heater_E7 | F1 | Commercial | Office (ID) | Existing | Space Heating | Natural Gas | Unit Heater | E7 | RVT - Cost of Equipment | 0 | 0 | 0 | 0 | 0 | 0 | 0 | 0 | 0 | 0 | 0 | 0 | 0 | 0 | 0 | 0 | 0 | 0 | 0 | 0 | 0 | 0 | 0 | 0 | 0 | 0 | 0
F1_Commercial_Office (ID)_Existing_Space Heating_Natural Gas_Unit Heater_E8 | F1 | Commercial | Office (ID) | Existing | Space Heating | Natural Gas | Unit Heater | E8 | RVT - Cost of Equipment | 0 | 0 | 0 | 0 | 0 | 0 | 0 | 0 | 0 | 0 | 0 | 0 | 0 | 0 | 0 | 0 | 0 | 0 | 0 | 0 | 0 | 0 | 0 | 0 | 0 | 0 | 0
F1_Commercial_Office (ID)_Existing_Space Heating_Natural Gas_Unit Heater_E9 | F1 | Commercial | Office (ID) | Existing | Space Heating | Natural Gas | Unit Heater | E9 | RVT - Cost of Equipment | 0 | 0 | 0 | 0 | 0 | 0 | 0 | 0 | 0 | 0 | 0 | 0 | 0 | 0 | 0 | 0 | 0 | 0 | 0 | 0 | 0 | 0 | 0 | 0 | 0 | 0 | 0
F1_Commercial_Office (ID)_Existing_Space Heating_Natural Gas_Unit Heater_E10 | F1 | Commercial | Office (ID) | Existing | Space Heating | Natural Gas | Unit Heater | E10 | RVT - Cost of Equipment | 0 | 0 | 0 | 0 | 0 | 0 | 0 | 0 | 0 | 0 | 0 | 0 | 0 | 0 | 0 | 0 | 0 | 0 | 0 | 0 | 0 | 0 | 0 | 0 | 0 | 0 | 0
F2_Commercial_Office (ID)_Existing_Space Heating_Natural Gas_Unit Heater_E1 | F2 | Commercial | Office (ID) | Existing | Space Heating | Natural Gas | Unit Heater | E1 | RVT - Cost of Operation | 0.049517 | 0.050038 | 0.050784 | 0.051607 | 0.052514 | 0.053883 | 0.05524 | 0.056665 | 0.057959 | 0.059234 | 0.06067 | 0.061969 | 0.063394 | 0.064847 | 0.066171 | 0.067456 | 0.068622 | 0.069813 | 0.071043 | 0.072291 | 0.073545 | 0.075141 | 0.076989 | 0.078623 | 0.080292 | 0.081996 | 0.083736
F2_Commercial_Office (ID)_Existing_Space Heating_Natural Gas_Unit Heater_E2 | F2 | Commercial | Office (ID) | Existing | Space Heating | Natural Gas | Unit Heater | E2 | RVT - Cost of Operation | 0.044042 | 0.044505 | 0.045169 | 0.045901 | 0.046707 | 0.047925 | 0.049132 | 0.0504 | 0.05155 | 0.052684 | 0.053961 | 0.055117 | 0.056384 | 0.057676 | 0.058854 | 0.059997 | 0.061034 | 0.062093 | 0.063188 | 0.064297 | 0.065412 | 0.066832 | 0.068476 | 0.069929 | 0.071413 | 0.072929 | 0.074477
F2_Commercial_Office (ID)_Existing_Space Heating_Natural Gas_Unit Heater_E3 | F2 | Commercial | Office (ID) | Existing | Space Heating | Natural Gas | Unit Heater | E3 | RVT - Cost of Operation | 0.04208 | 0.04243 | 0.043011 | 0.043684 | 0.044455 | 0.04571 | 0.046955 | 0.048257 | 0.0494 | 0.050509 | 0.051766 | 0.052863 | 0.054085 | 0.055344 | 0.056465 | 0.057541 | 0.058488 | 0.059456 | 0.060459 | 0.061474 | 0.06249 | 0.063852 | 0.065468 | 0.066858 | 0.068277 | 0.069726 | 0.071206
F2_Commercial_Office (ID)_Existing_Space Heating_Natural Gas_Unit Heater_E4 | F2 | Commercial | Office (ID) | Existing | Space Heating | Natural Gas | Unit Heater | E4 | RVT - Cost of Operation | 0 | 0 | 0 | 0 | 0 | 0 | 0 | 0 | 0 | 0 | 0 | 0 | 0 | 0 | 0 | 0 | 0 | 0 | 0 | 0 | 0 | 0 | 0 | 0 | 0 | 0 | 0
F2_Commercial_Office (ID)_Existing_Space Heating_Natural Gas_Unit Heater_E5 | F2 | Commercial | Office (ID) | Existing | Space Heating | Natural Gas | Unit Heater | E5 | RVT - Cost of Operation | 0 | 0 | 0 | 0 | 0 | 0 | 0 | 0 | 0 | 0 | 0 | 0 | 0 | 0 | 0 | 0 | 0 | 0 | 0 | 0 | 0 | 0 | 0 | 0 | 0 | 0 | 0
F2_Commercial_Office (ID)_Existing_Space Heating_Natural Gas_Unit Heater_E6 | F2 | Commercial | Office (ID) | Existing | Space Heating | Natural Gas | Unit Heater | E6 | RVT - Cost of Operation | 0 | 0 | 0 | 0 | 0 | 0 | 0 | 0 | 0 | 0 | 0 | 0 | 0 | 0 | 0 | 0 | 0 | 0 | 0 | 0 | 0 | 0 | 0 | 0 | 0 | 0 | 0
F2_Commercial_Office (ID)_Existing_Space Heating_Natural Gas_Unit Heater_E7 | F2 | Commercial | Office (ID) | Existing | Space Heating | Natural Gas | Unit Heater | E7 | RVT - Cost of Operation | 0 | 0 | 0 | 0 | 0 | 0 | 0 | 0 | 0 | 0 | 0 | 0 | 0 | 0 | 0 | 0 | 0 | 0 | 0 | 0 | 0 | 0 | 0 | 0 | 0 | 0 | 0
F2_Commercial_Office (ID)_Existing_Space Heating_Natural Gas_Unit Heater_E8 | F2 | Commercial | Office (ID) | Existing | Space Heating | Natural Gas | Unit Heater | E8 | RVT - Cost of Operation | 0 | 0 | 0 | 0 | 0 | 0 | 0 | 0 | 0 | 0 | 0 | 0 | 0 | 0 | 0 | 0 | 0 | 0 | 0 | 0 | 0 | 0 | 0 | 0 | 0 | 0 | 0
F2_Commercial_Office (ID)_Existing_Space Heating_Natural Gas_Unit Heater_E9 | F2 | Commercial | Office (ID) | Existing | Space Heating | Natural Gas | Unit Heater | E9 | RVT - Cost of Operation | 0 | 0 | 0 | 0 | 0 | 0 | 0 | 0 | 0 | 0 | 0 | 0 | 0 | 0 | 0 | 0 | 0 | 0 | 0 | 0 | 0 | 0 | 0 | 0 | 0 | 0 | 0
F2_Commercial_Office (ID)_Existing_Space Heating_Natural Gas_Unit Heater_E10 | F2 | Commercial | Office (ID) | Existing | Space Heating | Natural Gas | Unit Heater | E10 | RVT - Cost of Operation | 0 | 0 | 0 | 0 | 0 | 0 | 0 | 0 | 0 | 0 | 0 | 0 | 0 | 0 | 0 | 0 | 0 | 0 | 0 | 0 | 0 | 0 | 0 | 0 | 0 | 0 | 0
F3_Commercial_Office (ID)_Existing_Space Heating_Natural Gas_Unit Heater_E1 | F3 | Commercial | Office (ID) | Existing | Space Heating | Natural Gas | Unit Heater | E1 | System - kBTUs of Consumption | 10.4616 | 10.4419 | 10.4419 | 10.4419 | 10.4419 | 10.4419 | 10.4419 | 10.4419 | 10.4419 | 10.4419 | 10.4419 | 10.4419 | 10.4419 | 10.4419 | 10.4419 | 10.4419 | 10.4419 | 10.4419 | 10.4419 | 10.4419 | 10.4419 | 10.4419 | 10.4419 | 10.4419 | 10.4419 | 10.4419 | 10.4419
F3_Commercial_Office (ID)_Existing_Space Heating_Natural Gas_Unit Heater_E2 | F3 | Commercial | Office (ID) | Existing | Space Heating | Natural Gas | Unit Heater | E2 | System - kBTUs of Consumption | 9.3048 | 9.2872 | 9.2872 | 9.2872 | 9.2872 | 9.2872 | 9.2872 | 9.2872 | 9.2872 | 9.2872 | 9.2872 | 9.2872 | 9.2872 | 9.2872 | 9.2872 | 9.2872 | 9.2872 | 9.2872 | 9.2872 | 9.2872 | 9.2872 | 9.2872 | 9.2872 | 9.2872 | 9.2872 | 9.2872 | 9.2872
F3_Commercial_Office (ID)_Existing_Space Heating_Natural Gas_Unit Heater_E3 | F3 | Commercial | Office (ID) | Existing | Space Heating | Natural Gas | Unit Heater | E3 | System - kBTUs of Consumption | 9.2603 | 9.237 | 9.237 | 9.237 | 9.237 | 9.237 | 9.237 | 9.237 | 9.237 | 9.237 | 9.237 | 9.237 | 9.237 | 9.237 | 9.237 | 9.237 | 9.237 | 9.237 | 9.237 | 9.237 | 9.237 | 9.237 | 9.237 | 9.237 | 9.237 | 9.237 | 9.237
F3_Commercial_Office (ID)_Existing_Space Heating_Natural Gas_Unit Heater_E4 | F3 | Commercial | Office (ID) | Existing | Space Heating | Natural Gas | Unit Heater | E4 | System - kBTUs of Consumption | 0 | 0 | 0 | 0 | 0 | 0 | 0 | 0 | 0 | 0 | 0 | 0 | 0 | 0 | 0 | 0 | 0 | 0 | 0 | 0 | 0 | 0 | 0 | 0 | 0 | 0 | 0
F3_Commercial_Office (ID)_Existing_Space Heating_Natural Gas_Unit Heater_E5 | F3 | Commercial | Office (ID) | Existing | Space Heating | Natural Gas | Unit Heater | E5 | System - kBTUs of Consumption | 0 | 0 | 0 | 0 | 0 | 0 | 0 | 0 | 0 | 0 | 0 | 0 | 0 | 0 | 0 | 0 | 0 | 0 | 0 | 0 | 0 | 0 | 0 | 0 | 0 | 0 | 0
F3_Commercial_Office (ID)_Existing_Space Heating_Natural Gas_Unit Heater_E6 | F3 | Commercial | Office (ID) | Existing | Space Heating | Natural Gas | Unit Heater | E6 | System - kBTUs of Consumption | 0 | 0 | 0 | 0 | 0 | 0 | 0 | 0 | 0 | 0 | 0 | 0 | 0 | 0 | 0 | 0 | 0 | 0 | 0 | 0 | 0 | 0 | 0 | 0 | 0 | 0 | 0
F3_Commercial_Office (ID)_Existing_Space Heating_Natural Gas_Unit Heater_E7 | F3 | Commercial | Office (ID) | Existing | Space Heating | Natural Gas | Unit Heater | E7 | System - kBTUs of Consumption | 0 | 0 | 0 | 0 | 0 | 0 | 0 | 0 | 0 | 0 | 0 | 0 | 0 | 0 | 0 | 0 | 0 | 0 | 0 | 0 | 0 | 0 | 0 | 0 | 0 | 0 | 0
F3_Commercial_Office (ID)_Existing_Space Heating_Natural Gas_Unit Heater_E8 | F3 | Commercial | Office (ID) | Existing | Space Heating | Natural Gas | Unit Heater | E8 | System - kBTUs of Consumption | 0 | 0 | 0 | 0 | 0 | 0 | 0 | 0 | 0 | 0 | 0 | 0 | 0 | 0 | 0 | 0 | 0 | 0 | 0 | 0 | 0 | 0 | 0 | 0 | 0 | 0 | 0
F3_Commercial_Office (ID)_Existing_Space Heating_Natural Gas_Unit Heater_E9 | F3 | Commercial | Office (ID) | Existing | Space Heating | Natural Gas | Unit Heater | E9 | System - kBTUs of Consumption | 0 | 0 | 0 | 0 | 0 | 0 | 0 | 0 | 0 | 0 | 0 | 0 | 0 | 0 | 0 | 0 | 0 | 0 | 0 | 0 | 0 | 0 | 0 | 0 | 0 | 0 | 0
F3_Commercial_Office (ID)_Existing_Space Heating_Natural Gas_Unit Heater_E10 | F3 | Commercial | Office (ID) | Existing | Space Heating | Natural Gas | Unit Heater | E10 | System - kBTUs of Consumption | 0 | 0 | 0 | 0 | 0 | 0 | 0 | 0 | 0 | 0 | 0 | 0 | 0 | 0 | 0 | 0 | 0 | 0 | 0 | 0 | 0 | 0 | 0 | 0 | 0 | 0 | 0
F4_Commercial_Office (ID)_Existing_Space Heating_Natural Gas_Unit Heater_E1 | F4 | Commercial | Office (ID) | Existing | Space Heating | Natural Gas | Unit Heater | E1 | Utility - Cost of Equipment | 8.9957e-05 | 8.9957e-05 | 8.9957e-05 | 8.9957e-05 | 8.9957e-05 | 8.9957e-05 | 8.9957e-05 | 8.9957e-05 | 8.9957e-05 | 8.9957e-05 | 8.9957e-05 | 8.9957e-05 | 8.9957e-05 | 8.9957e-05 | 8.9957e-05 | 8.9957e-05 | 8.9957e-05 | 8.9957e-05 | 8.9957e-05 | 8.9957e-05 | 8.9957e-05 | 8.9957e-05 | 8.9957e-05 | 8.9957e-05 | 8.9957e-05 | 8.9957e-05 | 8.9957e-05
F4_Commercial_Office (ID)_Existing_Space Heating_Natural Gas_Unit Heater_E2 | F4 | Commercial | Office (ID) | Existing | Space Heating | Natural Gas | Unit Heater | E2 | Utility - Cost of Equipment | 0.00019729 | 0.00019729 | 0.00019729 | 0.00019729 | 0.00019729 | 0.00019729 | 0.00019729 | 0.00019729 | 0.00019729 | 0.00019729 | 0.00019729 | 0.00019729 | 0.00019729 | 0.00019729 | 0.00019729 | 0.00019729 | 0.00019729 | 0.00019729 | 0.00019729 | 0.00019729 | 0.00019729 | 0.00019729 | 0.00019729 | 0.00019729 | 0.00019729 | 0.00019729 | 0.00019729
F4_Commercial_Office (ID)_Existing_Space Heating_Natural Gas_Unit Heater_E3 | F4 | Commercial | Office (ID) | Existing | Space Heating | Natural Gas | Unit Heater | E3 | Utility - Cost of Equipment | 0.00012511 | 0.00012511 | 0.00012511 | 0.00012511 | 0.00012511 | 0.00012511 | 0.00012511 | 0.00012511 | 0.00012511 | 0.00012511 | 0.00012511 | 0.00012511 | 0.00012511 | 0.00012511 | 0.00012511 | 0.00012511 | 0.00012511 | 0.00012511 | 0.00012511 | 0.00012511 | 0.00012511 | 0.00012511 | 0.00012511 | 0.00012511 | 0.00012511 | 0.00012511 | 0.00012511
F4_Commercial_Office (ID)_Existing_Space Heating_Natural Gas_Unit Heater_E4 | F4 | Commercial | Office (ID) | Existing | Space Heating | Natural Gas | Unit Heater | E4 | Utility - Cost of Equipment | 0 | 0 | 0 | 0 | 0 | 0 | 0 | 0 | 0 | 0 | 0 | 0 | 0 | 0 | 0 | 0 | 0 | 0 | 0 | 0 | 0 | 0 | 0 | 0 | 0 | 0 | 0
F4_Commercial_Office (ID)_Existing_Space Heating_Natural Gas_Unit Heater_E5 | F4 | Commercial | Office (ID) | Existing | Space Heating | Natural Gas | Unit Heater | E5 | Utility - Cost of Equipment | 0 | 0 | 0 | 0 | 0 | 0 | 0 | 0 | 0 | 0 | 0 | 0 | 0 | 0 | 0 | 0 | 0 | 0 | 0 | 0 | 0 | 0 | 0 | 0 | 0 | 0 | 0
F4_Commercial_Office (ID)_Existing_Space Heating_Natural Gas_Unit Heater_E6 | F4 | Commercial | Office (ID) | Existing | Space Heating | Natural Gas | Unit Heater | E6 | Utility - Cost of Equipment | 0 | 0 | 0 | 0 | 0 | 0 | 0 | 0 | 0 | 0 | 0 | 0 | 0 | 0 | 0 | 0 | 0 | 0 | 0 | 0 | 0 | 0 | 0 | 0 | 0 | 0 | 0
F4_Commercial_Office (ID)_Existing_Space Heating_Natural Gas_Unit Heater_E7 | F4 | Commercial | Office (ID) | Existing | Space Heating | Natural Gas | Unit Heater | E7 | Utility - Cost of Equipment | 0 | 0 | 0 | 0 | 0 | 0 | 0 | 0 | 0 | 0 | 0 | 0 | 0 | 0 | 0 | 0 | 0 | 0 | 0 | 0 | 0 | 0 | 0 | 0 | 0 | 0 | 0
F4_Commercial_Office (ID)_Existing_Space Heating_Natural Gas_Unit Heater_E8 | F4 | Commercial | Office (ID) | Existing | Space Heating | Natural Gas | Unit Heater | E8 | Utility - Cost of Equipment | 0 | 0 | 0 | 0 | 0 | 0 | 0 | 0 | 0 | 0 | 0 | 0 | 0 | 0 | 0 | 0 | 0 | 0 | 0 | 0 | 0 | 0 | 0 | 0 | 0 | 0 | 0
F4_Commercial_Office (ID)_Existing_Space Heating_Natural Gas_Unit Heater_E9 | F4 | Commercial | Office (ID) | Existing | Space Heating | Natural Gas | Unit Heater | E9 | Utility - Cost of Equipment | 0 | 0 | 0 | 0 | 0 | 0 | 0 | 0 | 0 | 0 | 0 | 0 | 0 | 0 | 0 | 0 | 0 | 0 | 0 | 0 | 0 | 0 | 0 | 0 | 0 | 0 | 0
F4_Commercial_Office (ID)_Existing_Space Heating_Natural Gas_Unit Heater_E10 | F4 | Commercial | Office (ID) | Existing | Space Heating | Natural Gas | Unit Heater | E10 | Utility - Cost of Equipment | 0 | 0 | 0 | 0 | 0 | 0 | 0 | 0 | 0 | 0 | 0 | 0 | 0 | 0 | 0 | 0 | 0 | 0 | 0 | 0 | 0 | 0 | 0 | 0 | 0 | 0 | 0
F5_Commercial_Office (ID)_Existing_Space Heating_Natural Gas_Unit Heater_E1 | F5 | Commercial | Office (ID) | Existing | Space Heating | Natural Gas | Unit Heater | E1 | Utility - Cost of Operation | 0.042956 | 0.043662 | 0.044583 | 0.045599 | 0.046717 | 0.048258 | 0.049828 | 0.05149 | 0.05308 | 0.054695 | 0.056141 | 0.057474 | 0.058934 | 0.060433 | 0.061828 | 0.063204 | 0.064487 | 0.06581 | 0.067188 | 0.068602 | 0.070043 | 0.071563 | 0.073323 | 0.074879 | 0.076468 | 0.078091 | 0.079749
F5_Commercial_Office (ID)_Existing_Space Heating_Natural Gas_Unit Heater_E2 | F5 | Commercial | Office (ID) | Existing | Space Heating | Natural Gas | Unit Heater | E2 | Utility - Cost of Operation | 0.038206 | 0.038834 | 0.039654 | 0.040557 | 0.041552 | 0.042922 | 0.044318 | 0.045796 | 0.04721 | 0.048647 | 0.049933 | 0.051119 | 0.052417 | 0.05375 | 0.054991 | 0.056215 | 0.057356 | 0.058533 | 0.059759 | 0.061016 | 0.062297 | 0.06365 | 0.065215 | 0.066599 | 0.068013 | 0.069456 | 0.07093
F5_Commercial_Office (ID)_Existing_Space Heating_Natural Gas_Unit Heater_E3 | F5 | Commercial | Office (ID) | Existing | Space Heating | Natural Gas | Unit Heater | E3 | Utility - Cost of Operation | 0.036051 | 0.036575 | 0.037317 | 0.038165 | 0.039127 | 0.040526 | 0.041955 | 0.043471 | 0.044898 | 0.046344 | 0.047611 | 0.048755 | 0.050025 | 0.051342 | 0.052548 | 0.053729 | 0.05481 | 0.055926 | 0.057094 | 0.058292 | 0.059514 | 0.060812 | 0.062351 | 0.063674 | 0.065025 | 0.066406 | 0.067815
F5_Commercial_Office (ID)_Existing_Space Heating_Natural Gas_Unit Heater_E4 | F5 | Commercial | Office (ID) | Existing | Space Heating | Natural Gas | Unit Heater | E4 | Utility - Cost of Operation | 0 | 0 | 0 | 0 | 0 | 0 | 0 | 0 | 0 | 0 | 0 | 0 | 0 | 0 | 0 | 0 | 0 | 0 | 0 | 0 | 0 | 0 | 0 | 0 | 0 | 0 | 0
F5_Commercial_Office (ID)_Existing_Space Heating_Natural Gas_Unit Heater_E5 | F5 | Commercial | Office (ID) | Existing | Space Heating | Natural Gas | Unit Heater | E5 | Utility - Cost of Operation | 0 | 0 | 0 | 0 | 0 | 0 | 0 | 0 | 0 | 0 | 0 | 0 | 0 | 0 | 0 | 0 | 0 | 0 | 0 | 0 | 0 | 0 | 0 | 0 | 0 | 0 | 0
F5_Commercial_Office (ID)_Existing_Space Heating_Natural Gas_Unit Heater_E6 | F5 | Commercial | Office (ID) | Existing | Space Heating | Natural Gas | Unit Heater | E6 | Utility - Cost of Operation | 0 | 0 | 0 | 0 | 0 | 0 | 0 | 0 | 0 | 0 | 0 | 0 | 0 | 0 | 0 | 0 | 0 | 0 | 0 | 0 | 0 | 0 | 0 | 0 | 0 | 0 | 0
F5_Commercial_Office (ID)_Existing_Space Heating_Natural Gas_Unit Heater_E7 | F5 | Commercial | Office (ID) | Existing | Space Heating | Natural Gas | Unit Heater | E7 | Utility - Cost of Operation | 0 | 0 | 0 | 0 | 0 | 0 | 0 | 0 | 0 | 0 | 0 | 0 | 0 | 0 | 0 | 0 | 0 | 0 | 0 | 0 | 0 | 0 | 0 | 0 | 0 | 0 | 0
F5_Commercial_Office (ID)_Existing_Space Heating_Natural Gas_Unit Heater_E8 | F5 | Commercial | Office (ID) | Existing | Space Heating | Natural Gas | Unit Heater | E8 | Utility - Cost of Operation | 0 | 0 | 0 | 0 | 0 | 0 | 0 | 0 | 0 | 0 | 0 | 0 | 0 | 0 | 0 | 0 | 0 | 0 | 0 | 0 | 0 | 0 | 0 | 0 | 0 | 0 | 0
F5_Commercial_Office (ID)_Existing_Space Heating_Natural Gas_Unit Heater_E9 | F5 | Commercial | Office (ID) | Existing | Space Heating | Natural Gas | Unit Heater | E9 | Utility - Cost of Operation | 0 | 0 | 0 | 0 | 0 | 0 | 0 | 0 | 0 | 0 | 0 | 0 | 0 | 0 | 0 | 0 | 0 | 0 | 0 | 0 | 0 | 0 | 0 | 0 | 0 | 0 | 0
F5_Commercial_Office (ID)_Existing_Space Heating_Natural Gas_Unit Heater_E10 | F5 | Commercial | Office (ID) | Existing | Space Heating | Natural Gas | Unit Heater | E10 | Utility - Cost of Operation | 0 | 0 | 0 | 0 | 0 | 0 | 0 | 0 | 0 | 0 | 0 | 0 | 0 | 0 | 0 | 0 | 0 | 0 | 0 | 0 | 0 | 0 | 0 | 0 | 0 | 0 | 0
F6_Commercial_Office (ID)_Existing_Space Heating_Natural Gas_Unit Heater_E1 | F6 | Commercial | Office (ID) | Existing | Space Heating | Natural Gas | Unit Heater | E1 | Utility - Value of Sales | 0.049517 | 0.050038 | 0.050784 | 0.051607 | 0.052514 | 0.053883 | 0.05524 | 0.056665 | 0.057959 | 0.059234 | 0.06067 | 0.061969 | 0.063394 | 0.064847 | 0.066171 | 0.067456 | 0.068622 | 0.069813 | 0.071043 | 0.072291 | 0.073545 | 0.075141 | 0.076989 | 0.078623 | 0.080292 | 0.081996 | 0.083736
F6_Commercial_Office (ID)_Existing_Space Heating_Natural Gas_Unit Heater_E2 | F6 | Commercial | Office (ID) | Existing | Space Heating | Natural Gas | Unit Heater | E2 | Utility - Value of Sales | 0.044042 | 0.044505 | 0.045169 | 0.045901 | 0.046707 | 0.047925 | 0.049132 | 0.0504 | 0.05155 | 0.052684 | 0.053961 | 0.055117 | 0.056384 | 0.057676 | 0.058854 | 0.059997 | 0.061034 | 0.062093 | 0.063188 | 0.064297 | 0.065412 | 0.066832 | 0.068476 | 0.069929 | 0.071413 | 0.072929 | 0.074477
F6_Commercial_Office (ID)_Existing_Space Heating_Natural Gas_Unit Heater_E3 | F6 | Commercial | Office (ID) | Existing | Space Heating | Natural Gas | Unit Heater | E3 | Utility - Value of Sales | 0.04208 | 0.04243 | 0.043011 | 0.043684 | 0.044455 | 0.04571 | 0.046955 | 0.048257 | 0.0494 | 0.050509 | 0.051766 | 0.052863 | 0.054085 | 0.055344 | 0.056465 | 0.057541 | 0.058488 | 0.059456 | 0.060459 | 0.061474 | 0.06249 | 0.063852 | 0.065468 | 0.066858 | 0.068277 | 0.069726 | 0.071206
F6_Commercial_Office (ID)_Existing_Space Heating_Natural Gas_Unit Heater_E4 | F6 | Commercial | Office (ID) | Existing | Space Heating | Natural Gas | Unit Heater | E4 | Utility - Value of Sales | 0 | 0 | 0 | 0 | 0 | 0 | 0 | 0 | 0 | 0 | 0 | 0 | 0 | 0 | 0 | 0 | 0 | 0 | 0 | 0 | 0 | 0 | 0 | 0 | 0 | 0 | 0
F6_Commercial_Office (ID)_Existing_Space Heating_Natural Gas_Unit Heater_E5 | F6 | Commercial | Office (ID) | Existing | Space Heating | Natural Gas | Unit Heater | E5 | Utility - Value of Sales | 0 | 0 | 0 | 0 | 0 | 0 | 0 | 0 | 0 | 0 | 0 | 0 | 0 | 0 | 0 | 0 | 0 | 0 | 0 | 0 | 0 | 0 | 0 | 0 | 0 | 0 | 0
F6_Commercial_Office (ID)_Existing_Space Heating_Natural Gas_Unit Heater_E6 | F6 | Commercial | Office (ID) | Existing | Space Heating | Natural Gas | Unit Heater | E6 | Utility - Value of Sales | 0 | 0 | 0 | 0 | 0 | 0 | 0 | 0 | 0 | 0 | 0 | 0 | 0 | 0 | 0 | 0 | 0 | 0 | 0 | 0 | 0 | 0 | 0 | 0 | 0 | 0 | 0
F6_Commercial_Office (ID)_Existing_Space Heating_Natural Gas_Unit Heater_E7 | F6 | Commercial | Office (ID) | Existing | Space Heating | Natural Gas | Unit Heater | E7 | Utility - Value of Sales | 0 | 0 | 0 | 0 | 0 | 0 | 0 | 0 | 0 | 0 | 0 | 0 | 0 | 0 | 0 | 0 | 0 | 0 | 0 | 0 | 0 | 0 | 0 | 0 | 0 | 0 | 0
F6_Commercial_Office (ID)_Existing_Space Heating_Natural Gas_Unit Heater_E8 | F6 | Commercial | Office (ID) | Existing | Space Heating | Natural Gas | Unit Heater | E8 | Utility - Value of Sales | 0 | 0 | 0 | 0 | 0 | 0 | 0 | 0 | 0 | 0 | 0 | 0 | 0 | 0 | 0 | 0 | 0 | 0 | 0 | 0 | 0 | 0 | 0 | 0 | 0 | 0 | 0
F6_Commercial_Office (ID)_Existing_Space Heating_Natural Gas_Unit Heater_E9 | F6 | Commercial | Office (ID) | Existing | Space Heating | Natural Gas | Unit Heater | E9 | Utility - Value of Sales | 0 | 0 | 0 | 0 | 0 | 0 | 0 | 0 | 0 | 0 | 0 | 0 | 0 | 0 | 0 | 0 | 0 | 0 | 0 | 0 | 0 | 0 | 0 | 0 | 0 | 0 | 0
F6_Commercial_Office (ID)_Existing_Space Heating_Natural Gas_Unit Heater_E10 | F6 | Commercial | Office (ID) | Existing | Space Heating | Natural Gas | Unit Heater | E10 | Utility - Value of Sales | 0 | 0 | 0 | 0 | 0 | 0 | 0 | 0 | 0 | 0 | 0 | 0 | 0 | 0 | 0 | 0 | 0 | 0 | 0 | 0 | 0 | 0 | 0 | 0 | 0 | 0 | 0
F1_Commercial_Office (ID)_Existing_Water Heating_Natural Gas_Water Heater_E1 | F1 | Commercial | Office (ID) | Existing | Water Heating | Natural Gas | Water Heater | E1 | RVT - Cost of Equipment | 0.0098786 | 0.0098786 | 0.0098786 | 0.0098786 | 0.0098786 | 0.0098786 | 0.0098786 | 0.0098786 | 0.0098786 | 0.0098786 | 0.0098786 | 0.0098786 | 0.0098786 | 0.0098786 | 0.0098786 | 0.0098786 | 0.0098786 | 0.0098786 | 0.0098786 | 0.0098786 | 0.0098786 | 0.0098786 | 0.0098786 | 0.0098786 | 0.0098786 | 0.0098786 | 0.0098786
F1_Commercial_Office (ID)_Existing_Water Heating_Natural Gas_Water Heater_E2 | F1 | Commercial | Office (ID) | Existing | Water Heating | Natural Gas | Water Heater | E2 | RVT - Cost of Equipment | 0.011854 | 0.011854 | 0.011854 | 0.011854 | 0.011854 | 0.011854 | 0.011854 | 0.011854 | 0.011854 | 0.011854 | 0.011854 | 0.011854 | 0.011854 | 0.011854 | 0.011854 | 0.011854 | 0.011854 | 0.011854 | 0.011854 | 0.011854 | 0.011854 | 0.011854 | 0.011854 | 0.011854 | 0.011854 | 0.011854 | 0.011854
F1_Commercial_Office (ID)_Existing_Water Heating_Natural Gas_Water Heater_E3 | F1 | Commercial | Office (ID) | Existing | Water Heating | Natural Gas | Water Heater | E3 | RVT - Cost of Equipment | 0.014572 | 0.014572 | 0.014572 | 0.014572 | 0.014572 | 0.014572 | 0.014572 | 0.014572 | 0.014572 | 0.014572 | 0.014572 | 0.014572 | 0.014572 | 0.014572 | 0.014572 | 0.014572 | 0.014572 | 0.014572 | 0.014572 | 0.014572 | 0.014572 | 0.014572 | 0.014572 | 0.014572 | 0.014572 | 0.014572 | 0.014572
F1_Commercial_Office (ID)_Existing_Water Heating_Natural Gas_Water Heater_E4 | F1 | Commercial | Office (ID) | Existing | Water Heating | Natural Gas | Water Heater | E4 | RVT - Cost of Equipment | 0.014687 | 0.014687 | 0.014687 | 0.014687 | 0.014687 | 0.014687 | 0.014687 | 0.014687 | 0.014687 | 0.014687 | 0.014687 | 0.014687 | 0.014687 | 0.014687 | 0.014687 | 0.014687 | 0.014687 | 0.014687 | 0.014687 | 0.014687 | 0.014687 | 0.014687 | 0.014687 | 0.014687 | 0.014687 | 0.014687 | 0.014687
F1_Commercial_Office (ID)_Existing_Water Heating_Natural Gas_Water Heater_E5 | F1 | Commercial | Office (ID) | Existing | Water Heating | Natural Gas | Water Heater | E5 | RVT - Cost of Equipment | 0.031704 | 0.031704 | 0.031704 | 0.031704 | 0.031704 | 0.031704 | 0.031704 | 0.031704 | 0.031704 | 0.031704 | 0.031704 | 0.031704 | 0.031704 | 0.031704 | 0.031704 | 0.031704 | 0.031704 | 0.031704 | 0.031704 | 0.031704 | 0.031704 | 0.031704 | 0.031704 | 0.031704 | 0.031704 | 0.031704 | 0.031704
F1_Commercial_Office (ID)_Existing_Water Heating_Natural Gas_Water Heater_E6 | F1 | Commercial | Office (ID) | Existing | Water Heating | Natural Gas | Water Heater | E6 | RVT - Cost of Equipment | 0 | 0 | 0 | 0 | 0 | 0 | 0 | 0 | 0 | 0 | 0 | 0 | 0 | 0 | 0 | 0 | 0 | 0 | 0 | 0 | 0 | 0 | 0 | 0 | 0 | 0 | 0
F1_Commercial_Office (ID)_Existing_Water Heating_Natural Gas_Water Heater_E7 | F1 | Commercial | Office (ID) | Existing | Water Heating | Natural Gas | Water Heater | E7 | RVT - Cost of Equipment | 0 | 0 | 0 | 0 | 0 | 0 | 0 | 0 | 0 | 0 | 0 | 0 | 0 | 0 | 0 | 0 | 0 | 0 | 0 | 0 | 0 | 0 | 0 | 0 | 0 | 0 | 0
F1_Commercial_Office (ID)_Existing_Water Heating_Natural Gas_Water Heater_E8 | F1 | Commercial | Office (ID) | Existing | Water Heating | Natural Gas | Water Heater | E8 | RVT - Cost of Equipment | 0 | 0 | 0 | 0 | 0 | 0 | 0 | 0 | 0 | 0 | 0 | 0 | 0 | 0 | 0 | 0 | 0 | 0 | 0 | 0 | 0 | 0 | 0 | 0 | 0 | 0 | 0
F1_Commercial_Office (ID)_Existing_Water Heating_Natural Gas_Water Heater_E9 | F1 | Commercial | Office (ID) | Existing | Water Heating | Natural Gas | Water Heater | E9 | RVT - Cost of Equipment | 0 | 0 | 0 | 0 | 0 | 0 | 0 | 0 | 0 | 0 | 0 | 0 | 0 | 0 | 0 | 0 | 0 | 0 | 0 | 0 | 0 | 0 | 0 | 0 | 0 | 0 | 0
F1_Commercial_Office (ID)_Existing_Water Heating_Natural Gas_Water Heater_E10 | F1 | Commercial | Office (ID) | Existing | Water Heating | Natural Gas | Water Heater | E10 | RVT - Cost of Equipment | 0 | 0 | 0 | 0 | 0 | 0 | 0 | 0 | 0 | 0 | 0 | 0 | 0 | 0 | 0 | 0 | 0 | 0 | 0 | 0 | 0 | 0 | 0 | 0 | 0 | 0 | 0
F2_Commercial_Office (ID)_Existing_Water Heating_Natural Gas_Water Heater_E1 | F2 | Commercial | Office (ID) | Existing | Water Heating | Natural Gas | Water Heater | E1 | RVT - Cost of Operation | 0.066071 | 0.067399 | 0.068894 | 0.070572 | 0.072444 | 0.074706 | 0.076951 | 0.079073 | 0.080998 | 0.082873 | 0.084814 | 0.086594 | 0.088495 | 0.090337 | 0.091957 | 0.093446 | 0.094746 | 0.096002 | 0.097327 | 0.098584 | 0.099849 | 0.10161 | 0.1034 | 0.10523 | 0.1071 | 0.10901 | 0.11094
F2_Commercial_Office (ID)_Existing_Water Heating_Natural Gas_Water Heater_E2 | F2 | Commercial | Office (ID) | Existing | Water Heating | Natural Gas | Water Heater | E2 | RVT - Cost of Operation | 0.05873 | 0.05991 | 0.061239 | 0.062731 | 0.064394 | 0.066405 | 0.068401 | 0.070288 | 0.071998 | 0.073665 | 0.07539 | 0.076972 | 0.078662 | 0.0803 | 0.081739 | 0.083063 | 0.084219 | 0.085335 | 0.086512 | 0.08763 | 0.088755 | 0.090323 | 0.091909 | 0.093541 | 0.095203 | 0.096895 | 0.098616
F2_Commercial_Office (ID)_Existing_Water Heating_Natural Gas_Water Heater_E3 | F2 | Commercial | Office (ID) | Existing | Water Heating | Natural Gas | Water Heater | E3 | RVT - Cost of Operation | 0.056231 | 0.057361 | 0.058633 | 0.060061 | 0.061654 | 0.06358 | 0.06549 | 0.067297 | 0.068935 | 0.07053 | 0.072182 | 0.073697 | 0.075315 | 0.076883 | 0.078261 | 0.079529 | 0.080635 | 0.081704 | 0.082831 | 0.083901 | 0.084978 | 0.086479 | 0.087998 | 0.089561 | 0.091152 | 0.092771 | 0.09442
F2_Commercial_Office (ID)_Existing_Water Heating_Natural Gas_Water Heater_E4 | F2 | Commercial | Office (ID) | Existing | Water Heating | Natural Gas | Water Heater | E4 | RVT - Cost of Operation | 0.058952 | 0.060137 | 0.061431 | 0.062838 | 0.064368 | 0.066172 | 0.067954 | 0.069659 | 0.071232 | 0.072783 | 0.074402 | 0.075922 | 0.077534 | 0.079109 | 0.080525 | 0.08185 | 0.083041 | 0.084205 | 0.085423 | 0.086596 | 0.08778 | 0.089332 | 0.090903 | 0.092518 | 0.094162 | 0.095835 | 0.097537
F2_Commercial_Office (ID)_Existing_Water Heating_Natural Gas_Water Heater_E5 | F2 | Commercial | Office (ID) | Existing | Water Heating | Natural Gas | Water Heater | E5 | RVT - Cost of Operation | 0.034663 | 0.035344 | 0.036133 | 0.037047 | 0.038091 | 0.039364 | 0.040626 | 0.041812 | 0.042877 | 0.043907 | 0.044967 | 0.045926 | 0.046953 | 0.047944 | 0.048804 | 0.049587 | 0.050259 | 0.050903 | 0.051586 | 0.052228 | 0.052873 | 0.053807 | 0.05475 | 0.055723 | 0.056713 | 0.05772 | 0.058746
F2_Commercial_Office (ID)_Existing_Water Heating_Natural Gas_Water Heater_E6 | F2 | Commercial | Office (ID) | Existing | Water Heating | Natural Gas | Water Heater | E6 | RVT - Cost of Operation | 0 | 0 | 0 | 0 | 0 | 0 | 0 | 0 | 0 | 0 | 0 | 0 | 0 | 0 | 0 | 0 | 0 | 0 | 0 | 0 | 0 | 0 | 0 | 0 | 0 | 0 | 0
F2_Commercial_Office (ID)_Existing_Water Heating_Natural Gas_Water Heater_E7 | F2 | Commercial | Office (ID) | Existing | Water Heating | Natural Gas | Water Heater | E7 | RVT - Cost of Operation | 0 | 0 | 0 | 0 | 0 | 0 | 0 | 0 | 0 | 0 | 0 | 0 | 0 | 0 | 0 | 0 | 0 | 0 | 0 | 0 | 0 | 0 | 0 | 0 | 0 | 0 | 0
F2_Commercial_Office (ID)_Existing_Water Heating_Natural Gas_Water Heater_E8 | F2 | Commercial | Office (ID) | Existing | Water Heating | Natural Gas | Water Heater | E8 | RVT - Cost of Operation | 0 | 0 | 0 | 0 | 0 | 0 | 0 | 0 | 0 | 0 | 0 | 0 | 0 | 0 | 0 | 0 | 0 | 0 | 0 | 0 | 0 | 0 | 0 | 0 | 0 | 0 | 0
F2_Commercial_Office (ID)_Existing_Water Heating_Natural Gas_Water Heater_E9 | F2 | Commercial | Office (ID) | Existing | Water Heating | Natural Gas | Water Heater | E9 | RVT - Cost of Operation | 0 | 0 | 0 | 0 | 0 | 0 | 0 | 0 | 0 | 0 | 0 | 0 | 0 | 0 | 0 | 0 | 0 | 0 | 0 | 0 | 0 | 0 | 0 | 0 | 0 | 0 | 0
F2_Commercial_Office (ID)_Existing_Water Heating_Natural Gas_Water Heater_E10 | F2 | Commercial | Office (ID) | Existing | Water Heating | Natural Gas | Water Heater | E10 | RVT - Cost of Operation | 0 | 0 | 0 | 0 | 0 | 0 | 0 | 0 | 0 | 0 | 0 | 0 | 0 | 0 | 0 | 0 | 0 | 0 | 0 | 0 | 0 | 0 | 0 | 0 | 0 | 0 | 0
F3_Commercial_Office (ID)_Existing_Water Heating_Natural Gas_Water Heater_E1 | F3 | Commercial | Office (ID) | Existing | Water Heating | Natural Gas | Water Heater | E1 | System - kBTUs of Consumption | 15.2864 | 15.2864 | 15.2864 | 15.2864 | 15.2864 | 15.2864 | 15.2864 | 15.2864 | 15.2864 | 15.2864 | 15.2864 | 15.2864 | 15.2864 | 15.2864 | 15.2864 | 15.2864 | 15.2864 | 15.2864 | 15.2864 | 15.2864 | 15.2864 | 15.2864 | 15.2864 | 15.2864 | 15.2864 | 15.2864 | 15.2864
F3_Commercial_Office (ID)_Existing_Water Heating_Natural Gas_Water Heater_E2 | F3 | Commercial | Office (ID) | Existing | Water Heating | Natural Gas | Water Heater | E2 | System - kBTUs of Consumption | 13.5879 | 13.5879 | 13.5879 | 13.5879 | 13.5879 | 13.5879 | 13.5879 | 13.5879 | 13.5879 | 13.5879 | 13.5879 | 13.5879 | 13.5879 | 13.5879 | 13.5879 | 13.5879 | 13.5879 | 13.5879 | 13.5879 | 13.5879 | 13.5879 | 13.5879 | 13.5879 | 13.5879 | 13.5879 | 13.5879 | 13.5879
F3_Commercial_Office (ID)_Existing_Water Heating_Natural Gas_Water Heater_E3 | F3 | Commercial | Office (ID) | Existing | Water Heating | Natural Gas | Water Heater | E3 | System - kBTUs of Consumption | 13.0097 | 13.0097 | 13.0097 | 13.0097 | 13.0097 | 13.0097 | 13.0097 | 13.0097 | 13.0097 | 13.0097 | 13.0097 | 13.0097 | 13.0097 | 13.0097 | 13.0097 | 13.0097 | 13.0097 | 13.0097 | 13.0097 | 13.0097 | 13.0097 | 13.0097 | 13.0097 | 13.0097 | 13.0097 | 13.0097 | 13.0097
F3_Commercial_Office (ID)_Existing_Water Heating_Natural Gas_Water Heater_E4 | F3 | Commercial | Office (ID) | Existing | Water Heating | Natural Gas | Water Heater | E4 | System - kBTUs of Consumption | 12.9959 | 12.9959 | 12.9959 | 12.9959 | 12.9959 | 12.9959 | 12.9959 | 12.9959 | 12.9959 | 12.9959 | 12.9959 | 12.9959 | 12.9959 | 12.9959 | 12.9959 | 12.9959 | 12.9959 | 12.9959 | 12.9959 | 12.9959 | 12.9959 | 12.9959 | 12.9959 | 12.9959 | 12.9959 | 12.9959 | 12.9959
F3_Commercial_Office (ID)_Existing_Water Heating_Natural Gas_Water Heater_E5 | F3 | Commercial | Office (ID) | Existing | Water Heating | Natural Gas | Water Heater | E5 | System - kBTUs of Consumption | 8.1528 | 8.1528 | 8.1528 | 8.1528 | 8.1528 | 8.1528 | 8.1528 | 8.1528 | 8.1528 | 8.1528 | 8.1528 | 8.1528 | 8.1528 | 8.1528 | 8.1528 | 8.1528 | 8.1528 | 8.1528 | 8.1528 | 8.1528 | 8.1528 | 8.1528 | 8.1528 | 8.1528 | 8.1528 | 8.1528 | 8.1528
F3_Commercial_Office (ID)_Existing_Water Heating_Natural Gas_Water Heater_E6 | F3 | Commercial | Office (ID) | Existing | Water Heating | Natural Gas | Water Heater | E6 | System - kBTUs of Consumption | 0 | 0 | 0 | 0 | 0 | 0 | 0 | 0 | 0 | 0 | 0 | 0 | 0 | 0 | 0 | 0 | 0 | 0 | 0 | 0 | 0 | 0 | 0 | 0 | 0 | 0 | 0
F3_Commercial_Office (ID)_Existing_Water Heating_Natural Gas_Water Heater_E7 | F3 | Commercial | Office (ID) | Existing | Water Heating | Natural Gas | Water Heater | E7 | System - kBTUs of Consumption | 0 | 0 | 0 | 0 | 0 | 0 | 0 | 0 | 0 | 0 | 0 | 0 | 0 | 0 | 0 | 0 | 0 | 0 | 0 | 0 | 0 | 0 | 0 | 0 | 0 | 0 | 0
F3_Commercial_Office (ID)_Existing_Water Heating_Natural Gas_Water Heater_E8 | F3 | Commercial | Office (ID) | Existing | Water Heating | Natural Gas | Water Heater | E8 | System - kBTUs of Consumption | 0 | 0 | 0 | 0 | 0 | 0 | 0 | 0 | 0 | 0 | 0 | 0 | 0 | 0 | 0 | 0 | 0 | 0 | 0 | 0 | 0 | 0 | 0 | 0 | 0 | 0 | 0
F3_Commercial_Office (ID)_Existing_Water Heating_Natural Gas_Water Heater_E9 | F3 | Commercial | Office (ID) | Existing | Water Heating | Natural Gas | Water Heater | E9 | System - kBTUs of Consumption | 0 | 0 | 0 | 0 | 0 | 0 | 0 | 0 | 0 | 0 | 0 | 0 | 0 | 0 | 0 | 0 | 0 | 0 | 0 | 0 | 0 | 0 | 0 | 0 | 0 | 0 | 0
F3_Commercial_Office (ID)_Existing_Water Heating_Natural Gas_Water Heater_E10 | F3 | Commercial | Office (ID) | Existing | Water Heating | Natural Gas | Water Heater | E10 | System - kBTUs of Consumption | 0 | 0 | 0 | 0 | 0 | 0 | 0 | 0 | 0 | 0 | 0 | 0 | 0 | 0 | 0 | 0 | 0 | 0 | 0 | 0 | 0 | 0 | 0 | 0 | 0 | 0 | 0
F4_Commercial_Office (ID)_Existing_Water Heating_Natural Gas_Water Heater_E1 | F4 | Commercial | Office (ID) | Existing | Water Heating | Natural Gas | Water Heater | E1 | Utility - Cost of Equipment | 0.0098786 | 0.0098786 | 0.0098786 | 0.0098786 | 0.0098786 | 0.0098786 | 0.0098786 | 0.0098786 | 0.0098786 | 0.0098786 | 0.0098786 | 0.0098786 | 0.0098786 | 0.0098786 | 0.0098786 | 0.0098786 | 0.0098786 | 0.0098786 | 0.0098786 | 0.0098786 | 0.0098786 | 0.0098786 | 0.0098786 | 0.0098786 | 0.0098786 | 0.0098786 | 0.0098786
F4_Commercial_Office (ID)_Existing_Water Heating_Natural Gas_Water Heater_E2 | F4 | Commercial | Office (ID) | Existing | Water Heating | Natural Gas | Water Heater | E2 | Utility - Cost of Equipment | 0.011854 | 0.011854 | 0.011854 | 0.011854 | 0.011854 | 0.011854 | 0.011854 | 0.011854 | 0.011854 | 0.011854 | 0.011854 | 0.011854 | 0.011854 | 0.011854 | 0.011854 | 0.011854 | 0.011854 | 0.011854 | 0.011854 | 0.011854 | 0.011854 | 0.011854 | 0.011854 | 0.011854 | 0.011854 | 0.011854 | 0.011854
F4_Commercial_Office (ID)_Existing_Water Heating_Natural Gas_Water Heater_E3 | F4 | Commercial | Office (ID) | Existing | Water Heating | Natural Gas | Water Heater | E3 | Utility - Cost of Equipment | 0.014572 | 0.014572 | 0.014572 | 0.014572 | 0.014572 | 0.014572 | 0.014572 | 0.014572 | 0.014572 | 0.014572 | 0.014572 | 0.014572 | 0.014572 | 0.014572 | 0.014572 | 0.014572 | 0.014572 | 0.014572 | 0.014572 | 0.014572 | 0.014572 | 0.014572 | 0.014572 | 0.014572 | 0.014572 | 0.014572 | 0.014572
F4_Commercial_Office (ID)_Existing_Water Heating_Natural Gas_Water Heater_E4 | F4 | Commercial | Office (ID) | Existing | Water Heating | Natural Gas | Water Heater | E4 | Utility - Cost of Equipment | 0.014687 | 0.014687 | 0.014687 | 0.014687 | 0.014687 | 0.014687 | 0.014687 | 0.014687 | 0.014687 | 0.014687 | 0.014687 | 0.014687 | 0.014687 | 0.014687 | 0.014687 | 0.014687 | 0.014687 | 0.014687 | 0.014687 | 0.014687 | 0.014687 | 0.014687 | 0.014687 | 0.014687 | 0.014687 | 0.014687 | 0.014687
F4_Commercial_Office (ID)_Existing_Water Heating_Natural Gas_Water Heater_E5 | F4 | Commercial | Office (ID) | Existing | Water Heating | Natural Gas | Water Heater | E5 | Utility - Cost of Equipment | 0.031704 | 0.031704 | 0.031704 | 0.031704 | 0.031704 | 0.031704 | 0.031704 | 0.031704 | 0.031704 | 0.031704 | 0.031704 | 0.031704 | 0.031704 | 0.031704 | 0.031704 | 0.031704 | 0.031704 | 0.031704 | 0.031704 | 0.031704 | 0.031704 | 0.031704 | 0.031704 | 0.031704 | 0.031704 | 0.031704 | 0.031704
F4_Commercial_Office (ID)_Existing_Water Heating_Natural Gas_Water Heater_E6 | F4 | Commercial | Office (ID) | Existing | Water Heating | Natural Gas | Water Heater | E6 | Utility - Cost of Equipment | 0 | 0 | 0 | 0 | 0 | 0 | 0 | 0 | 0 | 0 | 0 | 0 | 0 | 0 | 0 | 0 | 0 | 0 | 0 | 0 | 0 | 0 | 0 | 0 | 0 | 0 | 0
F4_Commercial_Office (ID)_Existing_Water Heating_Natural Gas_Water Heater_E7 | F4 | Commercial | Office (ID) | Existing | Water Heating | Natural Gas | Water Heater | E7 | Utility - Cost of Equipment | 0 | 0 | 0 | 0 | 0 | 0 | 0 | 0 | 0 | 0 | 0 | 0 | 0 | 0 | 0 | 0 | 0 | 0 | 0 | 0 | 0 | 0 | 0 | 0 | 0 | 0 | 0
F4_Commercial_Office (ID)_Existing_Water Heating_Natural Gas_Water Heater_E8 | F4 | Commercial | Office (ID) | Existing | Water Heating | Natural Gas | Water Heater | E8 | Utility - Cost of Equipment | 0 | 0 | 0 | 0 | 0 | 0 | 0 | 0 | 0 | 0 | 0 | 0 | 0 | 0 | 0 | 0 | 0 | 0 | 0 | 0 | 0 | 0 | 0 | 0 | 0 | 0 | 0
F4_Commercial_Office (ID)_Existing_Water Heating_Natural Gas_Water Heater_E9 | F4 | Commercial | Office (ID) | Existing | Water Heating | Natural Gas | Water Heater | E9 | Utility - Cost of Equipment | 0 | 0 | 0 | 0 | 0 | 0 | 0 | 0 | 0 | 0 | 0 | 0 | 0 | 0 | 0 | 0 | 0 | 0 | 0 | 0 | 0 | 0 | 0 | 0 | 0 | 0 | 0
F4_Commercial_Office (ID)_Existing_Water Heating_Natural Gas_Water Heater_E10 | F4 | Commercial | Office (ID) | Existing | Water Heating | Natural Gas | Water Heater | E10 | Utility - Cost of Equipment | 0 | 0 | 0 | 0 | 0 | 0 | 0 | 0 | 0 | 0 | 0 | 0 | 0 | 0 | 0 | 0 | 0 | 0 | 0 | 0 | 0 | 0 | 0 | 0 | 0 | 0 | 0
F5_Commercial_Office (ID)_Existing_Water Heating_Natural Gas_Water Heater_E1 | F5 | Commercial | Office (ID) | Existing | Water Heating | Natural Gas | Water Heater | E1 | Utility - Cost of Operation | 0.056677 | 0.058165 | 0.059836 | 0.061708 | 0.063792 | 0.066258 | 0.068768 | 0.071242 | 0.073621 | 0.076035 | 0.078 | 0.079854 | 0.081838 | 0.083789 | 0.08556 | 0.087237 | 0.088767 | 0.090285 | 0.091894 | 0.093474 | 0.095094 | 0.096774 | 0.098473 | 0.10022 | 0.102 | 0.10382 | 0.10566
F5_Commercial_Office (ID)_Existing_Water Heating_Natural Gas_Water Heater_E2 | F5 | Commercial | Office (ID) | Existing | Water Heating | Natural Gas | Water Heater | E2 | Utility - Cost of Operation | 0.050379 | 0.051703 | 0.053188 | 0.054851 | 0.056704 | 0.058896 | 0.061127 | 0.063326 | 0.065441 | 0.067586 | 0.069333 | 0.070981 | 0.072745 | 0.074479 | 0.076054 | 0.077544 | 0.078904 | 0.080253 | 0.081684 | 0.083088 | 0.084528 | 0.086021 | 0.087532 | 0.089087 | 0.09067 | 0.092281 | 0.09392
F5_Commercial_Office (ID)_Existing_Water Heating_Natural Gas_Water Heater_E3 | F5 | Commercial | Office (ID) | Existing | Water Heating | Natural Gas | Water Heater | E3 | Utility - Cost of Operation | 0.048236 | 0.049503 | 0.050925 | 0.052517 | 0.054291 | 0.056389 | 0.058526 | 0.060631 | 0.062656 | 0.06471 | 0.066383 | 0.067961 | 0.069649 | 0.07131 | 0.072817 | 0.074244 | 0.075546 | 0.076838 | 0.078208 | 0.079552 | 0.080931 | 0.082361 | 0.083807 | 0.085296 | 0.086811 | 0.088354 | 0.089923
F5_Commercial_Office (ID)_Existing_Water Heating_Natural Gas_Water Heater_E4 | F5 | Commercial | Office (ID) | Existing | Water Heating | Natural Gas | Water Heater | E4 | Utility - Cost of Operation | 0.051218 | 0.052541 | 0.053987 | 0.055565 | 0.057285 | 0.059277 | 0.061299 | 0.063297 | 0.06523 | 0.067193 | 0.068832 | 0.070396 | 0.072059 | 0.073702 | 0.075218 | 0.076668 | 0.078016 | 0.079359 | 0.080772 | 0.082169 | 0.0836 | 0.085078 | 0.086575 | 0.088113 | 0.089678 | 0.091271 | 0.092893
F5_Commercial_Office (ID)_Existing_Water Heating_Natural Gas_Water Heater_E5 | F5 | Commercial | Office (ID) | Existing | Water Heating | Natural Gas | Water Heater | E5 | Utility - Cost of Operation | 0.029541 | 0.030318 | 0.031205 | 0.032216 | 0.033357 | 0.034724 | 0.036119 | 0.037491 | 0.038806 | 0.040141 | 0.041212 | 0.042217 | 0.043296 | 0.044354 | 0.045307 | 0.046203 | 0.047012 | 0.047813 | 0.048665 | 0.049499 | 0.050355 | 0.051244 | 0.052143 | 0.053069 | 0.054012 | 0.054972 | 0.055948
F5_Commercial_Office (ID)_Existing_Water Heating_Natural Gas_Water Heater_E6 | F5 | Commercial | Office (ID) | Existing | Water Heating | Natural Gas | Water Heater | E6 | Utility - Cost of Operation | 0 | 0 | 0 | 0 | 0 | 0 | 0 | 0 | 0 | 0 | 0 | 0 | 0 | 0 | 0 | 0 | 0 | 0 | 0 | 0 | 0 | 0 | 0 | 0 | 0 | 0 | 0
F5_Commercial_Office (ID)_Existing_Water Heating_Natural Gas_Water Heater_E7 | F5 | Commercial | Office (ID) | Existing | Water Heating | Natural Gas | Water Heater | E7 | Utility - Cost of Operation | 0 | 0 | 0 | 0 | 0 | 0 | 0 | 0 | 0 | 0 | 0 | 0 | 0 | 0 | 0 | 0 | 0 | 0 | 0 | 0 | 0 | 0 | 0 | 0 | 0 | 0 | 0
F5_Commercial_Office (ID)_Existing_Water Heating_Natural Gas_Water Heater_E8 | F5 | Commercial | Office (ID) | Existing | Water Heating | Natural Gas | Water Heater | E8 | Utility - Cost of Operation | 0 | 0 | 0 | 0 | 0 | 0 | 0 | 0 | 0 | 0 | 0 | 0 | 0 | 0 | 0 | 0 | 0 | 0 | 0 | 0 | 0 | 0 | 0 | 0 | 0 | 0 | 0
F5_Commercial_Office (ID)_Existing_Water Heating_Natural Gas_Water Heater_E9 | F5 | Commercial | Office (ID) | Existing | Water Heating | Natural Gas | Water Heater | E9 | Utility - Cost of Operation | 0 | 0 | 0 | 0 | 0 | 0 | 0 | 0 | 0 | 0 | 0 | 0 | 0 | 0 | 0 | 0 | 0 | 0 | 0 | 0 | 0 | 0 | 0 | 0 | 0 | 0 | 0
F5_Commercial_Office (ID)_Existing_Water Heating_Natural Gas_Water Heater_E10 | F5 | Commercial | Office (ID) | Existing | Water Heating | Natural Gas | Water Heater | E10 | Utility - Cost of Operation | 0 | 0 | 0 | 0 | 0 | 0 | 0 | 0 | 0 | 0 | 0 | 0 | 0 | 0 | 0 | 0 | 0 | 0 | 0 | 0 | 0 | 0 | 0 | 0 | 0 | 0 | 0
F6_Commercial_Office (ID)_Existing_Water Heating_Natural Gas_Water Heater_E1 | F6 | Commercial | Office (ID) | Existing | Water Heating | Natural Gas | Water Heater | E1 | Utility - Value of Sales | 0.066071 | 0.067399 | 0.068894 | 0.070572 | 0.072444 | 0.074706 | 0.076951 | 0.079073 | 0.080998 | 0.082873 | 0.084814 | 0.086594 | 0.088495 | 0.090337 | 0.091957 | 0.093446 | 0.094746 | 0.096002 | 0.097327 | 0.098584 | 0.099849 | 0.10161 | 0.1034 | 0.10523 | 0.1071 | 0.10901 | 0.11094
F6_Commercial_Office (ID)_Existing_Water Heating_Natural Gas_Water Heater_E2 | F6 | Commercial | Office (ID) | Existing | Water Heating | Natural Gas | Water Heater | E2 | Utility - Value of Sales | 0.05873 | 0.05991 | 0.061239 | 0.062731 | 0.064394 | 0.066405 | 0.068401 | 0.070288 | 0.071998 | 0.073665 | 0.07539 | 0.076972 | 0.078662 | 0.0803 | 0.081739 | 0.083063 | 0.084219 | 0.085335 | 0.086512 | 0.08763 | 0.088755 | 0.090323 | 0.091909 | 0.093541 | 0.095203 | 0.096895 | 0.098616
F6_Commercial_Office (ID)_Existing_Water Heating_Natural Gas_Water Heater_E3 | F6 | Commercial | Office (ID) | Existing | Water Heating | Natural Gas | Water Heater | E3 | Utility - Value of Sales | 0.056231 | 0.057361 | 0.058633 | 0.060061 | 0.061654 | 0.06358 | 0.06549 | 0.067297 | 0.068935 | 0.07053 | 0.072182 | 0.073697 | 0.075315 | 0.076883 | 0.078261 | 0.079529 | 0.080635 | 0.081704 | 0.082831 | 0.083901 | 0.084978 | 0.086479 | 0.087998 | 0.089561 | 0.091152 | 0.092771 | 0.09442
F6_Commercial_Office (ID)_Existing_Water Heating_Natural Gas_Water Heater_E4 | F6 | Commercial | Office (ID) | Existing | Water Heating | Natural Gas | Water Heater | E4 | Utility - Value of Sales | 0.058952 | 0.060137 | 0.061431 | 0.062838 | 0.064368 | 0.066172 | 0.067954 | 0.069659 | 0.071232 | 0.072783 | 0.074402 | 0.075922 | 0.077534 | 0.079109 | 0.080525 | 0.08185 | 0.083041 | 0.084205 | 0.085423 | 0.086596 | 0.08778 | 0.089332 | 0.090903 | 0.092518 | 0.094162 | 0.095835 | 0.097537
F6_Commercial_Office (ID)_Existing_Water Heating_Natural Gas_Water Heater_E5 | F6 | Commercial | Office (ID) | Existing | Water Heating | Natural Gas | Water Heater | E5 | Utility - Value of Sales | 0.034663 | 0.035344 | 0.036133 | 0.037047 | 0.038091 | 0.039364 | 0.040626 | 0.041812 | 0.042877 | 0.043907 | 0.044967 | 0.045926 | 0.046953 | 0.047944 | 0.048804 | 0.049587 | 0.050259 | 0.050903 | 0.051586 | 0.052228 | 0.052873 | 0.053807 | 0.05475 | 0.055723 | 0.056713 | 0.05772 | 0.058746
F6_Commercial_Office (ID)_Existing_Water Heating_Natural Gas_Water Heater_E6 | F6 | Commercial | Office (ID) | Existing | Water Heating | Natural Gas | Water Heater | E6 | Utility - Value of Sales | 0 | 0 | 0 | 0 | 0 | 0 | 0 | 0 | 0 | 0 | 0 | 0 | 0 | 0 | 0 | 0 | 0 | 0 | 0 | 0 | 0 | 0 | 0 | 0 | 0 | 0 | 0
F6_Commercial_Office (ID)_Existing_Water Heating_Natural Gas_Water Heater_E7 | F6 | Commercial | Office (ID) | Existing | Water Heating | Natural Gas | Water Heater | E7 | Utility - Value of Sales | 0 | 0 | 0 | 0 | 0 | 0 | 0 | 0 | 0 | 0 | 0 | 0 | 0 | 0 | 0 | 0 | 0 | 0 | 0 | 0 | 0 | 0 | 0 | 0 | 0 | 0 | 0
F6_Commercial_Office (ID)_Existing_Water Heating_Natural Gas_Water Heater_E8 | F6 | Commercial | Office (ID) | Existing | Water Heating | Natural Gas | Water Heater | E8 | Utility - Value of Sales | 0 | 0 | 0 | 0 | 0 | 0 | 0 | 0 | 0 | 0 | 0 | 0 | 0 | 0 | 0 | 0 | 0 | 0 | 0 | 0 | 0 | 0 | 0 | 0 | 0 | 0 | 0
F6_Commercial_Office (ID)_Existing_Water Heating_Natural Gas_Water Heater_E9 | F6 | Commercial | Office (ID) | Existing | Water Heating | Natural Gas | Water Heater | E9 | Utility - Value of Sales | 0 | 0 | 0 | 0 | 0 | 0 | 0 | 0 | 0 | 0 | 0 | 0 | 0 | 0 | 0 | 0 | 0 | 0 | 0 | 0 | 0 | 0 | 0 | 0 | 0 | 0 | 0
F6_Commercial_Office (ID)_Existing_Water Heating_Natural Gas_Water Heater_E10 | F6 | Commercial | Office (ID) | Existing | Water Heating | Natural Gas | Water Heater | E10 | Utility - Value of Sales | 0 | 0 | 0 | 0 | 0 | 0 | 0 | 0 | 0 | 0 | 0 | 0 | 0 | 0 | 0 | 0 | 0 | 0 | 0 | 0 | 0 | 0 | 0 | 0 | 0 | 0 | 0
F1_Commercial_Office (ID)_Existing_Food Preparation_Natural Gas_Oven_E1 | F1 | Commercial | Office (ID) | Existing | Food Preparation | Natural Gas | Oven | E1 | RVT - Cost of Equipment | 2.2244e-05 | 2.2244e-05 | 2.2244e-05 | 2.2244e-05 | 2.2244e-05 | 2.2244e-05 | 2.2244e-05 | 2.2244e-05 | 2.2244e-05 | 2.2244e-05 | 2.2244e-05 | 2.2244e-05 | 2.2244e-05 | 2.2244e-05 | 2.2244e-05 | 2.2244e-05 | 2.2244e-05 | 2.2244e-05 | 2.2244e-05 | 2.2244e-05 | 2.2244e-05 | 2.2244e-05 | 2.2244e-05 | 2.2244e-05 | 2.2244e-05 | 2.2244e-05 | 2.2244e-05
F1_Commercial_Office (ID)_Existing_Food Preparation_Natural Gas_Oven_E2 | F1 | Commercial | Office (ID) | Existing | Food Preparation | Natural Gas | Oven | E2 | RVT - Cost of Equipment | 3.031e-05 | 3.031e-05 | 3.031e-05 | 3.031e-05 | 3.031e-05 | 3.031e-05 | 3.031e-05 | 3.031e-05 | 3.031e-05 | 3.031e-05 | 3.031e-05 | 3.031e-05 | 3.031e-05 | 3.031e-05 | 3.031e-05 | 3.031e-05 | 3.031e-05 | 3.031e-05 | 3.031e-05 | 3.031e-05 | 3.031e-05 | 3.031e-05 | 3.031e-05 | 3.031e-05 | 3.031e-05 | 3.031e-05 | 3.031e-05
F1_Commercial_Office (ID)_Existing_Food Preparation_Natural Gas_Oven_E3 | F1 | Commercial | Office (ID) | Existing | Food Preparation | Natural Gas | Oven | E3 | RVT - Cost of Equipment | 0 | 0 | 0 | 0 | 0 | 0 | 0 | 0 | 0 | 0 | 0 | 0 | 0 | 0 | 0 | 0 | 0 | 0 | 0 | 0 | 0 | 0 | 0 | 0 | 0 | 0 | 0
F1_Commercial_Office (ID)_Existing_Food Preparation_Natural Gas_Oven_E4 | F1 | Commercial | Office (ID) | Existing | Food Preparation | Natural Gas | Oven | E4 | RVT - Cost of Equipment | 0 | 0 | 0 | 0 | 0 | 0 | 0 | 0 | 0 | 0 | 0 | 0 | 0 | 0 | 0 | 0 | 0 | 0 | 0 | 0 | 0 | 0 | 0 | 0 | 0 | 0 | 0
F1_Commercial_Office (ID)_Existing_Food Preparation_Natural Gas_Oven_E5 | F1 | Commercial | Office (ID) | Existing | Food Preparation | Natural Gas | Oven | E5 | RVT - Cost of Equipment | 0 | 0 | 0 | 0 | 0 | 0 | 0 | 0 | 0 | 0 | 0 | 0 | 0 | 0 | 0 | 0 | 0 | 0 | 0 | 0 | 0 | 0 | 0 | 0 | 0 | 0 | 0
F1_Commercial_Office (ID)_Existing_Food Preparation_Natural Gas_Oven_E6 | F1 | Commercial | Office (ID) | Existing | Food Preparation | Natural Gas | Oven | E6 | RVT - Cost of Equipment | 0 | 0 | 0 | 0 | 0 | 0 | 0 | 0 | 0 | 0 | 0 | 0 | 0 | 0 | 0 | 0 | 0 | 0 | 0 | 0 | 0 | 0 | 0 | 0 | 0 | 0 | 0
F1_Commercial_Office (ID)_Existing_Food Preparation_Natural Gas_Oven_E7 | F1 | Commercial | Office (ID) | Existing | Food Preparation | Natural Gas | Oven | E7 | RVT - Cost of Equipment | 0 | 0 | 0 | 0 | 0 | 0 | 0 | 0 | 0 | 0 | 0 | 0 | 0 | 0 | 0 | 0 | 0 | 0 | 0 | 0 | 0 | 0 | 0 | 0 | 0 | 0 | 0
F1_Commercial_Office (ID)_Existing_Food Preparation_Natural Gas_Oven_E8 | F1 | Commercial | Office (ID) | Existing | Food Preparation | Natural Gas | Oven | E8 | RVT - Cost of Equipment | 0 | 0 | 0 | 0 | 0 | 0 | 0 | 0 | 0 | 0 | 0 | 0 | 0 | 0 | 0 | 0 | 0 | 0 | 0 | 0 | 0 | 0 | 0 | 0 | 0 | 0 | 0
F1_Commercial_Office (ID)_Existing_Food Preparation_Natural Gas_Oven_E9 | F1 | Commercial | Office (ID) | Existing | Food Preparation | Natural Gas | Oven | E9 | RVT - Cost of Equipment | 0 | 0 | 0 | 0 | 0 | 0 | 0 | 0 | 0 | 0 | 0 | 0 | 0 | 0 | 0 | 0 | 0 | 0 | 0 | 0 | 0 | 0 | 0 | 0 | 0 | 0 | 0
F1_Commercial_Office (ID)_Existing_Food Preparation_Natural Gas_Oven_E10 | F1 | Commercial | Office (ID) | Existing | Food Preparation | Natural Gas | Oven | E10 | RVT - Cost of Equipment | 0 | 0 | 0 | 0 | 0 | 0 | 0 | 0 | 0 | 0 | 0 | 0 | 0 | 0 | 0 | 0 | 0 | 0 | 0 | 0 | 0 | 0 | 0 | 0 | 0 | 0 | 0
F2_Commercial_Office (ID)_Existing_Food Preparation_Natural Gas_Oven_E1 | F2 | Commercial | Office (ID) | Existing | Food Preparation | Natural Gas | Oven | E1 | RVT - Cost of Operation | 0.016521 | 0.016796 | 0.017131 | 0.017538 | 0.018023 | 0.018663 | 0.01932 | 0.019956 | 0.020541 | 0.021103 | 0.02168 | 0.022196 | 0.022733 | 0.02323 | 0.023649 | 0.02402 | 0.024324 | 0.024611 | 0.024918 | 0.025201 | 0.025483 | 0.025932 | 0.026386 | 0.026855 | 0.027332 | 0.027817 | 0.028311
F2_Commercial_Office (ID)_Existing_Food Preparation_Natural Gas_Oven_E2 | F2 | Commercial | Office (ID) | Existing | Food Preparation | Natural Gas | Oven | E2 | RVT - Cost of Operation | 0.011731 | 0.011927 | 0.012165 | 0.012454 | 0.012798 | 0.013253 | 0.013719 | 0.014171 | 0.014586 | 0.014985 | 0.015395 | 0.015761 | 0.016143 | 0.016496 | 0.016793 | 0.017056 | 0.017272 | 0.017476 | 0.017695 | 0.017895 | 0.018095 | 0.018414 | 0.018736 | 0.019069 | 0.019408 | 0.019753 | 0.020104
F2_Commercial_Office (ID)_Existing_Food Preparation_Natural Gas_Oven_E3 | F2 | Commercial | Office (ID) | Existing | Food Preparation | Natural Gas | Oven | E3 | RVT - Cost of Operation | 0 | 0 | 0 | 0 | 0 | 0 | 0 | 0 | 0 | 0 | 0 | 0 | 0 | 0 | 0 | 0 | 0 | 0 | 0 | 0 | 0 | 0 | 0 | 0 | 0 | 0 | 0
F2_Commercial_Office (ID)_Existing_Food Preparation_Natural Gas_Oven_E4 | F2 | Commercial | Office (ID) | Existing | Food Preparation | Natural Gas | Oven | E4 | RVT - Cost of Operation | 0 | 0 | 0 | 0 | 0 | 0 | 0 | 0 | 0 | 0 | 0 | 0 | 0 | 0 | 0 | 0 | 0 | 0 | 0 | 0 | 0 | 0 | 0 | 0 | 0 | 0 | 0
F2_Commercial_Office (ID)_Existing_Food Preparation_Natural Gas_Oven_E5 | F2 | Commercial | Office (ID) | Existing | Food Preparation | Natural Gas | Oven | E5 | RVT - Cost of Operation | 0 | 0 | 0 | 0 | 0 | 0 | 0 | 0 | 0 | 0 | 0 | 0 | 0 | 0 | 0 | 0 | 0 | 0 | 0 | 0 | 0 | 0 | 0 | 0 | 0 | 0 | 0
F2_Commercial_Office (ID)_Existing_Food Preparation_Natural Gas_Oven_E6 | F2 | Commercial | Office (ID) | Existing | Food Preparation | Natural Gas | Oven | E6 | RVT - Cost of Operation | 0 | 0 | 0 | 0 | 0 | 0 | 0 | 0 | 0 | 0 | 0 | 0 | 0 | 0 | 0 | 0 | 0 | 0 | 0 | 0 | 0 | 0 | 0 | 0 | 0 | 0 | 0
F2_Commercial_Office (ID)_Existing_Food Preparation_Natural Gas_Oven_E7 | F2 | Commercial | Office (ID) | Existing | Food Preparation | Natural Gas | Oven | E7 | RVT - Cost of Operation | 0 | 0 | 0 | 0 | 0 | 0 | 0 | 0 | 0 | 0 | 0 | 0 | 0 | 0 | 0 | 0 | 0 | 0 | 0 | 0 | 0 | 0 | 0 | 0 | 0 | 0 | 0
F2_Commercial_Office (ID)_Existing_Food Preparation_Natural Gas_Oven_E8 | F2 | Commercial | Office (ID) | Existing | Food Preparation | Natural Gas | Oven | E8 | RVT - Cost of Operation | 0 | 0 | 0 | 0 | 0 | 0 | 0 | 0 | 0 | 0 | 0 | 0 | 0 | 0 | 0 | 0 | 0 | 0 | 0 | 0 | 0 | 0 | 0 | 0 | 0 | 0 | 0
F2_Commercial_Office (ID)_Existing_Food Preparation_Natural Gas_Oven_E9 | F2 | Commercial | Office (ID) | Existing | Food Preparation | Natural Gas | Oven | E9 | RVT - Cost of Operation | 0 | 0 | 0 | 0 | 0 | 0 | 0 | 0 | 0 | 0 | 0 | 0 | 0 | 0 | 0 | 0 | 0 | 0 | 0 | 0 | 0 | 0 | 0 | 0 | 0 | 0 | 0
F2_Commercial_Office (ID)_Existing_Food Preparation_Natural Gas_Oven_E10 | F2 | Commercial | Office (ID) | Existing | Food Preparation | Natural Gas | Oven | E10 | RVT - Cost of Operation | 0 | 0 | 0 | 0 | 0 | 0 | 0 | 0 | 0 | 0 | 0 | 0 | 0 | 0 | 0 | 0 | 0 | 0 | 0 | 0 | 0 | 0 | 0 | 0 | 0 | 0 | 0
F3_Commercial_Office (ID)_Existing_Food Preparation_Natural Gas_Oven_E1 | F3 | Commercial | Office (ID) | Existing | Food Preparation | Natural Gas | Oven | E1 | System - kBTUs of Consumption | 4.0045 | 4.0045 | 4.0045 | 4.0045 | 4.0045 | 4.0045 | 4.0045 | 4.0045 | 4.0045 | 4.0045 | 4.0045 | 4.0045 | 4.0045 | 4.0045 | 4.0045 | 4.0045 | 4.0045 | 4.0045 | 4.0045 | 4.0045 | 4.0045 | 4.0045 | 4.0045 | 4.0045 | 4.0045 | 4.0045 | 4.0045
F3_Commercial_Office (ID)_Existing_Food Preparation_Natural Gas_Oven_E2 | F3 | Commercial | Office (ID) | Existing | Food Preparation | Natural Gas | Oven | E2 | System - kBTUs of Consumption | 2.8436 | 2.8436 | 2.8436 | 2.8436 | 2.8436 | 2.8436 | 2.8436 | 2.8436 | 2.8436 | 2.8436 | 2.8436 | 2.8436 | 2.8436 | 2.8436 | 2.8436 | 2.8436 | 2.8436 | 2.8436 | 2.8436 | 2.8436 | 2.8436 | 2.8436 | 2.8436 | 2.8436 | 2.8436 | 2.8436 | 2.8436
F3_Commercial_Office (ID)_Existing_Food Preparation_Natural Gas_Oven_E3 | F3 | Commercial | Office (ID) | Existing | Food Preparation | Natural Gas | Oven | E3 | System - kBTUs of Consumption | 0 | 0 | 0 | 0 | 0 | 0 | 0 | 0 | 0 | 0 | 0 | 0 | 0 | 0 | 0 | 0 | 0 | 0 | 0 | 0 | 0 | 0 | 0 | 0 | 0 | 0 | 0
F3_Commercial_Office (ID)_Existing_Food Preparation_Natural Gas_Oven_E4 | F3 | Commercial | Office (ID) | Existing | Food Preparation | Natural Gas | Oven | E4 | System - kBTUs of Consumption | 0 | 0 | 0 | 0 | 0 | 0 | 0 | 0 | 0 | 0 | 0 | 0 | 0 | 0 | 0 | 0 | 0 | 0 | 0 | 0 | 0 | 0 | 0 | 0 | 0 | 0 | 0
F3_Commercial_Office (ID)_Existing_Food Preparation_Natural Gas_Oven_E5 | F3 | Commercial | Office (ID) | Existing | Food Preparation | Natural Gas | Oven | E5 | System - kBTUs of Consumption | 0 | 0 | 0 | 0 | 0 | 0 | 0 | 0 | 0 | 0 | 0 | 0 | 0 | 0 | 0 | 0 | 0 | 0 | 0 | 0 | 0 | 0 | 0 | 0 | 0 | 0 | 0
F3_Commercial_Office (ID)_Existing_Food Preparation_Natural Gas_Oven_E6 | F3 | Commercial | Office (ID) | Existing | Food Preparation | Natural Gas | Oven | E6 | System - kBTUs of Consumption | 0 | 0 | 0 | 0 | 0 | 0 | 0 | 0 | 0 | 0 | 0 | 0 | 0 | 0 | 0 | 0 | 0 | 0 | 0 | 0 | 0 | 0 | 0 | 0 | 0 | 0 | 0
F3_Commercial_Office (ID)_Existing_Food Preparation_Natural Gas_Oven_E7 | F3 | Commercial | Office (ID) | Existing | Food Preparation | Natural Gas | Oven | E7 | System - kBTUs of Consumption | 0 | 0 | 0 | 0 | 0 | 0 | 0 | 0 | 0 | 0 | 0 | 0 | 0 | 0 | 0 | 0 | 0 | 0 | 0 | 0 | 0 | 0 | 0 | 0 | 0 | 0 | 0
F3_Commercial_Office (ID)_Existing_Food Preparation_Natural Gas_Oven_E8 | F3 | Commercial | Office (ID) | Existing | Food Preparation | Natural Gas | Oven | E8 | System - kBTUs of Consumption | 0 | 0 | 0 | 0 | 0 | 0 | 0 | 0 | 0 | 0 | 0 | 0 | 0 | 0 | 0 | 0 | 0 | 0 | 0 | 0 | 0 | 0 | 0 | 0 | 0 | 0 | 0
F3_Commercial_Office (ID)_Existing_Food Preparation_Natural Gas_Oven_E9 | F3 | Commercial | Office (ID) | Existing | Food Preparation | Natural Gas | Oven | E9 | System - kBTUs of Consumption | 0 | 0 | 0 | 0 | 0 | 0 | 0 | 0 | 0 | 0 | 0 | 0 | 0 | 0 | 0 | 0 | 0 | 0 | 0 | 0 | 0 | 0 | 0 | 0 | 0 | 0 | 0
F3_Commercial_Office (ID)_Existing_Food Preparation_Natural Gas_Oven_E10 | F3 | Commercial | Office (ID) | Existing | Food Preparation | Natural Gas | Oven | E10 | System - kBTUs of Consumption | 0 | 0 | 0 | 0 | 0 | 0 | 0 | 0 | 0 | 0 | 0 | 0 | 0 | 0 | 0 | 0 | 0 | 0 | 0 | 0 | 0 | 0 | 0 | 0 | 0 | 0 | 0
F4_Commercial_Office (ID)_Existing_Food Preparation_Natural Gas_Oven_E1 | F4 | Commercial | Office (ID) | Existing | Food Preparation | Natural Gas | Oven | E1 | Utility - Cost of Equipment | 2.2244e-05 | 2.2244e-05 | 2.2244e-05 | 2.2244e-05 | 2.2244e-05 | 2.2244e-05 | 2.2244e-05 | 2.2244e-05 | 2.2244e-05 | 2.2244e-05 | 2.2244e-05 | 2.2244e-05 | 2.2244e-05 | 2.2244e-05 | 2.2244e-05 | 2.2244e-05 | 2.2244e-05 | 2.2244e-05 | 2.2244e-05 | 2.2244e-05 | 2.2244e-05 | 2.2244e-05 | 2.2244e-05 | 2.2244e-05 | 2.2244e-05 | 2.2244e-05 | 2.2244e-05
F4_Commercial_Office (ID)_Existing_Food Preparation_Natural Gas_Oven_E2 | F4 | Commercial | Office (ID) | Existing | Food Preparation | Natural Gas | Oven | E2 | Utility - Cost of Equipment | 3.031e-05 | 3.031e-05 | 3.031e-05 | 3.031e-05 | 3.031e-05 | 3.031e-05 | 3.031e-05 | 3.031e-05 | 3.031e-05 | 3.031e-05 | 3.031e-05 | 3.031e-05 | 3.031e-05 | 3.031e-05 | 3.031e-05 | 3.031e-05 | 3.031e-05 | 3.031e-05 | 3.031e-05 | 3.031e-05 | 3.031e-05 | 3.031e-05 | 3.031e-05 | 3.031e-05 | 3.031e-05 | 3.031e-05 | 3.031e-05
F4_Commercial_Office (ID)_Existing_Food Preparation_Natural Gas_Oven_E3 | F4 | Commercial | Office (ID) | Existing | Food Preparation | Natural Gas | Oven | E3 | Utility - Cost of Equipment | 0 | 0 | 0 | 0 | 0 | 0 | 0 | 0 | 0 | 0 | 0 | 0 | 0 | 0 | 0 | 0 | 0 | 0 | 0 | 0 | 0 | 0 | 0 | 0 | 0 | 0 | 0
F4_Commercial_Office (ID)_Existing_Food Preparation_Natural Gas_Oven_E4 | F4 | Commercial | Office (ID) | Existing | Food Preparation | Natural Gas | Oven | E4 | Utility - Cost of Equipment | 0 | 0 | 0 | 0 | 0 | 0 | 0 | 0 | 0 | 0 | 0 | 0 | 0 | 0 | 0 | 0 | 0 | 0 | 0 | 0 | 0 | 0 | 0 | 0 | 0 | 0 | 0
F4_Commercial_Office (ID)_Existing_Food Preparation_Natural Gas_Oven_E5 | F4 | Commercial | Office (ID) | Existing | Food Preparation | Natural Gas | Oven | E5 | Utility - Cost of Equipment | 0 | 0 | 0 | 0 | 0 | 0 | 0 | 0 | 0 | 0 | 0 | 0 | 0 | 0 | 0 | 0 | 0 | 0 | 0 | 0 | 0 | 0 | 0 | 0 | 0 | 0 | 0
F4_Commercial_Office (ID)_Existing_Food Preparation_Natural Gas_Oven_E6 | F4 | Commercial | Office (ID) | Existing | Food Preparation | Natural Gas | Oven | E6 | Utility - Cost of Equipment | 0 | 0 | 0 | 0 | 0 | 0 | 0 | 0 | 0 | 0 | 0 | 0 | 0 | 0 | 0 | 0 | 0 | 0 | 0 | 0 | 0 | 0 | 0 | 0 | 0 | 0 | 0
F4_Commercial_Office (ID)_Existing_Food Preparation_Natural Gas_Oven_E7 | F4 | Commercial | Office (ID) | Existing | Food Preparation | Natural Gas | Oven | E7 | Utility - Cost of Equipment | 0 | 0 | 0 | 0 | 0 | 0 | 0 | 0 | 0 | 0 | 0 | 0 | 0 | 0 | 0 | 0 | 0 | 0 | 0 | 0 | 0 | 0 | 0 | 0 | 0 | 0 | 0
F4_Commercial_Office (ID)_Existing_Food Preparation_Natural Gas_Oven_E8 | F4 | Commercial | Office (ID) | Existing | Food Preparation | Natural Gas | Oven | E8 | Utility - Cost of Equipment | 0 | 0 | 0 | 0 | 0 | 0 | 0 | 0 | 0 | 0 | 0 | 0 | 0 | 0 | 0 | 0 | 0 | 0 | 0 | 0 | 0 | 0 | 0 | 0 | 0 | 0 | 0
F4_Commercial_Office (ID)_Existing_Food Preparation_Natural Gas_Oven_E9 | F4 | Commercial | Office (ID) | Existing | Food Preparation | Natural Gas | Oven | E9 | Utility - Cost of Equipment | 0 | 0 | 0 | 0 | 0 | 0 | 0 | 0 | 0 | 0 | 0 | 0 | 0 | 0 | 0 | 0 | 0 | 0 | 0 | 0 | 0 | 0 | 0 | 0 | 0 | 0 | 0
F4_Commercial_Office (ID)_Existing_Food Preparation_Natural Gas_Oven_E10 | F4 | Commercial | Office (ID) | Existing | Food Preparation | Natural Gas | Oven | E10 | Utility - Cost of Equipment | 0 | 0 | 0 | 0 | 0 | 0 | 0 | 0 | 0 | 0 | 0 | 0 | 0 | 0 | 0 | 0 | 0 | 0 | 0 | 0 | 0 | 0 | 0 | 0 | 0 | 0 | 0
F5_Commercial_Office (ID)_Existing_Food Preparation_Natural Gas_Oven_E1 | F5 | Commercial | Office (ID) | Existing | Food Preparation | Natural Gas | Oven | E1 | Utility - Cost of Operation | 0.013888 | 0.014209 | 0.014612 | 0.015088 | 0.015641 | 0.016339 | 0.017065 | 0.01779 | 0.018489 | 0.019198 | 0.019751 | 0.020265 | 0.02082 | 0.02136 | 0.021836 | 0.022278 | 0.022667 | 0.023049 | 0.02346 | 0.023859 | 0.02427 | 0.024697 | 0.025129 | 0.025576 | 0.02603 | 0.026493 | 0.026963
F5_Commercial_Office (ID)_Existing_Food Preparation_Natural Gas_Oven_E2 | F5 | Commercial | Office (ID) | Existing | Food Preparation | Natural Gas | Oven | E2 | Utility - Cost of Operation | 0.0098618 | 0.010089 | 0.010376 | 0.010714 | 0.011107 | 0.011602 | 0.012118 | 0.012633 | 0.013129 | 0.013632 | 0.014025 | 0.01439 | 0.014784 | 0.015168 | 0.015506 | 0.015819 | 0.016095 | 0.016367 | 0.016659 | 0.016942 | 0.017234 | 0.017537 | 0.017844 | 0.018161 | 0.018484 | 0.018812 | 0.019147
F5_Commercial_Office (ID)_Existing_Food Preparation_Natural Gas_Oven_E3 | F5 | Commercial | Office (ID) | Existing | Food Preparation | Natural Gas | Oven | E3 | Utility - Cost of Operation | 0 | 0 | 0 | 0 | 0 | 0 | 0 | 0 | 0 | 0 | 0 | 0 | 0 | 0 | 0 | 0 | 0 | 0 | 0 | 0 | 0 | 0 | 0 | 0 | 0 | 0 | 0
F5_Commercial_Office (ID)_Existing_Food Preparation_Natural Gas_Oven_E4 | F5 | Commercial | Office (ID) | Existing | Food Preparation | Natural Gas | Oven | E4 | Utility - Cost of Operation | 0 | 0 | 0 | 0 | 0 | 0 | 0 | 0 | 0 | 0 | 0 | 0 | 0 | 0 | 0 | 0 | 0 | 0 | 0 | 0 | 0 | 0 | 0 | 0 | 0 | 0 | 0
F5_Commercial_Office (ID)_Existing_Food Preparation_Natural Gas_Oven_E5 | F5 | Commercial | Office (ID) | Existing | Food Preparation | Natural Gas | Oven | E5 | Utility - Cost of Operation | 0 | 0 | 0 | 0 | 0 | 0 | 0 | 0 | 0 | 0 | 0 | 0 | 0 | 0 | 0 | 0 | 0 | 0 | 0 | 0 | 0 | 0 | 0 | 0 | 0 | 0 | 0
F5_Commercial_Office (ID)_Existing_Food Preparation_Natural Gas_Oven_E6 | F5 | Commercial | Office (ID) | Existing | Food Preparation | Natural Gas | Oven | E6 | Utility - Cost of Operation | 0 | 0 | 0 | 0 | 0 | 0 | 0 | 0 | 0 | 0 | 0 | 0 | 0 | 0 | 0 | 0 | 0 | 0 | 0 | 0 | 0 | 0 | 0 | 0 | 0 | 0 | 0
F5_Commercial_Office (ID)_Existing_Food Preparation_Natural Gas_Oven_E7 | F5 | Commercial | Office (ID) | Existing | Food Preparation | Natural Gas | Oven | E7 | Utility - Cost of Operation | 0 | 0 | 0 | 0 | 0 | 0 | 0 | 0 | 0 | 0 | 0 | 0 | 0 | 0 | 0 | 0 | 0 | 0 | 0 | 0 | 0 | 0 | 0 | 0 | 0 | 0 | 0
F5_Commercial_Office (ID)_Existing_Food Preparation_Natural Gas_Oven_E8 | F5 | Commercial | Office (ID) | Existing | Food Preparation | Natural Gas | Oven | E8 | Utility - Cost of Operation | 0 | 0 | 0 | 0 | 0 | 0 | 0 | 0 | 0 | 0 | 0 | 0 | 0 | 0 | 0 | 0 | 0 | 0 | 0 | 0 | 0 | 0 | 0 | 0 | 0 | 0 | 0
F5_Commercial_Office (ID)_Existing_Food Preparation_Natural Gas_Oven_E9 | F5 | Commercial | Office (ID) | Existing | Food Preparation | Natural Gas | Oven | E9 | Utility - Cost of Operation | 0 | 0 | 0 | 0 | 0 | 0 | 0 | 0 | 0 | 0 | 0 | 0 | 0 | 0 | 0 | 0 | 0 | 0 | 0 | 0 | 0 | 0 | 0 | 0 | 0 | 0 | 0
F5_Commercial_Office (ID)_Existing_Food Preparation_Natural Gas_Oven_E10 | F5 | Commercial | Office (ID) | Existing | Food Preparation | Natural Gas | Oven | E10 | Utility - Cost of Operation | 0 | 0 | 0 | 0 | 0 | 0 | 0 | 0 | 0 | 0 | 0 | 0 | 0 | 0 | 0 | 0 | 0 | 0 | 0 | 0 | 0 | 0 | 0 | 0 | 0 | 0 | 0
F6_Commercial_Office (ID)_Existing_Food Preparation_Natural Gas_Oven_E1 | F6 | Commercial | Office (ID) | Existing | Food Preparation | Natural Gas | Oven | E1 | Utility - Value of Sales | 0.016521 | 0.016796 | 0.017131 | 0.017538 | 0.018023 | 0.018663 | 0.01932 | 0.019956 | 0.020541 | 0.021103 | 0.02168 | 0.022196 | 0.022733 | 0.02323 | 0.023649 | 0.02402 | 0.024324 | 0.024611 | 0.024918 | 0.025201 | 0.025483 | 0.025932 | 0.026386 | 0.026855 | 0.027332 | 0.027817 | 0.028311
F6_Commercial_Office (ID)_Existing_Food Preparation_Natural Gas_Oven_E2 | F6 | Commercial | Office (ID) | Existing | Food Preparation | Natural Gas | Oven | E2 | Utility - Value of Sales | 0.011731 | 0.011927 | 0.012165 | 0.012454 | 0.012798 | 0.013253 | 0.013719 | 0.014171 | 0.014586 | 0.014985 | 0.015395 | 0.015761 | 0.016143 | 0.016496 | 0.016793 | 0.017056 | 0.017272 | 0.017476 | 0.017695 | 0.017895 | 0.018095 | 0.018414 | 0.018736 | 0.019069 | 0.019408 | 0.019753 | 0.020104
F6_Commercial_Office (ID)_Existing_Food Preparation_Natural Gas_Oven_E3 | F6 | Commercial | Office (ID) | Existing | Food Preparation | Natural Gas | Oven | E3 | Utility - Value of Sales | 0 | 0 | 0 | 0 | 0 | 0 | 0 | 0 | 0 | 0 | 0 | 0 | 0 | 0 | 0 | 0 | 0 | 0 | 0 | 0 | 0 | 0 | 0 | 0 | 0 | 0 | 0
F6_Commercial_Office (ID)_Existing_Food Preparation_Natural Gas_Oven_E4 | F6 | Commercial | Office (ID) | Existing | Food Preparation | Natural Gas | Oven | E4 | Utility - Value of Sales | 0 | 0 | 0 | 0 | 0 | 0 | 0 | 0 | 0 | 0 | 0 | 0 | 0 | 0 | 0 | 0 | 0 | 0 | 0 | 0 | 0 | 0 | 0 | 0 | 0 | 0 | 0
F6_Commercial_Office (ID)_Existing_Food Preparation_Natural Gas_Oven_E5 | F6 | Commercial | Office (ID) | Existing | Food Preparation | Natural Gas | Oven | E5 | Utility - Value of Sales | 0 | 0 | 0 | 0 | 0 | 0 | 0 | 0 | 0 | 0 | 0 | 0 | 0 | 0 | 0 | 0 | 0 | 0 | 0 | 0 | 0 | 0 | 0 | 0 | 0 | 0 | 0
F6_Commercial_Office (ID)_Existing_Food Preparation_Natural Gas_Oven_E6 | F6 | Commercial | Office (ID) | Existing | Food Preparation | Natural Gas | Oven | E6 | Utility - Value of Sales | 0 | 0 | 0 | 0 | 0 | 0 | 0 | 0 | 0 | 0 | 0 | 0 | 0 | 0 | 0 | 0 | 0 | 0 | 0 | 0 | 0 | 0 | 0 | 0 | 0 | 0 | 0
F6_Commercial_Office (ID)_Existing_Food Preparation_Natural Gas_Oven_E7 | F6 | Commercial | Office (ID) | Existing | Food Preparation | Natural Gas | Oven | E7 | Utility - Value of Sales | 0 | 0 | 0 | 0 | 0 | 0 | 0 | 0 | 0 | 0 | 0 | 0 | 0 | 0 | 0 | 0 | 0 | 0 | 0 | 0 | 0 | 0 | 0 | 0 | 0 | 0 | 0
F6_Commercial_Office (ID)_Existing_Food Preparation_Natural Gas_Oven_E8 | F6 | Commercial | Office (ID) | Existing | Food Preparation | Natural Gas | Oven | E8 | Utility - Value of Sales | 0 | 0 | 0 | 0 | 0 | 0 | 0 | 0 | 0 | 0 | 0 | 0 | 0 | 0 | 0 | 0 | 0 | 0 | 0 | 0 | 0 | 0 | 0 | 0 | 0 | 0 | 0
F6_Commercial_Office (ID)_Existing_Food Preparation_Natural Gas_Oven_E9 | F6 | Commercial | Office (ID) | Existing | Food Preparation | Natural Gas | Oven | E9 | Utility - Value of Sales | 0 | 0 | 0 | 0 | 0 | 0 | 0 | 0 | 0 | 0 | 0 | 0 | 0 | 0 | 0 | 0 | 0 | 0 | 0 | 0 | 0 | 0 | 0 | 0 | 0 | 0 | 0
F6_Commercial_Office (ID)_Existing_Food Preparation_Natural Gas_Oven_E10 | F6 | Commercial | Office (ID) | Existing | Food Preparation | Natural Gas | Oven | E10 | Utility - Value of Sales | 0 | 0 | 0 | 0 | 0 | 0 | 0 | 0 | 0 | 0 | 0 | 0 | 0 | 0 | 0 | 0 | 0 | 0 | 0 | 0 | 0 | 0 | 0 | 0 | 0 | 0 | 0
F1_Commercial_Office (ID)_Existing_Food Preparation_Natural Gas_Conveyor Oven_E1 | F1 | Commercial | Office (ID) | Existing | Food Preparation | Natural Gas | Conveyor Oven | E1 | RVT - Cost of Equipment | 1.2886e-05 | 1.2886e-05 | 1.2886e-05 | 1.2886e-05 | 1.2886e-05 | 1.2886e-05 | 1.2886e-05 | 1.2886e-05 | 1.2886e-05 | 1.2886e-05 | 1.2886e-05 | 1.2886e-05 | 1.2886e-05 | 1.2886e-05 | 1.2886e-05 | 1.2886e-05 | 1.2886e-05 | 1.2886e-05 | 1.2886e-05 | 1.2886e-05 | 1.2886e-05 | 1.2886e-05 | 1.2886e-05 | 1.2886e-05 | 1.2886e-05 | 1.2886e-05 | 1.2886e-05
F1_Commercial_Office (ID)_Existing_Food Preparation_Natural Gas_Conveyor Oven_E2 | F1 | Commercial | Office (ID) | Existing | Food Preparation | Natural Gas | Conveyor Oven | E2 | RVT - Cost of Equipment | 2.7299e-05 | 2.7299e-05 | 2.7299e-05 | 2.7299e-05 | 2.7299e-05 | 2.7299e-05 | 2.7299e-05 | 2.7299e-05 | 2.7299e-05 | 2.7299e-05 | 2.7299e-05 | 2.7299e-05 | 2.7299e-05 | 2.7299e-05 | 2.7299e-05 | 2.7299e-05 | 2.7299e-05 | 2.7299e-05 | 2.7299e-05 | 2.7299e-05 | 2.7299e-05 | 2.7299e-05 | 2.7299e-05 | 2.7299e-05 | 2.7299e-05 | 2.7299e-05 | 2.7299e-05
F1_Commercial_Office (ID)_Existing_Food Preparation_Natural Gas_Conveyor Oven_E3 | F1 | Commercial | Office (ID) | Existing | Food Preparation | Natural Gas | Conveyor Oven | E3 | RVT - Cost of Equipment | 0 | 0 | 0 | 0 | 0 | 0 | 0 | 0 | 0 | 0 | 0 | 0 | 0 | 0 | 0 | 0 | 0 | 0 | 0 | 0 | 0 | 0 | 0 | 0 | 0 | 0 | 0
F1_Commercial_Office (ID)_Existing_Food Preparation_Natural Gas_Conveyor Oven_E4 | F1 | Commercial | Office (ID) | Existing | Food Preparation | Natural Gas | Conveyor Oven | E4 | RVT - Cost of Equipment | 0 | 0 | 0 | 0 | 0 | 0 | 0 | 0 | 0 | 0 | 0 | 0 | 0 | 0 | 0 | 0 | 0 | 0 | 0 | 0 | 0 | 0 | 0 | 0 | 0 | 0 | 0
F1_Commercial_Office (ID)_Existing_Food Preparation_Natural Gas_Conveyor Oven_E5 | F1 | Commercial | Office (ID) | Existing | Food Preparation | Natural Gas | Conveyor Oven | E5 | RVT - Cost of Equipment | 0 | 0 | 0 | 0 | 0 | 0 | 0 | 0 | 0 | 0 | 0 | 0 | 0 | 0 | 0 | 0 | 0 | 0 | 0 | 0 | 0 | 0 | 0 | 0 | 0 | 0 | 0
F1_Commercial_Office (ID)_Existing_Food Preparation_Natural Gas_Conveyor Oven_E6 | F1 | Commercial | Office (ID) | Existing | Food Preparation | Natural Gas | Conveyor Oven | E6 | RVT - Cost of Equipment | 0 | 0 | 0 | 0 | 0 | 0 | 0 | 0 | 0 | 0 | 0 | 0 | 0 | 0 | 0 | 0 | 0 | 0 | 0 | 0 | 0 | 0 | 0 | 0 | 0 | 0 | 0
F1_Commercial_Office (ID)_Existing_Food Preparation_Natural Gas_Conveyor Oven_E7 | F1 | Commercial | Office (ID) | Existing | Food Preparation | Natural Gas | Conveyor Oven | E7 | RVT - Cost of Equipment | 0 | 0 | 0 | 0 | 0 | 0 | 0 | 0 | 0 | 0 | 0 | 0 | 0 | 0 | 0 | 0 | 0 | 0 | 0 | 0 | 0 | 0 | 0 | 0 | 0 | 0 | 0
F1_Commercial_Office (ID)_Existing_Food Preparation_Natural Gas_Conveyor Oven_E8 | F1 | Commercial | Office (ID) | Existing | Food Preparation | Natural Gas | Conveyor Oven | E8 | RVT - Cost of Equipment | 0 | 0 | 0 | 0 | 0 | 0 | 0 | 0 | 0 | 0 | 0 | 0 | 0 | 0 | 0 | 0 | 0 | 0 | 0 | 0 | 0 | 0 | 0 | 0 | 0 | 0 | 0
F1_Commercial_Office (ID)_Existing_Food Preparation_Natural Gas_Conveyor Oven_E9 | F1 | Commercial | Office (ID) | Existing | Food Preparation | Natural Gas | Conveyor Oven | E9 | RVT - Cost of Equipment | 0 | 0 | 0 | 0 | 0 | 0 | 0 | 0 | 0 | 0 | 0 | 0 | 0 | 0 | 0 | 0 | 0 | 0 | 0 | 0 | 0 | 0 | 0 | 0 | 0 | 0 | 0
F1_Commercial_Office (ID)_Existing_Food Preparation_Natural Gas_Conveyor Oven_E10 | F1 | Commercial | Office (ID) | Existing | Food Preparation | Natural Gas | Conveyor Oven | E10 | RVT - Cost of Equipment | 0 | 0 | 0 | 0 | 0 | 0 | 0 | 0 | 0 | 0 | 0 | 0 | 0 | 0 | 0 | 0 | 0 | 0 | 0 | 0 | 0 | 0 | 0 | 0 | 0 | 0 | 0
F2_Commercial_Office (ID)_Existing_Food Preparation_Natural Gas_Conveyor Oven_E1 | F2 | Commercial | Office (ID) | Existing | Food Preparation | Natural Gas | Conveyor Oven | E1 | RVT - Cost of Operation | 0.028741 | 0.029356 | 0.030024 | 0.030748 | 0.031533 | 0.032457 | 0.033362 | 0.034224 | 0.035013 | 0.035789 | 0.036601 | 0.037358 | 0.038164 | 0.038949 | 0.039647 | 0.040294 | 0.040868 | 0.041425 | 0.042011 | 0.042572 | 0.043136 | 0.043899 | 0.04467 | 0.045464 | 0.046272 | 0.047094 | 0.04793
F2_Commercial_Office (ID)_Existing_Food Preparation_Natural Gas_Conveyor Oven_E2 | F2 | Commercial | Office (ID) | Existing | Food Preparation | Natural Gas | Conveyor Oven | E2 | RVT - Cost of Operation | 0.022842 | 0.02333 | 0.023861 | 0.024436 | 0.02506 | 0.025795 | 0.026514 | 0.027199 | 0.027826 | 0.028443 | 0.029088 | 0.02969 | 0.03033 | 0.030954 | 0.031508 | 0.032023 | 0.032479 | 0.032922 | 0.033388 | 0.033833 | 0.034282 | 0.034888 | 0.035501 | 0.036132 | 0.036774 | 0.037427 | 0.038092
F2_Commercial_Office (ID)_Existing_Food Preparation_Natural Gas_Conveyor Oven_E3 | F2 | Commercial | Office (ID) | Existing | Food Preparation | Natural Gas | Conveyor Oven | E3 | RVT - Cost of Operation | 0 | 0 | 0 | 0 | 0 | 0 | 0 | 0 | 0 | 0 | 0 | 0 | 0 | 0 | 0 | 0 | 0 | 0 | 0 | 0 | 0 | 0 | 0 | 0 | 0 | 0 | 0
F2_Commercial_Office (ID)_Existing_Food Preparation_Natural Gas_Conveyor Oven_E4 | F2 | Commercial | Office (ID) | Existing | Food Preparation | Natural Gas | Conveyor Oven | E4 | RVT - Cost of Operation | 0 | 0 | 0 | 0 | 0 | 0 | 0 | 0 | 0 | 0 | 0 | 0 | 0 | 0 | 0 | 0 | 0 | 0 | 0 | 0 | 0 | 0 | 0 | 0 | 0 | 0 | 0
F2_Commercial_Office (ID)_Existing_Food Preparation_Natural Gas_Conveyor Oven_E5 | F2 | Commercial | Office (ID) | Existing | Food Preparation | Natural Gas | Conveyor Oven | E5 | RVT - Cost of Operation | 0 | 0 | 0 | 0 | 0 | 0 | 0 | 0 | 0 | 0 | 0 | 0 | 0 | 0 | 0 | 0 | 0 | 0 | 0 | 0 | 0 | 0 | 0 | 0 | 0 | 0 | 0
F2_Commercial_Office (ID)_Existing_Food Preparation_Natural Gas_Conveyor Oven_E6 | F2 | Commercial | Office (ID) | Existing | Food Preparation | Natural Gas | Conveyor Oven | E6 | RVT - Cost of Operation | 0 | 0 | 0 | 0 | 0 | 0 | 0 | 0 | 0 | 0 | 0 | 0 | 0 | 0 | 0 | 0 | 0 | 0 | 0 | 0 | 0 | 0 | 0 | 0 | 0 | 0 | 0
F2_Commercial_Office (ID)_Existing_Food Preparation_Natural Gas_Conveyor Oven_E7 | F2 | Commercial | Office (ID) | Existing | Food Preparation | Natural Gas | Conveyor Oven | E7 | RVT - Cost of Operation | 0 | 0 | 0 | 0 | 0 | 0 | 0 | 0 | 0 | 0 | 0 | 0 | 0 | 0 | 0 | 0 | 0 | 0 | 0 | 0 | 0 | 0 | 0 | 0 | 0 | 0 | 0
F2_Commercial_Office (ID)_Existing_Food Preparation_Natural Gas_Conveyor Oven_E8 | F2 | Commercial | Office (ID) | Existing | Food Preparation | Natural Gas | Conveyor Oven | E8 | RVT - Cost of Operation | 0 | 0 | 0 | 0 | 0 | 0 | 0 | 0 | 0 | 0 | 0 | 0 | 0 | 0 | 0 | 0 | 0 | 0 | 0 | 0 | 0 | 0 | 0 | 0 | 0 | 0 | 0
F2_Commercial_Office (ID)_Existing_Food Preparation_Natural Gas_Conveyor Oven_E9 | F2 | Commercial | Office (ID) | Existing | Food Preparation | Natural Gas | Conveyor Oven | E9 | RVT - Cost of Operation | 0 | 0 | 0 | 0 | 0 | 0 | 0 | 0 | 0 | 0 | 0 | 0 | 0 | 0 | 0 | 0 | 0 | 0 | 0 | 0 | 0 | 0 | 0 | 0 | 0 | 0 | 0
F2_Commercial_Office (ID)_Existing_Food Preparation_Natural Gas_Conveyor Oven_E10 | F2 | Commercial | Office (ID) | Existing | Food Preparation | Natural Gas | Conveyor Oven | E10 | RVT - Cost of Operation | 0 | 0 | 0 | 0 | 0 | 0 | 0 | 0 | 0 | 0 | 0 | 0 | 0 | 0 | 0 | 0 | 0 | 0 | 0 | 0 | 0 | 0 | 0 | 0 | 0 | 0 | 0
F3_Commercial_Office (ID)_Existing_Food Preparation_Natural Gas_Conveyor Oven_E1 | F3 | Commercial | Office (ID) | Existing | Food Preparation | Natural Gas | Conveyor Oven | E1 | System - kBTUs of Consumption | 6.4627 | 6.4627 | 6.4627 | 6.4627 | 6.4627 | 6.4627 | 6.4627 | 6.4627 | 6.4627 | 6.4627 | 6.4627 | 6.4627 | 6.4627 | 6.4627 | 6.4627 | 6.4627 | 6.4627 | 6.4627 | 6.4627 | 6.4627 | 6.4627 | 6.4627 | 6.4627 | 6.4627 | 6.4627 | 6.4627 | 6.4627
F3_Commercial_Office (ID)_Existing_Food Preparation_Natural Gas_Conveyor Oven_E2 | F3 | Commercial | Office (ID) | Existing | Food Preparation | Natural Gas | Conveyor Oven | E2 | System - kBTUs of Consumption | 5.1361 | 5.1361 | 5.1361 | 5.1361 | 5.1361 | 5.1361 | 5.1361 | 5.1361 | 5.1361 | 5.1361 | 5.1361 | 5.1361 | 5.1361 | 5.1361 | 5.1361 | 5.1361 | 5.1361 | 5.1361 | 5.1361 | 5.1361 | 5.1361 | 5.1361 | 5.1361 | 5.1361 | 5.1361 | 5.1361 | 5.1361
F3_Commercial_Office (ID)_Existing_Food Preparation_Natural Gas_Conveyor Oven_E3 | F3 | Commercial | Office (ID) | Existing | Food Preparation | Natural Gas | Conveyor Oven | E3 | System - kBTUs of Consumption | 0 | 0 | 0 | 0 | 0 | 0 | 0 | 0 | 0 | 0 | 0 | 0 | 0 | 0 | 0 | 0 | 0 | 0 | 0 | 0 | 0 | 0 | 0 | 0 | 0 | 0 | 0
F3_Commercial_Office (ID)_Existing_Food Preparation_Natural Gas_Conveyor Oven_E4 | F3 | Commercial | Office (ID) | Existing | Food Preparation | Natural Gas | Conveyor Oven | E4 | System - kBTUs of Consumption | 0 | 0 | 0 | 0 | 0 | 0 | 0 | 0 | 0 | 0 | 0 | 0 | 0 | 0 | 0 | 0 | 0 | 0 | 0 | 0 | 0 | 0 | 0 | 0 | 0 | 0 | 0
F3_Commercial_Office (ID)_Existing_Food Preparation_Natural Gas_Conveyor Oven_E5 | F3 | Commercial | Office (ID) | Existing | Food Preparation | Natural Gas | Conveyor Oven | E5 | System - kBTUs of Consumption | 0 | 0 | 0 | 0 | 0 | 0 | 0 | 0 | 0 | 0 | 0 | 0 | 0 | 0 | 0 | 0 | 0 | 0 | 0 | 0 | 0 | 0 | 0 | 0 | 0 | 0 | 0
F3_Commercial_Office (ID)_Existing_Food Preparation_Natural Gas_Conveyor Oven_E6 | F3 | Commercial | Office (ID) | Existing | Food Preparation | Natural Gas | Conveyor Oven | E6 | System - kBTUs of Consumption | 0 | 0 | 0 | 0 | 0 | 0 | 0 | 0 | 0 | 0 | 0 | 0 | 0 | 0 | 0 | 0 | 0 | 0 | 0 | 0 | 0 | 0 | 0 | 0 | 0 | 0 | 0
F3_Commercial_Office (ID)_Existing_Food Preparation_Natural Gas_Conveyor Oven_E7 | F3 | Commercial | Office (ID) | Existing | Food Preparation | Natural Gas | Conveyor Oven | E7 | System - kBTUs of Consumption | 0 | 0 | 0 | 0 | 0 | 0 | 0 | 0 | 0 | 0 | 0 | 0 | 0 | 0 | 0 | 0 | 0 | 0 | 0 | 0 | 0 | 0 | 0 | 0 | 0 | 0 | 0
F3_Commercial_Office (ID)_Existing_Food Preparation_Natural Gas_Conveyor Oven_E8 | F3 | Commercial | Office (ID) | Existing | Food Preparation | Natural Gas | Conveyor Oven | E8 | System - kBTUs of Consumption | 0 | 0 | 0 | 0 | 0 | 0 | 0 | 0 | 0 | 0 | 0 | 0 | 0 | 0 | 0 | 0 | 0 | 0 | 0 | 0 | 0 | 0 | 0 | 0 | 0 | 0 | 0
F3_Commercial_Office (ID)_Existing_Food Preparation_Natural Gas_Conveyor Oven_E9 | F3 | Commercial | Office (ID) | Existing | Food Preparation | Natural Gas | Conveyor Oven | E9 | System - kBTUs of Consumption | 0 | 0 | 0 | 0 | 0 | 0 | 0 | 0 | 0 | 0 | 0 | 0 | 0 | 0 | 0 | 0 | 0 | 0 | 0 | 0 | 0 | 0 | 0 | 0 | 0 | 0 | 0
F3_Commercial_Office (ID)_Existing_Food Preparation_Natural Gas_Conveyor Oven_E10 | F3 | Commercial | Office (ID) | Existing | Food Preparation | Natural Gas | Conveyor Oven | E10 | System - kBTUs of Consumption | 0 | 0 | 0 | 0 | 0 | 0 | 0 | 0 | 0 | 0 | 0 | 0 | 0 | 0 | 0 | 0 | 0 | 0 | 0 | 0 | 0 | 0 | 0 | 0 | 0 | 0 | 0
F4_Commercial_Office (ID)_Existing_Food Preparation_Natural Gas_Conveyor Oven_E1 | F4 | Commercial | Office (ID) | Existing | Food Preparation | Natural Gas | Conveyor Oven | E1 | Utility - Cost of Equipment | 1.2886e-05 | 1.2886e-05 | 1.2886e-05 | 1.2886e-05 | 1.2886e-05 | 1.2886e-05 | 1.2886e-05 | 1.2886e-05 | 1.2886e-05 | 1.2886e-05 | 1.2886e-05 | 1.2886e-05 | 1.2886e-05 | 1.2886e-05 | 1.2886e-05 | 1.2886e-05 | 1.2886e-05 | 1.2886e-05 | 1.2886e-05 | 1.2886e-05 | 1.2886e-05 | 1.2886e-05 | 1.2886e-05 | 1.2886e-05 | 1.2886e-05 | 1.2886e-05 | 1.2886e-05
F4_Commercial_Office (ID)_Existing_Food Preparation_Natural Gas_Conveyor Oven_E2 | F4 | Commercial | Office (ID) | Existing | Food Preparation | Natural Gas | Conveyor Oven | E2 | Utility - Cost of Equipment | 2.7299e-05 | 2.7299e-05 | 2.7299e-05 | 2.7299e-05 | 2.7299e-05 | 2.7299e-05 | 2.7299e-05 | 2.7299e-05 | 2.7299e-05 | 2.7299e-05 | 2.7299e-05 | 2.7299e-05 | 2.7299e-05 | 2.7299e-05 | 2.7299e-05 | 2.7299e-05 | 2.7299e-05 | 2.7299e-05 | 2.7299e-05 | 2.7299e-05 | 2.7299e-05 | 2.7299e-05 | 2.7299e-05 | 2.7299e-05 | 2.7299e-05 | 2.7299e-05 | 2.7299e-05
F4_Commercial_Office (ID)_Existing_Food Preparation_Natural Gas_Conveyor Oven_E3 | F4 | Commercial | Office (ID) | Existing | Food Preparation | Natural Gas | Conveyor Oven | E3 | Utility - Cost of Equipment | 0 | 0 | 0 | 0 | 0 | 0 | 0 | 0 | 0 | 0 | 0 | 0 | 0 | 0 | 0 | 0 | 0 | 0 | 0 | 0 | 0 | 0 | 0 | 0 | 0 | 0 | 0
F4_Commercial_Office (ID)_Existing_Food Preparation_Natural Gas_Conveyor Oven_E4 | F4 | Commercial | Office (ID) | Existing | Food Preparation | Natural Gas | Conveyor Oven | E4 | Utility - Cost of Equipment | 0 | 0 | 0 | 0 | 0 | 0 | 0 | 0 | 0 | 0 | 0 | 0 | 0 | 0 | 0 | 0 | 0 | 0 | 0 | 0 | 0 | 0 | 0 | 0 | 0 | 0 | 0
F4_Commercial_Office (ID)_Existing_Food Preparation_Natural Gas_Conveyor Oven_E5 | F4 | Commercial | Office (ID) | Existing | Food Preparation | Natural Gas | Conveyor Oven | E5 | Utility - Cost of Equipment | 0 | 0 | 0 | 0 | 0 | 0 | 0 | 0 | 0 | 0 | 0 | 0 | 0 | 0 | 0 | 0 | 0 | 0 | 0 | 0 | 0 | 0 | 0 | 0 | 0 | 0 | 0
F4_Commercial_Office (ID)_Existing_Food Preparation_Natural Gas_Conveyor Oven_E6 | F4 | Commercial | Office (ID) | Existing | Food Preparation | Natural Gas | Conveyor Oven | E6 | Utility - Cost of Equipment | 0 | 0 | 0 | 0 | 0 | 0 | 0 | 0 | 0 | 0 | 0 | 0 | 0 | 0 | 0 | 0 | 0 | 0 | 0 | 0 | 0 | 0 | 0 | 0 | 0 | 0 | 0
F4_Commercial_Office (ID)_Existing_Food Preparation_Natural Gas_Conveyor Oven_E7 | F4 | Commercial | Office (ID) | Existing | Food Preparation | Natural Gas | Conveyor Oven | E7 | Utility - Cost of Equipment | 0 | 0 | 0 | 0 | 0 | 0 | 0 | 0 | 0 | 0 | 0 | 0 | 0 | 0 | 0 | 0 | 0 | 0 | 0 | 0 | 0 | 0 | 0 | 0 | 0 | 0 | 0
F4_Commercial_Office (ID)_Existing_Food Preparation_Natural Gas_Conveyor Oven_E8 | F4 | Commercial | Office (ID) | Existing | Food Preparation | Natural Gas | Conveyor Oven | E8 | Utility - Cost of Equipment | 0 | 0 | 0 | 0 | 0 | 0 | 0 | 0 | 0 | 0 | 0 | 0 | 0 | 0 | 0 | 0 | 0 | 0 | 0 | 0 | 0 | 0 | 0 | 0 | 0 | 0 | 0
F4_Commercial_Office (ID)_Existing_Food Preparation_Natural Gas_Conveyor Oven_E9 | F4 | Commercial | Office (ID) | Existing | Food Preparation | Natural Gas | Conveyor Oven | E9 | Utility - Cost of Equipment | 0 | 0 | 0 | 0 | 0 | 0 | 0 | 0 | 0 | 0 | 0 | 0 | 0 | 0 | 0 | 0 | 0 | 0 | 0 | 0 | 0 | 0 | 0 | 0 | 0 | 0 | 0
F4_Commercial_Office (ID)_Existing_Food Preparation_Natural Gas_Conveyor Oven_E10 | F4 | Commercial | Office (ID) | Existing | Food Preparation | Natural Gas | Conveyor Oven | E10 | Utility - Cost of Equipment | 0 | 0 | 0 | 0 | 0 | 0 | 0 | 0 | 0 | 0 | 0 | 0 | 0 | 0 | 0 | 0 | 0 | 0 | 0 | 0 | 0 | 0 | 0 | 0 | 0 | 0 | 0
F5_Commercial_Office (ID)_Existing_Food Preparation_Natural Gas_Conveyor Oven_E1 | F5 | Commercial | Office (ID) | Existing | Food Preparation | Natural Gas | Conveyor Oven | E1 | Utility - Cost of Operation | 0.024793 | 0.025458 | 0.026189 | 0.02699 | 0.027868 | 0.02889 | 0.029927 | 0.03095 | 0.031936 | 0.032938 | 0.033764 | 0.034548 | 0.035384 | 0.036209 | 0.036963 | 0.037682 | 0.038343 | 0.039001 | 0.039696 | 0.040381 | 0.041082 | 0.041808 | 0.042543 | 0.043299 | 0.044068 | 0.044851 | 0.045648
F5_Commercial_Office (ID)_Existing_Food Preparation_Natural Gas_Conveyor Oven_E2 | F5 | Commercial | Office (ID) | Existing | Food Preparation | Natural Gas | Conveyor Oven | E2 | Utility - Cost of Operation | 0.019704 | 0.020233 | 0.020814 | 0.02145 | 0.022148 | 0.02296 | 0.023784 | 0.024597 | 0.025381 | 0.026177 | 0.026833 | 0.027456 | 0.028121 | 0.028776 | 0.029376 | 0.029947 | 0.030473 | 0.030996 | 0.031548 | 0.032092 | 0.032649 | 0.033226 | 0.03381 | 0.034411 | 0.035023 | 0.035645 | 0.036278
F5_Commercial_Office (ID)_Existing_Food Preparation_Natural Gas_Conveyor Oven_E3 | F5 | Commercial | Office (ID) | Existing | Food Preparation | Natural Gas | Conveyor Oven | E3 | Utility - Cost of Operation | 0 | 0 | 0 | 0 | 0 | 0 | 0 | 0 | 0 | 0 | 0 | 0 | 0 | 0 | 0 | 0 | 0 | 0 | 0 | 0 | 0 | 0 | 0 | 0 | 0 | 0 | 0
F5_Commercial_Office (ID)_Existing_Food Preparation_Natural Gas_Conveyor Oven_E4 | F5 | Commercial | Office (ID) | Existing | Food Preparation | Natural Gas | Conveyor Oven | E4 | Utility - Cost of Operation | 0 | 0 | 0 | 0 | 0 | 0 | 0 | 0 | 0 | 0 | 0 | 0 | 0 | 0 | 0 | 0 | 0 | 0 | 0 | 0 | 0 | 0 | 0 | 0 | 0 | 0 | 0
F5_Commercial_Office (ID)_Existing_Food Preparation_Natural Gas_Conveyor Oven_E5 | F5 | Commercial | Office (ID) | Existing | Food Preparation | Natural Gas | Conveyor Oven | E5 | Utility - Cost of Operation | 0 | 0 | 0 | 0 | 0 | 0 | 0 | 0 | 0 | 0 | 0 | 0 | 0 | 0 | 0 | 0 | 0 | 0 | 0 | 0 | 0 | 0 | 0 | 0 | 0 | 0 | 0
F5_Commercial_Office (ID)_Existing_Food Preparation_Natural Gas_Conveyor Oven_E6 | F5 | Commercial | Office (ID) | Existing | Food Preparation | Natural Gas | Conveyor Oven | E6 | Utility - Cost of Operation | 0 | 0 | 0 | 0 | 0 | 0 | 0 | 0 | 0 | 0 | 0 | 0 | 0 | 0 | 0 | 0 | 0 | 0 | 0 | 0 | 0 | 0 | 0 | 0 | 0 | 0 | 0
F5_Commercial_Office (ID)_Existing_Food Preparation_Natural Gas_Conveyor Oven_E7 | F5 | Commercial | Office (ID) | Existing | Food Preparation | Natural Gas | Conveyor Oven | E7 | Utility - Cost of Operation | 0 | 0 | 0 | 0 | 0 | 0 | 0 | 0 | 0 | 0 | 0 | 0 | 0 | 0 | 0 | 0 | 0 | 0 | 0 | 0 | 0 | 0 | 0 | 0 | 0 | 0 | 0
F5_Commercial_Office (ID)_Existing_Food Preparation_Natural Gas_Conveyor Oven_E8 | F5 | Commercial | Office (ID) | Existing | Food Preparation | Natural Gas | Conveyor Oven | E8 | Utility - Cost of Operation | 0 | 0 | 0 | 0 | 0 | 0 | 0 | 0 | 0 | 0 | 0 | 0 | 0 | 0 | 0 | 0 | 0 | 0 | 0 | 0 | 0 | 0 | 0 | 0 | 0 | 0 | 0
F5_Commercial_Office (ID)_Existing_Food Preparation_Natural Gas_Conveyor Oven_E9 | F5 | Commercial | Office (ID) | Existing | Food Preparation | Natural Gas | Conveyor Oven | E9 | Utility - Cost of Operation | 0 | 0 | 0 | 0 | 0 | 0 | 0 | 0 | 0 | 0 | 0 | 0 | 0 | 0 | 0 | 0 | 0 | 0 | 0 | 0 | 0 | 0 | 0 | 0 | 0 | 0 | 0
F5_Commercial_Office (ID)_Existing_Food Preparation_Natural Gas_Conveyor Oven_E10 | F5 | Commercial | Office (ID) | Existing | Food Preparation | Natural Gas | Conveyor Oven | E10 | Utility - Cost of Operation | 0 | 0 | 0 | 0 | 0 | 0 | 0 | 0 | 0 | 0 | 0 | 0 | 0 | 0 | 0 | 0 | 0 | 0 | 0 | 0 | 0 | 0 | 0 | 0 | 0 | 0 | 0
F6_Commercial_Office (ID)_Existing_Food Preparation_Natural Gas_Conveyor Oven_E1 | F6 | Commercial | Office (ID) | Existing | Food Preparation | Natural Gas | Conveyor Oven | E1 | Utility - Value of Sales | 0.028741 | 0.029356 | 0.030024 | 0.030748 | 0.031533 | 0.032457 | 0.033362 | 0.034224 | 0.035013 | 0.035789 | 0.036601 | 0.037358 | 0.038164 | 0.038949 | 0.039647 | 0.040294 | 0.040868 | 0.041425 | 0.042011 | 0.042572 | 0.043136 | 0.043899 | 0.04467 | 0.045464 | 0.046272 | 0.047094 | 0.04793
F6_Commercial_Office (ID)_Existing_Food Preparation_Natural Gas_Conveyor Oven_E2 | F6 | Commercial | Office (ID) | Existing | Food Preparation | Natural Gas | Conveyor Oven | E2 | Utility - Value of Sales | 0.022842 | 0.02333 | 0.023861 | 0.024436 | 0.02506 | 0.025795 | 0.026514 | 0.027199 | 0.027826 | 0.028443 | 0.029088 | 0.02969 | 0.03033 | 0.030954 | 0.031508 | 0.032023 | 0.032479 | 0.032922 | 0.033388 | 0.033833 | 0.034282 | 0.034888 | 0.035501 | 0.036132 | 0.036774 | 0.037427 | 0.038092
F6_Commercial_Office (ID)_Existing_Food Preparation_Natural Gas_Conveyor Oven_E3 | F6 | Commercial | Office (ID) | Existing | Food Preparation | Natural Gas | Conveyor Oven | E3 | Utility - Value of Sales | 0 | 0 | 0 | 0 | 0 | 0 | 0 | 0 | 0 | 0 | 0 | 0 | 0 | 0 | 0 | 0 | 0 | 0 | 0 | 0 | 0 | 0 | 0 | 0 | 0 | 0 | 0
F6_Commercial_Office (ID)_Existing_Food Preparation_Natural Gas_Conveyor Oven_E4 | F6 | Commercial | Office (ID) | Existing | Food Preparation | Natural Gas | Conveyor Oven | E4 | Utility - Value of Sales | 0 | 0 | 0 | 0 | 0 | 0 | 0 | 0 | 0 | 0 | 0 | 0 | 0 | 0 | 0 | 0 | 0 | 0 | 0 | 0 | 0 | 0 | 0 | 0 | 0 | 0 | 0
F6_Commercial_Office (ID)_Existing_Food Preparation_Natural Gas_Conveyor Oven_E5 | F6 | Commercial | Office (ID) | Existing | Food Preparation | Natural Gas | Conveyor Oven | E5 | Utility - Value of Sales | 0 | 0 | 0 | 0 | 0 | 0 | 0 | 0 | 0 | 0 | 0 | 0 | 0 | 0 | 0 | 0 | 0 | 0 | 0 | 0 | 0 | 0 | 0 | 0 | 0 | 0 | 0
F6_Commercial_Office (ID)_Existing_Food Preparation_Natural Gas_Conveyor Oven_E6 | F6 | Commercial | Office (ID) | Existing | Food Preparation | Natural Gas | Conveyor Oven | E6 | Utility - Value of Sales | 0 | 0 | 0 | 0 | 0 | 0 | 0 | 0 | 0 | 0 | 0 | 0 | 0 | 0 | 0 | 0 | 0 | 0 | 0 | 0 | 0 | 0 | 0 | 0 | 0 | 0 | 0
F6_Commercial_Office (ID)_Existing_Food Preparation_Natural Gas_Conveyor Oven_E7 | F6 | Commercial | Office (ID) | Existing | Food Preparation | Natural Gas | Conveyor Oven | E7 | Utility - Value of Sales | 0 | 0 | 0 | 0 | 0 | 0 | 0 | 0 | 0 | 0 | 0 | 0 | 0 | 0 | 0 | 0 | 0 | 0 | 0 | 0 | 0 | 0 | 0 | 0 | 0 | 0 | 0
F6_Commercial_Office (ID)_Existing_Food Preparation_Natural Gas_Conveyor Oven_E8 | F6 | Commercial | Office (ID) | Existing | Food Preparation | Natural Gas | Conveyor Oven | E8 | Utility - Value of Sales | 0 | 0 | 0 | 0 | 0 | 0 | 0 | 0 | 0 | 0 | 0 | 0 | 0 | 0 | 0 | 0 | 0 | 0 | 0 | 0 | 0 | 0 | 0 | 0 | 0 | 0 | 0
F6_Commercial_Office (ID)_Existing_Food Preparation_Natural Gas_Conveyor Oven_E9 | F6 | Commercial | Office (ID) | Existing | Food Preparation | Natural Gas | Conveyor Oven | E9 | Utility - Value of Sales | 0 | 0 | 0 | 0 | 0 | 0 | 0 | 0 | 0 | 0 | 0 | 0 | 0 | 0 | 0 | 0 | 0 | 0 | 0 | 0 | 0 | 0 | 0 | 0 | 0 | 0 | 0
F6_Commercial_Office (ID)_Existing_Food Preparation_Natural Gas_Conveyor Oven_E10 | F6 | Commercial | Office (ID) | Existing | Food Preparation | Natural Gas | Conveyor Oven | E10 | Utility - Value of Sales | 0 | 0 | 0 | 0 | 0 | 0 | 0 | 0 | 0 | 0 | 0 | 0 | 0 | 0 | 0 | 0 | 0 | 0 | 0 | 0 | 0 | 0 | 0 | 0 | 0 | 0 | 0
F1_Commercial_Office (ID)_Existing_Food Preparation_Natural Gas_Double Rack Oven_E1 | F1 | Commercial | Office (ID) | Existing | Food Preparation | Natural Gas | Double Rack Oven | E1 | RVT - Cost of Equipment | 2.7309e-05 | 2.7309e-05 | 2.7309e-05 | 2.7309e-05 | 2.7309e-05 | 2.7309e-05 | 2.7309e-05 | 2.7309e-05 | 2.7309e-05 | 2.7309e-05 | 2.7309e-05 | 2.7309e-05 | 2.7309e-05 | 2.7309e-05 | 2.7309e-05 | 2.7309e-05 | 2.7309e-05 | 2.7309e-05 | 2.7309e-05 | 2.7309e-05 | 2.7309e-05 | 2.7309e-05 | 2.7309e-05 | 2.7309e-05 | 2.7309e-05 | 2.7309e-05 | 2.7309e-05
F1_Commercial_Office (ID)_Existing_Food Preparation_Natural Gas_Double Rack Oven_E2 | F1 | Commercial | Office (ID) | Existing | Food Preparation | Natural Gas | Double Rack Oven | E2 | RVT - Cost of Equipment | 0.00012389 | 0.00012389 | 0.00012389 | 0.00012389 | 0.00012389 | 0.00012389 | 0.00012389 | 0.00012389 | 0.00012389 | 0.00012389 | 0.00012389 | 0.00012389 | 0.00012389 | 0.00012389 | 0.00012389 | 0.00012389 | 0.00012389 | 0.00012389 | 0.00012389 | 0.00012389 | 0.00012389 | 0.00012389 | 0.00012389 | 0.00012389 | 0.00012389 | 0.00012389 | 0.00012389
F1_Commercial_Office (ID)_Existing_Food Preparation_Natural Gas_Double Rack Oven_E3 | F1 | Commercial | Office (ID) | Existing | Food Preparation | Natural Gas | Double Rack Oven | E3 | RVT - Cost of Equipment | 0 | 0 | 0 | 0 | 0 | 0 | 0 | 0 | 0 | 0 | 0 | 0 | 0 | 0 | 0 | 0 | 0 | 0 | 0 | 0 | 0 | 0 | 0 | 0 | 0 | 0 | 0
F1_Commercial_Office (ID)_Existing_Food Preparation_Natural Gas_Double Rack Oven_E4 | F1 | Commercial | Office (ID) | Existing | Food Preparation | Natural Gas | Double Rack Oven | E4 | RVT - Cost of Equipment | 0 | 0 | 0 | 0 | 0 | 0 | 0 | 0 | 0 | 0 | 0 | 0 | 0 | 0 | 0 | 0 | 0 | 0 | 0 | 0 | 0 | 0 | 0 | 0 | 0 | 0 | 0
F1_Commercial_Office (ID)_Existing_Food Preparation_Natural Gas_Double Rack Oven_E5 | F1 | Commercial | Office (ID) | Existing | Food Preparation | Natural Gas | Double Rack Oven | E5 | RVT - Cost of Equipment | 0 | 0 | 0 | 0 | 0 | 0 | 0 | 0 | 0 | 0 | 0 | 0 | 0 | 0 | 0 | 0 | 0 | 0 | 0 | 0 | 0 | 0 | 0 | 0 | 0 | 0 | 0
F1_Commercial_Office (ID)_Existing_Food Preparation_Natural Gas_Double Rack Oven_E6 | F1 | Commercial | Office (ID) | Existing | Food Preparation | Natural Gas | Double Rack Oven | E6 | RVT - Cost of Equipment | 0 | 0 | 0 | 0 | 0 | 0 | 0 | 0 | 0 | 0 | 0 | 0 | 0 | 0 | 0 | 0 | 0 | 0 | 0 | 0 | 0 | 0 | 0 | 0 | 0 | 0 | 0
F1_Commercial_Office (ID)_Existing_Food Preparation_Natural Gas_Double Rack Oven_E7 | F1 | Commercial | Office (ID) | Existing | Food Preparation | Natural Gas | Double Rack Oven | E7 | RVT - Cost of Equipment | 0 | 0 | 0 | 0 | 0 | 0 | 0 | 0 | 0 | 0 | 0 | 0 | 0 | 0 | 0 | 0 | 0 | 0 | 0 | 0 | 0 | 0 | 0 | 0 | 0 | 0 | 0
F1_Commercial_Office (ID)_Existing_Food Preparation_Natural Gas_Double Rack Oven_E8 | F1 | Commercial | Office (ID) | Existing | Food Preparation | Natural Gas | Double Rack Oven | E8 | RVT - Cost of Equipment | 0 | 0 | 0 | 0 | 0 | 0 | 0 | 0 | 0 | 0 | 0 | 0 | 0 | 0 | 0 | 0 | 0 | 0 | 0 | 0 | 0 | 0 | 0 | 0 | 0 | 0 | 0
F1_Commercial_Office (ID)_Existing_Food Preparation_Natural Gas_Double Rack Oven_E9 | F1 | Commercial | Office (ID) | Existing | Food Preparation | Natural Gas | Double Rack Oven | E9 | RVT - Cost of Equipment | 0 | 0 | 0 | 0 | 0 | 0 | 0 | 0 | 0 | 0 | 0 | 0 | 0 | 0 | 0 | 0 | 0 | 0 | 0 | 0 | 0 | 0 | 0 | 0 | 0 | 0 | 0
F1_Commercial_Office (ID)_Existing_Food Preparation_Natural Gas_Double Rack Oven_E10 | F1 | Commercial | Office (ID) | Existing | Food Preparation | Natural Gas | Double Rack Oven | E10 | RVT - Cost of Equipment | 0 | 0 | 0 | 0 | 0 | 0 | 0 | 0 | 0 | 0 | 0 | 0 | 0 | 0 | 0 | 0 | 0 | 0 | 0 | 0 | 0 | 0 | 0 | 0 | 0 | 0 | 0
F2_Commercial_Office (ID)_Existing_Food Preparation_Natural Gas_Double Rack Oven_E1 | F2 | Commercial | Office (ID) | Existing | Food Preparation | Natural Gas | Double Rack Oven | E1 | RVT - Cost of Operation | 0.04664 | 0.047521 | 0.048555 | 0.049761 | 0.051142 | 0.052866 | 0.054594 | 0.056236 | 0.057721 | 0.059161 | 0.060654 | 0.06201 | 0.063441 | 0.064796 | 0.065961 | 0.067012 | 0.067901 | 0.068751 | 0.069654 | 0.070497 | 0.071344 | 0.072602 | 0.073875 | 0.075187 | 0.076523 | 0.077883 | 0.079266
F2_Commercial_Office (ID)_Existing_Food Preparation_Natural Gas_Double Rack Oven_E2 | F2 | Commercial | Office (ID) | Existing | Food Preparation | Natural Gas | Double Rack Oven | E2 | RVT - Cost of Operation | 0.028895 | 0.029441 | 0.030082 | 0.030829 | 0.031685 | 0.032752 | 0.033823 | 0.03484 | 0.035761 | 0.036653 | 0.037577 | 0.038418 | 0.039304 | 0.040144 | 0.040865 | 0.041516 | 0.042068 | 0.042594 | 0.043153 | 0.043676 | 0.0442 | 0.04498 | 0.045768 | 0.046581 | 0.047409 | 0.048251 | 0.049108
F2_Commercial_Office (ID)_Existing_Food Preparation_Natural Gas_Double Rack Oven_E3 | F2 | Commercial | Office (ID) | Existing | Food Preparation | Natural Gas | Double Rack Oven | E3 | RVT - Cost of Operation | 0 | 0 | 0 | 0 | 0 | 0 | 0 | 0 | 0 | 0 | 0 | 0 | 0 | 0 | 0 | 0 | 0 | 0 | 0 | 0 | 0 | 0 | 0 | 0 | 0 | 0 | 0
F2_Commercial_Office (ID)_Existing_Food Preparation_Natural Gas_Double Rack Oven_E4 | F2 | Commercial | Office (ID) | Existing | Food Preparation | Natural Gas | Double Rack Oven | E4 | RVT - Cost of Operation | 0 | 0 | 0 | 0 | 0 | 0 | 0 | 0 | 0 | 0 | 0 | 0 | 0 | 0 | 0 | 0 | 0 | 0 | 0 | 0 | 0 | 0 | 0 | 0 | 0 | 0 | 0
F2_Commercial_Office (ID)_Existing_Food Preparation_Natural Gas_Double Rack Oven_E5 | F2 | Commercial | Office (ID) | Existing | Food Preparation | Natural Gas | Double Rack Oven | E5 | RVT - Cost of Operation | 0 | 0 | 0 | 0 | 0 | 0 | 0 | 0 | 0 | 0 | 0 | 0 | 0 | 0 | 0 | 0 | 0 | 0 | 0 | 0 | 0 | 0 | 0 | 0 | 0 | 0 | 0
F2_Commercial_Office (ID)_Existing_Food Preparation_Natural Gas_Double Rack Oven_E6 | F2 | Commercial | Office (ID) | Existing | Food Preparation | Natural Gas | Double Rack Oven | E6 | RVT - Cost of Operation | 0 | 0 | 0 | 0 | 0 | 0 | 0 | 0 | 0 | 0 | 0 | 0 | 0 | 0 | 0 | 0 | 0 | 0 | 0 | 0 | 0 | 0 | 0 | 0 | 0 | 0 | 0
F2_Commercial_Office (ID)_Existing_Food Preparation_Natural Gas_Double Rack Oven_E7 | F2 | Commercial | Office (ID) | Existing | Food Preparation | Natural Gas | Double Rack Oven | E7 | RVT - Cost of Operation | 0 | 0 | 0 | 0 | 0 | 0 | 0 | 0 | 0 | 0 | 0 | 0 | 0 | 0 | 0 | 0 | 0 | 0 | 0 | 0 | 0 | 0 | 0 | 0 | 0 | 0 | 0
F2_Commercial_Office (ID)_Existing_Food Preparation_Natural Gas_Double Rack Oven_E8 | F2 | Commercial | Office (ID) | Existing | Food Preparation | Natural Gas | Double Rack Oven | E8 | RVT - Cost of Operation | 0 | 0 | 0 | 0 | 0 | 0 | 0 | 0 | 0 | 0 | 0 | 0 | 0 | 0 | 0 | 0 | 0 | 0 | 0 | 0 | 0 | 0 | 0 | 0 | 0 | 0 | 0
F2_Commercial_Office (ID)_Existing_Food Preparation_Natural Gas_Double Rack Oven_E9 | F2 | Commercial | Office (ID) | Existing | Food Preparation | Natural Gas | Double Rack Oven | E9 | RVT - Cost of Operation | 0 | 0 | 0 | 0 | 0 | 0 | 0 | 0 | 0 | 0 | 0 | 0 | 0 | 0 | 0 | 0 | 0 | 0 | 0 | 0 | 0 | 0 | 0 | 0 | 0 | 0 | 0
F2_Commercial_Office (ID)_Existing_Food Preparation_Natural Gas_Double Rack Oven_E10 | F2 | Commercial | Office (ID) | Existing | Food Preparation | Natural Gas | Double Rack Oven | E10 | RVT - Cost of Operation | 0 | 0 | 0 | 0 | 0 | 0 | 0 | 0 | 0 | 0 | 0 | 0 | 0 | 0 | 0 | 0 | 0 | 0 | 0 | 0 | 0 | 0 | 0 | 0 | 0 | 0 | 0
F3_Commercial_Office (ID)_Existing_Food Preparation_Natural Gas_Double Rack Oven_E1 | F3 | Commercial | Office (ID) | Existing | Food Preparation | Natural Gas | Double Rack Oven | E1 | System - kBTUs of Consumption | 11.1266 | 11.1266 | 11.1266 | 11.1266 | 11.1266 | 11.1266 | 11.1266 | 11.1266 | 11.1266 | 11.1266 | 11.1266 | 11.1266 | 11.1266 | 11.1266 | 11.1266 | 11.1266 | 11.1266 | 11.1266 | 11.1266 | 11.1266 | 11.1266 | 11.1266 | 11.1266 | 11.1266 | 11.1266 | 11.1266 | 11.1266
F3_Commercial_Office (ID)_Existing_Food Preparation_Natural Gas_Double Rack Oven_E2 | F3 | Commercial | Office (ID) | Existing | Food Preparation | Natural Gas | Double Rack Oven | E2 | System - kBTUs of Consumption | 6.8933 | 6.8933 | 6.8933 | 6.8933 | 6.8933 | 6.8933 | 6.8933 | 6.8933 | 6.8933 | 6.8933 | 6.8933 | 6.8933 | 6.8933 | 6.8933 | 6.8933 | 6.8933 | 6.8933 | 6.8933 | 6.8933 | 6.8933 | 6.8933 | 6.8933 | 6.8933 | 6.8933 | 6.8933 | 6.8933 | 6.8933
F3_Commercial_Office (ID)_Existing_Food Preparation_Natural Gas_Double Rack Oven_E3 | F3 | Commercial | Office (ID) | Existing | Food Preparation | Natural Gas | Double Rack Oven | E3 | System - kBTUs of Consumption | 0 | 0 | 0 | 0 | 0 | 0 | 0 | 0 | 0 | 0 | 0 | 0 | 0 | 0 | 0 | 0 | 0 | 0 | 0 | 0 | 0 | 0 | 0 | 0 | 0 | 0 | 0
F3_Commercial_Office (ID)_Existing_Food Preparation_Natural Gas_Double Rack Oven_E4 | F3 | Commercial | Office (ID) | Existing | Food Preparation | Natural Gas | Double Rack Oven | E4 | System - kBTUs of Consumption | 0 | 0 | 0 | 0 | 0 | 0 | 0 | 0 | 0 | 0 | 0 | 0 | 0 | 0 | 0 | 0 | 0 | 0 | 0 | 0 | 0 | 0 | 0 | 0 | 0 | 0 | 0
F3_Commercial_Office (ID)_Existing_Food Preparation_Natural Gas_Double Rack Oven_E5 | F3 | Commercial | Office (ID) | Existing | Food Preparation | Natural Gas | Double Rack Oven | E5 | System - kBTUs of Consumption | 0 | 0 | 0 | 0 | 0 | 0 | 0 | 0 | 0 | 0 | 0 | 0 | 0 | 0 | 0 | 0 | 0 | 0 | 0 | 0 | 0 | 0 | 0 | 0 | 0 | 0 | 0
F3_Commercial_Office (ID)_Existing_Food Preparation_Natural Gas_Double Rack Oven_E6 | F3 | Commercial | Office (ID) | Existing | Food Preparation | Natural Gas | Double Rack Oven | E6 | System - kBTUs of Consumption | 0 | 0 | 0 | 0 | 0 | 0 | 0 | 0 | 0 | 0 | 0 | 0 | 0 | 0 | 0 | 0 | 0 | 0 | 0 | 0 | 0 | 0 | 0 | 0 | 0 | 0 | 0
F3_Commercial_Office (ID)_Existing_Food Preparation_Natural Gas_Double Rack Oven_E7 | F3 | Commercial | Office (ID) | Existing | Food Preparation | Natural Gas | Double Rack Oven | E7 | System - kBTUs of Consumption | 0 | 0 | 0 | 0 | 0 | 0 | 0 | 0 | 0 | 0 | 0 | 0 | 0 | 0 | 0 | 0 | 0 | 0 | 0 | 0 | 0 | 0 | 0 | 0 | 0 | 0 | 0
F3_Commercial_Office (ID)_Existing_Food Preparation_Natural Gas_Double Rack Oven_E8 | F3 | Commercial | Office (ID) | Existing | Food Preparation | Natural Gas | Double Rack Oven | E8 | System - kBTUs of Consumption | 0 | 0 | 0 | 0 | 0 | 0 | 0 | 0 | 0 | 0 | 0 | 0 | 0 | 0 | 0 | 0 | 0 | 0 | 0 | 0 | 0 | 0 | 0 | 0 | 0 | 0 | 0
F3_Commercial_Office (ID)_Existing_Food Preparation_Natural Gas_Double Rack Oven_E9 | F3 | Commercial | Office (ID) | Existing | Food Preparation | Natural Gas | Double Rack Oven | E9 | System - kBTUs of Consumption | 0 | 0 | 0 | 0 | 0 | 0 | 0 | 0 | 0 | 0 | 0 | 0 | 0 | 0 | 0 | 0 | 0 | 0 | 0 | 0 | 0 | 0 | 0 | 0 | 0 | 0 | 0
F3_Commercial_Office (ID)_Existing_Food Preparation_Natural Gas_Double Rack Oven_E10 | F3 | Commercial | Office (ID) | Existing | Food Preparation | Natural Gas | Double Rack Oven | E10 | System - kBTUs of Consumption | 0 | 0 | 0 | 0 | 0 | 0 | 0 | 0 | 0 | 0 | 0 | 0 | 0 | 0 | 0 | 0 | 0 | 0 | 0 | 0 | 0 | 0 | 0 | 0 | 0 | 0 | 0
F4_Commercial_Office (ID)_Existing_Food Preparation_Natural Gas_Double Rack Oven_E1 | F4 | Commercial | Office (ID) | Existing | Food Preparation | Natural Gas | Double Rack Oven | E1 | Utility - Cost of Equipment | 2.7309e-05 | 2.7309e-05 | 2.7309e-05 | 2.7309e-05 | 2.7309e-05 | 2.7309e-05 | 2.7309e-05 | 2.7309e-05 | 2.7309e-05 | 2.7309e-05 | 2.7309e-05 | 2.7309e-05 | 2.7309e-05 | 2.7309e-05 | 2.7309e-05 | 2.7309e-05 | 2.7309e-05 | 2.7309e-05 | 2.7309e-05 | 2.7309e-05 | 2.7309e-05 | 2.7309e-05 | 2.7309e-05 | 2.7309e-05 | 2.7309e-05 | 2.7309e-05 | 2.7309e-05
F4_Commercial_Office (ID)_Existing_Food Preparation_Natural Gas_Double Rack Oven_E2 | F4 | Commercial | Office (ID) | Existing | Food Preparation | Natural Gas | Double Rack Oven | E2 | Utility - Cost of Equipment | 0.00012389 | 0.00012389 | 0.00012389 | 0.00012389 | 0.00012389 | 0.00012389 | 0.00012389 | 0.00012389 | 0.00012389 | 0.00012389 | 0.00012389 | 0.00012389 | 0.00012389 | 0.00012389 | 0.00012389 | 0.00012389 | 0.00012389 | 0.00012389 | 0.00012389 | 0.00012389 | 0.00012389 | 0.00012389 | 0.00012389 | 0.00012389 | 0.00012389 | 0.00012389 | 0.00012389
F4_Commercial_Office (ID)_Existing_Food Preparation_Natural Gas_Double Rack Oven_E3 | F4 | Commercial | Office (ID) | Existing | Food Preparation | Natural Gas | Double Rack Oven | E3 | Utility - Cost of Equipment | 0 | 0 | 0 | 0 | 0 | 0 | 0 | 0 | 0 | 0 | 0 | 0 | 0 | 0 | 0 | 0 | 0 | 0 | 0 | 0 | 0 | 0 | 0 | 0 | 0 | 0 | 0
F4_Commercial_Office (ID)_Existing_Food Preparation_Natural Gas_Double Rack Oven_E4 | F4 | Commercial | Office (ID) | Existing | Food Preparation | Natural Gas | Double Rack Oven | E4 | Utility - Cost of Equipment | 0 | 0 | 0 | 0 | 0 | 0 | 0 | 0 | 0 | 0 | 0 | 0 | 0 | 0 | 0 | 0 | 0 | 0 | 0 | 0 | 0 | 0 | 0 | 0 | 0 | 0 | 0
F4_Commercial_Office (ID)_Existing_Food Preparation_Natural Gas_Double Rack Oven_E5 | F4 | Commercial | Office (ID) | Existing | Food Preparation | Natural Gas | Double Rack Oven | E5 | Utility - Cost of Equipment | 0 | 0 | 0 | 0 | 0 | 0 | 0 | 0 | 0 | 0 | 0 | 0 | 0 | 0 | 0 | 0 | 0 | 0 | 0 | 0 | 0 | 0 | 0 | 0 | 0 | 0 | 0
F4_Commercial_Office (ID)_Existing_Food Preparation_Natural Gas_Double Rack Oven_E6 | F4 | Commercial | Office (ID) | Existing | Food Preparation | Natural Gas | Double Rack Oven | E6 | Utility - Cost of Equipment | 0 | 0 | 0 | 0 | 0 | 0 | 0 | 0 | 0 | 0 | 0 | 0 | 0 | 0 | 0 | 0 | 0 | 0 | 0 | 0 | 0 | 0 | 0 | 0 | 0 | 0 | 0
F4_Commercial_Office (ID)_Existing_Food Preparation_Natural Gas_Double Rack Oven_E7 | F4 | Commercial | Office (ID) | Existing | Food Preparation | Natural Gas | Double Rack Oven | E7 | Utility - Cost of Equipment | 0 | 0 | 0 | 0 | 0 | 0 | 0 | 0 | 0 | 0 | 0 | 0 | 0 | 0 | 0 | 0 | 0 | 0 | 0 | 0 | 0 | 0 | 0 | 0 | 0 | 0 | 0
F4_Commercial_Office (ID)_Existing_Food Preparation_Natural Gas_Double Rack Oven_E8 | F4 | Commercial | Office (ID) | Existing | Food Preparation | Natural Gas | Double Rack Oven | E8 | Utility - Cost of Equipment | 0 | 0 | 0 | 0 | 0 | 0 | 0 | 0 | 0 | 0 | 0 | 0 | 0 | 0 | 0 | 0 | 0 | 0 | 0 | 0 | 0 | 0 | 0 | 0 | 0 | 0 | 0
F4_Commercial_Office (ID)_Existing_Food Preparation_Natural Gas_Double Rack Oven_E9 | F4 | Commercial | Office (ID) | Existing | Food Preparation | Natural Gas | Double Rack Oven | E9 | Utility - Cost of Equipment | 0 | 0 | 0 | 0 | 0 | 0 | 0 | 0 | 0 | 0 | 0 | 0 | 0 | 0 | 0 | 0 | 0 | 0 | 0 | 0 | 0 | 0 | 0 | 0 | 0 | 0 | 0
F4_Commercial_Office (ID)_Existing_Food Preparation_Natural Gas_Double Rack Oven_E10 | F4 | Commercial | Office (ID) | Existing | Food Preparation | Natural Gas | Double Rack Oven | E10 | Utility - Cost of Equipment | 0 | 0 | 0 | 0 | 0 | 0 | 0 | 0 | 0 | 0 | 0 | 0 | 0 | 0 | 0 | 0 | 0 | 0 | 0 | 0 | 0 | 0 | 0 | 0 | 0 | 0 | 0
F5_Commercial_Office (ID)_Existing_Food Preparation_Natural Gas_Double Rack Oven_E1 | F5 | Commercial | Office (ID) | Existing | Food Preparation | Natural Gas | Double Rack Oven | E1 | Utility - Cost of Operation | 0.039599 | 0.040597 | 0.04178 | 0.043135 | 0.044667 | 0.046531 | 0.04845 | 0.050351 | 0.05218 | 0.054035 | 0.055511 | 0.056894 | 0.05838 | 0.059834 | 0.061134 | 0.062351 | 0.063442 | 0.06452 | 0.06567 | 0.066793 | 0.067946 | 0.069145 | 0.070357 | 0.071607 | 0.072879 | 0.074174 | 0.075492
F5_Commercial_Office (ID)_Existing_Food Preparation_Natural Gas_Double Rack Oven_E2 | F5 | Commercial | Office (ID) | Existing | Food Preparation | Natural Gas | Double Rack Oven | E2 | Utility - Cost of Operation | 0.024533 | 0.025152 | 0.025884 | 0.026724 | 0.027673 | 0.028828 | 0.030017 | 0.031194 | 0.032328 | 0.033477 | 0.034391 | 0.035248 | 0.036168 | 0.037069 | 0.037875 | 0.038629 | 0.039305 | 0.039972 | 0.040685 | 0.041381 | 0.042095 | 0.042838 | 0.043589 | 0.044363 | 0.045151 | 0.045954 | 0.04677
F5_Commercial_Office (ID)_Existing_Food Preparation_Natural Gas_Double Rack Oven_E3 | F5 | Commercial | Office (ID) | Existing | Food Preparation | Natural Gas | Double Rack Oven | E3 | Utility - Cost of Operation | 0 | 0 | 0 | 0 | 0 | 0 | 0 | 0 | 0 | 0 | 0 | 0 | 0 | 0 | 0 | 0 | 0 | 0 | 0 | 0 | 0 | 0 | 0 | 0 | 0 | 0 | 0
F5_Commercial_Office (ID)_Existing_Food Preparation_Natural Gas_Double Rack Oven_E4 | F5 | Commercial | Office (ID) | Existing | Food Preparation | Natural Gas | Double Rack Oven | E4 | Utility - Cost of Operation | 0 | 0 | 0 | 0 | 0 | 0 | 0 | 0 | 0 | 0 | 0 | 0 | 0 | 0 | 0 | 0 | 0 | 0 | 0 | 0 | 0 | 0 | 0 | 0 | 0 | 0 | 0
F5_Commercial_Office (ID)_Existing_Food Preparation_Natural Gas_Double Rack Oven_E5 | F5 | Commercial | Office (ID) | Existing | Food Preparation | Natural Gas | Double Rack Oven | E5 | Utility - Cost of Operation | 0 | 0 | 0 | 0 | 0 | 0 | 0 | 0 | 0 | 0 | 0 | 0 | 0 | 0 | 0 | 0 | 0 | 0 | 0 | 0 | 0 | 0 | 0 | 0 | 0 | 0 | 0
F5_Commercial_Office (ID)_Existing_Food Preparation_Natural Gas_Double Rack Oven_E6 | F5 | Commercial | Office (ID) | Existing | Food Preparation | Natural Gas | Double Rack Oven | E6 | Utility - Cost of Operation | 0 | 0 | 0 | 0 | 0 | 0 | 0 | 0 | 0 | 0 | 0 | 0 | 0 | 0 | 0 | 0 | 0 | 0 | 0 | 0 | 0 | 0 | 0 | 0 | 0 | 0 | 0
F5_Commercial_Office (ID)_Existing_Food Preparation_Natural Gas_Double Rack Oven_E7 | F5 | Commercial | Office (ID) | Existing | Food Preparation | Natural Gas | Double Rack Oven | E7 | Utility - Cost of Operation | 0 | 0 | 0 | 0 | 0 | 0 | 0 | 0 | 0 | 0 | 0 | 0 | 0 | 0 | 0 | 0 | 0 | 0 | 0 | 0 | 0 | 0 | 0 | 0 | 0 | 0 | 0
F5_Commercial_Office (ID)_Existing_Food Preparation_Natural Gas_Double Rack Oven_E8 | F5 | Commercial | Office (ID) | Existing | Food Preparation | Natural Gas | Double Rack Oven | E8 | Utility - Cost of Operation | 0 | 0 | 0 | 0 | 0 | 0 | 0 | 0 | 0 | 0 | 0 | 0 | 0 | 0 | 0 | 0 | 0 | 0 | 0 | 0 | 0 | 0 | 0 | 0 | 0 | 0 | 0
F5_Commercial_Office (ID)_Existing_Food Preparation_Natural Gas_Double Rack Oven_E9 | F5 | Commercial | Office (ID) | Existing | Food Preparation | Natural Gas | Double Rack Oven | E9 | Utility - Cost of Operation | 0 | 0 | 0 | 0 | 0 | 0 | 0 | 0 | 0 | 0 | 0 | 0 | 0 | 0 | 0 | 0 | 0 | 0 | 0 | 0 | 0 | 0 | 0 | 0 | 0 | 0 | 0
F5_Commercial_Office (ID)_Existing_Food Preparation_Natural Gas_Double Rack Oven_E10 | F5 | Commercial | Office (ID) | Existing | Food Preparation | Natural Gas | Double Rack Oven | E10 | Utility - Cost of Operation | 0 | 0 | 0 | 0 | 0 | 0 | 0 | 0 | 0 | 0 | 0 | 0 | 0 | 0 | 0 | 0 | 0 | 0 | 0 | 0 | 0 | 0 | 0 | 0 | 0 | 0 | 0
F6_Commercial_Office (ID)_Existing_Food Preparation_Natural Gas_Double Rack Oven_E1 | F6 | Commercial | Office (ID) | Existing | Food Preparation | Natural Gas | Double Rack Oven | E1 | Utility - Value of Sales | 0.04664 | 0.047521 | 0.048555 | 0.049761 | 0.051142 | 0.052866 | 0.054594 | 0.056236 | 0.057721 | 0.059161 | 0.060654 | 0.06201 | 0.063441 | 0.064796 | 0.065961 | 0.067012 | 0.067901 | 0.068751 | 0.069654 | 0.070497 | 0.071344 | 0.072602 | 0.073875 | 0.075187 | 0.076523 | 0.077883 | 0.079266
F6_Commercial_Office (ID)_Existing_Food Preparation_Natural Gas_Double Rack Oven_E2 | F6 | Commercial | Office (ID) | Existing | Food Preparation | Natural Gas | Double Rack Oven | E2 | Utility - Value of Sales | 0.028895 | 0.029441 | 0.030082 | 0.030829 | 0.031685 | 0.032752 | 0.033823 | 0.03484 | 0.035761 | 0.036653 | 0.037577 | 0.038418 | 0.039304 | 0.040144 | 0.040865 | 0.041516 | 0.042068 | 0.042594 | 0.043153 | 0.043676 | 0.0442 | 0.04498 | 0.045768 | 0.046581 | 0.047409 | 0.048251 | 0.049108
F6_Commercial_Office (ID)_Existing_Food Preparation_Natural Gas_Double Rack Oven_E3 | F6 | Commercial | Office (ID) | Existing | Food Preparation | Natural Gas | Double Rack Oven | E3 | Utility - Value of Sales | 0 | 0 | 0 | 0 | 0 | 0 | 0 | 0 | 0 | 0 | 0 | 0 | 0 | 0 | 0 | 0 | 0 | 0 | 0 | 0 | 0 | 0 | 0 | 0 | 0 | 0 | 0
F6_Commercial_Office (ID)_Existing_Food Preparation_Natural Gas_Double Rack Oven_E4 | F6 | Commercial | Office (ID) | Existing | Food Preparation | Natural Gas | Double Rack Oven | E4 | Utility - Value of Sales | 0 | 0 | 0 | 0 | 0 | 0 | 0 | 0 | 0 | 0 | 0 | 0 | 0 | 0 | 0 | 0 | 0 | 0 | 0 | 0 | 0 | 0 | 0 | 0 | 0 | 0 | 0
F6_Commercial_Office (ID)_Existing_Food Preparation_Natural Gas_Double Rack Oven_E5 | F6 | Commercial | Office (ID) | Existing | Food Preparation | Natural Gas | Double Rack Oven | E5 | Utility - Value of Sales | 0 | 0 | 0 | 0 | 0 | 0 | 0 | 0 | 0 | 0 | 0 | 0 | 0 | 0 | 0 | 0 | 0 | 0 | 0 | 0 | 0 | 0 | 0 | 0 | 0 | 0 | 0
F6_Commercial_Office (ID)_Existing_Food Preparation_Natural Gas_Double Rack Oven_E6 | F6 | Commercial | Office (ID) | Existing | Food Preparation | Natural Gas | Double Rack Oven | E6 | Utility - Value of Sales | 0 | 0 | 0 | 0 | 0 | 0 | 0 | 0 | 0 | 0 | 0 | 0 | 0 | 0 | 0 | 0 | 0 | 0 | 0 | 0 | 0 | 0 | 0 | 0 | 0 | 0 | 0
F6_Commercial_Office (ID)_Existing_Food Preparation_Natural Gas_Double Rack Oven_E7 | F6 | Commercial | Office (ID) | Existing | Food Preparation | Natural Gas | Double Rack Oven | E7 | Utility - Value of Sales | 0 | 0 | 0 | 0 | 0 | 0 | 0 | 0 | 0 | 0 | 0 | 0 | 0 | 0 | 0 | 0 | 0 | 0 | 0 | 0 | 0 | 0 | 0 | 0 | 0 | 0 | 0
F6_Commercial_Office (ID)_Existing_Food Preparation_Natural Gas_Double Rack Oven_E8 | F6 | Commercial | Office (ID) | Existing | Food Preparation | Natural Gas | Double Rack Oven | E8 | Utility - Value of Sales | 0 | 0 | 0 | 0 | 0 | 0 | 0 | 0 | 0 | 0 | 0 | 0 | 0 | 0 | 0 | 0 | 0 | 0 | 0 | 0 | 0 | 0 | 0 | 0 | 0 | 0 | 0
F6_Commercial_Office (ID)_Existing_Food Preparation_Natural Gas_Double Rack Oven_E9 | F6 | Commercial | Office (ID) | Existing | Food Preparation | Natural Gas | Double Rack Oven | E9 | Utility - Value of Sales | 0 | 0 | 0 | 0 | 0 | 0 | 0 | 0 | 0 | 0 | 0 | 0 | 0 | 0 | 0 | 0 | 0 | 0 | 0 | 0 | 0 | 0 | 0 | 0 | 0 | 0 | 0
F6_Commercial_Office (ID)_Existing_Food Preparation_Natural Gas_Double Rack Oven_E10 | F6 | Commercial | Office (ID) | Existing | Food Preparation | Natural Gas | Double Rack Oven | E10 | Utility - Value of Sales | 0 | 0 | 0 | 0 | 0 | 0 | 0 | 0 | 0 | 0 | 0 | 0 | 0 | 0 | 0 | 0 | 0 | 0 | 0 | 0 | 0 | 0 | 0 | 0 | 0 | 0 | 0
F1_Commercial_Office (ID)_Existing_Food Preparation_Natural Gas_Fryer_E1 | F1 | Commercial | Office (ID) | Existing | Food Preparation | Natural Gas | Fryer | E1 | RVT - Cost of Equipment | 0.00016642 | 0.00016642 | 0.00016642 | 0.00016642 | 0.00016642 | 0.00016642 | 0.00016642 | 0.00016642 | 0.00016642 | 0.00016642 | 0.00016642 | 0.00016642 | 0.00016642 | 0.00016642 | 0.00016642 | 0.00016642 | 0.00016642 | 0.00016642 | 0.00016642 | 0.00016642 | 0.00016642 | 0.00016642 | 0.00016642 | 0.00016642 | 0.00016642 | 0.00016642 | 0.00016642
F1_Commercial_Office (ID)_Existing_Food Preparation_Natural Gas_Fryer_E2 | F1 | Commercial | Office (ID) | Existing | Food Preparation | Natural Gas | Fryer | E2 | RVT - Cost of Equipment | 0.0002463 | 0.0002463 | 0.0002463 | 0.0002463 | 0.0002463 | 0.0002463 | 0.0002463 | 0.0002463 | 0.0002463 | 0.0002463 | 0.0002463 | 0.0002463 | 0.0002463 | 0.0002463 | 0.0002463 | 0.0002463 | 0.0002463 | 0.0002463 | 0.0002463 | 0.0002463 | 0.0002463 | 0.0002463 | 0.0002463 | 0.0002463 | 0.0002463 | 0.0002463 | 0.0002463
F1_Commercial_Office (ID)_Existing_Food Preparation_Natural Gas_Fryer_E3 | F1 | Commercial | Office (ID) | Existing | Food Preparation | Natural Gas | Fryer | E3 | RVT - Cost of Equipment | 0 | 0 | 0 | 0 | 0 | 0 | 0 | 0 | 0 | 0 | 0 | 0 | 0 | 0 | 0 | 0 | 0 | 0 | 0 | 0 | 0 | 0 | 0 | 0 | 0 | 0 | 0
F1_Commercial_Office (ID)_Existing_Food Preparation_Natural Gas_Fryer_E4 | F1 | Commercial | Office (ID) | Existing | Food Preparation | Natural Gas | Fryer | E4 | RVT - Cost of Equipment | 0 | 0 | 0 | 0 | 0 | 0 | 0 | 0 | 0 | 0 | 0 | 0 | 0 | 0 | 0 | 0 | 0 | 0 | 0 | 0 | 0 | 0 | 0 | 0 | 0 | 0 | 0
F1_Commercial_Office (ID)_Existing_Food Preparation_Natural Gas_Fryer_E5 | F1 | Commercial | Office (ID) | Existing | Food Preparation | Natural Gas | Fryer | E5 | RVT - Cost of Equipment | 0 | 0 | 0 | 0 | 0 | 0 | 0 | 0 | 0 | 0 | 0 | 0 | 0 | 0 | 0 | 0 | 0 | 0 | 0 | 0 | 0 | 0 | 0 | 0 | 0 | 0 | 0
F1_Commercial_Office (ID)_Existing_Food Preparation_Natural Gas_Fryer_E6 | F1 | Commercial | Office (ID) | Existing | Food Preparation | Natural Gas | Fryer | E6 | RVT - Cost of Equipment | 0 | 0 | 0 | 0 | 0 | 0 | 0 | 0 | 0 | 0 | 0 | 0 | 0 | 0 | 0 | 0 | 0 | 0 | 0 | 0 | 0 | 0 | 0 | 0 | 0 | 0 | 0
F1_Commercial_Office (ID)_Existing_Food Preparation_Natural Gas_Fryer_E7 | F1 | Commercial | Office (ID) | Existing | Food Preparation | Natural Gas | Fryer | E7 | RVT - Cost of Equipment | 0 | 0 | 0 | 0 | 0 | 0 | 0 | 0 | 0 | 0 | 0 | 0 | 0 | 0 | 0 | 0 | 0 | 0 | 0 | 0 | 0 | 0 | 0 | 0 | 0 | 0 | 0
F1_Commercial_Office (ID)_Existing_Food Preparation_Natural Gas_Fryer_E8 | F1 | Commercial | Office (ID) | Existing | Food Preparation | Natural Gas | Fryer | E8 | RVT - Cost of Equipment | 0 | 0 | 0 | 0 | 0 | 0 | 0 | 0 | 0 | 0 | 0 | 0 | 0 | 0 | 0 | 0 | 0 | 0 | 0 | 0 | 0 | 0 | 0 | 0 | 0 | 0 | 0
F1_Commercial_Office (ID)_Existing_Food Preparation_Natural Gas_Fryer_E9 | F1 | Commercial | Office (ID) | Existing | Food Preparation | Natural Gas | Fryer | E9 | RVT - Cost of Equipment | 0 | 0 | 0 | 0 | 0 | 0 | 0 | 0 | 0 | 0 | 0 | 0 | 0 | 0 | 0 | 0 | 0 | 0 | 0 | 0 | 0 | 0 | 0 | 0 | 0 | 0 | 0
F1_Commercial_Office (ID)_Existing_Food Preparation_Natural Gas_Fryer_E10 | F1 | Commercial | Office (ID) | Existing | Food Preparation | Natural Gas | Fryer | E10 | RVT - Cost of Equipment | 0 | 0 | 0 | 0 | 0 | 0 | 0 | 0 | 0 | 0 | 0 | 0 | 0 | 0 | 0 | 0 | 0 | 0 | 0 | 0 | 0 | 0 | 0 | 0 | 0 | 0 | 0
F2_Commercial_Office (ID)_Existing_Food Preparation_Natural Gas_Fryer_E1 | F2 | Commercial | Office (ID) | Existing | Food Preparation | Natural Gas | Fryer | E1 | RVT - Cost of Operation | 0.02418 | 0.024666 | 0.025213 | 0.025827 | 0.026512 | 0.02734 | 0.028162 | 0.028938 | 0.029643 | 0.030329 | 0.031039 | 0.031691 | 0.032386 | 0.033061 | 0.033653 | 0.034198 | 0.034674 | 0.035134 | 0.035618 | 0.036079 | 0.036542 | 0.037187 | 0.03784 | 0.038512 | 0.039197 | 0.039893 | 0.040602
F2_Commercial_Office (ID)_Existing_Food Preparation_Natural Gas_Fryer_E2 | F2 | Commercial | Office (ID) | Existing | Food Preparation | Natural Gas | Fryer | E2 | RVT - Cost of Operation | 0.016677 | 0.017012 | 0.017389 | 0.017813 | 0.018285 | 0.018856 | 0.019423 | 0.019959 | 0.020445 | 0.020918 | 0.021408 | 0.021857 | 0.022337 | 0.022802 | 0.023211 | 0.023587 | 0.023915 | 0.024232 | 0.024566 | 0.024884 | 0.025203 | 0.025648 | 0.026098 | 0.026562 | 0.027034 | 0.027514 | 0.028003
F2_Commercial_Office (ID)_Existing_Food Preparation_Natural Gas_Fryer_E3 | F2 | Commercial | Office (ID) | Existing | Food Preparation | Natural Gas | Fryer | E3 | RVT - Cost of Operation | 0 | 0 | 0 | 0 | 0 | 0 | 0 | 0 | 0 | 0 | 0 | 0 | 0 | 0 | 0 | 0 | 0 | 0 | 0 | 0 | 0 | 0 | 0 | 0 | 0 | 0 | 0
F2_Commercial_Office (ID)_Existing_Food Preparation_Natural Gas_Fryer_E4 | F2 | Commercial | Office (ID) | Existing | Food Preparation | Natural Gas | Fryer | E4 | RVT - Cost of Operation | 0 | 0 | 0 | 0 | 0 | 0 | 0 | 0 | 0 | 0 | 0 | 0 | 0 | 0 | 0 | 0 | 0 | 0 | 0 | 0 | 0 | 0 | 0 | 0 | 0 | 0 | 0
F2_Commercial_Office (ID)_Existing_Food Preparation_Natural Gas_Fryer_E5 | F2 | Commercial | Office (ID) | Existing | Food Preparation | Natural Gas | Fryer | E5 | RVT - Cost of Operation | 0 | 0 | 0 | 0 | 0 | 0 | 0 | 0 | 0 | 0 | 0 | 0 | 0 | 0 | 0 | 0 | 0 | 0 | 0 | 0 | 0 | 0 | 0 | 0 | 0 | 0 | 0
F2_Commercial_Office (ID)_Existing_Food Preparation_Natural Gas_Fryer_E6 | F2 | Commercial | Office (ID) | Existing | Food Preparation | Natural Gas | Fryer | E6 | RVT - Cost of Operation | 0 | 0 | 0 | 0 | 0 | 0 | 0 | 0 | 0 | 0 | 0 | 0 | 0 | 0 | 0 | 0 | 0 | 0 | 0 | 0 | 0 | 0 | 0 | 0 | 0 | 0 | 0
F2_Commercial_Office (ID)_Existing_Food Preparation_Natural Gas_Fryer_E7 | F2 | Commercial | Office (ID) | Existing | Food Preparation | Natural Gas | Fryer | E7 | RVT - Cost of Operation | 0 | 0 | 0 | 0 | 0 | 0 | 0 | 0 | 0 | 0 | 0 | 0 | 0 | 0 | 0 | 0 | 0 | 0 | 0 | 0 | 0 | 0 | 0 | 0 | 0 | 0 | 0
F2_Commercial_Office (ID)_Existing_Food Preparation_Natural Gas_Fryer_E8 | F2 | Commercial | Office (ID) | Existing | Food Preparation | Natural Gas | Fryer | E8 | RVT - Cost of Operation | 0 | 0 | 0 | 0 | 0 | 0 | 0 | 0 | 0 | 0 | 0 | 0 | 0 | 0 | 0 | 0 | 0 | 0 | 0 | 0 | 0 | 0 | 0 | 0 | 0 | 0 | 0
F2_Commercial_Office (ID)_Existing_Food Preparation_Natural Gas_Fryer_E9 | F2 | Commercial | Office (ID) | Existing | Food Preparation | Natural Gas | Fryer | E9 | RVT - Cost of Operation | 0 | 0 | 0 | 0 | 0 | 0 | 0 | 0 | 0 | 0 | 0 | 0 | 0 | 0 | 0 | 0 | 0 | 0 | 0 | 0 | 0 | 0 | 0 | 0 | 0 | 0 | 0
F2_Commercial_Office (ID)_Existing_Food Preparation_Natural Gas_Fryer_E10 | F2 | Commercial | Office (ID) | Existing | Food Preparation | Natural Gas | Fryer | E10 | RVT - Cost of Operation | 0 | 0 | 0 | 0 | 0 | 0 | 0 | 0 | 0 | 0 | 0 | 0 | 0 | 0 | 0 | 0 | 0 | 0 | 0 | 0 | 0 | 0 | 0 | 0 | 0 | 0 | 0
F3_Commercial_Office (ID)_Existing_Food Preparation_Natural Gas_Fryer_E1 | F3 | Commercial | Office (ID) | Existing | Food Preparation | Natural Gas | Fryer | E1 | System - kBTUs of Consumption | 5.5943 | 5.5943 | 5.5943 | 5.5943 | 5.5943 | 5.5943 | 5.5943 | 5.5943 | 5.5943 | 5.5943 | 5.5943 | 5.5943 | 5.5943 | 5.5943 | 5.5943 | 5.5943 | 5.5943 | 5.5943 | 5.5943 | 5.5943 | 5.5943 | 5.5943 | 5.5943 | 5.5943 | 5.5943 | 5.5943 | 5.5943
F3_Commercial_Office (ID)_Existing_Food Preparation_Natural Gas_Fryer_E2 | F3 | Commercial | Office (ID) | Existing | Food Preparation | Natural Gas | Fryer | E2 | System - kBTUs of Consumption | 3.8584 | 3.8584 | 3.8584 | 3.8584 | 3.8584 | 3.8584 | 3.8584 | 3.8584 | 3.8584 | 3.8584 | 3.8584 | 3.8584 | 3.8584 | 3.8584 | 3.8584 | 3.8584 | 3.8584 | 3.8584 | 3.8584 | 3.8584 | 3.8584 | 3.8584 | 3.8584 | 3.8584 | 3.8584 | 3.8584 | 3.8584
F3_Commercial_Office (ID)_Existing_Food Preparation_Natural Gas_Fryer_E3 | F3 | Commercial | Office (ID) | Existing | Food Preparation | Natural Gas | Fryer | E3 | System - kBTUs of Consumption | 0 | 0 | 0 | 0 | 0 | 0 | 0 | 0 | 0 | 0 | 0 | 0 | 0 | 0 | 0 | 0 | 0 | 0 | 0 | 0 | 0 | 0 | 0 | 0 | 0 | 0 | 0
F3_Commercial_Office (ID)_Existing_Food Preparation_Natural Gas_Fryer_E4 | F3 | Commercial | Office (ID) | Existing | Food Preparation | Natural Gas | Fryer | E4 | System - kBTUs of Consumption | 0 | 0 | 0 | 0 | 0 | 0 | 0 | 0 | 0 | 0 | 0 | 0 | 0 | 0 | 0 | 0 | 0 | 0 | 0 | 0 | 0 | 0 | 0 | 0 | 0 | 0 | 0
F3_Commercial_Office (ID)_Existing_Food Preparation_Natural Gas_Fryer_E5 | F3 | Commercial | Office (ID) | Existing | Food Preparation | Natural Gas | Fryer | E5 | System - kBTUs of Consumption | 0 | 0 | 0 | 0 | 0 | 0 | 0 | 0 | 0 | 0 | 0 | 0 | 0 | 0 | 0 | 0 | 0 | 0 | 0 | 0 | 0 | 0 | 0 | 0 | 0 | 0 | 0
F3_Commercial_Office (ID)_Existing_Food Preparation_Natural Gas_Fryer_E6 | F3 | Commercial | Office (ID) | Existing | Food Preparation | Natural Gas | Fryer | E6 | System - kBTUs of Consumption | 0 | 0 | 0 | 0 | 0 | 0 | 0 | 0 | 0 | 0 | 0 | 0 | 0 | 0 | 0 | 0 | 0 | 0 | 0 | 0 | 0 | 0 | 0 | 0 | 0 | 0 | 0
F3_Commercial_Office (ID)_Existing_Food Preparation_Natural Gas_Fryer_E7 | F3 | Commercial | Office (ID) | Existing | Food Preparation | Natural Gas | Fryer | E7 | System - kBTUs of Consumption | 0 | 0 | 0 | 0 | 0 | 0 | 0 | 0 | 0 | 0 | 0 | 0 | 0 | 0 | 0 | 0 | 0 | 0 | 0 | 0 | 0 | 0 | 0 | 0 | 0 | 0 | 0
F3_Commercial_Office (ID)_Existing_Food Preparation_Natural Gas_Fryer_E8 | F3 | Commercial | Office (ID) | Existing | Food Preparation | Natural Gas | Fryer | E8 | System - kBTUs of Consumption | 0 | 0 | 0 | 0 | 0 | 0 | 0 | 0 | 0 | 0 | 0 | 0 | 0 | 0 | 0 | 0 | 0 | 0 | 0 | 0 | 0 | 0 | 0 | 0 | 0 | 0 | 0
F3_Commercial_Office (ID)_Existing_Food Preparation_Natural Gas_Fryer_E9 | F3 | Commercial | Office (ID) | Existing | Food Preparation | Natural Gas | Fryer | E9 | System - kBTUs of Consumption | 0 | 0 | 0 | 0 | 0 | 0 | 0 | 0 | 0 | 0 | 0 | 0 | 0 | 0 | 0 | 0 | 0 | 0 | 0 | 0 | 0 | 0 | 0 | 0 | 0 | 0 | 0
F3_Commercial_Office (ID)_Existing_Food Preparation_Natural Gas_Fryer_E10 | F3 | Commercial | Office (ID) | Existing | Food Preparation | Natural Gas | Fryer | E10 | System - kBTUs of Consumption | 0 | 0 | 0 | 0 | 0 | 0 | 0 | 0 | 0 | 0 | 0 | 0 | 0 | 0 | 0 | 0 | 0 | 0 | 0 | 0 | 0 | 0 | 0 | 0 | 0 | 0 | 0
F4_Commercial_Office (ID)_Existing_Food Preparation_Natural Gas_Fryer_E1 | F4 | Commercial | Office (ID) | Existing | Food Preparation | Natural Gas | Fryer | E1 | Utility - Cost of Equipment | 0.00016642 | 0.00016642 | 0.00016642 | 0.00016642 | 0.00016642 | 0.00016642 | 0.00016642 | 0.00016642 | 0.00016642 | 0.00016642 | 0.00016642 | 0.00016642 | 0.00016642 | 0.00016642 | 0.00016642 | 0.00016642 | 0.00016642 | 0.00016642 | 0.00016642 | 0.00016642 | 0.00016642 | 0.00016642 | 0.00016642 | 0.00016642 | 0.00016642 | 0.00016642 | 0.00016642
F4_Commercial_Office (ID)_Existing_Food Preparation_Natural Gas_Fryer_E2 | F4 | Commercial | Office (ID) | Existing | Food Preparation | Natural Gas | Fryer | E2 | Utility - Cost of Equipment | 0.0002463 | 0.0002463 | 0.0002463 | 0.0002463 | 0.0002463 | 0.0002463 | 0.0002463 | 0.0002463 | 0.0002463 | 0.0002463 | 0.0002463 | 0.0002463 | 0.0002463 | 0.0002463 | 0.0002463 | 0.0002463 | 0.0002463 | 0.0002463 | 0.0002463 | 0.0002463 | 0.0002463 | 0.0002463 | 0.0002463 | 0.0002463 | 0.0002463 | 0.0002463 | 0.0002463
F4_Commercial_Office (ID)_Existing_Food Preparation_Natural Gas_Fryer_E3 | F4 | Commercial | Office (ID) | Existing | Food Preparation | Natural Gas | Fryer | E3 | Utility - Cost of Equipment | 0 | 0 | 0 | 0 | 0 | 0 | 0 | 0 | 0 | 0 | 0 | 0 | 0 | 0 | 0 | 0 | 0 | 0 | 0 | 0 | 0 | 0 | 0 | 0 | 0 | 0 | 0
F4_Commercial_Office (ID)_Existing_Food Preparation_Natural Gas_Fryer_E4 | F4 | Commercial | Office (ID) | Existing | Food Preparation | Natural Gas | Fryer | E4 | Utility - Cost of Equipment | 0 | 0 | 0 | 0 | 0 | 0 | 0 | 0 | 0 | 0 | 0 | 0 | 0 | 0 | 0 | 0 | 0 | 0 | 0 | 0 | 0 | 0 | 0 | 0 | 0 | 0 | 0
F4_Commercial_Office (ID)_Existing_Food Preparation_Natural Gas_Fryer_E5 | F4 | Commercial | Office (ID) | Existing | Food Preparation | Natural Gas | Fryer | E5 | Utility - Cost of Equipment | 0 | 0 | 0 | 0 | 0 | 0 | 0 | 0 | 0 | 0 | 0 | 0 | 0 | 0 | 0 | 0 | 0 | 0 | 0 | 0 | 0 | 0 | 0 | 0 | 0 | 0 | 0
F4_Commercial_Office (ID)_Existing_Food Preparation_Natural Gas_Fryer_E6 | F4 | Commercial | Office (ID) | Existing | Food Preparation | Natural Gas | Fryer | E6 | Utility - Cost of Equipment | 0 | 0 | 0 | 0 | 0 | 0 | 0 | 0 | 0 | 0 | 0 | 0 | 0 | 0 | 0 | 0 | 0 | 0 | 0 | 0 | 0 | 0 | 0 | 0 | 0 | 0 | 0
F4_Commercial_Office (ID)_Existing_Food Preparation_Natural Gas_Fryer_E7 | F4 | Commercial | Office (ID) | Existing | Food Preparation | Natural Gas | Fryer | E7 | Utility - Cost of Equipment | 0 | 0 | 0 | 0 | 0 | 0 | 0 | 0 | 0 | 0 | 0 | 0 | 0 | 0 | 0 | 0 | 0 | 0 | 0 | 0 | 0 | 0 | 0 | 0 | 0 | 0 | 0
F4_Commercial_Office (ID)_Existing_Food Preparation_Natural Gas_Fryer_E8 | F4 | Commercial | Office (ID) | Existing | Food Preparation | Natural Gas | Fryer | E8 | Utility - Cost of Equipment | 0 | 0 | 0 | 0 | 0 | 0 | 0 | 0 | 0 | 0 | 0 | 0 | 0 | 0 | 0 | 0 | 0 | 0 | 0 | 0 | 0 | 0 | 0 | 0 | 0 | 0 | 0
F4_Commercial_Office (ID)_Existing_Food Preparation_Natural Gas_Fryer_E9 | F4 | Commercial | Office (ID) | Existing | Food Preparation | Natural Gas | Fryer | E9 | Utility - Cost of Equipment | 0 | 0 | 0 | 0 | 0 | 0 | 0 | 0 | 0 | 0 | 0 | 0 | 0 | 0 | 0 | 0 | 0 | 0 | 0 | 0 | 0 | 0 | 0 | 0 | 0 | 0 | 0
F4_Commercial_Office (ID)_Existing_Food Preparation_Natural Gas_Fryer_E10 | F4 | Commercial | Office (ID) | Existing | Food Preparation | Natural Gas | Fryer | E10 | Utility - Cost of Equipment | 0 | 0 | 0 | 0 | 0 | 0 | 0 | 0 | 0 | 0 | 0 | 0 | 0 | 0 | 0 | 0 | 0 | 0 | 0 | 0 | 0 | 0 | 0 | 0 | 0 | 0 | 0
F5_Commercial_Office (ID)_Existing_Food Preparation_Natural Gas_Fryer_E1 | F5 | Commercial | Office (ID) | Existing | Food Preparation | Natural Gas | Fryer | E1 | Utility - Cost of Operation | 0.020742 | 0.021287 | 0.021898 | 0.022583 | 0.023346 | 0.024248 | 0.025167 | 0.026072 | 0.026943 | 0.027826 | 0.028545 | 0.029224 | 0.02995 | 0.030664 | 0.031312 | 0.031926 | 0.032486 | 0.033041 | 0.03363 | 0.034208 | 0.034802 | 0.035416 | 0.036038 | 0.036678 | 0.03733 | 0.037993 | 0.038668
F5_Commercial_Office (ID)_Existing_Food Preparation_Natural Gas_Fryer_E2 | F5 | Commercial | Office (ID) | Existing | Food Preparation | Natural Gas | Fryer | E2 | Utility - Cost of Operation | 0.014306 | 0.014682 | 0.015103 | 0.015576 | 0.016102 | 0.016724 | 0.017358 | 0.017982 | 0.018583 | 0.019192 | 0.019688 | 0.020156 | 0.020657 | 0.021149 | 0.021596 | 0.022019 | 0.022406 | 0.022789 | 0.023195 | 0.023594 | 0.024003 | 0.024427 | 0.024856 | 0.025297 | 0.025747 | 0.026204 | 0.02667
F5_Commercial_Office (ID)_Existing_Food Preparation_Natural Gas_Fryer_E3 | F5 | Commercial | Office (ID) | Existing | Food Preparation | Natural Gas | Fryer | E3 | Utility - Cost of Operation | 0 | 0 | 0 | 0 | 0 | 0 | 0 | 0 | 0 | 0 | 0 | 0 | 0 | 0 | 0 | 0 | 0 | 0 | 0 | 0 | 0 | 0 | 0 | 0 | 0 | 0 | 0
F5_Commercial_Office (ID)_Existing_Food Preparation_Natural Gas_Fryer_E4 | F5 | Commercial | Office (ID) | Existing | Food Preparation | Natural Gas | Fryer | E4 | Utility - Cost of Operation | 0 | 0 | 0 | 0 | 0 | 0 | 0 | 0 | 0 | 0 | 0 | 0 | 0 | 0 | 0 | 0 | 0 | 0 | 0 | 0 | 0 | 0 | 0 | 0 | 0 | 0 | 0
F5_Commercial_Office (ID)_Existing_Food Preparation_Natural Gas_Fryer_E5 | F5 | Commercial | Office (ID) | Existing | Food Preparation | Natural Gas | Fryer | E5 | Utility - Cost of Operation | 0 | 0 | 0 | 0 | 0 | 0 | 0 | 0 | 0 | 0 | 0 | 0 | 0 | 0 | 0 | 0 | 0 | 0 | 0 | 0 | 0 | 0 | 0 | 0 | 0 | 0 | 0
F5_Commercial_Office (ID)_Existing_Food Preparation_Natural Gas_Fryer_E6 | F5 | Commercial | Office (ID) | Existing | Food Preparation | Natural Gas | Fryer | E6 | Utility - Cost of Operation | 0 | 0 | 0 | 0 | 0 | 0 | 0 | 0 | 0 | 0 | 0 | 0 | 0 | 0 | 0 | 0 | 0 | 0 | 0 | 0 | 0 | 0 | 0 | 0 | 0 | 0 | 0
F5_Commercial_Office (ID)_Existing_Food Preparation_Natural Gas_Fryer_E7 | F5 | Commercial | Office (ID) | Existing | Food Preparation | Natural Gas | Fryer | E7 | Utility - Cost of Operation | 0 | 0 | 0 | 0 | 0 | 0 | 0 | 0 | 0 | 0 | 0 | 0 | 0 | 0 | 0 | 0 | 0 | 0 | 0 | 0 | 0 | 0 | 0 | 0 | 0 | 0 | 0
F5_Commercial_Office (ID)_Existing_Food Preparation_Natural Gas_Fryer_E8 | F5 | Commercial | Office (ID) | Existing | Food Preparation | Natural Gas | Fryer | E8 | Utility - Cost of Operation | 0 | 0 | 0 | 0 | 0 | 0 | 0 | 0 | 0 | 0 | 0 | 0 | 0 | 0 | 0 | 0 | 0 | 0 | 0 | 0 | 0 | 0 | 0 | 0 | 0 | 0 | 0
F5_Commercial_Office (ID)_Existing_Food Preparation_Natural Gas_Fryer_E9 | F5 | Commercial | Office (ID) | Existing | Food Preparation | Natural Gas | Fryer | E9 | Utility - Cost of Operation | 0 | 0 | 0 | 0 | 0 | 0 | 0 | 0 | 0 | 0 | 0 | 0 | 0 | 0 | 0 | 0 | 0 | 0 | 0 | 0 | 0 | 0 | 0 | 0 | 0 | 0 | 0
F5_Commercial_Office (ID)_Existing_Food Preparation_Natural Gas_Fryer_E10 | F5 | Commercial | Office (ID) | Existing | Food Preparation | Natural Gas | Fryer | E10 | Utility - Cost of Operation | 0 | 0 | 0 | 0 | 0 | 0 | 0 | 0 | 0 | 0 | 0 | 0 | 0 | 0 | 0 | 0 | 0 | 0 | 0 | 0 | 0 | 0 | 0 | 0 | 0 | 0 | 0
F6_Commercial_Office (ID)_Existing_Food Preparation_Natural Gas_Fryer_E1 | F6 | Commercial | Office (ID) | Existing | Food Preparation | Natural Gas | Fryer | E1 | Utility - Value of Sales | 0.02418 | 0.024666 | 0.025213 | 0.025827 | 0.026512 | 0.02734 | 0.028162 | 0.028938 | 0.029643 | 0.030329 | 0.031039 | 0.031691 | 0.032386 | 0.033061 | 0.033653 | 0.034198 | 0.034674 | 0.035134 | 0.035618 | 0.036079 | 0.036542 | 0.037187 | 0.03784 | 0.038512 | 0.039197 | 0.039893 | 0.040602
F6_Commercial_Office (ID)_Existing_Food Preparation_Natural Gas_Fryer_E2 | F6 | Commercial | Office (ID) | Existing | Food Preparation | Natural Gas | Fryer | E2 | Utility - Value of Sales | 0.016677 | 0.017012 | 0.017389 | 0.017813 | 0.018285 | 0.018856 | 0.019423 | 0.019959 | 0.020445 | 0.020918 | 0.021408 | 0.021857 | 0.022337 | 0.022802 | 0.023211 | 0.023587 | 0.023915 | 0.024232 | 0.024566 | 0.024884 | 0.025203 | 0.025648 | 0.026098 | 0.026562 | 0.027034 | 0.027514 | 0.028003
F6_Commercial_Office (ID)_Existing_Food Preparation_Natural Gas_Fryer_E3 | F6 | Commercial | Office (ID) | Existing | Food Preparation | Natural Gas | Fryer | E3 | Utility - Value of Sales | 0 | 0 | 0 | 0 | 0 | 0 | 0 | 0 | 0 | 0 | 0 | 0 | 0 | 0 | 0 | 0 | 0 | 0 | 0 | 0 | 0 | 0 | 0 | 0 | 0 | 0 | 0
F6_Commercial_Office (ID)_Existing_Food Preparation_Natural Gas_Fryer_E4 | F6 | Commercial | Office (ID) | Existing | Food Preparation | Natural Gas | Fryer | E4 | Utility - Value of Sales | 0 | 0 | 0 | 0 | 0 | 0 | 0 | 0 | 0 | 0 | 0 | 0 | 0 | 0 | 0 | 0 | 0 | 0 | 0 | 0 | 0 | 0 | 0 | 0 | 0 | 0 | 0
F6_Commercial_Office (ID)_Existing_Food Preparation_Natural Gas_Fryer_E5 | F6 | Commercial | Office (ID) | Existing | Food Preparation | Natural Gas | Fryer | E5 | Utility - Value of Sales | 0 | 0 | 0 | 0 | 0 | 0 | 0 | 0 | 0 | 0 | 0 | 0 | 0 | 0 | 0 | 0 | 0 | 0 | 0 | 0 | 0 | 0 | 0 | 0 | 0 | 0 | 0
F6_Commercial_Office (ID)_Existing_Food Preparation_Natural Gas_Fryer_E6 | F6 | Commercial | Office (ID) | Existing | Food Preparation | Natural Gas | Fryer | E6 | Utility - Value of Sales | 0 | 0 | 0 | 0 | 0 | 0 | 0 | 0 | 0 | 0 | 0 | 0 | 0 | 0 | 0 | 0 | 0 | 0 | 0 | 0 | 0 | 0 | 0 | 0 | 0 | 0 | 0
F6_Commercial_Office (ID)_Existing_Food Preparation_Natural Gas_Fryer_E7 | F6 | Commercial | Office (ID) | Existing | Food Preparation | Natural Gas | Fryer | E7 | Utility - Value of Sales | 0 | 0 | 0 | 0 | 0 | 0 | 0 | 0 | 0 | 0 | 0 | 0 | 0 | 0 | 0 | 0 | 0 | 0 | 0 | 0 | 0 | 0 | 0 | 0 | 0 | 0 | 0
F6_Commercial_Office (ID)_Existing_Food Preparation_Natural Gas_Fryer_E8 | F6 | Commercial | Office (ID) | Existing | Food Preparation | Natural Gas | Fryer | E8 | Utility - Value of Sales | 0 | 0 | 0 | 0 | 0 | 0 | 0 | 0 | 0 | 0 | 0 | 0 | 0 | 0 | 0 | 0 | 0 | 0 | 0 | 0 | 0 | 0 | 0 | 0 | 0 | 0 | 0
F6_Commercial_Office (ID)_Existing_Food Preparation_Natural Gas_Fryer_E9 | F6 | Commercial | Office (ID) | Existing | Food Preparation | Natural Gas | Fryer | E9 | Utility - Value of Sales | 0 | 0 | 0 | 0 | 0 | 0 | 0 | 0 | 0 | 0 | 0 | 0 | 0 | 0 | 0 | 0 | 0 | 0 | 0 | 0 | 0 | 0 | 0 | 0 | 0 | 0 | 0
F6_Commercial_Office (ID)_Existing_Food Preparation_Natural Gas_Fryer_E10 | F6 | Commercial | Office (ID) | Existing | Food Preparation | Natural Gas | Fryer | E10 | Utility - Value of Sales | 0 | 0 | 0 | 0 | 0 | 0 | 0 | 0 | 0 | 0 | 0 | 0 | 0 | 0 | 0 | 0 | 0 | 0 | 0 | 0 | 0 | 0 | 0 | 0 | 0 | 0 | 0
F1_Commercial_Office (ID)_Existing_Food Preparation_Natural Gas_Broiler_E1 | F1 | Commercial | Office (ID) | Existing | Food Preparation | Natural Gas | Broiler | E1 | RVT - Cost of Equipment | 0.012089 | 0.012089 | 0.012089 | 0.012089 | 0.012089 | 0.012089 | 0.012089 | 0.012089 | 0.012089 | 0.012089 | 0.012089 | 0.012089 | 0.012089 | 0.012089 | 0.012089 | 0.012089 | 0.012089 | 0.012089 | 0.012089 | 0.012089 | 0.012089 | 0.012089 | 0.012089 | 0.012089 | 0.012089 | 0.012089 | 0.012089
F1_Commercial_Office (ID)_Existing_Food Preparation_Natural Gas_Broiler_E2 | F1 | Commercial | Office (ID) | Existing | Food Preparation | Natural Gas | Broiler | E2 | RVT - Cost of Equipment | 0.016925 | 0.016925 | 0.016925 | 0.016925 | 0.016925 | 0.016925 | 0.016925 | 0.016925 | 0.016925 | 0.016925 | 0.016925 | 0.016925 | 0.016925 | 0.016925 | 0.016925 | 0.016925 | 0.016925 | 0.016925 | 0.016925 | 0.016925 | 0.016925 | 0.016925 | 0.016925 | 0.016925 | 0.016925 | 0.016925 | 0.016925
F1_Commercial_Office (ID)_Existing_Food Preparation_Natural Gas_Broiler_E3 | F1 | Commercial | Office (ID) | Existing | Food Preparation | Natural Gas | Broiler | E3 | RVT - Cost of Equipment | 0 | 0 | 0 | 0 | 0 | 0 | 0 | 0 | 0 | 0 | 0 | 0 | 0 | 0 | 0 | 0 | 0 | 0 | 0 | 0 | 0 | 0 | 0 | 0 | 0 | 0 | 0
F1_Commercial_Office (ID)_Existing_Food Preparation_Natural Gas_Broiler_E4 | F1 | Commercial | Office (ID) | Existing | Food Preparation | Natural Gas | Broiler | E4 | RVT - Cost of Equipment | 0 | 0 | 0 | 0 | 0 | 0 | 0 | 0 | 0 | 0 | 0 | 0 | 0 | 0 | 0 | 0 | 0 | 0 | 0 | 0 | 0 | 0 | 0 | 0 | 0 | 0 | 0
F1_Commercial_Office (ID)_Existing_Food Preparation_Natural Gas_Broiler_E5 | F1 | Commercial | Office (ID) | Existing | Food Preparation | Natural Gas | Broiler | E5 | RVT - Cost of Equipment | 0 | 0 | 0 | 0 | 0 | 0 | 0 | 0 | 0 | 0 | 0 | 0 | 0 | 0 | 0 | 0 | 0 | 0 | 0 | 0 | 0 | 0 | 0 | 0 | 0 | 0 | 0
F1_Commercial_Office (ID)_Existing_Food Preparation_Natural Gas_Broiler_E6 | F1 | Commercial | Office (ID) | Existing | Food Preparation | Natural Gas | Broiler | E6 | RVT - Cost of Equipment | 0 | 0 | 0 | 0 | 0 | 0 | 0 | 0 | 0 | 0 | 0 | 0 | 0 | 0 | 0 | 0 | 0 | 0 | 0 | 0 | 0 | 0 | 0 | 0 | 0 | 0 | 0
F1_Commercial_Office (ID)_Existing_Food Preparation_Natural Gas_Broiler_E7 | F1 | Commercial | Office (ID) | Existing | Food Preparation | Natural Gas | Broiler | E7 | RVT - Cost of Equipment | 0 | 0 | 0 | 0 | 0 | 0 | 0 | 0 | 0 | 0 | 0 | 0 | 0 | 0 | 0 | 0 | 0 | 0 | 0 | 0 | 0 | 0 | 0 | 0 | 0 | 0 | 0
F1_Commercial_Office (ID)_Existing_Food Preparation_Natural Gas_Broiler_E8 | F1 | Commercial | Office (ID) | Existing | Food Preparation | Natural Gas | Broiler | E8 | RVT - Cost of Equipment | 0 | 0 | 0 | 0 | 0 | 0 | 0 | 0 | 0 | 0 | 0 | 0 | 0 | 0 | 0 | 0 | 0 | 0 | 0 | 0 | 0 | 0 | 0 | 0 | 0 | 0 | 0
F1_Commercial_Office (ID)_Existing_Food Preparation_Natural Gas_Broiler_E9 | F1 | Commercial | Office (ID) | Existing | Food Preparation | Natural Gas | Broiler | E9 | RVT - Cost of Equipment | 0 | 0 | 0 | 0 | 0 | 0 | 0 | 0 | 0 | 0 | 0 | 0 | 0 | 0 | 0 | 0 | 0 | 0 | 0 | 0 | 0 | 0 | 0 | 0 | 0 | 0 | 0
F1_Commercial_Office (ID)_Existing_Food Preparation_Natural Gas_Broiler_E10 | F1 | Commercial | Office (ID) | Existing | Food Preparation | Natural Gas | Broiler | E10 | RVT - Cost of Equipment | 0 | 0 | 0 | 0 | 0 | 0 | 0 | 0 | 0 | 0 | 0 | 0 | 0 | 0 | 0 | 0 | 0 | 0 | 0 | 0 | 0 | 0 | 0 | 0 | 0 | 0 | 0
F2_Commercial_Office (ID)_Existing_Food Preparation_Natural Gas_Broiler_E1 | F2 | Commercial | Office (ID) | Existing | Food Preparation | Natural Gas | Broiler | E1 | RVT - Cost of Operation | 0.023954 | 0.024407 | 0.024938 | 0.025557 | 0.026266 | 0.027152 | 0.02804 | 0.028882 | 0.029645 | 0.030385 | 0.031152 | 0.031848 | 0.032583 | 0.033279 | 0.033877 | 0.034417 | 0.034874 | 0.03531 | 0.035774 | 0.036207 | 0.036642 | 0.037288 | 0.037942 | 0.038616 | 0.039302 | 0.04 | 0.040711
F2_Commercial_Office (ID)_Existing_Food Preparation_Natural Gas_Broiler_E2 | F2 | Commercial | Office (ID) | Existing | Food Preparation | Natural Gas | Broiler | E2 | RVT - Cost of Operation | 0.020431 | 0.020817 | 0.02127 | 0.021798 | 0.022403 | 0.023158 | 0.023916 | 0.024635 | 0.025285 | 0.025916 | 0.02657 | 0.027164 | 0.027791 | 0.028384 | 0.028895 | 0.029355 | 0.029745 | 0.030117 | 0.030512 | 0.030882 | 0.031253 | 0.031804 | 0.032361 | 0.032936 | 0.033522 | 0.034117 | 0.034723
F2_Commercial_Office (ID)_Existing_Food Preparation_Natural Gas_Broiler_E3 | F2 | Commercial | Office (ID) | Existing | Food Preparation | Natural Gas | Broiler | E3 | RVT - Cost of Operation | 0 | 0 | 0 | 0 | 0 | 0 | 0 | 0 | 0 | 0 | 0 | 0 | 0 | 0 | 0 | 0 | 0 | 0 | 0 | 0 | 0 | 0 | 0 | 0 | 0 | 0 | 0
F2_Commercial_Office (ID)_Existing_Food Preparation_Natural Gas_Broiler_E4 | F2 | Commercial | Office (ID) | Existing | Food Preparation | Natural Gas | Broiler | E4 | RVT - Cost of Operation | 0 | 0 | 0 | 0 | 0 | 0 | 0 | 0 | 0 | 0 | 0 | 0 | 0 | 0 | 0 | 0 | 0 | 0 | 0 | 0 | 0 | 0 | 0 | 0 | 0 | 0 | 0
F2_Commercial_Office (ID)_Existing_Food Preparation_Natural Gas_Broiler_E5 | F2 | Commercial | Office (ID) | Existing | Food Preparation | Natural Gas | Broiler | E5 | RVT - Cost of Operation | 0 | 0 | 0 | 0 | 0 | 0 | 0 | 0 | 0 | 0 | 0 | 0 | 0 | 0 | 0 | 0 | 0 | 0 | 0 | 0 | 0 | 0 | 0 | 0 | 0 | 0 | 0
F2_Commercial_Office (ID)_Existing_Food Preparation_Natural Gas_Broiler_E6 | F2 | Commercial | Office (ID) | Existing | Food Preparation | Natural Gas | Broiler | E6 | RVT - Cost of Operation | 0 | 0 | 0 | 0 | 0 | 0 | 0 | 0 | 0 | 0 | 0 | 0 | 0 | 0 | 0 | 0 | 0 | 0 | 0 | 0 | 0 | 0 | 0 | 0 | 0 | 0 | 0
F2_Commercial_Office (ID)_Existing_Food Preparation_Natural Gas_Broiler_E7 | F2 | Commercial | Office (ID) | Existing | Food Preparation | Natural Gas | Broiler | E7 | RVT - Cost of Operation | 0 | 0 | 0 | 0 | 0 | 0 | 0 | 0 | 0 | 0 | 0 | 0 | 0 | 0 | 0 | 0 | 0 | 0 | 0 | 0 | 0 | 0 | 0 | 0 | 0 | 0 | 0
F2_Commercial_Office (ID)_Existing_Food Preparation_Natural Gas_Broiler_E8 | F2 | Commercial | Office (ID) | Existing | Food Preparation | Natural Gas | Broiler | E8 | RVT - Cost of Operation | 0 | 0 | 0 | 0 | 0 | 0 | 0 | 0 | 0 | 0 | 0 | 0 | 0 | 0 | 0 | 0 | 0 | 0 | 0 | 0 | 0 | 0 | 0 | 0 | 0 | 0 | 0
F2_Commercial_Office (ID)_Existing_Food Preparation_Natural Gas_Broiler_E9 | F2 | Commercial | Office (ID) | Existing | Food Preparation | Natural Gas | Broiler | E9 | RVT - Cost of Operation | 0 | 0 | 0 | 0 | 0 | 0 | 0 | 0 | 0 | 0 | 0 | 0 | 0 | 0 | 0 | 0 | 0 | 0 | 0 | 0 | 0 | 0 | 0 | 0 | 0 | 0 | 0
F2_Commercial_Office (ID)_Existing_Food Preparation_Natural Gas_Broiler_E10 | F2 | Commercial | Office (ID) | Existing | Food Preparation | Natural Gas | Broiler | E10 | RVT - Cost of Operation | 0 | 0 | 0 | 0 | 0 | 0 | 0 | 0 | 0 | 0 | 0 | 0 | 0 | 0 | 0 | 0 | 0 | 0 | 0 | 0 | 0 | 0 | 0 | 0 | 0 | 0 | 0
F3_Commercial_Office (ID)_Existing_Food Preparation_Natural Gas_Broiler_E1 | F3 | Commercial | Office (ID) | Existing | Food Preparation | Natural Gas | Broiler | E1 | System - kBTUs of Consumption | 5.7146 | 5.7146 | 5.7146 | 5.7146 | 5.7146 | 5.7146 | 5.7146 | 5.7146 | 5.7146 | 5.7146 | 5.7146 | 5.7146 | 5.7146 | 5.7146 | 5.7146 | 5.7146 | 5.7146 | 5.7146 | 5.7146 | 5.7146 | 5.7146 | 5.7146 | 5.7146 | 5.7146 | 5.7146 | 5.7146 | 5.7146
F3_Commercial_Office (ID)_Existing_Food Preparation_Natural Gas_Broiler_E2 | F3 | Commercial | Office (ID) | Existing | Food Preparation | Natural Gas | Broiler | E2 | System - kBTUs of Consumption | 4.8741 | 4.8741 | 4.8741 | 4.8741 | 4.8741 | 4.8741 | 4.8741 | 4.8741 | 4.8741 | 4.8741 | 4.8741 | 4.8741 | 4.8741 | 4.8741 | 4.8741 | 4.8741 | 4.8741 | 4.8741 | 4.8741 | 4.8741 | 4.8741 | 4.8741 | 4.8741 | 4.8741 | 4.8741 | 4.8741 | 4.8741
F3_Commercial_Office (ID)_Existing_Food Preparation_Natural Gas_Broiler_E3 | F3 | Commercial | Office (ID) | Existing | Food Preparation | Natural Gas | Broiler | E3 | System - kBTUs of Consumption | 0 | 0 | 0 | 0 | 0 | 0 | 0 | 0 | 0 | 0 | 0 | 0 | 0 | 0 | 0 | 0 | 0 | 0 | 0 | 0 | 0 | 0 | 0 | 0 | 0 | 0 | 0
F3_Commercial_Office (ID)_Existing_Food Preparation_Natural Gas_Broiler_E4 | F3 | Commercial | Office (ID) | Existing | Food Preparation | Natural Gas | Broiler | E4 | System - kBTUs of Consumption | 0 | 0 | 0 | 0 | 0 | 0 | 0 | 0 | 0 | 0 | 0 | 0 | 0 | 0 | 0 | 0 | 0 | 0 | 0 | 0 | 0 | 0 | 0 | 0 | 0 | 0 | 0
F3_Commercial_Office (ID)_Existing_Food Preparation_Natural Gas_Broiler_E5 | F3 | Commercial | Office (ID) | Existing | Food Preparation | Natural Gas | Broiler | E5 | System - kBTUs of Consumption | 0 | 0 | 0 | 0 | 0 | 0 | 0 | 0 | 0 | 0 | 0 | 0 | 0 | 0 | 0 | 0 | 0 | 0 | 0 | 0 | 0 | 0 | 0 | 0 | 0 | 0 | 0
F3_Commercial_Office (ID)_Existing_Food Preparation_Natural Gas_Broiler_E6 | F3 | Commercial | Office (ID) | Existing | Food Preparation | Natural Gas | Broiler | E6 | System - kBTUs of Consumption | 0 | 0 | 0 | 0 | 0 | 0 | 0 | 0 | 0 | 0 | 0 | 0 | 0 | 0 | 0 | 0 | 0 | 0 | 0 | 0 | 0 | 0 | 0 | 0 | 0 | 0 | 0
F3_Commercial_Office (ID)_Existing_Food Preparation_Natural Gas_Broiler_E7 | F3 | Commercial | Office (ID) | Existing | Food Preparation | Natural Gas | Broiler | E7 | System - kBTUs of Consumption | 0 | 0 | 0 | 0 | 0 | 0 | 0 | 0 | 0 | 0 | 0 | 0 | 0 | 0 | 0 | 0 | 0 | 0 | 0 | 0 | 0 | 0 | 0 | 0 | 0 | 0 | 0
F3_Commercial_Office (ID)_Existing_Food Preparation_Natural Gas_Broiler_E8 | F3 | Commercial | Office (ID) | Existing | Food Preparation | Natural Gas | Broiler | E8 | System - kBTUs of Consumption | 0 | 0 | 0 | 0 | 0 | 0 | 0 | 0 | 0 | 0 | 0 | 0 | 0 | 0 | 0 | 0 | 0 | 0 | 0 | 0 | 0 | 0 | 0 | 0 | 0 | 0 | 0
F3_Commercial_Office (ID)_Existing_Food Preparation_Natural Gas_Broiler_E9 | F3 | Commercial | Office (ID) | Existing | Food Preparation | Natural Gas | Broiler | E9 | System - kBTUs of Consumption | 0 | 0 | 0 | 0 | 0 | 0 | 0 | 0 | 0 | 0 | 0 | 0 | 0 | 0 | 0 | 0 | 0 | 0 | 0 | 0 | 0 | 0 | 0 | 0 | 0 | 0 | 0
F3_Commercial_Office (ID)_Existing_Food Preparation_Natural Gas_Broiler_E10 | F3 | Commercial | Office (ID) | Existing | Food Preparation | Natural Gas | Broiler | E10 | System - kBTUs of Consumption | 0 | 0 | 0 | 0 | 0 | 0 | 0 | 0 | 0 | 0 | 0 | 0 | 0 | 0 | 0 | 0 | 0 | 0 | 0 | 0 | 0 | 0 | 0 | 0 | 0 | 0 | 0
F4_Commercial_Office (ID)_Existing_Food Preparation_Natural Gas_Broiler_E1 | F4 | Commercial | Office (ID) | Existing | Food Preparation | Natural Gas | Broiler | E1 | Utility - Cost of Equipment | 0.012089 | 0.012089 | 0.012089 | 0.012089 | 0.012089 | 0.012089 | 0.012089 | 0.012089 | 0.012089 | 0.012089 | 0.012089 | 0.012089 | 0.012089 | 0.012089 | 0.012089 | 0.012089 | 0.012089 | 0.012089 | 0.012089 | 0.012089 | 0.012089 | 0.012089 | 0.012089 | 0.012089 | 0.012089 | 0.012089 | 0.012089
F4_Commercial_Office (ID)_Existing_Food Preparation_Natural Gas_Broiler_E2 | F4 | Commercial | Office (ID) | Existing | Food Preparation | Natural Gas | Broiler | E2 | Utility - Cost of Equipment | 0.016925 | 0.016925 | 0.016925 | 0.016925 | 0.016925 | 0.016925 | 0.016925 | 0.016925 | 0.016925 | 0.016925 | 0.016925 | 0.016925 | 0.016925 | 0.016925 | 0.016925 | 0.016925 | 0.016925 | 0.016925 | 0.016925 | 0.016925 | 0.016925 | 0.016925 | 0.016925 | 0.016925 | 0.016925 | 0.016925 | 0.016925
F4_Commercial_Office (ID)_Existing_Food Preparation_Natural Gas_Broiler_E3 | F4 | Commercial | Office (ID) | Existing | Food Preparation | Natural Gas | Broiler | E3 | Utility - Cost of Equipment | 0 | 0 | 0 | 0 | 0 | 0 | 0 | 0 | 0 | 0 | 0 | 0 | 0 | 0 | 0 | 0 | 0 | 0 | 0 | 0 | 0 | 0 | 0 | 0 | 0 | 0 | 0
F4_Commercial_Office (ID)_Existing_Food Preparation_Natural Gas_Broiler_E4 | F4 | Commercial | Office (ID) | Existing | Food Preparation | Natural Gas | Broiler | E4 | Utility - Cost of Equipment | 0 | 0 | 0 | 0 | 0 | 0 | 0 | 0 | 0 | 0 | 0 | 0 | 0 | 0 | 0 | 0 | 0 | 0 | 0 | 0 | 0 | 0 | 0 | 0 | 0 | 0 | 0
F4_Commercial_Office (ID)_Existing_Food Preparation_Natural Gas_Broiler_E5 | F4 | Commercial | Office (ID) | Existing | Food Preparation | Natural Gas | Broiler | E5 | Utility - Cost of Equipment | 0 | 0 | 0 | 0 | 0 | 0 | 0 | 0 | 0 | 0 | 0 | 0 | 0 | 0 | 0 | 0 | 0 | 0 | 0 | 0 | 0 | 0 | 0 | 0 | 0 | 0 | 0
F4_Commercial_Office (ID)_Existing_Food Preparation_Natural Gas_Broiler_E6 | F4 | Commercial | Office (ID) | Existing | Food Preparation | Natural Gas | Broiler | E6 | Utility - Cost of Equipment | 0 | 0 | 0 | 0 | 0 | 0 | 0 | 0 | 0 | 0 | 0 | 0 | 0 | 0 | 0 | 0 | 0 | 0 | 0 | 0 | 0 | 0 | 0 | 0 | 0 | 0 | 0
F4_Commercial_Office (ID)_Existing_Food Preparation_Natural Gas_Broiler_E7 | F4 | Commercial | Office (ID) | Existing | Food Preparation | Natural Gas | Broiler | E7 | Utility - Cost of Equipment | 0 | 0 | 0 | 0 | 0 | 0 | 0 | 0 | 0 | 0 | 0 | 0 | 0 | 0 | 0 | 0 | 0 | 0 | 0 | 0 | 0 | 0 | 0 | 0 | 0 | 0 | 0
F4_Commercial_Office (ID)_Existing_Food Preparation_Natural Gas_Broiler_E8 | F4 | Commercial | Office (ID) | Existing | Food Preparation | Natural Gas | Broiler | E8 | Utility - Cost of Equipment | 0 | 0 | 0 | 0 | 0 | 0 | 0 | 0 | 0 | 0 | 0 | 0 | 0 | 0 | 0 | 0 | 0 | 0 | 0 | 0 | 0 | 0 | 0 | 0 | 0 | 0 | 0
F4_Commercial_Office (ID)_Existing_Food Preparation_Natural Gas_Broiler_E9 | F4 | Commercial | Office (ID) | Existing | Food Preparation | Natural Gas | Broiler | E9 | Utility - Cost of Equipment | 0 | 0 | 0 | 0 | 0 | 0 | 0 | 0 | 0 | 0 | 0 | 0 | 0 | 0 | 0 | 0 | 0 | 0 | 0 | 0 | 0 | 0 | 0 | 0 | 0 | 0 | 0
F4_Commercial_Office (ID)_Existing_Food Preparation_Natural Gas_Broiler_E10 | F4 | Commercial | Office (ID) | Existing | Food Preparation | Natural Gas | Broiler | E10 | Utility - Cost of Equipment | 0 | 0 | 0 | 0 | 0 | 0 | 0 | 0 | 0 | 0 | 0 | 0 | 0 | 0 | 0 | 0 | 0 | 0 | 0 | 0 | 0 | 0 | 0 | 0 | 0 | 0 | 0
F5_Commercial_Office (ID)_Existing_Food Preparation_Natural Gas_Broiler_E1 | F5 | Commercial | Office (ID) | Existing | Food Preparation | Natural Gas | Broiler | E1 | Utility - Cost of Operation | 0.020338 | 0.020851 | 0.021458 | 0.022154 | 0.022941 | 0.023898 | 0.024884 | 0.02586 | 0.0268 | 0.027752 | 0.02851 | 0.029221 | 0.029984 | 0.03073 | 0.031398 | 0.032023 | 0.032584 | 0.033137 | 0.033728 | 0.034305 | 0.034897 | 0.035513 | 0.036135 | 0.036777 | 0.03743 | 0.038095 | 0.038772
F5_Commercial_Office (ID)_Existing_Food Preparation_Natural Gas_Broiler_E2 | F5 | Commercial | Office (ID) | Existing | Food Preparation | Natural Gas | Broiler | E2 | Utility - Cost of Operation | 0.017347 | 0.017784 | 0.018302 | 0.018896 | 0.019567 | 0.020384 | 0.021224 | 0.022057 | 0.022858 | 0.023671 | 0.024317 | 0.024923 | 0.025574 | 0.026211 | 0.02678 | 0.027313 | 0.027791 | 0.028263 | 0.028767 | 0.029259 | 0.029764 | 0.03029 | 0.03082 | 0.031368 | 0.031925 | 0.032492 | 0.03307
F5_Commercial_Office (ID)_Existing_Food Preparation_Natural Gas_Broiler_E3 | F5 | Commercial | Office (ID) | Existing | Food Preparation | Natural Gas | Broiler | E3 | Utility - Cost of Operation | 0 | 0 | 0 | 0 | 0 | 0 | 0 | 0 | 0 | 0 | 0 | 0 | 0 | 0 | 0 | 0 | 0 | 0 | 0 | 0 | 0 | 0 | 0 | 0 | 0 | 0 | 0
F5_Commercial_Office (ID)_Existing_Food Preparation_Natural Gas_Broiler_E4 | F5 | Commercial | Office (ID) | Existing | Food Preparation | Natural Gas | Broiler | E4 | Utility - Cost of Operation | 0 | 0 | 0 | 0 | 0 | 0 | 0 | 0 | 0 | 0 | 0 | 0 | 0 | 0 | 0 | 0 | 0 | 0 | 0 | 0 | 0 | 0 | 0 | 0 | 0 | 0 | 0
F5_Commercial_Office (ID)_Existing_Food Preparation_Natural Gas_Broiler_E5 | F5 | Commercial | Office (ID) | Existing | Food Preparation | Natural Gas | Broiler | E5 | Utility - Cost of Operation | 0 | 0 | 0 | 0 | 0 | 0 | 0 | 0 | 0 | 0 | 0 | 0 | 0 | 0 | 0 | 0 | 0 | 0 | 0 | 0 | 0 | 0 | 0 | 0 | 0 | 0 | 0
F5_Commercial_Office (ID)_Existing_Food Preparation_Natural Gas_Broiler_E6 | F5 | Commercial | Office (ID) | Existing | Food Preparation | Natural Gas | Broiler | E6 | Utility - Cost of Operation | 0 | 0 | 0 | 0 | 0 | 0 | 0 | 0 | 0 | 0 | 0 | 0 | 0 | 0 | 0 | 0 | 0 | 0 | 0 | 0 | 0 | 0 | 0 | 0 | 0 | 0 | 0
F5_Commercial_Office (ID)_Existing_Food Preparation_Natural Gas_Broiler_E7 | F5 | Commercial | Office (ID) | Existing | Food Preparation | Natural Gas | Broiler | E7 | Utility - Cost of Operation | 0 | 0 | 0 | 0 | 0 | 0 | 0 | 0 | 0 | 0 | 0 | 0 | 0 | 0 | 0 | 0 | 0 | 0 | 0 | 0 | 0 | 0 | 0 | 0 | 0 | 0 | 0
F5_Commercial_Office (ID)_Existing_Food Preparation_Natural Gas_Broiler_E8 | F5 | Commercial | Office (ID) | Existing | Food Preparation | Natural Gas | Broiler | E8 | Utility - Cost of Operation | 0 | 0 | 0 | 0 | 0 | 0 | 0 | 0 | 0 | 0 | 0 | 0 | 0 | 0 | 0 | 0 | 0 | 0 | 0 | 0 | 0 | 0 | 0 | 0 | 0 | 0 | 0
F5_Commercial_Office (ID)_Existing_Food Preparation_Natural Gas_Broiler_E9 | F5 | Commercial | Office (ID) | Existing | Food Preparation | Natural Gas | Broiler | E9 | Utility - Cost of Operation | 0 | 0 | 0 | 0 | 0 | 0 | 0 | 0 | 0 | 0 | 0 | 0 | 0 | 0 | 0 | 0 | 0 | 0 | 0 | 0 | 0 | 0 | 0 | 0 | 0 | 0 | 0
F5_Commercial_Office (ID)_Existing_Food Preparation_Natural Gas_Broiler_E10 | F5 | Commercial | Office (ID) | Existing | Food Preparation | Natural Gas | Broiler | E10 | Utility - Cost of Operation | 0 | 0 | 0 | 0 | 0 | 0 | 0 | 0 | 0 | 0 | 0 | 0 | 0 | 0 | 0 | 0 | 0 | 0 | 0 | 0 | 0 | 0 | 0 | 0 | 0 | 0 | 0
F6_Commercial_Office (ID)_Existing_Food Preparation_Natural Gas_Broiler_E1 | F6 | Commercial | Office (ID) | Existing | Food Preparation | Natural Gas | Broiler | E1 | Utility - Value of Sales | 0.023954 | 0.024407 | 0.024938 | 0.025557 | 0.026266 | 0.027152 | 0.02804 | 0.028882 | 0.029645 | 0.030385 | 0.031152 | 0.031848 | 0.032583 | 0.033279 | 0.033877 | 0.034417 | 0.034874 | 0.03531 | 0.035774 | 0.036207 | 0.036642 | 0.037288 | 0.037942 | 0.038616 | 0.039302 | 0.04 | 0.040711
F6_Commercial_Office (ID)_Existing_Food Preparation_Natural Gas_Broiler_E2 | F6 | Commercial | Office (ID) | Existing | Food Preparation | Natural Gas | Broiler | E2 | Utility - Value of Sales | 0.020431 | 0.020817 | 0.02127 | 0.021798 | 0.022403 | 0.023158 | 0.023916 | 0.024635 | 0.025285 | 0.025916 | 0.02657 | 0.027164 | 0.027791 | 0.028384 | 0.028895 | 0.029355 | 0.029745 | 0.030117 | 0.030512 | 0.030882 | 0.031253 | 0.031804 | 0.032361 | 0.032936 | 0.033522 | 0.034117 | 0.034723
F6_Commercial_Office (ID)_Existing_Food Preparation_Natural Gas_Broiler_E3 | F6 | Commercial | Office (ID) | Existing | Food Preparation | Natural Gas | Broiler | E3 | Utility - Value of Sales | 0 | 0 | 0 | 0 | 0 | 0 | 0 | 0 | 0 | 0 | 0 | 0 | 0 | 0 | 0 | 0 | 0 | 0 | 0 | 0 | 0 | 0 | 0 | 0 | 0 | 0 | 0
F6_Commercial_Office (ID)_Existing_Food Preparation_Natural Gas_Broiler_E4 | F6 | Commercial | Office (ID) | Existing | Food Preparation | Natural Gas | Broiler | E4 | Utility - Value of Sales | 0 | 0 | 0 | 0 | 0 | 0 | 0 | 0 | 0 | 0 | 0 | 0 | 0 | 0 | 0 | 0 | 0 | 0 | 0 | 0 | 0 | 0 | 0 | 0 | 0 | 0 | 0
F6_Commercial_Office (ID)_Existing_Food Preparation_Natural Gas_Broiler_E5 | F6 | Commercial | Office (ID) | Existing | Food Preparation | Natural Gas | Broiler | E5 | Utility - Value of Sales | 0 | 0 | 0 | 0 | 0 | 0 | 0 | 0 | 0 | 0 | 0 | 0 | 0 | 0 | 0 | 0 | 0 | 0 | 0 | 0 | 0 | 0 | 0 | 0 | 0 | 0 | 0
F6_Commercial_Office (ID)_Existing_Food Preparation_Natural Gas_Broiler_E6 | F6 | Commercial | Office (ID) | Existing | Food Preparation | Natural Gas | Broiler | E6 | Utility - Value of Sales | 0 | 0 | 0 | 0 | 0 | 0 | 0 | 0 | 0 | 0 | 0 | 0 | 0 | 0 | 0 | 0 | 0 | 0 | 0 | 0 | 0 | 0 | 0 | 0 | 0 | 0 | 0
F6_Commercial_Office (ID)_Existing_Food Preparation_Natural Gas_Broiler_E7 | F6 | Commercial | Office (ID) | Existing | Food Preparation | Natural Gas | Broiler | E7 | Utility - Value of Sales | 0 | 0 | 0 | 0 | 0 | 0 | 0 | 0 | 0 | 0 | 0 | 0 | 0 | 0 | 0 | 0 | 0 | 0 | 0 | 0 | 0 | 0 | 0 | 0 | 0 | 0 | 0
F6_Commercial_Office (ID)_Existing_Food Preparation_Natural Gas_Broiler_E8 | F6 | Commercial | Office (ID) | Existing | Food Preparation | Natural Gas | Broiler | E8 | Utility - Value of Sales | 0 | 0 | 0 | 0 | 0 | 0 | 0 | 0 | 0 | 0 | 0 | 0 | 0 | 0 | 0 | 0 | 0 | 0 | 0 | 0 | 0 | 0 | 0 | 0 | 0 | 0 | 0
F6_Commercial_Office (ID)_Existing_Food Preparation_Natural Gas_Broiler_E9 | F6 | Commercial | Office (ID) | Existing | Food Preparation | Natural Gas | Broiler | E9 | Utility - Value of Sales | 0 | 0 | 0 | 0 | 0 | 0 | 0 | 0 | 0 | 0 | 0 | 0 | 0 | 0 | 0 | 0 | 0 | 0 | 0 | 0 | 0 | 0 | 0 | 0 | 0 | 0 | 0
F6_Commercial_Office (ID)_Existing_Food Preparation_Natural Gas_Broiler_E10 | F6 | Commercial | Office (ID) | Existing | Food Preparation | Natural Gas | Broiler | E10 | Utility - Value of Sales | 0 | 0 | 0 | 0 | 0 | 0 | 0 | 0 | 0 | 0 | 0 | 0 | 0 | 0 | 0 | 0 | 0 | 0 | 0 | 0 | 0 | 0 | 0 | 0 | 0 | 0 | 0
F1_Commercial_Office (ID)_Existing_Food Preparation_Natural Gas_Griddle_E1 | F1 | Commercial | Office (ID) | Existing | Food Preparation | Natural Gas | Griddle | E1 | RVT - Cost of Equipment | 0.00035481 | 0.00035481 | 0.00035481 | 0.00035481 | 0.00035481 | 0.00035481 | 0.00035481 | 0.00035481 | 0.00035481 | 0.00035481 | 0.00035481 | 0.00035481 | 0.00035481 | 0.00035481 | 0.00035481 | 0.00035481 | 0.00035481 | 0.00035481 | 0.00035481 | 0.00035481 | 0.00035481 | 0.00035481 | 0.00035481 | 0.00035481 | 0.00035481 | 0.00035481 | 0.00035481
F1_Commercial_Office (ID)_Existing_Food Preparation_Natural Gas_Griddle_E2 | F1 | Commercial | Office (ID) | Existing | Food Preparation | Natural Gas | Griddle | E2 | RVT - Cost of Equipment | 0.00037961 | 0.00037961 | 0.00037961 | 0.00037961 | 0.00037961 | 0.00037961 | 0.00037961 | 0.00037961 | 0.00037961 | 0.00037961 | 0.00037961 | 0.00037961 | 0.00037961 | 0.00037961 | 0.00037961 | 0.00037961 | 0.00037961 | 0.00037961 | 0.00037961 | 0.00037961 | 0.00037961 | 0.00037961 | 0.00037961 | 0.00037961 | 0.00037961 | 0.00037961 | 0.00037961
F1_Commercial_Office (ID)_Existing_Food Preparation_Natural Gas_Griddle_E3 | F1 | Commercial | Office (ID) | Existing | Food Preparation | Natural Gas | Griddle | E3 | RVT - Cost of Equipment | 0 | 0 | 0 | 0 | 0 | 0 | 0 | 0 | 0 | 0 | 0 | 0 | 0 | 0 | 0 | 0 | 0 | 0 | 0 | 0 | 0 | 0 | 0 | 0 | 0 | 0 | 0
F1_Commercial_Office (ID)_Existing_Food Preparation_Natural Gas_Griddle_E4 | F1 | Commercial | Office (ID) | Existing | Food Preparation | Natural Gas | Griddle | E4 | RVT - Cost of Equipment | 0 | 0 | 0 | 0 | 0 | 0 | 0 | 0 | 0 | 0 | 0 | 0 | 0 | 0 | 0 | 0 | 0 | 0 | 0 | 0 | 0 | 0 | 0 | 0 | 0 | 0 | 0
F1_Commercial_Office (ID)_Existing_Food Preparation_Natural Gas_Griddle_E5 | F1 | Commercial | Office (ID) | Existing | Food Preparation | Natural Gas | Griddle | E5 | RVT - Cost of Equipment | 0 | 0 | 0 | 0 | 0 | 0 | 0 | 0 | 0 | 0 | 0 | 0 | 0 | 0 | 0 | 0 | 0 | 0 | 0 | 0 | 0 | 0 | 0 | 0 | 0 | 0 | 0
F1_Commercial_Office (ID)_Existing_Food Preparation_Natural Gas_Griddle_E6 | F1 | Commercial | Office (ID) | Existing | Food Preparation | Natural Gas | Griddle | E6 | RVT - Cost of Equipment | 0 | 0 | 0 | 0 | 0 | 0 | 0 | 0 | 0 | 0 | 0 | 0 | 0 | 0 | 0 | 0 | 0 | 0 | 0 | 0 | 0 | 0 | 0 | 0 | 0 | 0 | 0
F1_Commercial_Office (ID)_Existing_Food Preparation_Natural Gas_Griddle_E7 | F1 | Commercial | Office (ID) | Existing | Food Preparation | Natural Gas | Griddle | E7 | RVT - Cost of Equipment | 0 | 0 | 0 | 0 | 0 | 0 | 0 | 0 | 0 | 0 | 0 | 0 | 0 | 0 | 0 | 0 | 0 | 0 | 0 | 0 | 0 | 0 | 0 | 0 | 0 | 0 | 0
F1_Commercial_Office (ID)_Existing_Food Preparation_Natural Gas_Griddle_E8 | F1 | Commercial | Office (ID) | Existing | Food Preparation | Natural Gas | Griddle | E8 | RVT - Cost of Equipment | 0 | 0 | 0 | 0 | 0 | 0 | 0 | 0 | 0 | 0 | 0 | 0 | 0 | 0 | 0 | 0 | 0 | 0 | 0 | 0 | 0 | 0 | 0 | 0 | 0 | 0 | 0
F1_Commercial_Office (ID)_Existing_Food Preparation_Natural Gas_Griddle_E9 | F1 | Commercial | Office (ID) | Existing | Food Preparation | Natural Gas | Griddle | E9 | RVT - Cost of Equipment | 0 | 0 | 0 | 0 | 0 | 0 | 0 | 0 | 0 | 0 | 0 | 0 | 0 | 0 | 0 | 0 | 0 | 0 | 0 | 0 | 0 | 0 | 0 | 0 | 0 | 0 | 0
F1_Commercial_Office (ID)_Existing_Food Preparation_Natural Gas_Griddle_E10 | F1 | Commercial | Office (ID) | Existing | Food Preparation | Natural Gas | Griddle | E10 | RVT - Cost of Equipment | 0 | 0 | 0 | 0 | 0 | 0 | 0 | 0 | 0 | 0 | 0 | 0 | 0 | 0 | 0 | 0 | 0 | 0 | 0 | 0 | 0 | 0 | 0 | 0 | 0 | 0 | 0
F2_Commercial_Office (ID)_Existing_Food Preparation_Natural Gas_Griddle_E1 | F2 | Commercial | Office (ID) | Existing | Food Preparation | Natural Gas | Griddle | E1 | RVT - Cost of Operation | 0.016647 | 0.016962 | 0.017331 | 0.017761 | 0.018254 | 0.01887 | 0.019487 | 0.020072 | 0.020603 | 0.021117 | 0.021649 | 0.022133 | 0.022644 | 0.023128 | 0.023543 | 0.023919 | 0.024236 | 0.024539 | 0.024862 | 0.025163 | 0.025465 | 0.025914 | 0.026368 | 0.026837 | 0.027314 | 0.027799 | 0.028293
F2_Commercial_Office (ID)_Existing_Food Preparation_Natural Gas_Griddle_E2 | F2 | Commercial | Office (ID) | Existing | Food Preparation | Natural Gas | Griddle | E2 | RVT - Cost of Operation | 0.014612 | 0.014888 | 0.015212 | 0.015589 | 0.016022 | 0.016562 | 0.017103 | 0.017618 | 0.018083 | 0.018534 | 0.019002 | 0.019427 | 0.019875 | 0.020299 | 0.020664 | 0.020994 | 0.021272 | 0.021538 | 0.021821 | 0.022086 | 0.022351 | 0.022745 | 0.023144 | 0.023555 | 0.023973 | 0.024399 | 0.024833
F2_Commercial_Office (ID)_Existing_Food Preparation_Natural Gas_Griddle_E3 | F2 | Commercial | Office (ID) | Existing | Food Preparation | Natural Gas | Griddle | E3 | RVT - Cost of Operation | 0 | 0 | 0 | 0 | 0 | 0 | 0 | 0 | 0 | 0 | 0 | 0 | 0 | 0 | 0 | 0 | 0 | 0 | 0 | 0 | 0 | 0 | 0 | 0 | 0 | 0 | 0
F2_Commercial_Office (ID)_Existing_Food Preparation_Natural Gas_Griddle_E4 | F2 | Commercial | Office (ID) | Existing | Food Preparation | Natural Gas | Griddle | E4 | RVT - Cost of Operation | 0 | 0 | 0 | 0 | 0 | 0 | 0 | 0 | 0 | 0 | 0 | 0 | 0 | 0 | 0 | 0 | 0 | 0 | 0 | 0 | 0 | 0 | 0 | 0 | 0 | 0 | 0
F2_Commercial_Office (ID)_Existing_Food Preparation_Natural Gas_Griddle_E5 | F2 | Commercial | Office (ID) | Existing | Food Preparation | Natural Gas | Griddle | E5 | RVT - Cost of Operation | 0 | 0 | 0 | 0 | 0 | 0 | 0 | 0 | 0 | 0 | 0 | 0 | 0 | 0 | 0 | 0 | 0 | 0 | 0 | 0 | 0 | 0 | 0 | 0 | 0 | 0 | 0
F2_Commercial_Office (ID)_Existing_Food Preparation_Natural Gas_Griddle_E6 | F2 | Commercial | Office (ID) | Existing | Food Preparation | Natural Gas | Griddle | E6 | RVT - Cost of Operation | 0 | 0 | 0 | 0 | 0 | 0 | 0 | 0 | 0 | 0 | 0 | 0 | 0 | 0 | 0 | 0 | 0 | 0 | 0 | 0 | 0 | 0 | 0 | 0 | 0 | 0 | 0
F2_Commercial_Office (ID)_Existing_Food Preparation_Natural Gas_Griddle_E7 | F2 | Commercial | Office (ID) | Existing | Food Preparation | Natural Gas | Griddle | E7 | RVT - Cost of Operation | 0 | 0 | 0 | 0 | 0 | 0 | 0 | 0 | 0 | 0 | 0 | 0 | 0 | 0 | 0 | 0 | 0 | 0 | 0 | 0 | 0 | 0 | 0 | 0 | 0 | 0 | 0
F2_Commercial_Office (ID)_Existing_Food Preparation_Natural Gas_Griddle_E8 | F2 | Commercial | Office (ID) | Existing | Food Preparation | Natural Gas | Griddle | E8 | RVT - Cost of Operation | 0 | 0 | 0 | 0 | 0 | 0 | 0 | 0 | 0 | 0 | 0 | 0 | 0 | 0 | 0 | 0 | 0 | 0 | 0 | 0 | 0 | 0 | 0 | 0 | 0 | 0 | 0
F2_Commercial_Office (ID)_Existing_Food Preparation_Natural Gas_Griddle_E9 | F2 | Commercial | Office (ID) | Existing | Food Preparation | Natural Gas | Griddle | E9 | RVT - Cost of Operation | 0 | 0 | 0 | 0 | 0 | 0 | 0 | 0 | 0 | 0 | 0 | 0 | 0 | 0 | 0 | 0 | 0 | 0 | 0 | 0 | 0 | 0 | 0 | 0 | 0 | 0 | 0
F2_Commercial_Office (ID)_Existing_Food Preparation_Natural Gas_Griddle_E10 | F2 | Commercial | Office (ID) | Existing | Food Preparation | Natural Gas | Griddle | E10 | RVT - Cost of Operation | 0 | 0 | 0 | 0 | 0 | 0 | 0 | 0 | 0 | 0 | 0 | 0 | 0 | 0 | 0 | 0 | 0 | 0 | 0 | 0 | 0 | 0 | 0 | 0 | 0 | 0 | 0
F3_Commercial_Office (ID)_Existing_Food Preparation_Natural Gas_Griddle_E1 | F3 | Commercial | Office (ID) | Existing | Food Preparation | Natural Gas | Griddle | E1 | System - kBTUs of Consumption | 3.9714 | 3.9714 | 3.9714 | 3.9714 | 3.9714 | 3.9714 | 3.9714 | 3.9714 | 3.9714 | 3.9714 | 3.9714 | 3.9714 | 3.9714 | 3.9714 | 3.9714 | 3.9714 | 3.9714 | 3.9714 | 3.9714 | 3.9714 | 3.9714 | 3.9714 | 3.9714 | 3.9714 | 3.9714 | 3.9714 | 3.9714
F3_Commercial_Office (ID)_Existing_Food Preparation_Natural Gas_Griddle_E2 | F3 | Commercial | Office (ID) | Existing | Food Preparation | Natural Gas | Griddle | E2 | System - kBTUs of Consumption | 3.4858 | 3.4858 | 3.4858 | 3.4858 | 3.4858 | 3.4858 | 3.4858 | 3.4858 | 3.4858 | 3.4858 | 3.4858 | 3.4858 | 3.4858 | 3.4858 | 3.4858 | 3.4858 | 3.4858 | 3.4858 | 3.4858 | 3.4858 | 3.4858 | 3.4858 | 3.4858 | 3.4858 | 3.4858 | 3.4858 | 3.4858
F3_Commercial_Office (ID)_Existing_Food Preparation_Natural Gas_Griddle_E3 | F3 | Commercial | Office (ID) | Existing | Food Preparation | Natural Gas | Griddle | E3 | System - kBTUs of Consumption | 0 | 0 | 0 | 0 | 0 | 0 | 0 | 0 | 0 | 0 | 0 | 0 | 0 | 0 | 0 | 0 | 0 | 0 | 0 | 0 | 0 | 0 | 0 | 0 | 0 | 0 | 0
F3_Commercial_Office (ID)_Existing_Food Preparation_Natural Gas_Griddle_E4 | F3 | Commercial | Office (ID) | Existing | Food Preparation | Natural Gas | Griddle | E4 | System - kBTUs of Consumption | 0 | 0 | 0 | 0 | 0 | 0 | 0 | 0 | 0 | 0 | 0 | 0 | 0 | 0 | 0 | 0 | 0 | 0 | 0 | 0 | 0 | 0 | 0 | 0 | 0 | 0 | 0
F3_Commercial_Office (ID)_Existing_Food Preparation_Natural Gas_Griddle_E5 | F3 | Commercial | Office (ID) | Existing | Food Preparation | Natural Gas | Griddle | E5 | System - kBTUs of Consumption | 0 | 0 | 0 | 0 | 0 | 0 | 0 | 0 | 0 | 0 | 0 | 0 | 0 | 0 | 0 | 0 | 0 | 0 | 0 | 0 | 0 | 0 | 0 | 0 | 0 | 0 | 0
F3_Commercial_Office (ID)_Existing_Food Preparation_Natural Gas_Griddle_E6 | F3 | Commercial | Office (ID) | Existing | Food Preparation | Natural Gas | Griddle | E6 | System - kBTUs of Consumption | 0 | 0 | 0 | 0 | 0 | 0 | 0 | 0 | 0 | 0 | 0 | 0 | 0 | 0 | 0 | 0 | 0 | 0 | 0 | 0 | 0 | 0 | 0 | 0 | 0 | 0 | 0
F3_Commercial_Office (ID)_Existing_Food Preparation_Natural Gas_Griddle_E7 | F3 | Commercial | Office (ID) | Existing | Food Preparation | Natural Gas | Griddle | E7 | System - kBTUs of Consumption | 0 | 0 | 0 | 0 | 0 | 0 | 0 | 0 | 0 | 0 | 0 | 0 | 0 | 0 | 0 | 0 | 0 | 0 | 0 | 0 | 0 | 0 | 0 | 0 | 0 | 0 | 0
F3_Commercial_Office (ID)_Existing_Food Preparation_Natural Gas_Griddle_E8 | F3 | Commercial | Office (ID) | Existing | Food Preparation | Natural Gas | Griddle | E8 | System - kBTUs of Consumption | 0 | 0 | 0 | 0 | 0 | 0 | 0 | 0 | 0 | 0 | 0 | 0 | 0 | 0 | 0 | 0 | 0 | 0 | 0 | 0 | 0 | 0 | 0 | 0 | 0 | 0 | 0
F3_Commercial_Office (ID)_Existing_Food Preparation_Natural Gas_Griddle_E9 | F3 | Commercial | Office (ID) | Existing | Food Preparation | Natural Gas | Griddle | E9 | System - kBTUs of Consumption | 0 | 0 | 0 | 0 | 0 | 0 | 0 | 0 | 0 | 0 | 0 | 0 | 0 | 0 | 0 | 0 | 0 | 0 | 0 | 0 | 0 | 0 | 0 | 0 | 0 | 0 | 0
F3_Commercial_Office (ID)_Existing_Food Preparation_Natural Gas_Griddle_E10 | F3 | Commercial | Office (ID) | Existing | Food Preparation | Natural Gas | Griddle | E10 | System - kBTUs of Consumption | 0 | 0 | 0 | 0 | 0 | 0 | 0 | 0 | 0 | 0 | 0 | 0 | 0 | 0 | 0 | 0 | 0 | 0 | 0 | 0 | 0 | 0 | 0 | 0 | 0 | 0 | 0
F4_Commercial_Office (ID)_Existing_Food Preparation_Natural Gas_Griddle_E1 | F4 | Commercial | Office (ID) | Existing | Food Preparation | Natural Gas | Griddle | E1 | Utility - Cost of Equipment | 0.00035481 | 0.00035481 | 0.00035481 | 0.00035481 | 0.00035481 | 0.00035481 | 0.00035481 | 0.00035481 | 0.00035481 | 0.00035481 | 0.00035481 | 0.00035481 | 0.00035481 | 0.00035481 | 0.00035481 | 0.00035481 | 0.00035481 | 0.00035481 | 0.00035481 | 0.00035481 | 0.00035481 | 0.00035481 | 0.00035481 | 0.00035481 | 0.00035481 | 0.00035481 | 0.00035481
F4_Commercial_Office (ID)_Existing_Food Preparation_Natural Gas_Griddle_E2 | F4 | Commercial | Office (ID) | Existing | Food Preparation | Natural Gas | Griddle | E2 | Utility - Cost of Equipment | 0.00037961 | 0.00037961 | 0.00037961 | 0.00037961 | 0.00037961 | 0.00037961 | 0.00037961 | 0.00037961 | 0.00037961 | 0.00037961 | 0.00037961 | 0.00037961 | 0.00037961 | 0.00037961 | 0.00037961 | 0.00037961 | 0.00037961 | 0.00037961 | 0.00037961 | 0.00037961 | 0.00037961 | 0.00037961 | 0.00037961 | 0.00037961 | 0.00037961 | 0.00037961 | 0.00037961
F4_Commercial_Office (ID)_Existing_Food Preparation_Natural Gas_Griddle_E3 | F4 | Commercial | Office (ID) | Existing | Food Preparation | Natural Gas | Griddle | E3 | Utility - Cost of Equipment | 0 | 0 | 0 | 0 | 0 | 0 | 0 | 0 | 0 | 0 | 0 | 0 | 0 | 0 | 0 | 0 | 0 | 0 | 0 | 0 | 0 | 0 | 0 | 0 | 0 | 0 | 0
F4_Commercial_Office (ID)_Existing_Food Preparation_Natural Gas_Griddle_E4 | F4 | Commercial | Office (ID) | Existing | Food Preparation | Natural Gas | Griddle | E4 | Utility - Cost of Equipment | 0 | 0 | 0 | 0 | 0 | 0 | 0 | 0 | 0 | 0 | 0 | 0 | 0 | 0 | 0 | 0 | 0 | 0 | 0 | 0 | 0 | 0 | 0 | 0 | 0 | 0 | 0
F4_Commercial_Office (ID)_Existing_Food Preparation_Natural Gas_Griddle_E5 | F4 | Commercial | Office (ID) | Existing | Food Preparation | Natural Gas | Griddle | E5 | Utility - Cost of Equipment | 0 | 0 | 0 | 0 | 0 | 0 | 0 | 0 | 0 | 0 | 0 | 0 | 0 | 0 | 0 | 0 | 0 | 0 | 0 | 0 | 0 | 0 | 0 | 0 | 0 | 0 | 0
F4_Commercial_Office (ID)_Existing_Food Preparation_Natural Gas_Griddle_E6 | F4 | Commercial | Office (ID) | Existing | Food Preparation | Natural Gas | Griddle | E6 | Utility - Cost of Equipment | 0 | 0 | 0 | 0 | 0 | 0 | 0 | 0 | 0 | 0 | 0 | 0 | 0 | 0 | 0 | 0 | 0 | 0 | 0 | 0 | 0 | 0 | 0 | 0 | 0 | 0 | 0
F4_Commercial_Office (ID)_Existing_Food Preparation_Natural Gas_Griddle_E7 | F4 | Commercial | Office (ID) | Existing | Food Preparation | Natural Gas | Griddle | E7 | Utility - Cost of Equipment | 0 | 0 | 0 | 0 | 0 | 0 | 0 | 0 | 0 | 0 | 0 | 0 | 0 | 0 | 0 | 0 | 0 | 0 | 0 | 0 | 0 | 0 | 0 | 0 | 0 | 0 | 0
F4_Commercial_Office (ID)_Existing_Food Preparation_Natural Gas_Griddle_E8 | F4 | Commercial | Office (ID) | Existing | Food Preparation | Natural Gas | Griddle | E8 | Utility - Cost of Equipment | 0 | 0 | 0 | 0 | 0 | 0 | 0 | 0 | 0 | 0 | 0 | 0 | 0 | 0 | 0 | 0 | 0 | 0 | 0 | 0 | 0 | 0 | 0 | 0 | 0 | 0 | 0
F4_Commercial_Office (ID)_Existing_Food Preparation_Natural Gas_Griddle_E9 | F4 | Commercial | Office (ID) | Existing | Food Preparation | Natural Gas | Griddle | E9 | Utility - Cost of Equipment | 0 | 0 | 0 | 0 | 0 | 0 | 0 | 0 | 0 | 0 | 0 | 0 | 0 | 0 | 0 | 0 | 0 | 0 | 0 | 0 | 0 | 0 | 0 | 0 | 0 | 0 | 0
F4_Commercial_Office (ID)_Existing_Food Preparation_Natural Gas_Griddle_E10 | F4 | Commercial | Office (ID) | Existing | Food Preparation | Natural Gas | Griddle | E10 | Utility - Cost of Equipment | 0 | 0 | 0 | 0 | 0 | 0 | 0 | 0 | 0 | 0 | 0 | 0 | 0 | 0 | 0 | 0 | 0 | 0 | 0 | 0 | 0 | 0 | 0 | 0 | 0 | 0 | 0
F5_Commercial_Office (ID)_Existing_Food Preparation_Natural Gas_Griddle_E1 | F5 | Commercial | Office (ID) | Existing | Food Preparation | Natural Gas | Griddle | E1 | Utility - Cost of Operation | 0.014134 | 0.014491 | 0.014913 | 0.015396 | 0.015943 | 0.016609 | 0.017294 | 0.017972 | 0.018625 | 0.019287 | 0.019814 | 0.020307 | 0.020838 | 0.021357 | 0.021821 | 0.022255 | 0.022645 | 0.023029 | 0.02344 | 0.023841 | 0.024252 | 0.02468 | 0.025113 | 0.025559 | 0.026013 | 0.026475 | 0.026945
F5_Commercial_Office (ID)_Existing_Food Preparation_Natural Gas_Griddle_E2 | F5 | Commercial | Office (ID) | Existing | Food Preparation | Natural Gas | Griddle | E2 | Utility - Cost of Operation | 0.012406 | 0.012718 | 0.013089 | 0.013513 | 0.013993 | 0.014577 | 0.015179 | 0.015774 | 0.016347 | 0.016928 | 0.017391 | 0.017824 | 0.018289 | 0.018745 | 0.019152 | 0.019533 | 0.019875 | 0.020213 | 0.020573 | 0.020925 | 0.021286 | 0.021662 | 0.022042 | 0.022433 | 0.022832 | 0.023237 | 0.02365
F5_Commercial_Office (ID)_Existing_Food Preparation_Natural Gas_Griddle_E3 | F5 | Commercial | Office (ID) | Existing | Food Preparation | Natural Gas | Griddle | E3 | Utility - Cost of Operation | 0 | 0 | 0 | 0 | 0 | 0 | 0 | 0 | 0 | 0 | 0 | 0 | 0 | 0 | 0 | 0 | 0 | 0 | 0 | 0 | 0 | 0 | 0 | 0 | 0 | 0 | 0
F5_Commercial_Office (ID)_Existing_Food Preparation_Natural Gas_Griddle_E4 | F5 | Commercial | Office (ID) | Existing | Food Preparation | Natural Gas | Griddle | E4 | Utility - Cost of Operation | 0 | 0 | 0 | 0 | 0 | 0 | 0 | 0 | 0 | 0 | 0 | 0 | 0 | 0 | 0 | 0 | 0 | 0 | 0 | 0 | 0 | 0 | 0 | 0 | 0 | 0 | 0
F5_Commercial_Office (ID)_Existing_Food Preparation_Natural Gas_Griddle_E5 | F5 | Commercial | Office (ID) | Existing | Food Preparation | Natural Gas | Griddle | E5 | Utility - Cost of Operation | 0 | 0 | 0 | 0 | 0 | 0 | 0 | 0 | 0 | 0 | 0 | 0 | 0 | 0 | 0 | 0 | 0 | 0 | 0 | 0 | 0 | 0 | 0 | 0 | 0 | 0 | 0
F5_Commercial_Office (ID)_Existing_Food Preparation_Natural Gas_Griddle_E6 | F5 | Commercial | Office (ID) | Existing | Food Preparation | Natural Gas | Griddle | E6 | Utility - Cost of Operation | 0 | 0 | 0 | 0 | 0 | 0 | 0 | 0 | 0 | 0 | 0 | 0 | 0 | 0 | 0 | 0 | 0 | 0 | 0 | 0 | 0 | 0 | 0 | 0 | 0 | 0 | 0
F5_Commercial_Office (ID)_Existing_Food Preparation_Natural Gas_Griddle_E7 | F5 | Commercial | Office (ID) | Existing | Food Preparation | Natural Gas | Griddle | E7 | Utility - Cost of Operation | 0 | 0 | 0 | 0 | 0 | 0 | 0 | 0 | 0 | 0 | 0 | 0 | 0 | 0 | 0 | 0 | 0 | 0 | 0 | 0 | 0 | 0 | 0 | 0 | 0 | 0 | 0
F5_Commercial_Office (ID)_Existing_Food Preparation_Natural Gas_Griddle_E8 | F5 | Commercial | Office (ID) | Existing | Food Preparation | Natural Gas | Griddle | E8 | Utility - Cost of Operation | 0 | 0 | 0 | 0 | 0 | 0 | 0 | 0 | 0 | 0 | 0 | 0 | 0 | 0 | 0 | 0 | 0 | 0 | 0 | 0 | 0 | 0 | 0 | 0 | 0 | 0 | 0
F5_Commercial_Office (ID)_Existing_Food Preparation_Natural Gas_Griddle_E9 | F5 | Commercial | Office (ID) | Existing | Food Preparation | Natural Gas | Griddle | E9 | Utility - Cost of Operation | 0 | 0 | 0 | 0 | 0 | 0 | 0 | 0 | 0 | 0 | 0 | 0 | 0 | 0 | 0 | 0 | 0 | 0 | 0 | 0 | 0 | 0 | 0 | 0 | 0 | 0 | 0
F5_Commercial_Office (ID)_Existing_Food Preparation_Natural Gas_Griddle_E10 | F5 | Commercial | Office (ID) | Existing | Food Preparation | Natural Gas | Griddle | E10 | Utility - Cost of Operation | 0 | 0 | 0 | 0 | 0 | 0 | 0 | 0 | 0 | 0 | 0 | 0 | 0 | 0 | 0 | 0 | 0 | 0 | 0 | 0 | 0 | 0 | 0 | 0 | 0 | 0 | 0
F6_Commercial_Office (ID)_Existing_Food Preparation_Natural Gas_Griddle_E1 | F6 | Commercial | Office (ID) | Existing | Food Preparation | Natural Gas | Griddle | E1 | Utility - Value of Sales | 0.016647 | 0.016962 | 0.017331 | 0.017761 | 0.018254 | 0.01887 | 0.019487 | 0.020072 | 0.020603 | 0.021117 | 0.021649 | 0.022133 | 0.022644 | 0.023128 | 0.023543 | 0.023919 | 0.024236 | 0.024539 | 0.024862 | 0.025163 | 0.025465 | 0.025914 | 0.026368 | 0.026837 | 0.027314 | 0.027799 | 0.028293
F6_Commercial_Office (ID)_Existing_Food Preparation_Natural Gas_Griddle_E2 | F6 | Commercial | Office (ID) | Existing | Food Preparation | Natural Gas | Griddle | E2 | Utility - Value of Sales | 0.014612 | 0.014888 | 0.015212 | 0.015589 | 0.016022 | 0.016562 | 0.017103 | 0.017618 | 0.018083 | 0.018534 | 0.019002 | 0.019427 | 0.019875 | 0.020299 | 0.020664 | 0.020994 | 0.021272 | 0.021538 | 0.021821 | 0.022086 | 0.022351 | 0.022745 | 0.023144 | 0.023555 | 0.023973 | 0.024399 | 0.024833
F6_Commercial_Office (ID)_Existing_Food Preparation_Natural Gas_Griddle_E3 | F6 | Commercial | Office (ID) | Existing | Food Preparation | Natural Gas | Griddle | E3 | Utility - Value of Sales | 0 | 0 | 0 | 0 | 0 | 0 | 0 | 0 | 0 | 0 | 0 | 0 | 0 | 0 | 0 | 0 | 0 | 0 | 0 | 0 | 0 | 0 | 0 | 0 | 0 | 0 | 0
F6_Commercial_Office (ID)_Existing_Food Preparation_Natural Gas_Griddle_E4 | F6 | Commercial | Office (ID) | Existing | Food Preparation | Natural Gas | Griddle | E4 | Utility - Value of Sales | 0 | 0 | 0 | 0 | 0 | 0 | 0 | 0 | 0 | 0 | 0 | 0 | 0 | 0 | 0 | 0 | 0 | 0 | 0 | 0 | 0 | 0 | 0 | 0 | 0 | 0 | 0
F6_Commercial_Office (ID)_Existing_Food Preparation_Natural Gas_Griddle_E5 | F6 | Commercial | Office (ID) | Existing | Food Preparation | Natural Gas | Griddle | E5 | Utility - Value of Sales | 0 | 0 | 0 | 0 | 0 | 0 | 0 | 0 | 0 | 0 | 0 | 0 | 0 | 0 | 0 | 0 | 0 | 0 | 0 | 0 | 0 | 0 | 0 | 0 | 0 | 0 | 0
F6_Commercial_Office (ID)_Existing_Food Preparation_Natural Gas_Griddle_E6 | F6 | Commercial | Office (ID) | Existing | Food Preparation | Natural Gas | Griddle | E6 | Utility - Value of Sales | 0 | 0 | 0 | 0 | 0 | 0 | 0 | 0 | 0 | 0 | 0 | 0 | 0 | 0 | 0 | 0 | 0 | 0 | 0 | 0 | 0 | 0 | 0 | 0 | 0 | 0 | 0
F6_Commercial_Office (ID)_Existing_Food Preparation_Natural Gas_Griddle_E7 | F6 | Commercial | Office (ID) | Existing | Food Preparation | Natural Gas | Griddle | E7 | Utility - Value of Sales | 0 | 0 | 0 | 0 | 0 | 0 | 0 | 0 | 0 | 0 | 0 | 0 | 0 | 0 | 0 | 0 | 0 | 0 | 0 | 0 | 0 | 0 | 0 | 0 | 0 | 0 | 0
F6_Commercial_Office (ID)_Existing_Food Preparation_Natural Gas_Griddle_E8 | F6 | Commercial | Office (ID) | Existing | Food Preparation | Natural Gas | Griddle | E8 | Utility - Value of Sales | 0 | 0 | 0 | 0 | 0 | 0 | 0 | 0 | 0 | 0 | 0 | 0 | 0 | 0 | 0 | 0 | 0 | 0 | 0 | 0 | 0 | 0 | 0 | 0 | 0 | 0 | 0
F6_Commercial_Office (ID)_Existing_Food Preparation_Natural Gas_Griddle_E9 | F6 | Commercial | Office (ID) | Existing | Food Preparation | Natural Gas | Griddle | E9 | Utility - Value of Sales | 0 | 0 | 0 | 0 | 0 | 0 | 0 | 0 | 0 | 0 | 0 | 0 | 0 | 0 | 0 | 0 | 0 | 0 | 0 | 0 | 0 | 0 | 0 | 0 | 0 | 0 | 0
F6_Commercial_Office (ID)_Existing_Food Preparation_Natural Gas_Griddle_E10 | F6 | Commercial | Office (ID) | Existing | Food Preparation | Natural Gas | Griddle | E10 | Utility - Value of Sales | 0 | 0 | 0 | 0 | 0 | 0 | 0 | 0 | 0 | 0 | 0 | 0 | 0 | 0 | 0 | 0 | 0 | 0 | 0 | 0 | 0 | 0 | 0 | 0 | 0 | 0 | 0
F1_Commercial_Office (ID)_Existing_Food Preparation_Natural Gas_Range_E1 | F1 | Commercial | Office (ID) | Existing | Food Preparation | Natural Gas | Range | E1 | RVT - Cost of Equipment | 0.00041347 | 0.00041347 | 0.00041347 | 0.00041347 | 0.00041347 | 0.00041347 | 0.00041347 | 0.00041347 | 0.00041347 | 0.00041347 | 0.00041347 | 0.00041347 | 0.00041347 | 0.00041347 | 0.00041347 | 0.00041347 | 0.00041347 | 0.00041347 | 0.00041347 | 0.00041347 | 0.00041347 | 0.00041347 | 0.00041347 | 0.00041347 | 0.00041347 | 0.00041347 | 0.00041347
F1_Commercial_Office (ID)_Existing_Food Preparation_Natural Gas_Range_E2 | F1 | Commercial | Office (ID) | Existing | Food Preparation | Natural Gas | Range | E2 | RVT - Cost of Equipment | 0.00045023 | 0.00045023 | 0.00045023 | 0.00045023 | 0.00045023 | 0.00045023 | 0.00045023 | 0.00045023 | 0.00045023 | 0.00045023 | 0.00045023 | 0.00045023 | 0.00045023 | 0.00045023 | 0.00045023 | 0.00045023 | 0.00045023 | 0.00045023 | 0.00045023 | 0.00045023 | 0.00045023 | 0.00045023 | 0.00045023 | 0.00045023 | 0.00045023 | 0.00045023 | 0.00045023
F1_Commercial_Office (ID)_Existing_Food Preparation_Natural Gas_Range_E3 | F1 | Commercial | Office (ID) | Existing | Food Preparation | Natural Gas | Range | E3 | RVT - Cost of Equipment | 0 | 0 | 0 | 0 | 0 | 0 | 0 | 0 | 0 | 0 | 0 | 0 | 0 | 0 | 0 | 0 | 0 | 0 | 0 | 0 | 0 | 0 | 0 | 0 | 0 | 0 | 0
F1_Commercial_Office (ID)_Existing_Food Preparation_Natural Gas_Range_E4 | F1 | Commercial | Office (ID) | Existing | Food Preparation | Natural Gas | Range | E4 | RVT - Cost of Equipment | 0 | 0 | 0 | 0 | 0 | 0 | 0 | 0 | 0 | 0 | 0 | 0 | 0 | 0 | 0 | 0 | 0 | 0 | 0 | 0 | 0 | 0 | 0 | 0 | 0 | 0 | 0
F1_Commercial_Office (ID)_Existing_Food Preparation_Natural Gas_Range_E5 | F1 | Commercial | Office (ID) | Existing | Food Preparation | Natural Gas | Range | E5 | RVT - Cost of Equipment | 0 | 0 | 0 | 0 | 0 | 0 | 0 | 0 | 0 | 0 | 0 | 0 | 0 | 0 | 0 | 0 | 0 | 0 | 0 | 0 | 0 | 0 | 0 | 0 | 0 | 0 | 0
F1_Commercial_Office (ID)_Existing_Food Preparation_Natural Gas_Range_E6 | F1 | Commercial | Office (ID) | Existing | Food Preparation | Natural Gas | Range | E6 | RVT - Cost of Equipment | 0 | 0 | 0 | 0 | 0 | 0 | 0 | 0 | 0 | 0 | 0 | 0 | 0 | 0 | 0 | 0 | 0 | 0 | 0 | 0 | 0 | 0 | 0 | 0 | 0 | 0 | 0
F1_Commercial_Office (ID)_Existing_Food Preparation_Natural Gas_Range_E7 | F1 | Commercial | Office (ID) | Existing | Food Preparation | Natural Gas | Range | E7 | RVT - Cost of Equipment | 0 | 0 | 0 | 0 | 0 | 0 | 0 | 0 | 0 | 0 | 0 | 0 | 0 | 0 | 0 | 0 | 0 | 0 | 0 | 0 | 0 | 0 | 0 | 0 | 0 | 0 | 0
F1_Commercial_Office (ID)_Existing_Food Preparation_Natural Gas_Range_E8 | F1 | Commercial | Office (ID) | Existing | Food Preparation | Natural Gas | Range | E8 | RVT - Cost of Equipment | 0 | 0 | 0 | 0 | 0 | 0 | 0 | 0 | 0 | 0 | 0 | 0 | 0 | 0 | 0 | 0 | 0 | 0 | 0 | 0 | 0 | 0 | 0 | 0 | 0 | 0 | 0
F1_Commercial_Office (ID)_Existing_Food Preparation_Natural Gas_Range_E9 | F1 | Commercial | Office (ID) | Existing | Food Preparation | Natural Gas | Range | E9 | RVT - Cost of Equipment | 0 | 0 | 0 | 0 | 0 | 0 | 0 | 0 | 0 | 0 | 0 | 0 | 0 | 0 | 0 | 0 | 0 | 0 | 0 | 0 | 0 | 0 | 0 | 0 | 0 | 0 | 0
F1_Commercial_Office (ID)_Existing_Food Preparation_Natural Gas_Range_E10 | F1 | Commercial | Office (ID) | Existing | Food Preparation | Natural Gas | Range | E10 | RVT - Cost of Equipment | 0 | 0 | 0 | 0 | 0 | 0 | 0 | 0 | 0 | 0 | 0 | 0 | 0 | 0 | 0 | 0 | 0 | 0 | 0 | 0 | 0 | 0 | 0 | 0 | 0 | 0 | 0
F2_Commercial_Office (ID)_Existing_Food Preparation_Natural Gas_Range_E1 | F2 | Commercial | Office (ID) | Existing | Food Preparation | Natural Gas | Range | E1 | RVT - Cost of Operation | 0.022145 | 0.022514 | 0.022963 | 0.023509 | 0.024159 | 0.025017 | 0.025898 | 0.02675 | 0.027534 | 0.028287 | 0.029061 | 0.029752 | 0.030473 | 0.031139 | 0.0317 | 0.032197 | 0.032605 | 0.032989 | 0.033402 | 0.03378 | 0.034158 | 0.034761 | 0.035369 | 0.035997 | 0.036637 | 0.037287 | 0.03795
F2_Commercial_Office (ID)_Existing_Food Preparation_Natural Gas_Range_E2 | F2 | Commercial | Office (ID) | Existing | Food Preparation | Natural Gas | Range | E2 | RVT - Cost of Operation | 0.011073 | 0.011257 | 0.011482 | 0.011755 | 0.012079 | 0.012509 | 0.012949 | 0.013375 | 0.013767 | 0.014144 | 0.01453 | 0.014876 | 0.015236 | 0.015569 | 0.01585 | 0.016099 | 0.016303 | 0.016495 | 0.016701 | 0.01689 | 0.017079 | 0.01738 | 0.017684 | 0.017998 | 0.018318 | 0.018644 | 0.018975
F2_Commercial_Office (ID)_Existing_Food Preparation_Natural Gas_Range_E3 | F2 | Commercial | Office (ID) | Existing | Food Preparation | Natural Gas | Range | E3 | RVT - Cost of Operation | 0 | 0 | 0 | 0 | 0 | 0 | 0 | 0 | 0 | 0 | 0 | 0 | 0 | 0 | 0 | 0 | 0 | 0 | 0 | 0 | 0 | 0 | 0 | 0 | 0 | 0 | 0
F2_Commercial_Office (ID)_Existing_Food Preparation_Natural Gas_Range_E4 | F2 | Commercial | Office (ID) | Existing | Food Preparation | Natural Gas | Range | E4 | RVT - Cost of Operation | 0 | 0 | 0 | 0 | 0 | 0 | 0 | 0 | 0 | 0 | 0 | 0 | 0 | 0 | 0 | 0 | 0 | 0 | 0 | 0 | 0 | 0 | 0 | 0 | 0 | 0 | 0
F2_Commercial_Office (ID)_Existing_Food Preparation_Natural Gas_Range_E5 | F2 | Commercial | Office (ID) | Existing | Food Preparation | Natural Gas | Range | E5 | RVT - Cost of Operation | 0 | 0 | 0 | 0 | 0 | 0 | 0 | 0 | 0 | 0 | 0 | 0 | 0 | 0 | 0 | 0 | 0 | 0 | 0 | 0 | 0 | 0 | 0 | 0 | 0 | 0 | 0
F2_Commercial_Office (ID)_Existing_Food Preparation_Natural Gas_Range_E6 | F2 | Commercial | Office (ID) | Existing | Food Preparation | Natural Gas | Range | E6 | RVT - Cost of Operation | 0 | 0 | 0 | 0 | 0 | 0 | 0 | 0 | 0 | 0 | 0 | 0 | 0 | 0 | 0 | 0 | 0 | 0 | 0 | 0 | 0 | 0 | 0 | 0 | 0 | 0 | 0
F2_Commercial_Office (ID)_Existing_Food Preparation_Natural Gas_Range_E7 | F2 | Commercial | Office (ID) | Existing | Food Preparation | Natural Gas | Range | E7 | RVT - Cost of Operation | 0 | 0 | 0 | 0 | 0 | 0 | 0 | 0 | 0 | 0 | 0 | 0 | 0 | 0 | 0 | 0 | 0 | 0 | 0 | 0 | 0 | 0 | 0 | 0 | 0 | 0 | 0
F2_Commercial_Office (ID)_Existing_Food Preparation_Natural Gas_Range_E8 | F2 | Commercial | Office (ID) | Existing | Food Preparation | Natural Gas | Range | E8 | RVT - Cost of Operation | 0 | 0 | 0 | 0 | 0 | 0 | 0 | 0 | 0 | 0 | 0 | 0 | 0 | 0 | 0 | 0 | 0 | 0 | 0 | 0 | 0 | 0 | 0 | 0 | 0 | 0 | 0
F2_Commercial_Office (ID)_Existing_Food Preparation_Natural Gas_Range_E9 | F2 | Commercial | Office (ID) | Existing | Food Preparation | Natural Gas | Range | E9 | RVT - Cost of Operation | 0 | 0 | 0 | 0 | 0 | 0 | 0 | 0 | 0 | 0 | 0 | 0 | 0 | 0 | 0 | 0 | 0 | 0 | 0 | 0 | 0 | 0 | 0 | 0 | 0 | 0 | 0
F2_Commercial_Office (ID)_Existing_Food Preparation_Natural Gas_Range_E10 | F2 | Commercial | Office (ID) | Existing | Food Preparation | Natural Gas | Range | E10 | RVT - Cost of Operation | 0 | 0 | 0 | 0 | 0 | 0 | 0 | 0 | 0 | 0 | 0 | 0 | 0 | 0 | 0 | 0 | 0 | 0 | 0 | 0 | 0 | 0 | 0 | 0 | 0 | 0 | 0
F3_Commercial_Office (ID)_Existing_Food Preparation_Natural Gas_Range_E1 | F3 | Commercial | Office (ID) | Existing | Food Preparation | Natural Gas | Range | E1 | System - kBTUs of Consumption | 5.3678 | 5.3678 | 5.3678 | 5.3678 | 5.3678 | 5.3678 | 5.3678 | 5.3678 | 5.3678 | 5.3678 | 5.3678 | 5.3678 | 5.3678 | 5.3678 | 5.3678 | 5.3678 | 5.3678 | 5.3678 | 5.3678 | 5.3678 | 5.3678 | 5.3678 | 5.3678 | 5.3678 | 5.3678 | 5.3678 | 5.3678
F3_Commercial_Office (ID)_Existing_Food Preparation_Natural Gas_Range_E2 | F3 | Commercial | Office (ID) | Existing | Food Preparation | Natural Gas | Range | E2 | System - kBTUs of Consumption | 2.6839 | 2.6839 | 2.6839 | 2.6839 | 2.6839 | 2.6839 | 2.6839 | 2.6839 | 2.6839 | 2.6839 | 2.6839 | 2.6839 | 2.6839 | 2.6839 | 2.6839 | 2.6839 | 2.6839 | 2.6839 | 2.6839 | 2.6839 | 2.6839 | 2.6839 | 2.6839 | 2.6839 | 2.6839 | 2.6839 | 2.6839
F3_Commercial_Office (ID)_Existing_Food Preparation_Natural Gas_Range_E3 | F3 | Commercial | Office (ID) | Existing | Food Preparation | Natural Gas | Range | E3 | System - kBTUs of Consumption | 0 | 0 | 0 | 0 | 0 | 0 | 0 | 0 | 0 | 0 | 0 | 0 | 0 | 0 | 0 | 0 | 0 | 0 | 0 | 0 | 0 | 0 | 0 | 0 | 0 | 0 | 0
F3_Commercial_Office (ID)_Existing_Food Preparation_Natural Gas_Range_E4 | F3 | Commercial | Office (ID) | Existing | Food Preparation | Natural Gas | Range | E4 | System - kBTUs of Consumption | 0 | 0 | 0 | 0 | 0 | 0 | 0 | 0 | 0 | 0 | 0 | 0 | 0 | 0 | 0 | 0 | 0 | 0 | 0 | 0 | 0 | 0 | 0 | 0 | 0 | 0 | 0
F3_Commercial_Office (ID)_Existing_Food Preparation_Natural Gas_Range_E5 | F3 | Commercial | Office (ID) | Existing | Food Preparation | Natural Gas | Range | E5 | System - kBTUs of Consumption | 0 | 0 | 0 | 0 | 0 | 0 | 0 | 0 | 0 | 0 | 0 | 0 | 0 | 0 | 0 | 0 | 0 | 0 | 0 | 0 | 0 | 0 | 0 | 0 | 0 | 0 | 0
F3_Commercial_Office (ID)_Existing_Food Preparation_Natural Gas_Range_E6 | F3 | Commercial | Office (ID) | Existing | Food Preparation | Natural Gas | Range | E6 | System - kBTUs of Consumption | 0 | 0 | 0 | 0 | 0 | 0 | 0 | 0 | 0 | 0 | 0 | 0 | 0 | 0 | 0 | 0 | 0 | 0 | 0 | 0 | 0 | 0 | 0 | 0 | 0 | 0 | 0
F3_Commercial_Office (ID)_Existing_Food Preparation_Natural Gas_Range_E7 | F3 | Commercial | Office (ID) | Existing | Food Preparation | Natural Gas | Range | E7 | System - kBTUs of Consumption | 0 | 0 | 0 | 0 | 0 | 0 | 0 | 0 | 0 | 0 | 0 | 0 | 0 | 0 | 0 | 0 | 0 | 0 | 0 | 0 | 0 | 0 | 0 | 0 | 0 | 0 | 0
F3_Commercial_Office (ID)_Existing_Food Preparation_Natural Gas_Range_E8 | F3 | Commercial | Office (ID) | Existing | Food Preparation | Natural Gas | Range | E8 | System - kBTUs of Consumption | 0 | 0 | 0 | 0 | 0 | 0 | 0 | 0 | 0 | 0 | 0 | 0 | 0 | 0 | 0 | 0 | 0 | 0 | 0 | 0 | 0 | 0 | 0 | 0 | 0 | 0 | 0
F3_Commercial_Office (ID)_Existing_Food Preparation_Natural Gas_Range_E9 | F3 | Commercial | Office (ID) | Existing | Food Preparation | Natural Gas | Range | E9 | System - kBTUs of Consumption | 0 | 0 | 0 | 0 | 0 | 0 | 0 | 0 | 0 | 0 | 0 | 0 | 0 | 0 | 0 | 0 | 0 | 0 | 0 | 0 | 0 | 0 | 0 | 0 | 0 | 0 | 0
F3_Commercial_Office (ID)_Existing_Food Preparation_Natural Gas_Range_E10 | F3 | Commercial | Office (ID) | Existing | Food Preparation | Natural Gas | Range | E10 | System - kBTUs of Consumption | 0 | 0 | 0 | 0 | 0 | 0 | 0 | 0 | 0 | 0 | 0 | 0 | 0 | 0 | 0 | 0 | 0 | 0 | 0 | 0 | 0 | 0 | 0 | 0 | 0 | 0 | 0
F4_Commercial_Office (ID)_Existing_Food Preparation_Natural Gas_Range_E1 | F4 | Commercial | Office (ID) | Existing | Food Preparation | Natural Gas | Range | E1 | Utility - Cost of Equipment | 0.00041347 | 0.00041347 | 0.00041347 | 0.00041347 | 0.00041347 | 0.00041347 | 0.00041347 | 0.00041347 | 0.00041347 | 0.00041347 | 0.00041347 | 0.00041347 | 0.00041347 | 0.00041347 | 0.00041347 | 0.00041347 | 0.00041347 | 0.00041347 | 0.00041347 | 0.00041347 | 0.00041347 | 0.00041347 | 0.00041347 | 0.00041347 | 0.00041347 | 0.00041347 | 0.00041347
F4_Commercial_Office (ID)_Existing_Food Preparation_Natural Gas_Range_E2 | F4 | Commercial | Office (ID) | Existing | Food Preparation | Natural Gas | Range | E2 | Utility - Cost of Equipment | 0.00045023 | 0.00045023 | 0.00045023 | 0.00045023 | 0.00045023 | 0.00045023 | 0.00045023 | 0.00045023 | 0.00045023 | 0.00045023 | 0.00045023 | 0.00045023 | 0.00045023 | 0.00045023 | 0.00045023 | 0.00045023 | 0.00045023 | 0.00045023 | 0.00045023 | 0.00045023 | 0.00045023 | 0.00045023 | 0.00045023 | 0.00045023 | 0.00045023 | 0.00045023 | 0.00045023
F4_Commercial_Office (ID)_Existing_Food Preparation_Natural Gas_Range_E3 | F4 | Commercial | Office (ID) | Existing | Food Preparation | Natural Gas | Range | E3 | Utility - Cost of Equipment | 0 | 0 | 0 | 0 | 0 | 0 | 0 | 0 | 0 | 0 | 0 | 0 | 0 | 0 | 0 | 0 | 0 | 0 | 0 | 0 | 0 | 0 | 0 | 0 | 0 | 0 | 0
F4_Commercial_Office (ID)_Existing_Food Preparation_Natural Gas_Range_E4 | F4 | Commercial | Office (ID) | Existing | Food Preparation | Natural Gas | Range | E4 | Utility - Cost of Equipment | 0 | 0 | 0 | 0 | 0 | 0 | 0 | 0 | 0 | 0 | 0 | 0 | 0 | 0 | 0 | 0 | 0 | 0 | 0 | 0 | 0 | 0 | 0 | 0 | 0 | 0 | 0
F4_Commercial_Office (ID)_Existing_Food Preparation_Natural Gas_Range_E5 | F4 | Commercial | Office (ID) | Existing | Food Preparation | Natural Gas | Range | E5 | Utility - Cost of Equipment | 0 | 0 | 0 | 0 | 0 | 0 | 0 | 0 | 0 | 0 | 0 | 0 | 0 | 0 | 0 | 0 | 0 | 0 | 0 | 0 | 0 | 0 | 0 | 0 | 0 | 0 | 0
F4_Commercial_Office (ID)_Existing_Food Preparation_Natural Gas_Range_E6 | F4 | Commercial | Office (ID) | Existing | Food Preparation | Natural Gas | Range | E6 | Utility - Cost of Equipment | 0 | 0 | 0 | 0 | 0 | 0 | 0 | 0 | 0 | 0 | 0 | 0 | 0 | 0 | 0 | 0 | 0 | 0 | 0 | 0 | 0 | 0 | 0 | 0 | 0 | 0 | 0
F4_Commercial_Office (ID)_Existing_Food Preparation_Natural Gas_Range_E7 | F4 | Commercial | Office (ID) | Existing | Food Preparation | Natural Gas | Range | E7 | Utility - Cost of Equipment | 0 | 0 | 0 | 0 | 0 | 0 | 0 | 0 | 0 | 0 | 0 | 0 | 0 | 0 | 0 | 0 | 0 | 0 | 0 | 0 | 0 | 0 | 0 | 0 | 0 | 0 | 0
F4_Commercial_Office (ID)_Existing_Food Preparation_Natural Gas_Range_E8 | F4 | Commercial | Office (ID) | Existing | Food Preparation | Natural Gas | Range | E8 | Utility - Cost of Equipment | 0 | 0 | 0 | 0 | 0 | 0 | 0 | 0 | 0 | 0 | 0 | 0 | 0 | 0 | 0 | 0 | 0 | 0 | 0 | 0 | 0 | 0 | 0 | 0 | 0 | 0 | 0
F4_Commercial_Office (ID)_Existing_Food Preparation_Natural Gas_Range_E9 | F4 | Commercial | Office (ID) | Existing | Food Preparation | Natural Gas | Range | E9 | Utility - Cost of Equipment | 0 | 0 | 0 | 0 | 0 | 0 | 0 | 0 | 0 | 0 | 0 | 0 | 0 | 0 | 0 | 0 | 0 | 0 | 0 | 0 | 0 | 0 | 0 | 0 | 0 | 0 | 0
F4_Commercial_Office (ID)_Existing_Food Preparation_Natural Gas_Range_E10 | F4 | Commercial | Office (ID) | Existing | Food Preparation | Natural Gas | Range | E10 | Utility - Cost of Equipment | 0 | 0 | 0 | 0 | 0 | 0 | 0 | 0 | 0 | 0 | 0 | 0 | 0 | 0 | 0 | 0 | 0 | 0 | 0 | 0 | 0 | 0 | 0 | 0 | 0 | 0 | 0
F5_Commercial_Office (ID)_Existing_Food Preparation_Natural Gas_Range_E1 | F5 | Commercial | Office (ID) | Existing | Food Preparation | Natural Gas | Range | E1 | Utility - Cost of Operation | 0.018616 | 0.019046 | 0.019586 | 0.020224 | 0.020966 | 0.021901 | 0.022875 | 0.023847 | 0.024783 | 0.025733 | 0.026475 | 0.027164 | 0.027907 | 0.028632 | 0.02927 | 0.029862 | 0.030383 | 0.030896 | 0.031447 | 0.031982 | 0.032532 | 0.033105 | 0.033684 | 0.034283 | 0.034892 | 0.035512 | 0.036143
F5_Commercial_Office (ID)_Existing_Food Preparation_Natural Gas_Range_E2 | F5 | Commercial | Office (ID) | Existing | Food Preparation | Natural Gas | Range | E2 | Utility - Cost of Operation | 0.009308 | 0.0095229 | 0.0097932 | 0.010112 | 0.010483 | 0.010951 | 0.011438 | 0.011923 | 0.012392 | 0.012867 | 0.013237 | 0.013582 | 0.013954 | 0.014316 | 0.014635 | 0.014931 | 0.015192 | 0.015448 | 0.015724 | 0.015991 | 0.016266 | 0.016553 | 0.016842 | 0.017141 | 0.017446 | 0.017756 | 0.018071
F5_Commercial_Office (ID)_Existing_Food Preparation_Natural Gas_Range_E3 | F5 | Commercial | Office (ID) | Existing | Food Preparation | Natural Gas | Range | E3 | Utility - Cost of Operation | 0 | 0 | 0 | 0 | 0 | 0 | 0 | 0 | 0 | 0 | 0 | 0 | 0 | 0 | 0 | 0 | 0 | 0 | 0 | 0 | 0 | 0 | 0 | 0 | 0 | 0 | 0
F5_Commercial_Office (ID)_Existing_Food Preparation_Natural Gas_Range_E4 | F5 | Commercial | Office (ID) | Existing | Food Preparation | Natural Gas | Range | E4 | Utility - Cost of Operation | 0 | 0 | 0 | 0 | 0 | 0 | 0 | 0 | 0 | 0 | 0 | 0 | 0 | 0 | 0 | 0 | 0 | 0 | 0 | 0 | 0 | 0 | 0 | 0 | 0 | 0 | 0
F5_Commercial_Office (ID)_Existing_Food Preparation_Natural Gas_Range_E5 | F5 | Commercial | Office (ID) | Existing | Food Preparation | Natural Gas | Range | E5 | Utility - Cost of Operation | 0 | 0 | 0 | 0 | 0 | 0 | 0 | 0 | 0 | 0 | 0 | 0 | 0 | 0 | 0 | 0 | 0 | 0 | 0 | 0 | 0 | 0 | 0 | 0 | 0 | 0 | 0
F5_Commercial_Office (ID)_Existing_Food Preparation_Natural Gas_Range_E6 | F5 | Commercial | Office (ID) | Existing | Food Preparation | Natural Gas | Range | E6 | Utility - Cost of Operation | 0 | 0 | 0 | 0 | 0 | 0 | 0 | 0 | 0 | 0 | 0 | 0 | 0 | 0 | 0 | 0 | 0 | 0 | 0 | 0 | 0 | 0 | 0 | 0 | 0 | 0 | 0
F5_Commercial_Office (ID)_Existing_Food Preparation_Natural Gas_Range_E7 | F5 | Commercial | Office (ID) | Existing | Food Preparation | Natural Gas | Range | E7 | Utility - Cost of Operation | 0 | 0 | 0 | 0 | 0 | 0 | 0 | 0 | 0 | 0 | 0 | 0 | 0 | 0 | 0 | 0 | 0 | 0 | 0 | 0 | 0 | 0 | 0 | 0 | 0 | 0 | 0
F5_Commercial_Office (ID)_Existing_Food Preparation_Natural Gas_Range_E8 | F5 | Commercial | Office (ID) | Existing | Food Preparation | Natural Gas | Range | E8 | Utility - Cost of Operation | 0 | 0 | 0 | 0 | 0 | 0 | 0 | 0 | 0 | 0 | 0 | 0 | 0 | 0 | 0 | 0 | 0 | 0 | 0 | 0 | 0 | 0 | 0 | 0 | 0 | 0 | 0
F5_Commercial_Office (ID)_Existing_Food Preparation_Natural Gas_Range_E9 | F5 | Commercial | Office (ID) | Existing | Food Preparation | Natural Gas | Range | E9 | Utility - Cost of Operation | 0 | 0 | 0 | 0 | 0 | 0 | 0 | 0 | 0 | 0 | 0 | 0 | 0 | 0 | 0 | 0 | 0 | 0 | 0 | 0 | 0 | 0 | 0 | 0 | 0 | 0 | 0
F5_Commercial_Office (ID)_Existing_Food Preparation_Natural Gas_Range_E10 | F5 | Commercial | Office (ID) | Existing | Food Preparation | Natural Gas | Range | E10 | Utility - Cost of Operation | 0 | 0 | 0 | 0 | 0 | 0 | 0 | 0 | 0 | 0 | 0 | 0 | 0 | 0 | 0 | 0 | 0 | 0 | 0 | 0 | 0 | 0 | 0 | 0 | 0 | 0 | 0
F6_Commercial_Office (ID)_Existing_Food Preparation_Natural Gas_Range_E1 | F6 | Commercial | Office (ID) | Existing | Food Preparation | Natural Gas | Range | E1 | Utility - Value of Sales | 0.022145 | 0.022514 | 0.022963 | 0.023509 | 0.024159 | 0.025017 | 0.025898 | 0.02675 | 0.027534 | 0.028287 | 0.029061 | 0.029752 | 0.030473 | 0.031139 | 0.0317 | 0.032197 | 0.032605 | 0.032989 | 0.033402 | 0.03378 | 0.034158 | 0.034761 | 0.035369 | 0.035997 | 0.036637 | 0.037287 | 0.03795
F6_Commercial_Office (ID)_Existing_Food Preparation_Natural Gas_Range_E2 | F6 | Commercial | Office (ID) | Existing | Food Preparation | Natural Gas | Range | E2 | Utility - Value of Sales | 0.011073 | 0.011257 | 0.011482 | 0.011755 | 0.012079 | 0.012509 | 0.012949 | 0.013375 | 0.013767 | 0.014144 | 0.01453 | 0.014876 | 0.015236 | 0.015569 | 0.01585 | 0.016099 | 0.016303 | 0.016495 | 0.016701 | 0.01689 | 0.017079 | 0.01738 | 0.017684 | 0.017998 | 0.018318 | 0.018644 | 0.018975
F6_Commercial_Office (ID)_Existing_Food Preparation_Natural Gas_Range_E3 | F6 | Commercial | Office (ID) | Existing | Food Preparation | Natural Gas | Range | E3 | Utility - Value of Sales | 0 | 0 | 0 | 0 | 0 | 0 | 0 | 0 | 0 | 0 | 0 | 0 | 0 | 0 | 0 | 0 | 0 | 0 | 0 | 0 | 0 | 0 | 0 | 0 | 0 | 0 | 0
F6_Commercial_Office (ID)_Existing_Food Preparation_Natural Gas_Range_E4 | F6 | Commercial | Office (ID) | Existing | Food Preparation | Natural Gas | Range | E4 | Utility - Value of Sales | 0 | 0 | 0 | 0 | 0 | 0 | 0 | 0 | 0 | 0 | 0 | 0 | 0 | 0 | 0 | 0 | 0 | 0 | 0 | 0 | 0 | 0 | 0 | 0 | 0 | 0 | 0
F6_Commercial_Office (ID)_Existing_Food Preparation_Natural Gas_Range_E5 | F6 | Commercial | Office (ID) | Existing | Food Preparation | Natural Gas | Range | E5 | Utility - Value of Sales | 0 | 0 | 0 | 0 | 0 | 0 | 0 | 0 | 0 | 0 | 0 | 0 | 0 | 0 | 0 | 0 | 0 | 0 | 0 | 0 | 0 | 0 | 0 | 0 | 0 | 0 | 0
F6_Commercial_Office (ID)_Existing_Food Preparation_Natural Gas_Range_E6 | F6 | Commercial | Office (ID) | Existing | Food Preparation | Natural Gas | Range | E6 | Utility - Value of Sales | 0 | 0 | 0 | 0 | 0 | 0 | 0 | 0 | 0 | 0 | 0 | 0 | 0 | 0 | 0 | 0 | 0 | 0 | 0 | 0 | 0 | 0 | 0 | 0 | 0 | 0 | 0
F6_Commercial_Office (ID)_Existing_Food Preparation_Natural Gas_Range_E7 | F6 | Commercial | Office (ID) | Existing | Food Preparation | Natural Gas | Range | E7 | Utility - Value of Sales | 0 | 0 | 0 | 0 | 0 | 0 | 0 | 0 | 0 | 0 | 0 | 0 | 0 | 0 | 0 | 0 | 0 | 0 | 0 | 0 | 0 | 0 | 0 | 0 | 0 | 0 | 0
F6_Commercial_Office (ID)_Existing_Food Preparation_Natural Gas_Range_E8 | F6 | Commercial | Office (ID) | Existing | Food Preparation | Natural Gas | Range | E8 | Utility - Value of Sales | 0 | 0 | 0 | 0 | 0 | 0 | 0 | 0 | 0 | 0 | 0 | 0 | 0 | 0 | 0 | 0 | 0 | 0 | 0 | 0 | 0 | 0 | 0 | 0 | 0 | 0 | 0
F6_Commercial_Office (ID)_Existing_Food Preparation_Natural Gas_Range_E9 | F6 | Commercial | Office (ID) | Existing | Food Preparation | Natural Gas | Range | E9 | Utility - Value of Sales | 0 | 0 | 0 | 0 | 0 | 0 | 0 | 0 | 0 | 0 | 0 | 0 | 0 | 0 | 0 | 0 | 0 | 0 | 0 | 0 | 0 | 0 | 0 | 0 | 0 | 0 | 0
F6_Commercial_Office (ID)_Existing_Food Preparation_Natural Gas_Range_E10 | F6 | Commercial | Office (ID) | Existing | Food Preparation | Natural Gas | Range | E10 | Utility - Value of Sales | 0 | 0 | 0 | 0 | 0 | 0 | 0 | 0 | 0 | 0 | 0 | 0 | 0 | 0 | 0 | 0 | 0 | 0 | 0 | 0 | 0 | 0 | 0 | 0 | 0 | 0 | 0
F1_Commercial_Office (ID)_Existing_Food Preparation_Natural Gas_Steamer_E1 | F1 | Commercial | Office (ID) | Existing | Food Preparation | Natural Gas | Steamer | E1 | RVT - Cost of Equipment | 0.10483 | 0.10483 | 0.10483 | 0.10483 | 0.10483 | 0.10483 | 0.10483 | 0.10483 | 0.10483 | 0.10483 | 0.10483 | 0.10483 | 0.10483 | 0.10483 | 0.10483 | 0.10483 | 0.10483 | 0.10483 | 0.10483 | 0.10483 | 0.10483 | 0.10483 | 0.10483 | 0.10483 | 0.10483 | 0.10483 | 0.10483
F1_Commercial_Office (ID)_Existing_Food Preparation_Natural Gas_Steamer_E2 | F1 | Commercial | Office (ID) | Existing | Food Preparation | Natural Gas | Steamer | E2 | RVT - Cost of Equipment | 0.11264 | 0.11264 | 0.11264 | 0.11264 | 0.11264 | 0.11264 | 0.11264 | 0.11264 | 0.11264 | 0.11264 | 0.11264 | 0.11264 | 0.11264 | 0.11264 | 0.11264 | 0.11264 | 0.11264 | 0.11264 | 0.11264 | 0.11264 | 0.11264 | 0.11264 | 0.11264 | 0.11264 | 0.11264 | 0.11264 | 0.11264
F1_Commercial_Office (ID)_Existing_Food Preparation_Natural Gas_Steamer_E3 | F1 | Commercial | Office (ID) | Existing | Food Preparation | Natural Gas | Steamer | E3 | RVT - Cost of Equipment | 0 | 0 | 0 | 0 | 0 | 0 | 0 | 0 | 0 | 0 | 0 | 0 | 0 | 0 | 0 | 0 | 0 | 0 | 0 | 0 | 0 | 0 | 0 | 0 | 0 | 0 | 0
F1_Commercial_Office (ID)_Existing_Food Preparation_Natural Gas_Steamer_E4 | F1 | Commercial | Office (ID) | Existing | Food Preparation | Natural Gas | Steamer | E4 | RVT - Cost of Equipment | 0 | 0 | 0 | 0 | 0 | 0 | 0 | 0 | 0 | 0 | 0 | 0 | 0 | 0 | 0 | 0 | 0 | 0 | 0 | 0 | 0 | 0 | 0 | 0 | 0 | 0 | 0
F1_Commercial_Office (ID)_Existing_Food Preparation_Natural Gas_Steamer_E5 | F1 | Commercial | Office (ID) | Existing | Food Preparation | Natural Gas | Steamer | E5 | RVT - Cost of Equipment | 0 | 0 | 0 | 0 | 0 | 0 | 0 | 0 | 0 | 0 | 0 | 0 | 0 | 0 | 0 | 0 | 0 | 0 | 0 | 0 | 0 | 0 | 0 | 0 | 0 | 0 | 0
F1_Commercial_Office (ID)_Existing_Food Preparation_Natural Gas_Steamer_E6 | F1 | Commercial | Office (ID) | Existing | Food Preparation | Natural Gas | Steamer | E6 | RVT - Cost of Equipment | 0 | 0 | 0 | 0 | 0 | 0 | 0 | 0 | 0 | 0 | 0 | 0 | 0 | 0 | 0 | 0 | 0 | 0 | 0 | 0 | 0 | 0 | 0 | 0 | 0 | 0 | 0
F1_Commercial_Office (ID)_Existing_Food Preparation_Natural Gas_Steamer_E7 | F1 | Commercial | Office (ID) | Existing | Food Preparation | Natural Gas | Steamer | E7 | RVT - Cost of Equipment | 0 | 0 | 0 | 0 | 0 | 0 | 0 | 0 | 0 | 0 | 0 | 0 | 0 | 0 | 0 | 0 | 0 | 0 | 0 | 0 | 0 | 0 | 0 | 0 | 0 | 0 | 0
F1_Commercial_Office (ID)_Existing_Food Preparation_Natural Gas_Steamer_E8 | F1 | Commercial | Office (ID) | Existing | Food Preparation | Natural Gas | Steamer | E8 | RVT - Cost of Equipment | 0 | 0 | 0 | 0 | 0 | 0 | 0 | 0 | 0 | 0 | 0 | 0 | 0 | 0 | 0 | 0 | 0 | 0 | 0 | 0 | 0 | 0 | 0 | 0 | 0 | 0 | 0
F1_Commercial_Office (ID)_Existing_Food Preparation_Natural Gas_Steamer_E9 | F1 | Commercial | Office (ID) | Existing | Food Preparation | Natural Gas | Steamer | E9 | RVT - Cost of Equipment | 0 | 0 | 0 | 0 | 0 | 0 | 0 | 0 | 0 | 0 | 0 | 0 | 0 | 0 | 0 | 0 | 0 | 0 | 0 | 0 | 0 | 0 | 0 | 0 | 0 | 0 | 0
F1_Commercial_Office (ID)_Existing_Food Preparation_Natural Gas_Steamer_E10 | F1 | Commercial | Office (ID) | Existing | Food Preparation | Natural Gas | Steamer | E10 | RVT - Cost of Equipment | 0 | 0 | 0 | 0 | 0 | 0 | 0 | 0 | 0 | 0 | 0 | 0 | 0 | 0 | 0 | 0 | 0 | 0 | 0 | 0 | 0 | 0 | 0 | 0 | 0 | 0 | 0
F2_Commercial_Office (ID)_Existing_Food Preparation_Natural Gas_Steamer_E1 | F2 | Commercial | Office (ID) | Existing | Food Preparation | Natural Gas | Steamer | E1 | RVT - Cost of Operation | 0.030843 | 0.031426 | 0.03211 | 0.032907 | 0.03382 | 0.03496 | 0.036103 | 0.037189 | 0.038171 | 0.039124 | 0.04011 | 0.041007 | 0.041954 | 0.04285 | 0.04362 | 0.044315 | 0.044903 | 0.045465 | 0.046062 | 0.04662 | 0.04718 | 0.048012 | 0.048854 | 0.049722 | 0.050605 | 0.051504 | 0.052419
F2_Commercial_Office (ID)_Existing_Food Preparation_Natural Gas_Steamer_E2 | F2 | Commercial | Office (ID) | Existing | Food Preparation | Natural Gas | Steamer | E2 | RVT - Cost of Operation | 0.0058193 | 0.0059292 | 0.0060583 | 0.0062087 | 0.006381 | 0.0065961 | 0.0068118 | 0.0070166 | 0.0072019 | 0.0073816 | 0.0075678 | 0.007737 | 0.0079156 | 0.0080846 | 0.0082299 | 0.0083611 | 0.0084721 | 0.0085781 | 0.0086908 | 0.008796 | 0.0089016 | 0.0090587 | 0.0092174 | 0.0093812 | 0.0095478 | 0.0097174 | 0.0098901
F2_Commercial_Office (ID)_Existing_Food Preparation_Natural Gas_Steamer_E3 | F2 | Commercial | Office (ID) | Existing | Food Preparation | Natural Gas | Steamer | E3 | RVT - Cost of Operation | 0 | 0 | 0 | 0 | 0 | 0 | 0 | 0 | 0 | 0 | 0 | 0 | 0 | 0 | 0 | 0 | 0 | 0 | 0 | 0 | 0 | 0 | 0 | 0 | 0 | 0 | 0
F2_Commercial_Office (ID)_Existing_Food Preparation_Natural Gas_Steamer_E4 | F2 | Commercial | Office (ID) | Existing | Food Preparation | Natural Gas | Steamer | E4 | RVT - Cost of Operation | 0 | 0 | 0 | 0 | 0 | 0 | 0 | 0 | 0 | 0 | 0 | 0 | 0 | 0 | 0 | 0 | 0 | 0 | 0 | 0 | 0 | 0 | 0 | 0 | 0 | 0 | 0
F2_Commercial_Office (ID)_Existing_Food Preparation_Natural Gas_Steamer_E5 | F2 | Commercial | Office (ID) | Existing | Food Preparation | Natural Gas | Steamer | E5 | RVT - Cost of Operation | 0 | 0 | 0 | 0 | 0 | 0 | 0 | 0 | 0 | 0 | 0 | 0 | 0 | 0 | 0 | 0 | 0 | 0 | 0 | 0 | 0 | 0 | 0 | 0 | 0 | 0 | 0
F2_Commercial_Office (ID)_Existing_Food Preparation_Natural Gas_Steamer_E6 | F2 | Commercial | Office (ID) | Existing | Food Preparation | Natural Gas | Steamer | E6 | RVT - Cost of Operation | 0 | 0 | 0 | 0 | 0 | 0 | 0 | 0 | 0 | 0 | 0 | 0 | 0 | 0 | 0 | 0 | 0 | 0 | 0 | 0 | 0 | 0 | 0 | 0 | 0 | 0 | 0
F2_Commercial_Office (ID)_Existing_Food Preparation_Natural Gas_Steamer_E7 | F2 | Commercial | Office (ID) | Existing | Food Preparation | Natural Gas | Steamer | E7 | RVT - Cost of Operation | 0 | 0 | 0 | 0 | 0 | 0 | 0 | 0 | 0 | 0 | 0 | 0 | 0 | 0 | 0 | 0 | 0 | 0 | 0 | 0 | 0 | 0 | 0 | 0 | 0 | 0 | 0
F2_Commercial_Office (ID)_Existing_Food Preparation_Natural Gas_Steamer_E8 | F2 | Commercial | Office (ID) | Existing | Food Preparation | Natural Gas | Steamer | E8 | RVT - Cost of Operation | 0 | 0 | 0 | 0 | 0 | 0 | 0 | 0 | 0 | 0 | 0 | 0 | 0 | 0 | 0 | 0 | 0 | 0 | 0 | 0 | 0 | 0 | 0 | 0 | 0 | 0 | 0
F2_Commercial_Office (ID)_Existing_Food Preparation_Natural Gas_Steamer_E9 | F2 | Commercial | Office (ID) | Existing | Food Preparation | Natural Gas | Steamer | E9 | RVT - Cost of Operation | 0 | 0 | 0 | 0 | 0 | 0 | 0 | 0 | 0 | 0 | 0 | 0 | 0 | 0 | 0 | 0 | 0 | 0 | 0 | 0 | 0 | 0 | 0 | 0 | 0 | 0 | 0
F2_Commercial_Office (ID)_Existing_Food Preparation_Natural Gas_Steamer_E10 | F2 | Commercial | Office (ID) | Existing | Food Preparation | Natural Gas | Steamer | E10 | RVT - Cost of Operation | 0 | 0 | 0 | 0 | 0 | 0 | 0 | 0 | 0 | 0 | 0 | 0 | 0 | 0 | 0 | 0 | 0 | 0 | 0 | 0 | 0 | 0 | 0 | 0 | 0 | 0 | 0
F3_Commercial_Office (ID)_Existing_Food Preparation_Natural Gas_Steamer_E1 | F3 | Commercial | Office (ID) | Existing | Food Preparation | Natural Gas | Steamer | E1 | System - kBTUs of Consumption | 7.358 | 7.358 | 7.358 | 7.358 | 7.358 | 7.358 | 7.358 | 7.358 | 7.358 | 7.358 | 7.358 | 7.358 | 7.358 | 7.358 | 7.358 | 7.358 | 7.358 | 7.358 | 7.358 | 7.358 | 7.358 | 7.358 | 7.358 | 7.358 | 7.358 | 7.358 | 7.358
F3_Commercial_Office (ID)_Existing_Food Preparation_Natural Gas_Steamer_E2 | F3 | Commercial | Office (ID) | Existing | Food Preparation | Natural Gas | Steamer | E2 | System - kBTUs of Consumption | 1.3883 | 1.3883 | 1.3883 | 1.3883 | 1.3883 | 1.3883 | 1.3883 | 1.3883 | 1.3883 | 1.3883 | 1.3883 | 1.3883 | 1.3883 | 1.3883 | 1.3883 | 1.3883 | 1.3883 | 1.3883 | 1.3883 | 1.3883 | 1.3883 | 1.3883 | 1.3883 | 1.3883 | 1.3883 | 1.3883 | 1.3883
F3_Commercial_Office (ID)_Existing_Food Preparation_Natural Gas_Steamer_E3 | F3 | Commercial | Office (ID) | Existing | Food Preparation | Natural Gas | Steamer | E3 | System - kBTUs of Consumption | 0 | 0 | 0 | 0 | 0 | 0 | 0 | 0 | 0 | 0 | 0 | 0 | 0 | 0 | 0 | 0 | 0 | 0 | 0 | 0 | 0 | 0 | 0 | 0 | 0 | 0 | 0
F3_Commercial_Office (ID)_Existing_Food Preparation_Natural Gas_Steamer_E4 | F3 | Commercial | Office (ID) | Existing | Food Preparation | Natural Gas | Steamer | E4 | System - kBTUs of Consumption | 0 | 0 | 0 | 0 | 0 | 0 | 0 | 0 | 0 | 0 | 0 | 0 | 0 | 0 | 0 | 0 | 0 | 0 | 0 | 0 | 0 | 0 | 0 | 0 | 0 | 0 | 0
F3_Commercial_Office (ID)_Existing_Food Preparation_Natural Gas_Steamer_E5 | F3 | Commercial | Office (ID) | Existing | Food Preparation | Natural Gas | Steamer | E5 | System - kBTUs of Consumption | 0 | 0 | 0 | 0 | 0 | 0 | 0 | 0 | 0 | 0 | 0 | 0 | 0 | 0 | 0 | 0 | 0 | 0 | 0 | 0 | 0 | 0 | 0 | 0 | 0 | 0 | 0
F3_Commercial_Office (ID)_Existing_Food Preparation_Natural Gas_Steamer_E6 | F3 | Commercial | Office (ID) | Existing | Food Preparation | Natural Gas | Steamer | E6 | System - kBTUs of Consumption | 0 | 0 | 0 | 0 | 0 | 0 | 0 | 0 | 0 | 0 | 0 | 0 | 0 | 0 | 0 | 0 | 0 | 0 | 0 | 0 | 0 | 0 | 0 | 0 | 0 | 0 | 0
F3_Commercial_Office (ID)_Existing_Food Preparation_Natural Gas_Steamer_E7 | F3 | Commercial | Office (ID) | Existing | Food Preparation | Natural Gas | Steamer | E7 | System - kBTUs of Consumption | 0 | 0 | 0 | 0 | 0 | 0 | 0 | 0 | 0 | 0 | 0 | 0 | 0 | 0 | 0 | 0 | 0 | 0 | 0 | 0 | 0 | 0 | 0 | 0 | 0 | 0 | 0
F3_Commercial_Office (ID)_Existing_Food Preparation_Natural Gas_Steamer_E8 | F3 | Commercial | Office (ID) | Existing | Food Preparation | Natural Gas | Steamer | E8 | System - kBTUs of Consumption | 0 | 0 | 0 | 0 | 0 | 0 | 0 | 0 | 0 | 0 | 0 | 0 | 0 | 0 | 0 | 0 | 0 | 0 | 0 | 0 | 0 | 0 | 0 | 0 | 0 | 0 | 0
F3_Commercial_Office (ID)_Existing_Food Preparation_Natural Gas_Steamer_E9 | F3 | Commercial | Office (ID) | Existing | Food Preparation | Natural Gas | Steamer | E9 | System - kBTUs of Consumption | 0 | 0 | 0 | 0 | 0 | 0 | 0 | 0 | 0 | 0 | 0 | 0 | 0 | 0 | 0 | 0 | 0 | 0 | 0 | 0 | 0 | 0 | 0 | 0 | 0 | 0 | 0
F3_Commercial_Office (ID)_Existing_Food Preparation_Natural Gas_Steamer_E10 | F3 | Commercial | Office (ID) | Existing | Food Preparation | Natural Gas | Steamer | E10 | System - kBTUs of Consumption | 0 | 0 | 0 | 0 | 0 | 0 | 0 | 0 | 0 | 0 | 0 | 0 | 0 | 0 | 0 | 0 | 0 | 0 | 0 | 0 | 0 | 0 | 0 | 0 | 0 | 0 | 0
F4_Commercial_Office (ID)_Existing_Food Preparation_Natural Gas_Steamer_E1 | F4 | Commercial | Office (ID) | Existing | Food Preparation | Natural Gas | Steamer | E1 | Utility - Cost of Equipment | 0.10483 | 0.10483 | 0.10483 | 0.10483 | 0.10483 | 0.10483 | 0.10483 | 0.10483 | 0.10483 | 0.10483 | 0.10483 | 0.10483 | 0.10483 | 0.10483 | 0.10483 | 0.10483 | 0.10483 | 0.10483 | 0.10483 | 0.10483 | 0.10483 | 0.10483 | 0.10483 | 0.10483 | 0.10483 | 0.10483 | 0.10483
F4_Commercial_Office (ID)_Existing_Food Preparation_Natural Gas_Steamer_E2 | F4 | Commercial | Office (ID) | Existing | Food Preparation | Natural Gas | Steamer | E2 | Utility - Cost of Equipment | 0.11264 | 0.11264 | 0.11264 | 0.11264 | 0.11264 | 0.11264 | 0.11264 | 0.11264 | 0.11264 | 0.11264 | 0.11264 | 0.11264 | 0.11264 | 0.11264 | 0.11264 | 0.11264 | 0.11264 | 0.11264 | 0.11264 | 0.11264 | 0.11264 | 0.11264 | 0.11264 | 0.11264 | 0.11264 | 0.11264 | 0.11264
F4_Commercial_Office (ID)_Existing_Food Preparation_Natural Gas_Steamer_E3 | F4 | Commercial | Office (ID) | Existing | Food Preparation | Natural Gas | Steamer | E3 | Utility - Cost of Equipment | 0 | 0 | 0 | 0 | 0 | 0 | 0 | 0 | 0 | 0 | 0 | 0 | 0 | 0 | 0 | 0 | 0 | 0 | 0 | 0 | 0 | 0 | 0 | 0 | 0 | 0 | 0
F4_Commercial_Office (ID)_Existing_Food Preparation_Natural Gas_Steamer_E4 | F4 | Commercial | Office (ID) | Existing | Food Preparation | Natural Gas | Steamer | E4 | Utility - Cost of Equipment | 0 | 0 | 0 | 0 | 0 | 0 | 0 | 0 | 0 | 0 | 0 | 0 | 0 | 0 | 0 | 0 | 0 | 0 | 0 | 0 | 0 | 0 | 0 | 0 | 0 | 0 | 0
F4_Commercial_Office (ID)_Existing_Food Preparation_Natural Gas_Steamer_E5 | F4 | Commercial | Office (ID) | Existing | Food Preparation | Natural Gas | Steamer | E5 | Utility - Cost of Equipment | 0 | 0 | 0 | 0 | 0 | 0 | 0 | 0 | 0 | 0 | 0 | 0 | 0 | 0 | 0 | 0 | 0 | 0 | 0 | 0 | 0 | 0 | 0 | 0 | 0 | 0 | 0
F4_Commercial_Office (ID)_Existing_Food Preparation_Natural Gas_Steamer_E6 | F4 | Commercial | Office (ID) | Existing | Food Preparation | Natural Gas | Steamer | E6 | Utility - Cost of Equipment | 0 | 0 | 0 | 0 | 0 | 0 | 0 | 0 | 0 | 0 | 0 | 0 | 0 | 0 | 0 | 0 | 0 | 0 | 0 | 0 | 0 | 0 | 0 | 0 | 0 | 0 | 0
F4_Commercial_Office (ID)_Existing_Food Preparation_Natural Gas_Steamer_E7 | F4 | Commercial | Office (ID) | Existing | Food Preparation | Natural Gas | Steamer | E7 | Utility - Cost of Equipment | 0 | 0 | 0 | 0 | 0 | 0 | 0 | 0 | 0 | 0 | 0 | 0 | 0 | 0 | 0 | 0 | 0 | 0 | 0 | 0 | 0 | 0 | 0 | 0 | 0 | 0 | 0
F4_Commercial_Office (ID)_Existing_Food Preparation_Natural Gas_Steamer_E8 | F4 | Commercial | Office (ID) | Existing | Food Preparation | Natural Gas | Steamer | E8 | Utility - Cost of Equipment | 0 | 0 | 0 | 0 | 0 | 0 | 0 | 0 | 0 | 0 | 0 | 0 | 0 | 0 | 0 | 0 | 0 | 0 | 0 | 0 | 0 | 0 | 0 | 0 | 0 | 0 | 0
F4_Commercial_Office (ID)_Existing_Food Preparation_Natural Gas_Steamer_E9 | F4 | Commercial | Office (ID) | Existing | Food Preparation | Natural Gas | Steamer | E9 | Utility - Cost of Equipment | 0 | 0 | 0 | 0 | 0 | 0 | 0 | 0 | 0 | 0 | 0 | 0 | 0 | 0 | 0 | 0 | 0 | 0 | 0 | 0 | 0 | 0 | 0 | 0 | 0 | 0 | 0
F4_Commercial_Office (ID)_Existing_Food Preparation_Natural Gas_Steamer_E10 | F4 | Commercial | Office (ID) | Existing | Food Preparation | Natural Gas | Steamer | E10 | Utility - Cost of Equipment | 0 | 0 | 0 | 0 | 0 | 0 | 0 | 0 | 0 | 0 | 0 | 0 | 0 | 0 | 0 | 0 | 0 | 0 | 0 | 0 | 0 | 0 | 0 | 0 | 0 | 0 | 0
F5_Commercial_Office (ID)_Existing_Food Preparation_Natural Gas_Steamer_E1 | F5 | Commercial | Office (ID) | Existing | Food Preparation | Natural Gas | Steamer | E1 | Utility - Cost of Operation | 0.026187 | 0.026847 | 0.027629 | 0.028525 | 0.029538 | 0.030771 | 0.03204 | 0.033297 | 0.034507 | 0.035734 | 0.03671 | 0.037624 | 0.038607 | 0.039568 | 0.040428 | 0.041233 | 0.041954 | 0.042667 | 0.043428 | 0.04417 | 0.044933 | 0.045726 | 0.046527 | 0.047354 | 0.048195 | 0.049051 | 0.049923
F5_Commercial_Office (ID)_Existing_Food Preparation_Natural Gas_Steamer_E2 | F5 | Commercial | Office (ID) | Existing | Food Preparation | Natural Gas | Steamer | E2 | Utility - Cost of Operation | 0.0049408 | 0.0050654 | 0.0052129 | 0.005382 | 0.0055731 | 0.0058058 | 0.0060452 | 0.0062823 | 0.0065106 | 0.006742 | 0.0069262 | 0.0070987 | 0.007284 | 0.0074655 | 0.0076277 | 0.0077796 | 0.0079157 | 0.0080501 | 0.0081937 | 0.0083338 | 0.0084777 | 0.0086273 | 0.0087785 | 0.0089344 | 0.0090932 | 0.0092547 | 0.0094191
F5_Commercial_Office (ID)_Existing_Food Preparation_Natural Gas_Steamer_E3 | F5 | Commercial | Office (ID) | Existing | Food Preparation | Natural Gas | Steamer | E3 | Utility - Cost of Operation | 0 | 0 | 0 | 0 | 0 | 0 | 0 | 0 | 0 | 0 | 0 | 0 | 0 | 0 | 0 | 0 | 0 | 0 | 0 | 0 | 0 | 0 | 0 | 0 | 0 | 0 | 0
F5_Commercial_Office (ID)_Existing_Food Preparation_Natural Gas_Steamer_E4 | F5 | Commercial | Office (ID) | Existing | Food Preparation | Natural Gas | Steamer | E4 | Utility - Cost of Operation | 0 | 0 | 0 | 0 | 0 | 0 | 0 | 0 | 0 | 0 | 0 | 0 | 0 | 0 | 0 | 0 | 0 | 0 | 0 | 0 | 0 | 0 | 0 | 0 | 0 | 0 | 0
F5_Commercial_Office (ID)_Existing_Food Preparation_Natural Gas_Steamer_E5 | F5 | Commercial | Office (ID) | Existing | Food Preparation | Natural Gas | Steamer | E5 | Utility - Cost of Operation | 0 | 0 | 0 | 0 | 0 | 0 | 0 | 0 | 0 | 0 | 0 | 0 | 0 | 0 | 0 | 0 | 0 | 0 | 0 | 0 | 0 | 0 | 0 | 0 | 0 | 0 | 0
F5_Commercial_Office (ID)_Existing_Food Preparation_Natural Gas_Steamer_E6 | F5 | Commercial | Office (ID) | Existing | Food Preparation | Natural Gas | Steamer | E6 | Utility - Cost of Operation | 0 | 0 | 0 | 0 | 0 | 0 | 0 | 0 | 0 | 0 | 0 | 0 | 0 | 0 | 0 | 0 | 0 | 0 | 0 | 0 | 0 | 0 | 0 | 0 | 0 | 0 | 0
F5_Commercial_Office (ID)_Existing_Food Preparation_Natural Gas_Steamer_E7 | F5 | Commercial | Office (ID) | Existing | Food Preparation | Natural Gas | Steamer | E7 | Utility - Cost of Operation | 0 | 0 | 0 | 0 | 0 | 0 | 0 | 0 | 0 | 0 | 0 | 0 | 0 | 0 | 0 | 0 | 0 | 0 | 0 | 0 | 0 | 0 | 0 | 0 | 0 | 0 | 0
F5_Commercial_Office (ID)_Existing_Food Preparation_Natural Gas_Steamer_E8 | F5 | Commercial | Office (ID) | Existing | Food Preparation | Natural Gas | Steamer | E8 | Utility - Cost of Operation | 0 | 0 | 0 | 0 | 0 | 0 | 0 | 0 | 0 | 0 | 0 | 0 | 0 | 0 | 0 | 0 | 0 | 0 | 0 | 0 | 0 | 0 | 0 | 0 | 0 | 0 | 0
F5_Commercial_Office (ID)_Existing_Food Preparation_Natural Gas_Steamer_E9 | F5 | Commercial | Office (ID) | Existing | Food Preparation | Natural Gas | Steamer | E9 | Utility - Cost of Operation | 0 | 0 | 0 | 0 | 0 | 0 | 0 | 0 | 0 | 0 | 0 | 0 | 0 | 0 | 0 | 0 | 0 | 0 | 0 | 0 | 0 | 0 | 0 | 0 | 0 | 0 | 0
F5_Commercial_Office (ID)_Existing_Food Preparation_Natural Gas_Steamer_E10 | F5 | Commercial | Office (ID) | Existing | Food Preparation | Natural Gas | Steamer | E10 | Utility - Cost of Operation | 0 | 0 | 0 | 0 | 0 | 0 | 0 | 0 | 0 | 0 | 0 | 0 | 0 | 0 | 0 | 0 | 0 | 0 | 0 | 0 | 0 | 0 | 0 | 0 | 0 | 0 | 0
F6_Commercial_Office (ID)_Existing_Food Preparation_Natural Gas_Steamer_E1 | F6 | Commercial | Office (ID) | Existing | Food Preparation | Natural Gas | Steamer | E1 | Utility - Value of Sales | 0.030843 | 0.031426 | 0.03211 | 0.032907 | 0.03382 | 0.03496 | 0.036103 | 0.037189 | 0.038171 | 0.039124 | 0.04011 | 0.041007 | 0.041954 | 0.04285 | 0.04362 | 0.044315 | 0.044903 | 0.045465 | 0.046062 | 0.04662 | 0.04718 | 0.048012 | 0.048854 | 0.049722 | 0.050605 | 0.051504 | 0.052419
F6_Commercial_Office (ID)_Existing_Food Preparation_Natural Gas_Steamer_E2 | F6 | Commercial | Office (ID) | Existing | Food Preparation | Natural Gas | Steamer | E2 | Utility - Value of Sales | 0.0058193 | 0.0059292 | 0.0060583 | 0.0062087 | 0.006381 | 0.0065961 | 0.0068118 | 0.0070166 | 0.0072019 | 0.0073816 | 0.0075678 | 0.007737 | 0.0079156 | 0.0080846 | 0.0082299 | 0.0083611 | 0.0084721 | 0.0085781 | 0.0086908 | 0.008796 | 0.0089016 | 0.0090587 | 0.0092174 | 0.0093812 | 0.0095478 | 0.0097174 | 0.0098901
F6_Commercial_Office (ID)_Existing_Food Preparation_Natural Gas_Steamer_E3 | F6 | Commercial | Office (ID) | Existing | Food Preparation | Natural Gas | Steamer | E3 | Utility - Value of Sales | 0 | 0 | 0 | 0 | 0 | 0 | 0 | 0 | 0 | 0 | 0 | 0 | 0 | 0 | 0 | 0 | 0 | 0 | 0 | 0 | 0 | 0 | 0 | 0 | 0 | 0 | 0
F6_Commercial_Office (ID)_Existing_Food Preparation_Natural Gas_Steamer_E4 | F6 | Commercial | Office (ID) | Existing | Food Preparation | Natural Gas | Steamer | E4 | Utility - Value of Sales | 0 | 0 | 0 | 0 | 0 | 0 | 0 | 0 | 0 | 0 | 0 | 0 | 0 | 0 | 0 | 0 | 0 | 0 | 0 | 0 | 0 | 0 | 0 | 0 | 0 | 0 | 0
F6_Commercial_Office (ID)_Existing_Food Preparation_Natural Gas_Steamer_E5 | F6 | Commercial | Office (ID) | Existing | Food Preparation | Natural Gas | Steamer | E5 | Utility - Value of Sales | 0 | 0 | 0 | 0 | 0 | 0 | 0 | 0 | 0 | 0 | 0 | 0 | 0 | 0 | 0 | 0 | 0 | 0 | 0 | 0 | 0 | 0 | 0 | 0 | 0 | 0 | 0
F6_Commercial_Office (ID)_Existing_Food Preparation_Natural Gas_Steamer_E6 | F6 | Commercial | Office (ID) | Existing | Food Preparation | Natural Gas | Steamer | E6 | Utility - Value of Sales | 0 | 0 | 0 | 0 | 0 | 0 | 0 | 0 | 0 | 0 | 0 | 0 | 0 | 0 | 0 | 0 | 0 | 0 | 0 | 0 | 0 | 0 | 0 | 0 | 0 | 0 | 0
F6_Commercial_Office (ID)_Existing_Food Preparation_Natural Gas_Steamer_E7 | F6 | Commercial | Office (ID) | Existing | Food Preparation | Natural Gas | Steamer | E7 | Utility - Value of Sales | 0 | 0 | 0 | 0 | 0 | 0 | 0 | 0 | 0 | 0 | 0 | 0 | 0 | 0 | 0 | 0 | 0 | 0 | 0 | 0 | 0 | 0 | 0 | 0 | 0 | 0 | 0
F6_Commercial_Office (ID)_Existing_Food Preparation_Natural Gas_Steamer_E8 | F6 | Commercial | Office (ID) | Existing | Food Preparation | Natural Gas | Steamer | E8 | Utility - Value of Sales | 0 | 0 | 0 | 0 | 0 | 0 | 0 | 0 | 0 | 0 | 0 | 0 | 0 | 0 | 0 | 0 | 0 | 0 | 0 | 0 | 0 | 0 | 0 | 0 | 0 | 0 | 0
F6_Commercial_Office (ID)_Existing_Food Preparation_Natural Gas_Steamer_E9 | F6 | Commercial | Office (ID) | Existing | Food Preparation | Natural Gas | Steamer | E9 | Utility - Value of Sales | 0 | 0 | 0 | 0 | 0 | 0 | 0 | 0 | 0 | 0 | 0 | 0 | 0 | 0 | 0 | 0 | 0 | 0 | 0 | 0 | 0 | 0 | 0 | 0 | 0 | 0 | 0
F6_Commercial_Office (ID)_Existing_Food Preparation_Natural Gas_Steamer_E10 | F6 | Commercial | Office (ID) | Existing | Food Preparation | Natural Gas | Steamer | E10 | Utility - Value of Sales | 0 | 0 | 0 | 0 | 0 | 0 | 0 | 0 | 0 | 0 | 0 | 0 | 0 | 0 | 0 | 0 | 0 | 0 | 0 | 0 | 0 | 0 | 0 | 0 | 0 | 0 | 0
F1_Commercial_Office (ID)_Existing_Food Preparation_Natural Gas_Food Prep Other_E1 | F1 | Commercial | Office (ID) | Existing | Food Preparation | Natural Gas | Food Prep Other | E1 | RVT - Cost of Equipment | 0.0017624 | 0.0017624 | 0.0017624 | 0.0017624 | 0.0017624 | 0.0017624 | 0.0017624 | 0.0017624 | 0.0017624 | 0.0017624 | 0.0017624 | 0.0017624 | 0.0017624 | 0.0017624 | 0.0017624 | 0.0017624 | 0.0017624 | 0.0017624 | 0.0017624 | 0.0017624 | 0.0017624 | 0.0017624 | 0.0017624 | 0.0017624 | 0.0017624 | 0.0017624 | 0.0017624
F1_Commercial_Office (ID)_Existing_Food Preparation_Natural Gas_Food Prep Other_E2 | F1 | Commercial | Office (ID) | Existing | Food Preparation | Natural Gas | Food Prep Other | E2 | RVT - Cost of Equipment | 0.0017642 | 0.0017642 | 0.0017642 | 0.0017642 | 0.0017642 | 0.0017642 | 0.0017642 | 0.0017642 | 0.0017642 | 0.0017642 | 0.0017642 | 0.0017642 | 0.0017642 | 0.0017642 | 0.0017642 | 0.0017642 | 0.0017642 | 0.0017642 | 0.0017642 | 0.0017642 | 0.0017642 | 0.0017642 | 0.0017642 | 0.0017642 | 0.0017642 | 0.0017642 | 0.0017642
F1_Commercial_Office (ID)_Existing_Food Preparation_Natural Gas_Food Prep Other_E3 | F1 | Commercial | Office (ID) | Existing | Food Preparation | Natural Gas | Food Prep Other | E3 | RVT - Cost of Equipment | 0 | 0 | 0 | 0 | 0 | 0 | 0 | 0 | 0 | 0 | 0 | 0 | 0 | 0 | 0 | 0 | 0 | 0 | 0 | 0 | 0 | 0 | 0 | 0 | 0 | 0 | 0
F1_Commercial_Office (ID)_Existing_Food Preparation_Natural Gas_Food Prep Other_E4 | F1 | Commercial | Office (ID) | Existing | Food Preparation | Natural Gas | Food Prep Other | E4 | RVT - Cost of Equipment | 0 | 0 | 0 | 0 | 0 | 0 | 0 | 0 | 0 | 0 | 0 | 0 | 0 | 0 | 0 | 0 | 0 | 0 | 0 | 0 | 0 | 0 | 0 | 0 | 0 | 0 | 0
F1_Commercial_Office (ID)_Existing_Food Preparation_Natural Gas_Food Prep Other_E5 | F1 | Commercial | Office (ID) | Existing | Food Preparation | Natural Gas | Food Prep Other | E5 | RVT - Cost of Equipment | 0 | 0 | 0 | 0 | 0 | 0 | 0 | 0 | 0 | 0 | 0 | 0 | 0 | 0 | 0 | 0 | 0 | 0 | 0 | 0 | 0 | 0 | 0 | 0 | 0 | 0 | 0
F1_Commercial_Office (ID)_Existing_Food Preparation_Natural Gas_Food Prep Other_E6 | F1 | Commercial | Office (ID) | Existing | Food Preparation | Natural Gas | Food Prep Other | E6 | RVT - Cost of Equipment | 0 | 0 | 0 | 0 | 0 | 0 | 0 | 0 | 0 | 0 | 0 | 0 | 0 | 0 | 0 | 0 | 0 | 0 | 0 | 0 | 0 | 0 | 0 | 0 | 0 | 0 | 0
F1_Commercial_Office (ID)_Existing_Food Preparation_Natural Gas_Food Prep Other_E7 | F1 | Commercial | Office (ID) | Existing | Food Preparation | Natural Gas | Food Prep Other | E7 | RVT - Cost of Equipment | 0 | 0 | 0 | 0 | 0 | 0 | 0 | 0 | 0 | 0 | 0 | 0 | 0 | 0 | 0 | 0 | 0 | 0 | 0 | 0 | 0 | 0 | 0 | 0 | 0 | 0 | 0
F1_Commercial_Office (ID)_Existing_Food Preparation_Natural Gas_Food Prep Other_E8 | F1 | Commercial | Office (ID) | Existing | Food Preparation | Natural Gas | Food Prep Other | E8 | RVT - Cost of Equipment | 0 | 0 | 0 | 0 | 0 | 0 | 0 | 0 | 0 | 0 | 0 | 0 | 0 | 0 | 0 | 0 | 0 | 0 | 0 | 0 | 0 | 0 | 0 | 0 | 0 | 0 | 0
F1_Commercial_Office (ID)_Existing_Food Preparation_Natural Gas_Food Prep Other_E9 | F1 | Commercial | Office (ID) | Existing | Food Preparation | Natural Gas | Food Prep Other | E9 | RVT - Cost of Equipment | 0 | 0 | 0 | 0 | 0 | 0 | 0 | 0 | 0 | 0 | 0 | 0 | 0 | 0 | 0 | 0 | 0 | 0 | 0 | 0 | 0 | 0 | 0 | 0 | 0 | 0 | 0
F1_Commercial_Office (ID)_Existing_Food Preparation_Natural Gas_Food Prep Other_E10 | F1 | Commercial | Office (ID) | Existing | Food Preparation | Natural Gas | Food Prep Other | E10 | RVT - Cost of Equipment | 0 | 0 | 0 | 0 | 0 | 0 | 0 | 0 | 0 | 0 | 0 | 0 | 0 | 0 | 0 | 0 | 0 | 0 | 0 | 0 | 0 | 0 | 0 | 0 | 0 | 0 | 0
F2_Commercial_Office (ID)_Existing_Food Preparation_Natural Gas_Food Prep Other_E1 | F2 | Commercial | Office (ID) | Existing | Food Preparation | Natural Gas | Food Prep Other | E1 | RVT - Cost of Operation | 0.0065156 | 0.0066241 | 0.0067562 | 0.0069169 | 0.007108 | 0.0073606 | 0.0076197 | 0.0078704 | 0.0081011 | 0.0083227 | 0.0085503 | 0.0087536 | 0.0089657 | 0.0091617 | 0.0093268 | 0.0094731 | 0.0095931 | 0.0097062 | 0.0098275 | 0.0099388 | 0.01005 | 0.010227 | 0.010406 | 0.010591 | 0.010779 | 0.010971 | 0.011166
F2_Commercial_Office (ID)_Existing_Food Preparation_Natural Gas_Food Prep Other_E2 | F2 | Commercial | Office (ID) | Existing | Food Preparation | Natural Gas | Food Prep Other | E2 | RVT - Cost of Operation | 0.0065156 | 0.006624 | 0.0067562 | 0.0069168 | 0.0071079 | 0.0073605 | 0.0076197 | 0.0078703 | 0.0081011 | 0.0083226 | 0.0085503 | 0.0087536 | 0.0089657 | 0.0091617 | 0.0093268 | 0.0094731 | 0.009593 | 0.0097061 | 0.0098274 | 0.0099387 | 0.01005 | 0.010227 | 0.010406 | 0.010591 | 0.010779 | 0.010971 | 0.011166
F2_Commercial_Office (ID)_Existing_Food Preparation_Natural Gas_Food Prep Other_E3 | F2 | Commercial | Office (ID) | Existing | Food Preparation | Natural Gas | Food Prep Other | E3 | RVT - Cost of Operation | 0 | 0 | 0 | 0 | 0 | 0 | 0 | 0 | 0 | 0 | 0 | 0 | 0 | 0 | 0 | 0 | 0 | 0 | 0 | 0 | 0 | 0 | 0 | 0 | 0 | 0 | 0
F2_Commercial_Office (ID)_Existing_Food Preparation_Natural Gas_Food Prep Other_E4 | F2 | Commercial | Office (ID) | Existing | Food Preparation | Natural Gas | Food Prep Other | E4 | RVT - Cost of Operation | 0 | 0 | 0 | 0 | 0 | 0 | 0 | 0 | 0 | 0 | 0 | 0 | 0 | 0 | 0 | 0 | 0 | 0 | 0 | 0 | 0 | 0 | 0 | 0 | 0 | 0 | 0
F2_Commercial_Office (ID)_Existing_Food Preparation_Natural Gas_Food Prep Other_E5 | F2 | Commercial | Office (ID) | Existing | Food Preparation | Natural Gas | Food Prep Other | E5 | RVT - Cost of Operation | 0 | 0 | 0 | 0 | 0 | 0 | 0 | 0 | 0 | 0 | 0 | 0 | 0 | 0 | 0 | 0 | 0 | 0 | 0 | 0 | 0 | 0 | 0 | 0 | 0 | 0 | 0
F2_Commercial_Office (ID)_Existing_Food Preparation_Natural Gas_Food Prep Other_E6 | F2 | Commercial | Office (ID) | Existing | Food Preparation | Natural Gas | Food Prep Other | E6 | RVT - Cost of Operation | 0 | 0 | 0 | 0 | 0 | 0 | 0 | 0 | 0 | 0 | 0 | 0 | 0 | 0 | 0 | 0 | 0 | 0 | 0 | 0 | 0 | 0 | 0 | 0 | 0 | 0 | 0
F2_Commercial_Office (ID)_Existing_Food Preparation_Natural Gas_Food Prep Other_E7 | F2 | Commercial | Office (ID) | Existing | Food Preparation | Natural Gas | Food Prep Other | E7 | RVT - Cost of Operation | 0 | 0 | 0 | 0 | 0 | 0 | 0 | 0 | 0 | 0 | 0 | 0 | 0 | 0 | 0 | 0 | 0 | 0 | 0 | 0 | 0 | 0 | 0 | 0 | 0 | 0 | 0
F2_Commercial_Office (ID)_Existing_Food Preparation_Natural Gas_Food Prep Other_E8 | F2 | Commercial | Office (ID) | Existing | Food Preparation | Natural Gas | Food Prep Other | E8 | RVT - Cost of Operation | 0 | 0 | 0 | 0 | 0 | 0 | 0 | 0 | 0 | 0 | 0 | 0 | 0 | 0 | 0 | 0 | 0 | 0 | 0 | 0 | 0 | 0 | 0 | 0 | 0 | 0 | 0
F2_Commercial_Office (ID)_Existing_Food Preparation_Natural Gas_Food Prep Other_E9 | F2 | Commercial | Office (ID) | Existing | Food Preparation | Natural Gas | Food Prep Other | E9 | RVT - Cost of Operation | 0 | 0 | 0 | 0 | 0 | 0 | 0 | 0 | 0 | 0 | 0 | 0 | 0 | 0 | 0 | 0 | 0 | 0 | 0 | 0 | 0 | 0 | 0 | 0 | 0 | 0 | 0
F2_Commercial_Office (ID)_Existing_Food Preparation_Natural Gas_Food Prep Other_E10 | F2 | Commercial | Office (ID) | Existing | Food Preparation | Natural Gas | Food Prep Other | E10 | RVT - Cost of Operation | 0 | 0 | 0 | 0 | 0 | 0 | 0 | 0 | 0 | 0 | 0 | 0 | 0 | 0 | 0 | 0 | 0 | 0 | 0 | 0 | 0 | 0 | 0 | 0 | 0 | 0 | 0
F3_Commercial_Office (ID)_Existing_Food Preparation_Natural Gas_Food Prep Other_E1 | F3 | Commercial | Office (ID) | Existing | Food Preparation | Natural Gas | Food Prep Other | E1 | System - kBTUs of Consumption | 1.5793 | 1.5793 | 1.5793 | 1.5793 | 1.5793 | 1.5793 | 1.5793 | 1.5793 | 1.5793 | 1.5793 | 1.5793 | 1.5793 | 1.5793 | 1.5793 | 1.5793 | 1.5793 | 1.5793 | 1.5793 | 1.5793 | 1.5793 | 1.5793 | 1.5793 | 1.5793 | 1.5793 | 1.5793 | 1.5793 | 1.5793
F3_Commercial_Office (ID)_Existing_Food Preparation_Natural Gas_Food Prep Other_E2 | F3 | Commercial | Office (ID) | Existing | Food Preparation | Natural Gas | Food Prep Other | E2 | System - kBTUs of Consumption | 1.5793 | 1.5793 | 1.5793 | 1.5793 | 1.5793 | 1.5793 | 1.5793 | 1.5793 | 1.5793 | 1.5793 | 1.5793 | 1.5793 | 1.5793 | 1.5793 | 1.5793 | 1.5793 | 1.5793 | 1.5793 | 1.5793 | 1.5793 | 1.5793 | 1.5793 | 1.5793 | 1.5793 | 1.5793 | 1.5793 | 1.5793
F3_Commercial_Office (ID)_Existing_Food Preparation_Natural Gas_Food Prep Other_E3 | F3 | Commercial | Office (ID) | Existing | Food Preparation | Natural Gas | Food Prep Other | E3 | System - kBTUs of Consumption | 0 | 0 | 0 | 0 | 0 | 0 | 0 | 0 | 0 | 0 | 0 | 0 | 0 | 0 | 0 | 0 | 0 | 0 | 0 | 0 | 0 | 0 | 0 | 0 | 0 | 0 | 0
F3_Commercial_Office (ID)_Existing_Food Preparation_Natural Gas_Food Prep Other_E4 | F3 | Commercial | Office (ID) | Existing | Food Preparation | Natural Gas | Food Prep Other | E4 | System - kBTUs of Consumption | 0 | 0 | 0 | 0 | 0 | 0 | 0 | 0 | 0 | 0 | 0 | 0 | 0 | 0 | 0 | 0 | 0 | 0 | 0 | 0 | 0 | 0 | 0 | 0 | 0 | 0 | 0
F3_Commercial_Office (ID)_Existing_Food Preparation_Natural Gas_Food Prep Other_E5 | F3 | Commercial | Office (ID) | Existing | Food Preparation | Natural Gas | Food Prep Other | E5 | System - kBTUs of Consumption | 0 | 0 | 0 | 0 | 0 | 0 | 0 | 0 | 0 | 0 | 0 | 0 | 0 | 0 | 0 | 0 | 0 | 0 | 0 | 0 | 0 | 0 | 0 | 0 | 0 | 0 | 0
F3_Commercial_Office (ID)_Existing_Food Preparation_Natural Gas_Food Prep Other_E6 | F3 | Commercial | Office (ID) | Existing | Food Preparation | Natural Gas | Food Prep Other | E6 | System - kBTUs of Consumption | 0 | 0 | 0 | 0 | 0 | 0 | 0 | 0 | 0 | 0 | 0 | 0 | 0 | 0 | 0 | 0 | 0 | 0 | 0 | 0 | 0 | 0 | 0 | 0 | 0 | 0 | 0
F3_Commercial_Office (ID)_Existing_Food Preparation_Natural Gas_Food Prep Other_E7 | F3 | Commercial | Office (ID) | Existing | Food Preparation | Natural Gas | Food Prep Other | E7 | System - kBTUs of Consumption | 0 | 0 | 0 | 0 | 0 | 0 | 0 | 0 | 0 | 0 | 0 | 0 | 0 | 0 | 0 | 0 | 0 | 0 | 0 | 0 | 0 | 0 | 0 | 0 | 0 | 0 | 0
F3_Commercial_Office (ID)_Existing_Food Preparation_Natural Gas_Food Prep Other_E8 | F3 | Commercial | Office (ID) | Existing | Food Preparation | Natural Gas | Food Prep Other | E8 | System - kBTUs of Consumption | 0 | 0 | 0 | 0 | 0 | 0 | 0 | 0 | 0 | 0 | 0 | 0 | 0 | 0 | 0 | 0 | 0 | 0 | 0 | 0 | 0 | 0 | 0 | 0 | 0 | 0 | 0
F3_Commercial_Office (ID)_Existing_Food Preparation_Natural Gas_Food Prep Other_E9 | F3 | Commercial | Office (ID) | Existing | Food Preparation | Natural Gas | Food Prep Other | E9 | System - kBTUs of Consumption | 0 | 0 | 0 | 0 | 0 | 0 | 0 | 0 | 0 | 0 | 0 | 0 | 0 | 0 | 0 | 0 | 0 | 0 | 0 | 0 | 0 | 0 | 0 | 0 | 0 | 0 | 0
F3_Commercial_Office (ID)_Existing_Food Preparation_Natural Gas_Food Prep Other_E10 | F3 | Commercial | Office (ID) | Existing | Food Preparation | Natural Gas | Food Prep Other | E10 | System - kBTUs of Consumption | 0 | 0 | 0 | 0 | 0 | 0 | 0 | 0 | 0 | 0 | 0 | 0 | 0 | 0 | 0 | 0 | 0 | 0 | 0 | 0 | 0 | 0 | 0 | 0 | 0 | 0 | 0
F4_Commercial_Office (ID)_Existing_Food Preparation_Natural Gas_Food Prep Other_E1 | F4 | Commercial | Office (ID) | Existing | Food Preparation | Natural Gas | Food Prep Other | E1 | Utility - Cost of Equipment | 0.0017624 | 0.0017624 | 0.0017624 | 0.0017624 | 0.0017624 | 0.0017624 | 0.0017624 | 0.0017624 | 0.0017624 | 0.0017624 | 0.0017624 | 0.0017624 | 0.0017624 | 0.0017624 | 0.0017624 | 0.0017624 | 0.0017624 | 0.0017624 | 0.0017624 | 0.0017624 | 0.0017624 | 0.0017624 | 0.0017624 | 0.0017624 | 0.0017624 | 0.0017624 | 0.0017624
F4_Commercial_Office (ID)_Existing_Food Preparation_Natural Gas_Food Prep Other_E2 | F4 | Commercial | Office (ID) | Existing | Food Preparation | Natural Gas | Food Prep Other | E2 | Utility - Cost of Equipment | 0.0017642 | 0.0017642 | 0.0017642 | 0.0017642 | 0.0017642 | 0.0017642 | 0.0017642 | 0.0017642 | 0.0017642 | 0.0017642 | 0.0017642 | 0.0017642 | 0.0017642 | 0.0017642 | 0.0017642 | 0.0017642 | 0.0017642 | 0.0017642 | 0.0017642 | 0.0017642 | 0.0017642 | 0.0017642 | 0.0017642 | 0.0017642 | 0.0017642 | 0.0017642 | 0.0017642
F4_Commercial_Office (ID)_Existing_Food Preparation_Natural Gas_Food Prep Other_E3 | F4 | Commercial | Office (ID) | Existing | Food Preparation | Natural Gas | Food Prep Other | E3 | Utility - Cost of Equipment | 0 | 0 | 0 | 0 | 0 | 0 | 0 | 0 | 0 | 0 | 0 | 0 | 0 | 0 | 0 | 0 | 0 | 0 | 0 | 0 | 0 | 0 | 0 | 0 | 0 | 0 | 0
F4_Commercial_Office (ID)_Existing_Food Preparation_Natural Gas_Food Prep Other_E4 | F4 | Commercial | Office (ID) | Existing | Food Preparation | Natural Gas | Food Prep Other | E4 | Utility - Cost of Equipment | 0 | 0 | 0 | 0 | 0 | 0 | 0 | 0 | 0 | 0 | 0 | 0 | 0 | 0 | 0 | 0 | 0 | 0 | 0 | 0 | 0 | 0 | 0 | 0 | 0 | 0 | 0
F4_Commercial_Office (ID)_Existing_Food Preparation_Natural Gas_Food Prep Other_E5 | F4 | Commercial | Office (ID) | Existing | Food Preparation | Natural Gas | Food Prep Other | E5 | Utility - Cost of Equipment | 0 | 0 | 0 | 0 | 0 | 0 | 0 | 0 | 0 | 0 | 0 | 0 | 0 | 0 | 0 | 0 | 0 | 0 | 0 | 0 | 0 | 0 | 0 | 0 | 0 | 0 | 0
F4_Commercial_Office (ID)_Existing_Food Preparation_Natural Gas_Food Prep Other_E6 | F4 | Commercial | Office (ID) | Existing | Food Preparation | Natural Gas | Food Prep Other | E6 | Utility - Cost of Equipment | 0 | 0 | 0 | 0 | 0 | 0 | 0 | 0 | 0 | 0 | 0 | 0 | 0 | 0 | 0 | 0 | 0 | 0 | 0 | 0 | 0 | 0 | 0 | 0 | 0 | 0 | 0
F4_Commercial_Office (ID)_Existing_Food Preparation_Natural Gas_Food Prep Other_E7 | F4 | Commercial | Office (ID) | Existing | Food Preparation | Natural Gas | Food Prep Other | E7 | Utility - Cost of Equipment | 0 | 0 | 0 | 0 | 0 | 0 | 0 | 0 | 0 | 0 | 0 | 0 | 0 | 0 | 0 | 0 | 0 | 0 | 0 | 0 | 0 | 0 | 0 | 0 | 0 | 0 | 0
F4_Commercial_Office (ID)_Existing_Food Preparation_Natural Gas_Food Prep Other_E8 | F4 | Commercial | Office (ID) | Existing | Food Preparation | Natural Gas | Food Prep Other | E8 | Utility - Cost of Equipment | 0 | 0 | 0 | 0 | 0 | 0 | 0 | 0 | 0 | 0 | 0 | 0 | 0 | 0 | 0 | 0 | 0 | 0 | 0 | 0 | 0 | 0 | 0 | 0 | 0 | 0 | 0
F4_Commercial_Office (ID)_Existing_Food Preparation_Natural Gas_Food Prep Other_E9 | F4 | Commercial | Office (ID) | Existing | Food Preparation | Natural Gas | Food Prep Other | E9 | Utility - Cost of Equipment | 0 | 0 | 0 | 0 | 0 | 0 | 0 | 0 | 0 | 0 | 0 | 0 | 0 | 0 | 0 | 0 | 0 | 0 | 0 | 0 | 0 | 0 | 0 | 0 | 0 | 0 | 0
F4_Commercial_Office (ID)_Existing_Food Preparation_Natural Gas_Food Prep Other_E10 | F4 | Commercial | Office (ID) | Existing | Food Preparation | Natural Gas | Food Prep Other | E10 | Utility - Cost of Equipment | 0 | 0 | 0 | 0 | 0 | 0 | 0 | 0 | 0 | 0 | 0 | 0 | 0 | 0 | 0 | 0 | 0 | 0 | 0 | 0 | 0 | 0 | 0 | 0 | 0 | 0 | 0
F5_Commercial_Office (ID)_Existing_Food Preparation_Natural Gas_Food Prep Other_E1 | F5 | Commercial | Office (ID) | Existing | Food Preparation | Natural Gas | Food Prep Other | E1 | Utility - Cost of Operation | 0.0054772 | 0.0056037 | 0.0057627 | 0.0059504 | 0.0061686 | 0.0064438 | 0.0067304 | 0.0070162 | 0.0072918 | 0.0075713 | 0.0077894 | 0.0079922 | 0.008211 | 0.0084241 | 0.008612 | 0.008786 | 0.0089394 | 0.0090902 | 0.0092525 | 0.0094098 | 0.0095716 | 0.0097403 | 0.0099107 | 0.010087 | 0.010266 | 0.010448 | 0.010634
F5_Commercial_Office (ID)_Existing_Food Preparation_Natural Gas_Food Prep Other_E2 | F5 | Commercial | Office (ID) | Existing | Food Preparation | Natural Gas | Food Prep Other | E2 | Utility - Cost of Operation | 0.0054772 | 0.0056036 | 0.0057627 | 0.0059503 | 0.0061685 | 0.0064437 | 0.0067303 | 0.0070161 | 0.0072918 | 0.0075712 | 0.0077893 | 0.0079922 | 0.0082109 | 0.008424 | 0.0086119 | 0.0087859 | 0.0089393 | 0.0090902 | 0.0092524 | 0.0094097 | 0.0095715 | 0.0097402 | 0.0099106 | 0.010087 | 0.010266 | 0.010448 | 0.010634
F5_Commercial_Office (ID)_Existing_Food Preparation_Natural Gas_Food Prep Other_E3 | F5 | Commercial | Office (ID) | Existing | Food Preparation | Natural Gas | Food Prep Other | E3 | Utility - Cost of Operation | 0 | 0 | 0 | 0 | 0 | 0 | 0 | 0 | 0 | 0 | 0 | 0 | 0 | 0 | 0 | 0 | 0 | 0 | 0 | 0 | 0 | 0 | 0 | 0 | 0 | 0 | 0
F5_Commercial_Office (ID)_Existing_Food Preparation_Natural Gas_Food Prep Other_E4 | F5 | Commercial | Office (ID) | Existing | Food Preparation | Natural Gas | Food Prep Other | E4 | Utility - Cost of Operation | 0 | 0 | 0 | 0 | 0 | 0 | 0 | 0 | 0 | 0 | 0 | 0 | 0 | 0 | 0 | 0 | 0 | 0 | 0 | 0 | 0 | 0 | 0 | 0 | 0 | 0 | 0
F5_Commercial_Office (ID)_Existing_Food Preparation_Natural Gas_Food Prep Other_E5 | F5 | Commercial | Office (ID) | Existing | Food Preparation | Natural Gas | Food Prep Other | E5 | Utility - Cost of Operation | 0 | 0 | 0 | 0 | 0 | 0 | 0 | 0 | 0 | 0 | 0 | 0 | 0 | 0 | 0 | 0 | 0 | 0 | 0 | 0 | 0 | 0 | 0 | 0 | 0 | 0 | 0
F5_Commercial_Office (ID)_Existing_Food Preparation_Natural Gas_Food Prep Other_E6 | F5 | Commercial | Office (ID) | Existing | Food Preparation | Natural Gas | Food Prep Other | E6 | Utility - Cost of Operation | 0 | 0 | 0 | 0 | 0 | 0 | 0 | 0 | 0 | 0 | 0 | 0 | 0 | 0 | 0 | 0 | 0 | 0 | 0 | 0 | 0 | 0 | 0 | 0 | 0 | 0 | 0
F5_Commercial_Office (ID)_Existing_Food Preparation_Natural Gas_Food Prep Other_E7 | F5 | Commercial | Office (ID) | Existing | Food Preparation | Natural Gas | Food Prep Other | E7 | Utility - Cost of Operation | 0 | 0 | 0 | 0 | 0 | 0 | 0 | 0 | 0 | 0 | 0 | 0 | 0 | 0 | 0 | 0 | 0 | 0 | 0 | 0 | 0 | 0 | 0 | 0 | 0 | 0 | 0
F5_Commercial_Office (ID)_Existing_Food Preparation_Natural Gas_Food Prep Other_E8 | F5 | Commercial | Office (ID) | Existing | Food Preparation | Natural Gas | Food Prep Other | E8 | Utility - Cost of Operation | 0 | 0 | 0 | 0 | 0 | 0 | 0 | 0 | 0 | 0 | 0 | 0 | 0 | 0 | 0 | 0 | 0 | 0 | 0 | 0 | 0 | 0 | 0 | 0 | 0 | 0 | 0
F5_Commercial_Office (ID)_Existing_Food Preparation_Natural Gas_Food Prep Other_E9 | F5 | Commercial | Office (ID) | Existing | Food Preparation | Natural Gas | Food Prep Other | E9 | Utility - Cost of Operation | 0 | 0 | 0 | 0 | 0 | 0 | 0 | 0 | 0 | 0 | 0 | 0 | 0 | 0 | 0 | 0 | 0 | 0 | 0 | 0 | 0 | 0 | 0 | 0 | 0 | 0 | 0
F5_Commercial_Office (ID)_Existing_Food Preparation_Natural Gas_Food Prep Other_E10 | F5 | Commercial | Office (ID) | Existing | Food Preparation | Natural Gas | Food Prep Other | E10 | Utility - Cost of Operation | 0 | 0 | 0 | 0 | 0 | 0 | 0 | 0 | 0 | 0 | 0 | 0 | 0 | 0 | 0 | 0 | 0 | 0 | 0 | 0 | 0 | 0 | 0 | 0 | 0 | 0 | 0
F6_Commercial_Office (ID)_Existing_Food Preparation_Natural Gas_Food Prep Other_E1 | F6 | Commercial | Office (ID) | Existing | Food Preparation | Natural Gas | Food Prep Other | E1 | Utility - Value of Sales | 0.0065156 | 0.0066241 | 0.0067562 | 0.0069169 | 0.007108 | 0.0073606 | 0.0076197 | 0.0078704 | 0.0081011 | 0.0083227 | 0.0085503 | 0.0087536 | 0.0089657 | 0.0091617 | 0.0093268 | 0.0094731 | 0.0095931 | 0.0097062 | 0.0098275 | 0.0099388 | 0.01005 | 0.010227 | 0.010406 | 0.010591 | 0.010779 | 0.010971 | 0.011166
F6_Commercial_Office (ID)_Existing_Food Preparation_Natural Gas_Food Prep Other_E2 | F6 | Commercial | Office (ID) | Existing | Food Preparation | Natural Gas | Food Prep Other | E2 | Utility - Value of Sales | 0.0065156 | 0.006624 | 0.0067562 | 0.0069168 | 0.0071079 | 0.0073605 | 0.0076197 | 0.0078703 | 0.0081011 | 0.0083226 | 0.0085503 | 0.0087536 | 0.0089657 | 0.0091617 | 0.0093268 | 0.0094731 | 0.009593 | 0.0097061 | 0.0098274 | 0.0099387 | 0.01005 | 0.010227 | 0.010406 | 0.010591 | 0.010779 | 0.010971 | 0.011166
F6_Commercial_Office (ID)_Existing_Food Preparation_Natural Gas_Food Prep Other_E3 | F6 | Commercial | Office (ID) | Existing | Food Preparation | Natural Gas | Food Prep Other | E3 | Utility - Value of Sales | 0 | 0 | 0 | 0 | 0 | 0 | 0 | 0 | 0 | 0 | 0 | 0 | 0 | 0 | 0 | 0 | 0 | 0 | 0 | 0 | 0 | 0 | 0 | 0 | 0 | 0 | 0
F6_Commercial_Office (ID)_Existing_Food Preparation_Natural Gas_Food Prep Other_E4 | F6 | Commercial | Office (ID) | Existing | Food Preparation | Natural Gas | Food Prep Other | E4 | Utility - Value of Sales | 0 | 0 | 0 | 0 | 0 | 0 | 0 | 0 | 0 | 0 | 0 | 0 | 0 | 0 | 0 | 0 | 0 | 0 | 0 | 0 | 0 | 0 | 0 | 0 | 0 | 0 | 0
F6_Commercial_Office (ID)_Existing_Food Preparation_Natural Gas_Food Prep Other_E5 | F6 | Commercial | Office (ID) | Existing | Food Preparation | Natural Gas | Food Prep Other | E5 | Utility - Value of Sales | 0 | 0 | 0 | 0 | 0 | 0 | 0 | 0 | 0 | 0 | 0 | 0 | 0 | 0 | 0 | 0 | 0 | 0 | 0 | 0 | 0 | 0 | 0 | 0 | 0 | 0 | 0
F6_Commercial_Office (ID)_Existing_Food Preparation_Natural Gas_Food Prep Other_E6 | F6 | Commercial | Office (ID) | Existing | Food Preparation | Natural Gas | Food Prep Other | E6 | Utility - Value of Sales | 0 | 0 | 0 | 0 | 0 | 0 | 0 | 0 | 0 | 0 | 0 | 0 | 0 | 0 | 0 | 0 | 0 | 0 | 0 | 0 | 0 | 0 | 0 | 0 | 0 | 0 | 0
F6_Commercial_Office (ID)_Existing_Food Preparation_Natural Gas_Food Prep Other_E7 | F6 | Commercial | Office (ID) | Existing | Food Preparation | Natural Gas | Food Prep Other | E7 | Utility - Value of Sales | 0 | 0 | 0 | 0 | 0 | 0 | 0 | 0 | 0 | 0 | 0 | 0 | 0 | 0 | 0 | 0 | 0 | 0 | 0 | 0 | 0 | 0 | 0 | 0 | 0 | 0 | 0
F6_Commercial_Office (ID)_Existing_Food Preparation_Natural Gas_Food Prep Other_E8 | F6 | Commercial | Office (ID) | Existing | Food Preparation | Natural Gas | Food Prep Other | E8 | Utility - Value of Sales | 0 | 0 | 0 | 0 | 0 | 0 | 0 | 0 | 0 | 0 | 0 | 0 | 0 | 0 | 0 | 0 | 0 | 0 | 0 | 0 | 0 | 0 | 0 | 0 | 0 | 0 | 0
F6_Commercial_Office (ID)_Existing_Food Preparation_Natural Gas_Food Prep Other_E9 | F6 | Commercial | Office (ID) | Existing | Food Preparation | Natural Gas | Food Prep Other | E9 | Utility - Value of Sales | 0 | 0 | 0 | 0 | 0 | 0 | 0 | 0 | 0 | 0 | 0 | 0 | 0 | 0 | 0 | 0 | 0 | 0 | 0 | 0 | 0 | 0 | 0 | 0 | 0 | 0 | 0
F6_Commercial_Office (ID)_Existing_Food Preparation_Natural Gas_Food Prep Other_E10 | F6 | Commercial | Office (ID) | Existing | Food Preparation | Natural Gas | Food Prep Other | E10 | Utility - Value of Sales | 0 | 0 | 0 | 0 | 0 | 0 | 0 | 0 | 0 | 0 | 0 | 0 | 0 | 0 | 0 | 0 | 0 | 0 | 0 | 0 | 0 | 0 | 0 | 0 | 0 | 0 | 0
F1_Commercial_Office (ID)_Existing_Miscellaneous_Natural Gas_Pool Heater_E1 | F1 | Commercial | Office (ID) | Existing | Miscellaneous | Natural Gas | Pool Heater | E1 | RVT - Cost of Equipment | 0.0026828 | 0.0026828 | 0.0026828 | 0.0026828 | 0.0026828 | 0.0026828 | 0.0026828 | 0.0026828 | 0.0026828 | 0.0026828 | 0.0026828 | 0.0026828 | 0.0026828 | 0.0026828 | 0.0026828 | 0.0026828 | 0.0026828 | 0.0026828 | 0.0026828 | 0.0026828 | 0.0026828 | 0.0026828 | 0.0026828 | 0.0026828 | 0.0026828 | 0.0026828 | 0.0026828
F1_Commercial_Office (ID)_Existing_Miscellaneous_Natural Gas_Pool Heater_E2 | F1 | Commercial | Office (ID) | Existing | Miscellaneous | Natural Gas | Pool Heater | E2 | RVT - Cost of Equipment | 0.0043927 | 0.0043927 | 0.0043927 | 0.0043927 | 0.0043927 | 0.0043927 | 0.0043927 | 0.0043927 | 0.0043927 | 0.0043927 | 0.0043927 | 0.0043927 | 0.0043927 | 0.0043927 | 0.0043927 | 0.0043927 | 0.0043927 | 0.0043927 | 0.0043927 | 0.0043927 | 0.0043927 | 0.0043927 | 0.0043927 | 0.0043927 | 0.0043927 | 0.0043927 | 0.0043927
F1_Commercial_Office (ID)_Existing_Miscellaneous_Natural Gas_Pool Heater_E3 | F1 | Commercial | Office (ID) | Existing | Miscellaneous | Natural Gas | Pool Heater | E3 | RVT - Cost of Equipment | 0 | 0 | 0 | 0 | 0 | 0 | 0 | 0 | 0 | 0 | 0 | 0 | 0 | 0 | 0 | 0 | 0 | 0 | 0 | 0 | 0 | 0 | 0 | 0 | 0 | 0 | 0
F1_Commercial_Office (ID)_Existing_Miscellaneous_Natural Gas_Pool Heater_E4 | F1 | Commercial | Office (ID) | Existing | Miscellaneous | Natural Gas | Pool Heater | E4 | RVT - Cost of Equipment | 0 | 0 | 0 | 0 | 0 | 0 | 0 | 0 | 0 | 0 | 0 | 0 | 0 | 0 | 0 | 0 | 0 | 0 | 0 | 0 | 0 | 0 | 0 | 0 | 0 | 0 | 0
F1_Commercial_Office (ID)_Existing_Miscellaneous_Natural Gas_Pool Heater_E5 | F1 | Commercial | Office (ID) | Existing | Miscellaneous | Natural Gas | Pool Heater | E5 | RVT - Cost of Equipment | 0 | 0 | 0 | 0 | 0 | 0 | 0 | 0 | 0 | 0 | 0 | 0 | 0 | 0 | 0 | 0 | 0 | 0 | 0 | 0 | 0 | 0 | 0 | 0 | 0 | 0 | 0
F1_Commercial_Office (ID)_Existing_Miscellaneous_Natural Gas_Pool Heater_E6 | F1 | Commercial | Office (ID) | Existing | Miscellaneous | Natural Gas | Pool Heater | E6 | RVT - Cost of Equipment | 0 | 0 | 0 | 0 | 0 | 0 | 0 | 0 | 0 | 0 | 0 | 0 | 0 | 0 | 0 | 0 | 0 | 0 | 0 | 0 | 0 | 0 | 0 | 0 | 0 | 0 | 0
F1_Commercial_Office (ID)_Existing_Miscellaneous_Natural Gas_Pool Heater_E7 | F1 | Commercial | Office (ID) | Existing | Miscellaneous | Natural Gas | Pool Heater | E7 | RVT - Cost of Equipment | 0 | 0 | 0 | 0 | 0 | 0 | 0 | 0 | 0 | 0 | 0 | 0 | 0 | 0 | 0 | 0 | 0 | 0 | 0 | 0 | 0 | 0 | 0 | 0 | 0 | 0 | 0
F1_Commercial_Office (ID)_Existing_Miscellaneous_Natural Gas_Pool Heater_E8 | F1 | Commercial | Office (ID) | Existing | Miscellaneous | Natural Gas | Pool Heater | E8 | RVT - Cost of Equipment | 0 | 0 | 0 | 0 | 0 | 0 | 0 | 0 | 0 | 0 | 0 | 0 | 0 | 0 | 0 | 0 | 0 | 0 | 0 | 0 | 0 | 0 | 0 | 0 | 0 | 0 | 0
F1_Commercial_Office (ID)_Existing_Miscellaneous_Natural Gas_Pool Heater_E9 | F1 | Commercial | Office (ID) | Existing | Miscellaneous | Natural Gas | Pool Heater | E9 | RVT - Cost of Equipment | 0 | 0 | 0 | 0 | 0 | 0 | 0 | 0 | 0 | 0 | 0 | 0 | 0 | 0 | 0 | 0 | 0 | 0 | 0 | 0 | 0 | 0 | 0 | 0 | 0 | 0 | 0
F1_Commercial_Office (ID)_Existing_Miscellaneous_Natural Gas_Pool Heater_E10 | F1 | Commercial | Office (ID) | Existing | Miscellaneous | Natural Gas | Pool Heater | E10 | RVT - Cost of Equipment | 0 | 0 | 0 | 0 | 0 | 0 | 0 | 0 | 0 | 0 | 0 | 0 | 0 | 0 | 0 | 0 | 0 | 0 | 0 | 0 | 0 | 0 | 0 | 0 | 0 | 0 | 0
F2_Commercial_Office (ID)_Existing_Miscellaneous_Natural Gas_Pool Heater_E1 | F2 | Commercial | Office (ID) | Existing | Miscellaneous | Natural Gas | Pool Heater | E1 | RVT - Cost of Operation | 0.0040313 | 0.0040618 | 0.0041171 | 0.0042004 | 0.0043098 | 0.0044691 | 0.0046299 | 0.0047841 | 0.0049232 | 0.0050695 | 0.0052372 | 0.0053946 | 0.0055725 | 0.0057371 | 0.0058657 | 0.0059701 | 0.0060403 | 0.0060938 | 0.006154 | 0.0062033 | 0.0062516 | 0.0063614 | 0.0064717 | 0.0065867 | 0.0067037 | 0.0068228 | 0.006944
F2_Commercial_Office (ID)_Existing_Miscellaneous_Natural Gas_Pool Heater_E2 | F2 | Commercial | Office (ID) | Existing | Miscellaneous | Natural Gas | Pool Heater | E2 | RVT - Cost of Operation | 0.0034266 | 0.0034526 | 0.0034995 | 0.0035703 | 0.0036633 | 0.0037987 | 0.0039354 | 0.0040665 | 0.0041847 | 0.0043091 | 0.0044516 | 0.0045854 | 0.0047366 | 0.0048765 | 0.0049858 | 0.0050746 | 0.0051343 | 0.0051797 | 0.0052309 | 0.0052728 | 0.0053139 | 0.0054072 | 0.005501 | 0.0055987 | 0.0056982 | 0.0057994 | 0.0059024
F2_Commercial_Office (ID)_Existing_Miscellaneous_Natural Gas_Pool Heater_E3 | F2 | Commercial | Office (ID) | Existing | Miscellaneous | Natural Gas | Pool Heater | E3 | RVT - Cost of Operation | 0 | 0 | 0 | 0 | 0 | 0 | 0 | 0 | 0 | 0 | 0 | 0 | 0 | 0 | 0 | 0 | 0 | 0 | 0 | 0 | 0 | 0 | 0 | 0 | 0 | 0 | 0
F2_Commercial_Office (ID)_Existing_Miscellaneous_Natural Gas_Pool Heater_E4 | F2 | Commercial | Office (ID) | Existing | Miscellaneous | Natural Gas | Pool Heater | E4 | RVT - Cost of Operation | 0 | 0 | 0 | 0 | 0 | 0 | 0 | 0 | 0 | 0 | 0 | 0 | 0 | 0 | 0 | 0 | 0 | 0 | 0 | 0 | 0 | 0 | 0 | 0 | 0 | 0 | 0
F2_Commercial_Office (ID)_Existing_Miscellaneous_Natural Gas_Pool Heater_E5 | F2 | Commercial | Office (ID) | Existing | Miscellaneous | Natural Gas | Pool Heater | E5 | RVT - Cost of Operation | 0 | 0 | 0 | 0 | 0 | 0 | 0 | 0 | 0 | 0 | 0 | 0 | 0 | 0 | 0 | 0 | 0 | 0 | 0 | 0 | 0 | 0 | 0 | 0 | 0 | 0 | 0
F2_Commercial_Office (ID)_Existing_Miscellaneous_Natural Gas_Pool Heater_E6 | F2 | Commercial | Office (ID) | Existing | Miscellaneous | Natural Gas | Pool Heater | E6 | RVT - Cost of Operation | 0 | 0 | 0 | 0 | 0 | 0 | 0 | 0 | 0 | 0 | 0 | 0 | 0 | 0 | 0 | 0 | 0 | 0 | 0 | 0 | 0 | 0 | 0 | 0 | 0 | 0 | 0
F2_Commercial_Office (ID)_Existing_Miscellaneous_Natural Gas_Pool Heater_E7 | F2 | Commercial | Office (ID) | Existing | Miscellaneous | Natural Gas | Pool Heater | E7 | RVT - Cost of Operation | 0 | 0 | 0 | 0 | 0 | 0 | 0 | 0 | 0 | 0 | 0 | 0 | 0 | 0 | 0 | 0 | 0 | 0 | 0 | 0 | 0 | 0 | 0 | 0 | 0 | 0 | 0
F2_Commercial_Office (ID)_Existing_Miscellaneous_Natural Gas_Pool Heater_E8 | F2 | Commercial | Office (ID) | Existing | Miscellaneous | Natural Gas | Pool Heater | E8 | RVT - Cost of Operation | 0 | 0 | 0 | 0 | 0 | 0 | 0 | 0 | 0 | 0 | 0 | 0 | 0 | 0 | 0 | 0 | 0 | 0 | 0 | 0 | 0 | 0 | 0 | 0 | 0 | 0 | 0
F2_Commercial_Office (ID)_Existing_Miscellaneous_Natural Gas_Pool Heater_E9 | F2 | Commercial | Office (ID) | Existing | Miscellaneous | Natural Gas | Pool Heater | E9 | RVT - Cost of Operation | 0 | 0 | 0 | 0 | 0 | 0 | 0 | 0 | 0 | 0 | 0 | 0 | 0 | 0 | 0 | 0 | 0 | 0 | 0 | 0 | 0 | 0 | 0 | 0 | 0 | 0 | 0
F2_Commercial_Office (ID)_Existing_Miscellaneous_Natural Gas_Pool Heater_E10 | F2 | Commercial | Office (ID) | Existing | Miscellaneous | Natural Gas | Pool Heater | E10 | RVT - Cost of Operation | 0 | 0 | 0 | 0 | 0 | 0 | 0 | 0 | 0 | 0 | 0 | 0 | 0 | 0 | 0 | 0 | 0 | 0 | 0 | 0 | 0 | 0 | 0 | 0 | 0 | 0 | 0
F3_Commercial_Office (ID)_Existing_Miscellaneous_Natural Gas_Pool Heater_E1 | F3 | Commercial | Office (ID) | Existing | Miscellaneous | Natural Gas | Pool Heater | E1 | System - kBTUs of Consumption | 1.0152 | 1.0152 | 1.0152 | 1.0152 | 1.0152 | 1.0152 | 1.0152 | 1.0152 | 1.0152 | 1.0152 | 1.0152 | 1.0152 | 1.0152 | 1.0152 | 1.0152 | 1.0152 | 1.0152 | 1.0152 | 1.0152 | 1.0152 | 1.0152 | 1.0152 | 1.0152 | 1.0152 | 1.0152 | 1.0152 | 1.0152
F3_Commercial_Office (ID)_Existing_Miscellaneous_Natural Gas_Pool Heater_E2 | F3 | Commercial | Office (ID) | Existing | Miscellaneous | Natural Gas | Pool Heater | E2 | System - kBTUs of Consumption | 0.86294 | 0.86294 | 0.86294 | 0.86294 | 0.86294 | 0.86294 | 0.86294 | 0.86294 | 0.86294 | 0.86294 | 0.86294 | 0.86294 | 0.86294 | 0.86294 | 0.86294 | 0.86294 | 0.86294 | 0.86294 | 0.86294 | 0.86294 | 0.86294 | 0.86294 | 0.86294 | 0.86294 | 0.86294 | 0.86294 | 0.86294
F3_Commercial_Office (ID)_Existing_Miscellaneous_Natural Gas_Pool Heater_E3 | F3 | Commercial | Office (ID) | Existing | Miscellaneous | Natural Gas | Pool Heater | E3 | System - kBTUs of Consumption | 0 | 0 | 0 | 0 | 0 | 0 | 0 | 0 | 0 | 0 | 0 | 0 | 0 | 0 | 0 | 0 | 0 | 0 | 0 | 0 | 0 | 0 | 0 | 0 | 0 | 0 | 0
F3_Commercial_Office (ID)_Existing_Miscellaneous_Natural Gas_Pool Heater_E4 | F3 | Commercial | Office (ID) | Existing | Miscellaneous | Natural Gas | Pool Heater | E4 | System - kBTUs of Consumption | 0 | 0 | 0 | 0 | 0 | 0 | 0 | 0 | 0 | 0 | 0 | 0 | 0 | 0 | 0 | 0 | 0 | 0 | 0 | 0 | 0 | 0 | 0 | 0 | 0 | 0 | 0
F3_Commercial_Office (ID)_Existing_Miscellaneous_Natural Gas_Pool Heater_E5 | F3 | Commercial | Office (ID) | Existing | Miscellaneous | Natural Gas | Pool Heater | E5 | System - kBTUs of Consumption | 0 | 0 | 0 | 0 | 0 | 0 | 0 | 0 | 0 | 0 | 0 | 0 | 0 | 0 | 0 | 0 | 0 | 0 | 0 | 0 | 0 | 0 | 0 | 0 | 0 | 0 | 0
F3_Commercial_Office (ID)_Existing_Miscellaneous_Natural Gas_Pool Heater_E6 | F3 | Commercial | Office (ID) | Existing | Miscellaneous | Natural Gas | Pool Heater | E6 | System - kBTUs of Consumption | 0 | 0 | 0 | 0 | 0 | 0 | 0 | 0 | 0 | 0 | 0 | 0 | 0 | 0 | 0 | 0 | 0 | 0 | 0 | 0 | 0 | 0 | 0 | 0 | 0 | 0 | 0
F3_Commercial_Office (ID)_Existing_Miscellaneous_Natural Gas_Pool Heater_E7 | F3 | Commercial | Office (ID) | Existing | Miscellaneous | Natural Gas | Pool Heater | E7 | System - kBTUs of Consumption | 0 | 0 | 0 | 0 | 0 | 0 | 0 | 0 | 0 | 0 | 0 | 0 | 0 | 0 | 0 | 0 | 0 | 0 | 0 | 0 | 0 | 0 | 0 | 0 | 0 | 0 | 0
F3_Commercial_Office (ID)_Existing_Miscellaneous_Natural Gas_Pool Heater_E8 | F3 | Commercial | Office (ID) | Existing | Miscellaneous | Natural Gas | Pool Heater | E8 | System - kBTUs of Consumption | 0 | 0 | 0 | 0 | 0 | 0 | 0 | 0 | 0 | 0 | 0 | 0 | 0 | 0 | 0 | 0 | 0 | 0 | 0 | 0 | 0 | 0 | 0 | 0 | 0 | 0 | 0
F3_Commercial_Office (ID)_Existing_Miscellaneous_Natural Gas_Pool Heater_E9 | F3 | Commercial | Office (ID) | Existing | Miscellaneous | Natural Gas | Pool Heater | E9 | System - kBTUs of Consumption | 0 | 0 | 0 | 0 | 0 | 0 | 0 | 0 | 0 | 0 | 0 | 0 | 0 | 0 | 0 | 0 | 0 | 0 | 0 | 0 | 0 | 0 | 0 | 0 | 0 | 0 | 0
F3_Commercial_Office (ID)_Existing_Miscellaneous_Natural Gas_Pool Heater_E10 | F3 | Commercial | Office (ID) | Existing | Miscellaneous | Natural Gas | Pool Heater | E10 | System - kBTUs of Consumption | 0 | 0 | 0 | 0 | 0 | 0 | 0 | 0 | 0 | 0 | 0 | 0 | 0 | 0 | 0 | 0 | 0 | 0 | 0 | 0 | 0 | 0 | 0 | 0 | 0 | 0 | 0
F4_Commercial_Office (ID)_Existing_Miscellaneous_Natural Gas_Pool Heater_E1 | F4 | Commercial | Office (ID) | Existing | Miscellaneous | Natural Gas | Pool Heater | E1 | Utility - Cost of Equipment | 0.0026828 | 0.0026828 | 0.0026828 | 0.0026828 | 0.0026828 | 0.0026828 | 0.0026828 | 0.0026828 | 0.0026828 | 0.0026828 | 0.0026828 | 0.0026828 | 0.0026828 | 0.0026828 | 0.0026828 | 0.0026828 | 0.0026828 | 0.0026828 | 0.0026828 | 0.0026828 | 0.0026828 | 0.0026828 | 0.0026828 | 0.0026828 | 0.0026828 | 0.0026828 | 0.0026828
F4_Commercial_Office (ID)_Existing_Miscellaneous_Natural Gas_Pool Heater_E2 | F4 | Commercial | Office (ID) | Existing | Miscellaneous | Natural Gas | Pool Heater | E2 | Utility - Cost of Equipment | 0.0043927 | 0.0043927 | 0.0043927 | 0.0043927 | 0.0043927 | 0.0043927 | 0.0043927 | 0.0043927 | 0.0043927 | 0.0043927 | 0.0043927 | 0.0043927 | 0.0043927 | 0.0043927 | 0.0043927 | 0.0043927 | 0.0043927 | 0.0043927 | 0.0043927 | 0.0043927 | 0.0043927 | 0.0043927 | 0.0043927 | 0.0043927 | 0.0043927 | 0.0043927 | 0.0043927
F4_Commercial_Office (ID)_Existing_Miscellaneous_Natural Gas_Pool Heater_E3 | F4 | Commercial | Office (ID) | Existing | Miscellaneous | Natural Gas | Pool Heater | E3 | Utility - Cost of Equipment | 0 | 0 | 0 | 0 | 0 | 0 | 0 | 0 | 0 | 0 | 0 | 0 | 0 | 0 | 0 | 0 | 0 | 0 | 0 | 0 | 0 | 0 | 0 | 0 | 0 | 0 | 0
F4_Commercial_Office (ID)_Existing_Miscellaneous_Natural Gas_Pool Heater_E4 | F4 | Commercial | Office (ID) | Existing | Miscellaneous | Natural Gas | Pool Heater | E4 | Utility - Cost of Equipment | 0 | 0 | 0 | 0 | 0 | 0 | 0 | 0 | 0 | 0 | 0 | 0 | 0 | 0 | 0 | 0 | 0 | 0 | 0 | 0 | 0 | 0 | 0 | 0 | 0 | 0 | 0
F4_Commercial_Office (ID)_Existing_Miscellaneous_Natural Gas_Pool Heater_E5 | F4 | Commercial | Office (ID) | Existing | Miscellaneous | Natural Gas | Pool Heater | E5 | Utility - Cost of Equipment | 0 | 0 | 0 | 0 | 0 | 0 | 0 | 0 | 0 | 0 | 0 | 0 | 0 | 0 | 0 | 0 | 0 | 0 | 0 | 0 | 0 | 0 | 0 | 0 | 0 | 0 | 0
F4_Commercial_Office (ID)_Existing_Miscellaneous_Natural Gas_Pool Heater_E6 | F4 | Commercial | Office (ID) | Existing | Miscellaneous | Natural Gas | Pool Heater | E6 | Utility - Cost of Equipment | 0 | 0 | 0 | 0 | 0 | 0 | 0 | 0 | 0 | 0 | 0 | 0 | 0 | 0 | 0 | 0 | 0 | 0 | 0 | 0 | 0 | 0 | 0 | 0 | 0 | 0 | 0
F4_Commercial_Office (ID)_Existing_Miscellaneous_Natural Gas_Pool Heater_E7 | F4 | Commercial | Office (ID) | Existing | Miscellaneous | Natural Gas | Pool Heater | E7 | Utility - Cost of Equipment | 0 | 0 | 0 | 0 | 0 | 0 | 0 | 0 | 0 | 0 | 0 | 0 | 0 | 0 | 0 | 0 | 0 | 0 | 0 | 0 | 0 | 0 | 0 | 0 | 0 | 0 | 0
F4_Commercial_Office (ID)_Existing_Miscellaneous_Natural Gas_Pool Heater_E8 | F4 | Commercial | Office (ID) | Existing | Miscellaneous | Natural Gas | Pool Heater | E8 | Utility - Cost of Equipment | 0 | 0 | 0 | 0 | 0 | 0 | 0 | 0 | 0 | 0 | 0 | 0 | 0 | 0 | 0 | 0 | 0 | 0 | 0 | 0 | 0 | 0 | 0 | 0 | 0 | 0 | 0
F4_Commercial_Office (ID)_Existing_Miscellaneous_Natural Gas_Pool Heater_E9 | F4 | Commercial | Office (ID) | Existing | Miscellaneous | Natural Gas | Pool Heater | E9 | Utility - Cost of Equipment | 0 | 0 | 0 | 0 | 0 | 0 | 0 | 0 | 0 | 0 | 0 | 0 | 0 | 0 | 0 | 0 | 0 | 0 | 0 | 0 | 0 | 0 | 0 | 0 | 0 | 0 | 0
F4_Commercial_Office (ID)_Existing_Miscellaneous_Natural Gas_Pool Heater_E10 | F4 | Commercial | Office (ID) | Existing | Miscellaneous | Natural Gas | Pool Heater | E10 | Utility - Cost of Equipment | 0 | 0 | 0 | 0 | 0 | 0 | 0 | 0 | 0 | 0 | 0 | 0 | 0 | 0 | 0 | 0 | 0 | 0 | 0 | 0 | 0 | 0 | 0 | 0 | 0 | 0 | 0
F5_Commercial_Office (ID)_Existing_Miscellaneous_Natural Gas_Pool Heater_E1 | F5 | Commercial | Office (ID) | Existing | Miscellaneous | Natural Gas | Pool Heater | E1 | Utility - Cost of Operation | 0.0033594 | 0.0033849 | 0.0034397 | 0.0035283 | 0.0036504 | 0.0038279 | 0.0040225 | 0.0042176 | 0.0044066 | 0.0046086 | 0.0047611 | 0.0049042 | 0.0050659 | 0.005222 | 0.0053527 | 0.00547 | 0.0055659 | 0.0056578 | 0.0057594 | 0.005855 | 0.0059539 | 0.0060585 | 0.0061636 | 0.0062731 | 0.0063845 | 0.0064979 | 0.0066134
F5_Commercial_Office (ID)_Existing_Miscellaneous_Natural Gas_Pool Heater_E2 | F5 | Commercial | Office (ID) | Existing | Miscellaneous | Natural Gas | Pool Heater | E2 | Utility - Cost of Operation | 0.0028555 | 0.0028771 | 0.0029237 | 0.002999 | 0.0031029 | 0.0032537 | 0.0034191 | 0.003585 | 0.0037456 | 0.0039173 | 0.0040469 | 0.0041685 | 0.004306 | 0.0044387 | 0.0045498 | 0.0046495 | 0.004731 | 0.0048091 | 0.0048955 | 0.0049767 | 0.0050608 | 0.0051497 | 0.005239 | 0.0053321 | 0.0054268 | 0.0055232 | 0.0056214
F5_Commercial_Office (ID)_Existing_Miscellaneous_Natural Gas_Pool Heater_E3 | F5 | Commercial | Office (ID) | Existing | Miscellaneous | Natural Gas | Pool Heater | E3 | Utility - Cost of Operation | 0 | 0 | 0 | 0 | 0 | 0 | 0 | 0 | 0 | 0 | 0 | 0 | 0 | 0 | 0 | 0 | 0 | 0 | 0 | 0 | 0 | 0 | 0 | 0 | 0 | 0 | 0
F5_Commercial_Office (ID)_Existing_Miscellaneous_Natural Gas_Pool Heater_E4 | F5 | Commercial | Office (ID) | Existing | Miscellaneous | Natural Gas | Pool Heater | E4 | Utility - Cost of Operation | 0 | 0 | 0 | 0 | 0 | 0 | 0 | 0 | 0 | 0 | 0 | 0 | 0 | 0 | 0 | 0 | 0 | 0 | 0 | 0 | 0 | 0 | 0 | 0 | 0 | 0 | 0
F5_Commercial_Office (ID)_Existing_Miscellaneous_Natural Gas_Pool Heater_E5 | F5 | Commercial | Office (ID) | Existing | Miscellaneous | Natural Gas | Pool Heater | E5 | Utility - Cost of Operation | 0 | 0 | 0 | 0 | 0 | 0 | 0 | 0 | 0 | 0 | 0 | 0 | 0 | 0 | 0 | 0 | 0 | 0 | 0 | 0 | 0 | 0 | 0 | 0 | 0 | 0 | 0
F5_Commercial_Office (ID)_Existing_Miscellaneous_Natural Gas_Pool Heater_E6 | F5 | Commercial | Office (ID) | Existing | Miscellaneous | Natural Gas | Pool Heater | E6 | Utility - Cost of Operation | 0 | 0 | 0 | 0 | 0 | 0 | 0 | 0 | 0 | 0 | 0 | 0 | 0 | 0 | 0 | 0 | 0 | 0 | 0 | 0 | 0 | 0 | 0 | 0 | 0 | 0 | 0
F5_Commercial_Office (ID)_Existing_Miscellaneous_Natural Gas_Pool Heater_E7 | F5 | Commercial | Office (ID) | Existing | Miscellaneous | Natural Gas | Pool Heater | E7 | Utility - Cost of Operation | 0 | 0 | 0 | 0 | 0 | 0 | 0 | 0 | 0 | 0 | 0 | 0 | 0 | 0 | 0 | 0 | 0 | 0 | 0 | 0 | 0 | 0 | 0 | 0 | 0 | 0 | 0
F5_Commercial_Office (ID)_Existing_Miscellaneous_Natural Gas_Pool Heater_E8 | F5 | Commercial | Office (ID) | Existing | Miscellaneous | Natural Gas | Pool Heater | E8 | Utility - Cost of Operation | 0 | 0 | 0 | 0 | 0 | 0 | 0 | 0 | 0 | 0 | 0 | 0 | 0 | 0 | 0 | 0 | 0 | 0 | 0 | 0 | 0 | 0 | 0 | 0 | 0 | 0 | 0
F5_Commercial_Office (ID)_Existing_Miscellaneous_Natural Gas_Pool Heater_E9 | F5 | Commercial | Office (ID) | Existing | Miscellaneous | Natural Gas | Pool Heater | E9 | Utility - Cost of Operation | 0 | 0 | 0 | 0 | 0 | 0 | 0 | 0 | 0 | 0 | 0 | 0 | 0 | 0 | 0 | 0 | 0 | 0 | 0 | 0 | 0 | 0 | 0 | 0 | 0 | 0 | 0
F5_Commercial_Office (ID)_Existing_Miscellaneous_Natural Gas_Pool Heater_E10 | F5 | Commercial | Office (ID) | Existing | Miscellaneous | Natural Gas | Pool Heater | E10 | Utility - Cost of Operation | 0 | 0 | 0 | 0 | 0 | 0 | 0 | 0 | 0 | 0 | 0 | 0 | 0 | 0 | 0 | 0 | 0 | 0 | 0 | 0 | 0 | 0 | 0 | 0 | 0 | 0 | 0
F6_Commercial_Office (ID)_Existing_Miscellaneous_Natural Gas_Pool Heater_E1 | F6 | Commercial | Office (ID) | Existing | Miscellaneous | Natural Gas | Pool Heater | E1 | Utility - Value of Sales | 0.0040313 | 0.0040618 | 0.0041171 | 0.0042004 | 0.0043098 | 0.0044691 | 0.0046299 | 0.0047841 | 0.0049232 | 0.0050695 | 0.0052372 | 0.0053946 | 0.0055725 | 0.0057371 | 0.0058657 | 0.0059701 | 0.0060403 | 0.0060938 | 0.006154 | 0.0062033 | 0.0062516 | 0.0063614 | 0.0064717 | 0.0065867 | 0.0067037 | 0.0068228 | 0.006944
F6_Commercial_Office (ID)_Existing_Miscellaneous_Natural Gas_Pool Heater_E2 | F6 | Commercial | Office (ID) | Existing | Miscellaneous | Natural Gas | Pool Heater | E2 | Utility - Value of Sales | 0.0034266 | 0.0034526 | 0.0034995 | 0.0035703 | 0.0036633 | 0.0037987 | 0.0039354 | 0.0040665 | 0.0041847 | 0.0043091 | 0.0044516 | 0.0045854 | 0.0047366 | 0.0048765 | 0.0049858 | 0.0050746 | 0.0051343 | 0.0051797 | 0.0052309 | 0.0052728 | 0.0053139 | 0.0054072 | 0.005501 | 0.0055987 | 0.0056982 | 0.0057994 | 0.0059024
F6_Commercial_Office (ID)_Existing_Miscellaneous_Natural Gas_Pool Heater_E3 | F6 | Commercial | Office (ID) | Existing | Miscellaneous | Natural Gas | Pool Heater | E3 | Utility - Value of Sales | 0 | 0 | 0 | 0 | 0 | 0 | 0 | 0 | 0 | 0 | 0 | 0 | 0 | 0 | 0 | 0 | 0 | 0 | 0 | 0 | 0 | 0 | 0 | 0 | 0 | 0 | 0
F6_Commercial_Office (ID)_Existing_Miscellaneous_Natural Gas_Pool Heater_E4 | F6 | Commercial | Office (ID) | Existing | Miscellaneous | Natural Gas | Pool Heater | E4 | Utility - Value of Sales | 0 | 0 | 0 | 0 | 0 | 0 | 0 | 0 | 0 | 0 | 0 | 0 | 0 | 0 | 0 | 0 | 0 | 0 | 0 | 0 | 0 | 0 | 0 | 0 | 0 | 0 | 0
F6_Commercial_Office (ID)_Existing_Miscellaneous_Natural Gas_Pool Heater_E5 | F6 | Commercial | Office (ID) | Existing | Miscellaneous | Natural Gas | Pool Heater | E5 | Utility - Value of Sales | 0 | 0 | 0 | 0 | 0 | 0 | 0 | 0 | 0 | 0 | 0 | 0 | 0 | 0 | 0 | 0 | 0 | 0 | 0 | 0 | 0 | 0 | 0 | 0 | 0 | 0 | 0
F6_Commercial_Office (ID)_Existing_Miscellaneous_Natural Gas_Pool Heater_E6 | F6 | Commercial | Office (ID) | Existing | Miscellaneous | Natural Gas | Pool Heater | E6 | Utility - Value of Sales | 0 | 0 | 0 | 0 | 0 | 0 | 0 | 0 | 0 | 0 | 0 | 0 | 0 | 0 | 0 | 0 | 0 | 0 | 0 | 0 | 0 | 0 | 0 | 0 | 0 | 0 | 0
F6_Commercial_Office (ID)_Existing_Miscellaneous_Natural Gas_Pool Heater_E7 | F6 | Commercial | Office (ID) | Existing | Miscellaneous | Natural Gas | Pool Heater | E7 | Utility - Value of Sales | 0 | 0 | 0 | 0 | 0 | 0 | 0 | 0 | 0 | 0 | 0 | 0 | 0 | 0 | 0 | 0 | 0 | 0 | 0 | 0 | 0 | 0 | 0 | 0 | 0 | 0 | 0
F6_Commercial_Office (ID)_Existing_Miscellaneous_Natural Gas_Pool Heater_E8 | F6 | Commercial | Office (ID) | Existing | Miscellaneous | Natural Gas | Pool Heater | E8 | Utility - Value of Sales | 0 | 0 | 0 | 0 | 0 | 0 | 0 | 0 | 0 | 0 | 0 | 0 | 0 | 0 | 0 | 0 | 0 | 0 | 0 | 0 | 0 | 0 | 0 | 0 | 0 | 0 | 0
F6_Commercial_Office (ID)_Existing_Miscellaneous_Natural Gas_Pool Heater_E9 | F6 | Commercial | Office (ID) | Existing | Miscellaneous | Natural Gas | Pool Heater | E9 | Utility - Value of Sales | 0 | 0 | 0 | 0 | 0 | 0 | 0 | 0 | 0 | 0 | 0 | 0 | 0 | 0 | 0 | 0 | 0 | 0 | 0 | 0 | 0 | 0 | 0 | 0 | 0 | 0 | 0
F6_Commercial_Office (ID)_Existing_Miscellaneous_Natural Gas_Pool Heater_E10 | F6 | Commercial | Office (ID) | Existing | Miscellaneous | Natural Gas | Pool Heater | E10 | Utility - Value of Sales | 0 | 0 | 0 | 0 | 0 | 0 | 0 | 0 | 0 | 0 | 0 | 0 | 0 | 0 | 0 | 0 | 0 | 0 | 0 | 0 | 0 | 0 | 0 | 0 | 0 | 0 | 0
F1_Commercial_Office (ID)_Existing_Miscellaneous_Natural Gas_Miscellaneous_E1 | F1 | Commercial | Office (ID) | Existing | Miscellaneous | Natural Gas | Miscellaneous | E1 | RVT - Cost of Equipment | 0.00081359 | 0.00081359 | 0.00081359 | 0.00081359 | 0.00081359 | 0.00081359 | 0.00081359 | 0.00081359 | 0.00081359 | 0.00081359 | 0.00081359 | 0.00081359 | 0.00081359 | 0.00081359 | 0.00081359 | 0.00081359 | 0.00081359 | 0.00081359 | 0.00081359 | 0.00081359 | 0.00081359 | 0.00081359 | 0.00081359 | 0.00081359 | 0.00081359 | 0.00081359 | 0.00081359
F1_Commercial_Office (ID)_Existing_Miscellaneous_Natural Gas_Miscellaneous_E2 | F1 | Commercial | Office (ID) | Existing | Miscellaneous | Natural Gas | Miscellaneous | E2 | RVT - Cost of Equipment | 0 | 0 | 0 | 0 | 0 | 0 | 0 | 0 | 0 | 0 | 0 | 0 | 0 | 0 | 0 | 0 | 0 | 0 | 0 | 0 | 0 | 0 | 0 | 0 | 0 | 0 | 0
F1_Commercial_Office (ID)_Existing_Miscellaneous_Natural Gas_Miscellaneous_E3 | F1 | Commercial | Office (ID) | Existing | Miscellaneous | Natural Gas | Miscellaneous | E3 | RVT - Cost of Equipment | 0 | 0 | 0 | 0 | 0 | 0 | 0 | 0 | 0 | 0 | 0 | 0 | 0 | 0 | 0 | 0 | 0 | 0 | 0 | 0 | 0 | 0 | 0 | 0 | 0 | 0 | 0
F1_Commercial_Office (ID)_Existing_Miscellaneous_Natural Gas_Miscellaneous_E4 | F1 | Commercial | Office (ID) | Existing | Miscellaneous | Natural Gas | Miscellaneous | E4 | RVT - Cost of Equipment | 0 | 0 | 0 | 0 | 0 | 0 | 0 | 0 | 0 | 0 | 0 | 0 | 0 | 0 | 0 | 0 | 0 | 0 | 0 | 0 | 0 | 0 | 0 | 0 | 0 | 0 | 0
F1_Commercial_Office (ID)_Existing_Miscellaneous_Natural Gas_Miscellaneous_E5 | F1 | Commercial | Office (ID) | Existing | Miscellaneous | Natural Gas | Miscellaneous | E5 | RVT - Cost of Equipment | 0 | 0 | 0 | 0 | 0 | 0 | 0 | 0 | 0 | 0 | 0 | 0 | 0 | 0 | 0 | 0 | 0 | 0 | 0 | 0 | 0 | 0 | 0 | 0 | 0 | 0 | 0
F1_Commercial_Office (ID)_Existing_Miscellaneous_Natural Gas_Miscellaneous_E6 | F1 | Commercial | Office (ID) | Existing | Miscellaneous | Natural Gas | Miscellaneous | E6 | RVT - Cost of Equipment | 0 | 0 | 0 | 0 | 0 | 0 | 0 | 0 | 0 | 0 | 0 | 0 | 0 | 0 | 0 | 0 | 0 | 0 | 0 | 0 | 0 | 0 | 0 | 0 | 0 | 0 | 0
F1_Commercial_Office (ID)_Existing_Miscellaneous_Natural Gas_Miscellaneous_E7 | F1 | Commercial | Office (ID) | Existing | Miscellaneous | Natural Gas | Miscellaneous | E7 | RVT - Cost of Equipment | 0 | 0 | 0 | 0 | 0 | 0 | 0 | 0 | 0 | 0 | 0 | 0 | 0 | 0 | 0 | 0 | 0 | 0 | 0 | 0 | 0 | 0 | 0 | 0 | 0 | 0 | 0
F1_Commercial_Office (ID)_Existing_Miscellaneous_Natural Gas_Miscellaneous_E8 | F1 | Commercial | Office (ID) | Existing | Miscellaneous | Natural Gas | Miscellaneous | E8 | RVT - Cost of Equipment | 0 | 0 | 0 | 0 | 0 | 0 | 0 | 0 | 0 | 0 | 0 | 0 | 0 | 0 | 0 | 0 | 0 | 0 | 0 | 0 | 0 | 0 | 0 | 0 | 0 | 0 | 0
F1_Commercial_Office (ID)_Existing_Miscellaneous_Natural Gas_Miscellaneous_E9 | F1 | Commercial | Office (ID) | Existing | Miscellaneous | Natural Gas | Miscellaneous | E9 | RVT - Cost of Equipment | 0 | 0 | 0 | 0 | 0 | 0 | 0 | 0 | 0 | 0 | 0 | 0 | 0 | 0 | 0 | 0 | 0 | 0 | 0 | 0 | 0 | 0 | 0 | 0 | 0 | 0 | 0
F1_Commercial_Office (ID)_Existing_Miscellaneous_Natural Gas_Miscellaneous_E10 | F1 | Commercial | Office (ID) | Existing | Miscellaneous | Natural Gas | Miscellaneous | E10 | RVT - Cost of Equipment | 0 | 0 | 0 | 0 | 0 | 0 | 0 | 0 | 0 | 0 | 0 | 0 | 0 | 0 | 0 | 0 | 0 | 0 | 0 | 0 | 0 | 0 | 0 | 0 | 0 | 0 | 0
F2_Commercial_Office (ID)_Existing_Miscellaneous_Natural Gas_Miscellaneous_E1 | F2 | Commercial | Office (ID) | Existing | Miscellaneous | Natural Gas | Miscellaneous | E1 | RVT - Cost of Operation | 0.0012868 | 0.001295 | 0.0013088 | 0.0013302 | 0.0013617 | 0.0014136 | 0.0014671 | 0.001517 | 0.0015606 | 0.0016058 | 0.0016577 | 0.0017064 | 0.0017645 | 0.0018201 | 0.0018643 | 0.0019002 | 0.0019243 | 0.0019437 | 0.0019631 | 0.0019755 | 0.0019875 | 0.0020223 | 0.0020572 | 0.0020938 | 0.0021309 | 0.0021688 | 0.0022073
F2_Commercial_Office (ID)_Existing_Miscellaneous_Natural Gas_Miscellaneous_E2 | F2 | Commercial | Office (ID) | Existing | Miscellaneous | Natural Gas | Miscellaneous | E2 | RVT - Cost of Operation | 0 | 0 | 0 | 0 | 0 | 0 | 0 | 0 | 0 | 0 | 0 | 0 | 0 | 0 | 0 | 0 | 0 | 0 | 0 | 0 | 0 | 0 | 0 | 0 | 0 | 0 | 0
F2_Commercial_Office (ID)_Existing_Miscellaneous_Natural Gas_Miscellaneous_E3 | F2 | Commercial | Office (ID) | Existing | Miscellaneous | Natural Gas | Miscellaneous | E3 | RVT - Cost of Operation | 0 | 0 | 0 | 0 | 0 | 0 | 0 | 0 | 0 | 0 | 0 | 0 | 0 | 0 | 0 | 0 | 0 | 0 | 0 | 0 | 0 | 0 | 0 | 0 | 0 | 0 | 0
F2_Commercial_Office (ID)_Existing_Miscellaneous_Natural Gas_Miscellaneous_E4 | F2 | Commercial | Office (ID) | Existing | Miscellaneous | Natural Gas | Miscellaneous | E4 | RVT - Cost of Operation | 0 | 0 | 0 | 0 | 0 | 0 | 0 | 0 | 0 | 0 | 0 | 0 | 0 | 0 | 0 | 0 | 0 | 0 | 0 | 0 | 0 | 0 | 0 | 0 | 0 | 0 | 0
F2_Commercial_Office (ID)_Existing_Miscellaneous_Natural Gas_Miscellaneous_E5 | F2 | Commercial | Office (ID) | Existing | Miscellaneous | Natural Gas | Miscellaneous | E5 | RVT - Cost of Operation | 0 | 0 | 0 | 0 | 0 | 0 | 0 | 0 | 0 | 0 | 0 | 0 | 0 | 0 | 0 | 0 | 0 | 0 | 0 | 0 | 0 | 0 | 0 | 0 | 0 | 0 | 0
F2_Commercial_Office (ID)_Existing_Miscellaneous_Natural Gas_Miscellaneous_E6 | F2 | Commercial | Office (ID) | Existing | Miscellaneous | Natural Gas | Miscellaneous | E6 | RVT - Cost of Operation | 0 | 0 | 0 | 0 | 0 | 0 | 0 | 0 | 0 | 0 | 0 | 0 | 0 | 0 | 0 | 0 | 0 | 0 | 0 | 0 | 0 | 0 | 0 | 0 | 0 | 0 | 0
F2_Commercial_Office (ID)_Existing_Miscellaneous_Natural Gas_Miscellaneous_E7 | F2 | Commercial | Office (ID) | Existing | Miscellaneous | Natural Gas | Miscellaneous | E7 | RVT - Cost of Operation | 0 | 0 | 0 | 0 | 0 | 0 | 0 | 0 | 0 | 0 | 0 | 0 | 0 | 0 | 0 | 0 | 0 | 0 | 0 | 0 | 0 | 0 | 0 | 0 | 0 | 0 | 0
F2_Commercial_Office (ID)_Existing_Miscellaneous_Natural Gas_Miscellaneous_E8 | F2 | Commercial | Office (ID) | Existing | Miscellaneous | Natural Gas | Miscellaneous | E8 | RVT - Cost of Operation | 0 | 0 | 0 | 0 | 0 | 0 | 0 | 0 | 0 | 0 | 0 | 0 | 0 | 0 | 0 | 0 | 0 | 0 | 0 | 0 | 0 | 0 | 0 | 0 | 0 | 0 | 0
F2_Commercial_Office (ID)_Existing_Miscellaneous_Natural Gas_Miscellaneous_E9 | F2 | Commercial | Office (ID) | Existing | Miscellaneous | Natural Gas | Miscellaneous | E9 | RVT - Cost of Operation | 0 | 0 | 0 | 0 | 0 | 0 | 0 | 0 | 0 | 0 | 0 | 0 | 0 | 0 | 0 | 0 | 0 | 0 | 0 | 0 | 0 | 0 | 0 | 0 | 0 | 0 | 0
F2_Commercial_Office (ID)_Existing_Miscellaneous_Natural Gas_Miscellaneous_E10 | F2 | Commercial | Office (ID) | Existing | Miscellaneous | Natural Gas | Miscellaneous | E10 | RVT - Cost of Operation | 0 | 0 | 0 | 0 | 0 | 0 | 0 | 0 | 0 | 0 | 0 | 0 | 0 | 0 | 0 | 0 | 0 | 0 | 0 | 0 | 0 | 0 | 0 | 0 | 0 | 0 | 0
F3_Commercial_Office (ID)_Existing_Miscellaneous_Natural Gas_Miscellaneous_E1 | F3 | Commercial | Office (ID) | Existing | Miscellaneous | Natural Gas | Miscellaneous | E1 | System - kBTUs of Consumption | 0.32869 | 0.32869 | 0.32869 | 0.32869 | 0.32869 | 0.32869 | 0.32869 | 0.32869 | 0.32869 | 0.32869 | 0.32869 | 0.32869 | 0.32869 | 0.32869 | 0.32869 | 0.32869 | 0.32869 | 0.32869 | 0.32869 | 0.32869 | 0.32869 | 0.32869 | 0.32869 | 0.32869 | 0.32869 | 0.32869 | 0.32869
F3_Commercial_Office (ID)_Existing_Miscellaneous_Natural Gas_Miscellaneous_E2 | F3 | Commercial | Office (ID) | Existing | Miscellaneous | Natural Gas | Miscellaneous | E2 | System - kBTUs of Consumption | 0 | 0 | 0 | 0 | 0 | 0 | 0 | 0 | 0 | 0 | 0 | 0 | 0 | 0 | 0 | 0 | 0 | 0 | 0 | 0 | 0 | 0 | 0 | 0 | 0 | 0 | 0
F3_Commercial_Office (ID)_Existing_Miscellaneous_Natural Gas_Miscellaneous_E3 | F3 | Commercial | Office (ID) | Existing | Miscellaneous | Natural Gas | Miscellaneous | E3 | System - kBTUs of Consumption | 0 | 0 | 0 | 0 | 0 | 0 | 0 | 0 | 0 | 0 | 0 | 0 | 0 | 0 | 0 | 0 | 0 | 0 | 0 | 0 | 0 | 0 | 0 | 0 | 0 | 0 | 0
F3_Commercial_Office (ID)_Existing_Miscellaneous_Natural Gas_Miscellaneous_E4 | F3 | Commercial | Office (ID) | Existing | Miscellaneous | Natural Gas | Miscellaneous | E4 | System - kBTUs of Consumption | 0 | 0 | 0 | 0 | 0 | 0 | 0 | 0 | 0 | 0 | 0 | 0 | 0 | 0 | 0 | 0 | 0 | 0 | 0 | 0 | 0 | 0 | 0 | 0 | 0 | 0 | 0
F3_Commercial_Office (ID)_Existing_Miscellaneous_Natural Gas_Miscellaneous_E5 | F3 | Commercial | Office (ID) | Existing | Miscellaneous | Natural Gas | Miscellaneous | E5 | System - kBTUs of Consumption | 0 | 0 | 0 | 0 | 0 | 0 | 0 | 0 | 0 | 0 | 0 | 0 | 0 | 0 | 0 | 0 | 0 | 0 | 0 | 0 | 0 | 0 | 0 | 0 | 0 | 0 | 0
F3_Commercial_Office (ID)_Existing_Miscellaneous_Natural Gas_Miscellaneous_E6 | F3 | Commercial | Office (ID) | Existing | Miscellaneous | Natural Gas | Miscellaneous | E6 | System - kBTUs of Consumption | 0 | 0 | 0 | 0 | 0 | 0 | 0 | 0 | 0 | 0 | 0 | 0 | 0 | 0 | 0 | 0 | 0 | 0 | 0 | 0 | 0 | 0 | 0 | 0 | 0 | 0 | 0
F3_Commercial_Office (ID)_Existing_Miscellaneous_Natural Gas_Miscellaneous_E7 | F3 | Commercial | Office (ID) | Existing | Miscellaneous | Natural Gas | Miscellaneous | E7 | System - kBTUs of Consumption | 0 | 0 | 0 | 0 | 0 | 0 | 0 | 0 | 0 | 0 | 0 | 0 | 0 | 0 | 0 | 0 | 0 | 0 | 0 | 0 | 0 | 0 | 0 | 0 | 0 | 0 | 0
F3_Commercial_Office (ID)_Existing_Miscellaneous_Natural Gas_Miscellaneous_E8 | F3 | Commercial | Office (ID) | Existing | Miscellaneous | Natural Gas | Miscellaneous | E8 | System - kBTUs of Consumption | 0 | 0 | 0 | 0 | 0 | 0 | 0 | 0 | 0 | 0 | 0 | 0 | 0 | 0 | 0 | 0 | 0 | 0 | 0 | 0 | 0 | 0 | 0 | 0 | 0 | 0 | 0
F3_Commercial_Office (ID)_Existing_Miscellaneous_Natural Gas_Miscellaneous_E9 | F3 | Commercial | Office (ID) | Existing | Miscellaneous | Natural Gas | Miscellaneous | E9 | System - kBTUs of Consumption | 0 | 0 | 0 | 0 | 0 | 0 | 0 | 0 | 0 | 0 | 0 | 0 | 0 | 0 | 0 | 0 | 0 | 0 | 0 | 0 | 0 | 0 | 0 | 0 | 0 | 0 | 0
F3_Commercial_Office (ID)_Existing_Miscellaneous_Natural Gas_Miscellaneous_E10 | F3 | Commercial | Office (ID) | Existing | Miscellaneous | Natural Gas | Miscellaneous | E10 | System - kBTUs of Consumption | 0 | 0 | 0 | 0 | 0 | 0 | 0 | 0 | 0 | 0 | 0 | 0 | 0 | 0 | 0 | 0 | 0 | 0 | 0 | 0 | 0 | 0 | 0 | 0 | 0 | 0 | 0
F4_Commercial_Office (ID)_Existing_Miscellaneous_Natural Gas_Miscellaneous_E1 | F4 | Commercial | Office (ID) | Existing | Miscellaneous | Natural Gas | Miscellaneous | E1 | Utility - Cost of Equipment | 0.00081359 | 0.00081359 | 0.00081359 | 0.00081359 | 0.00081359 | 0.00081359 | 0.00081359 | 0.00081359 | 0.00081359 | 0.00081359 | 0.00081359 | 0.00081359 | 0.00081359 | 0.00081359 | 0.00081359 | 0.00081359 | 0.00081359 | 0.00081359 | 0.00081359 | 0.00081359 | 0.00081359 | 0.00081359 | 0.00081359 | 0.00081359 | 0.00081359 | 0.00081359 | 0.00081359
F4_Commercial_Office (ID)_Existing_Miscellaneous_Natural Gas_Miscellaneous_E2 | F4 | Commercial | Office (ID) | Existing | Miscellaneous | Natural Gas | Miscellaneous | E2 | Utility - Cost of Equipment | 0 | 0 | 0 | 0 | 0 | 0 | 0 | 0 | 0 | 0 | 0 | 0 | 0 | 0 | 0 | 0 | 0 | 0 | 0 | 0 | 0 | 0 | 0 | 0 | 0 | 0 | 0
F4_Commercial_Office (ID)_Existing_Miscellaneous_Natural Gas_Miscellaneous_E3 | F4 | Commercial | Office (ID) | Existing | Miscellaneous | Natural Gas | Miscellaneous | E3 | Utility - Cost of Equipment | 0 | 0 | 0 | 0 | 0 | 0 | 0 | 0 | 0 | 0 | 0 | 0 | 0 | 0 | 0 | 0 | 0 | 0 | 0 | 0 | 0 | 0 | 0 | 0 | 0 | 0 | 0
F4_Commercial_Office (ID)_Existing_Miscellaneous_Natural Gas_Miscellaneous_E4 | F4 | Commercial | Office (ID) | Existing | Miscellaneous | Natural Gas | Miscellaneous | E4 | Utility - Cost of Equipment | 0 | 0 | 0 | 0 | 0 | 0 | 0 | 0 | 0 | 0 | 0 | 0 | 0 | 0 | 0 | 0 | 0 | 0 | 0 | 0 | 0 | 0 | 0 | 0 | 0 | 0 | 0
F4_Commercial_Office (ID)_Existing_Miscellaneous_Natural Gas_Miscellaneous_E5 | F4 | Commercial | Office (ID) | Existing | Miscellaneous | Natural Gas | Miscellaneous | E5 | Utility - Cost of Equipment | 0 | 0 | 0 | 0 | 0 | 0 | 0 | 0 | 0 | 0 | 0 | 0 | 0 | 0 | 0 | 0 | 0 | 0 | 0 | 0 | 0 | 0 | 0 | 0 | 0 | 0 | 0
F4_Commercial_Office (ID)_Existing_Miscellaneous_Natural Gas_Miscellaneous_E6 | F4 | Commercial | Office (ID) | Existing | Miscellaneous | Natural Gas | Miscellaneous | E6 | Utility - Cost of Equipment | 0 | 0 | 0 | 0 | 0 | 0 | 0 | 0 | 0 | 0 | 0 | 0 | 0 | 0 | 0 | 0 | 0 | 0 | 0 | 0 | 0 | 0 | 0 | 0 | 0 | 0 | 0
F4_Commercial_Office (ID)_Existing_Miscellaneous_Natural Gas_Miscellaneous_E7 | F4 | Commercial | Office (ID) | Existing | Miscellaneous | Natural Gas | Miscellaneous | E7 | Utility - Cost of Equipment | 0 | 0 | 0 | 0 | 0 | 0 | 0 | 0 | 0 | 0 | 0 | 0 | 0 | 0 | 0 | 0 | 0 | 0 | 0 | 0 | 0 | 0 | 0 | 0 | 0 | 0 | 0
F4_Commercial_Office (ID)_Existing_Miscellaneous_Natural Gas_Miscellaneous_E8 | F4 | Commercial | Office (ID) | Existing | Miscellaneous | Natural Gas | Miscellaneous | E8 | Utility - Cost of Equipment | 0 | 0 | 0 | 0 | 0 | 0 | 0 | 0 | 0 | 0 | 0 | 0 | 0 | 0 | 0 | 0 | 0 | 0 | 0 | 0 | 0 | 0 | 0 | 0 | 0 | 0 | 0
F4_Commercial_Office (ID)_Existing_Miscellaneous_Natural Gas_Miscellaneous_E9 | F4 | Commercial | Office (ID) | Existing | Miscellaneous | Natural Gas | Miscellaneous | E9 | Utility - Cost of Equipment | 0 | 0 | 0 | 0 | 0 | 0 | 0 | 0 | 0 | 0 | 0 | 0 | 0 | 0 | 0 | 0 | 0 | 0 | 0 | 0 | 0 | 0 | 0 | 0 | 0 | 0 | 0
F4_Commercial_Office (ID)_Existing_Miscellaneous_Natural Gas_Miscellaneous_E10 | F4 | Commercial | Office (ID) | Existing | Miscellaneous | Natural Gas | Miscellaneous | E10 | Utility - Cost of Equipment | 0 | 0 | 0 | 0 | 0 | 0 | 0 | 0 | 0 | 0 | 0 | 0 | 0 | 0 | 0 | 0 | 0 | 0 | 0 | 0 | 0 | 0 | 0 | 0 | 0 | 0 | 0
F5_Commercial_Office (ID)_Existing_Miscellaneous_Natural Gas_Miscellaneous_E1 | F5 | Commercial | Office (ID) | Existing | Miscellaneous | Natural Gas | Miscellaneous | E1 | Utility - Cost of Operation | 0.0010724 | 0.0010792 | 0.001093 | 0.001116 | 0.0011506 | 0.0012059 | 0.0012667 | 0.0013295 | 0.0013927 | 0.0014598 | 0.001507 | 0.0015513 | 0.0016041 | 0.0016563 | 0.0017003 | 0.0017389 | 0.0017695 | 0.0017988 | 0.0018314 | 0.0018615 | 0.0018928 | 0.001926 | 0.0019592 | 0.001994 | 0.0020295 | 0.0020655 | 0.0021022
F5_Commercial_Office (ID)_Existing_Miscellaneous_Natural Gas_Miscellaneous_E2 | F5 | Commercial | Office (ID) | Existing | Miscellaneous | Natural Gas | Miscellaneous | E2 | Utility - Cost of Operation | 0 | 0 | 0 | 0 | 0 | 0 | 0 | 0 | 0 | 0 | 0 | 0 | 0 | 0 | 0 | 0 | 0 | 0 | 0 | 0 | 0 | 0 | 0 | 0 | 0 | 0 | 0
F5_Commercial_Office (ID)_Existing_Miscellaneous_Natural Gas_Miscellaneous_E3 | F5 | Commercial | Office (ID) | Existing | Miscellaneous | Natural Gas | Miscellaneous | E3 | Utility - Cost of Operation | 0 | 0 | 0 | 0 | 0 | 0 | 0 | 0 | 0 | 0 | 0 | 0 | 0 | 0 | 0 | 0 | 0 | 0 | 0 | 0 | 0 | 0 | 0 | 0 | 0 | 0 | 0
F5_Commercial_Office (ID)_Existing_Miscellaneous_Natural Gas_Miscellaneous_E4 | F5 | Commercial | Office (ID) | Existing | Miscellaneous | Natural Gas | Miscellaneous | E4 | Utility - Cost of Operation | 0 | 0 | 0 | 0 | 0 | 0 | 0 | 0 | 0 | 0 | 0 | 0 | 0 | 0 | 0 | 0 | 0 | 0 | 0 | 0 | 0 | 0 | 0 | 0 | 0 | 0 | 0
F5_Commercial_Office (ID)_Existing_Miscellaneous_Natural Gas_Miscellaneous_E5 | F5 | Commercial | Office (ID) | Existing | Miscellaneous | Natural Gas | Miscellaneous | E5 | Utility - Cost of Operation | 0 | 0 | 0 | 0 | 0 | 0 | 0 | 0 | 0 | 0 | 0 | 0 | 0 | 0 | 0 | 0 | 0 | 0 | 0 | 0 | 0 | 0 | 0 | 0 | 0 | 0 | 0
F5_Commercial_Office (ID)_Existing_Miscellaneous_Natural Gas_Miscellaneous_E6 | F5 | Commercial | Office (ID) | Existing | Miscellaneous | Natural Gas | Miscellaneous | E6 | Utility - Cost of Operation | 0 | 0 | 0 | 0 | 0 | 0 | 0 | 0 | 0 | 0 | 0 | 0 | 0 | 0 | 0 | 0 | 0 | 0 | 0 | 0 | 0 | 0 | 0 | 0 | 0 | 0 | 0
F5_Commercial_Office (ID)_Existing_Miscellaneous_Natural Gas_Miscellaneous_E7 | F5 | Commercial | Office (ID) | Existing | Miscellaneous | Natural Gas | Miscellaneous | E7 | Utility - Cost of Operation | 0 | 0 | 0 | 0 | 0 | 0 | 0 | 0 | 0 | 0 | 0 | 0 | 0 | 0 | 0 | 0 | 0 | 0 | 0 | 0 | 0 | 0 | 0 | 0 | 0 | 0 | 0
F5_Commercial_Office (ID)_Existing_Miscellaneous_Natural Gas_Miscellaneous_E8 | F5 | Commercial | Office (ID) | Existing | Miscellaneous | Natural Gas | Miscellaneous | E8 | Utility - Cost of Operation | 0 | 0 | 0 | 0 | 0 | 0 | 0 | 0 | 0 | 0 | 0 | 0 | 0 | 0 | 0 | 0 | 0 | 0 | 0 | 0 | 0 | 0 | 0 | 0 | 0 | 0 | 0
F5_Commercial_Office (ID)_Existing_Miscellaneous_Natural Gas_Miscellaneous_E9 | F5 | Commercial | Office (ID) | Existing | Miscellaneous | Natural Gas | Miscellaneous | E9 | Utility - Cost of Operation | 0 | 0 | 0 | 0 | 0 | 0 | 0 | 0 | 0 | 0 | 0 | 0 | 0 | 0 | 0 | 0 | 0 | 0 | 0 | 0 | 0 | 0 | 0 | 0 | 0 | 0 | 0
F5_Commercial_Office (ID)_Existing_Miscellaneous_Natural Gas_Miscellaneous_E10 | F5 | Commercial | Office (ID) | Existing | Miscellaneous | Natural Gas | Miscellaneous | E10 | Utility - Cost of Operation | 0 | 0 | 0 | 0 | 0 | 0 | 0 | 0 | 0 | 0 | 0 | 0 | 0 | 0 | 0 | 0 | 0 | 0 | 0 | 0 | 0 | 0 | 0 | 0 | 0 | 0 | 0
F6_Commercial_Office (ID)_Existing_Miscellaneous_Natural Gas_Miscellaneous_E1 | F6 | Commercial | Office (ID) | Existing | Miscellaneous | Natural Gas | Miscellaneous | E1 | Utility - Value of Sales | 0.0012868 | 0.001295 | 0.0013088 | 0.0013302 | 0.0013617 | 0.0014136 | 0.0014671 | 0.001517 | 0.0015606 | 0.0016058 | 0.0016577 | 0.0017064 | 0.0017645 | 0.0018201 | 0.0018643 | 0.0019002 | 0.0019243 | 0.0019437 | 0.0019631 | 0.0019755 | 0.0019875 | 0.0020223 | 0.0020572 | 0.0020938 | 0.0021309 | 0.0021688 | 0.0022073
F6_Commercial_Office (ID)_Existing_Miscellaneous_Natural Gas_Miscellaneous_E2 | F6 | Commercial | Office (ID) | Existing | Miscellaneous | Natural Gas | Miscellaneous | E2 | Utility - Value of Sales | 0 | 0 | 0 | 0 | 0 | 0 | 0 | 0 | 0 | 0 | 0 | 0 | 0 | 0 | 0 | 0 | 0 | 0 | 0 | 0 | 0 | 0 | 0 | 0 | 0 | 0 | 0
F6_Commercial_Office (ID)_Existing_Miscellaneous_Natural Gas_Miscellaneous_E3 | F6 | Commercial | Office (ID) | Existing | Miscellaneous | Natural Gas | Miscellaneous | E3 | Utility - Value of Sales | 0 | 0 | 0 | 0 | 0 | 0 | 0 | 0 | 0 | 0 | 0 | 0 | 0 | 0 | 0 | 0 | 0 | 0 | 0 | 0 | 0 | 0 | 0 | 0 | 0 | 0 | 0
F6_Commercial_Office (ID)_Existing_Miscellaneous_Natural Gas_Miscellaneous_E4 | F6 | Commercial | Office (ID) | Existing | Miscellaneous | Natural Gas | Miscellaneous | E4 | Utility - Value of Sales | 0 | 0 | 0 | 0 | 0 | 0 | 0 | 0 | 0 | 0 | 0 | 0 | 0 | 0 | 0 | 0 | 0 | 0 | 0 | 0 | 0 | 0 | 0 | 0 | 0 | 0 | 0
F6_Commercial_Office (ID)_Existing_Miscellaneous_Natural Gas_Miscellaneous_E5 | F6 | Commercial | Office (ID) | Existing | Miscellaneous | Natural Gas | Miscellaneous | E5 | Utility - Value of Sales | 0 | 0 | 0 | 0 | 0 | 0 | 0 | 0 | 0 | 0 | 0 | 0 | 0 | 0 | 0 | 0 | 0 | 0 | 0 | 0 | 0 | 0 | 0 | 0 | 0 | 0 | 0
F6_Commercial_Office (ID)_Existing_Miscellaneous_Natural Gas_Miscellaneous_E6 | F6 | Commercial | Office (ID) | Existing | Miscellaneous | Natural Gas | Miscellaneous | E6 | Utility - Value of Sales | 0 | 0 | 0 | 0 | 0 | 0 | 0 | 0 | 0 | 0 | 0 | 0 | 0 | 0 | 0 | 0 | 0 | 0 | 0 | 0 | 0 | 0 | 0 | 0 | 0 | 0 | 0
F6_Commercial_Office (ID)_Existing_Miscellaneous_Natural Gas_Miscellaneous_E7 | F6 | Commercial | Office (ID) | Existing | Miscellaneous | Natural Gas | Miscellaneous | E7 | Utility - Value of Sales | 0 | 0 | 0 | 0 | 0 | 0 | 0 | 0 | 0 | 0 | 0 | 0 | 0 | 0 | 0 | 0 | 0 | 0 | 0 | 0 | 0 | 0 | 0 | 0 | 0 | 0 | 0
F6_Commercial_Office (ID)_Existing_Miscellaneous_Natural Gas_Miscellaneous_E8 | F6 | Commercial | Office (ID) | Existing | Miscellaneous | Natural Gas | Miscellaneous | E8 | Utility - Value of Sales | 0 | 0 | 0 | 0 | 0 | 0 | 0 | 0 | 0 | 0 | 0 | 0 | 0 | 0 | 0 | 0 | 0 | 0 | 0 | 0 | 0 | 0 | 0 | 0 | 0 | 0 | 0
F6_Commercial_Office (ID)_Existing_Miscellaneous_Natural Gas_Miscellaneous_E9 | F6 | Commercial | Office (ID) | Existing | Miscellaneous | Natural Gas | Miscellaneous | E9 | Utility - Value of Sales | 0 | 0 | 0 | 0 | 0 | 0 | 0 | 0 | 0 | 0 | 0 | 0 | 0 | 0 | 0 | 0 | 0 | 0 | 0 | 0 | 0 | 0 | 0 | 0 | 0 | 0 | 0
F6_Commercial_Office (ID)_Existing_Miscellaneous_Natural Gas_Miscellaneous_E10 | F6 | Commercial | Office (ID) | Existing | Miscellaneous | Natural Gas | Miscellaneous | E10 | Utility - Value of Sales | 0 | 0 | 0 | 0 | 0 | 0 | 0 | 0 | 0 | 0 | 0 | 0 | 0 | 0 | 0 | 0 | 0 | 0 | 0 | 0 | 0 | 0 | 0 | 0 | 0 | 0 | 0
F1_Commercial_Office (ID)_New_Space Heating_Natural Gas_Furnace_E1 | F1 | Commercial | Office (ID) | New | Space Heating | Natural Gas | Furnace | E1 | RVT - Cost of Equipment | 0.064382 | 0.064382 | 0.064382 | 0.064382 | 0.064382 | 0.064382 | 0.064382 | 0.064382 | 0.064382 | 0.064382 | 0.064382 | 0.064382 | 0.064382 | 0.064382 | 0.064382 | 0.064382 | 0.064382 | 0.064382 | 0.064382 | 0.064382 | 0.064382 | 0.064382 | 0.064382 | 0.064382 | 0.064382 | 0.064382 | 0.064382
F1_Commercial_Office (ID)_New_Space Heating_Natural Gas_Furnace_E2 | F1 | Commercial | Office (ID) | New | Space Heating | Natural Gas | Furnace | E2 | RVT - Cost of Equipment | 0.13013 | 0.13013 | 0.13013 | 0.13013 | 0.13013 | 0.13013 | 0.13013 | 0.13013 | 0.13013 | 0.13013 | 0.13013 | 0.13013 | 0.13013 | 0.13013 | 0.13013 | 0.13013 | 0.13013 | 0.13013 | 0.13013 | 0.13013 | 0.13013 | 0.13013 | 0.13013 | 0.13013 | 0.13013 | 0.13013 | 0.13013
F1_Commercial_Office (ID)_New_Space Heating_Natural Gas_Furnace_E3 | F1 | Commercial | Office (ID) | New | Space Heating | Natural Gas | Furnace | E3 | RVT - Cost of Equipment | 0.079108 | 0.079108 | 0.079108 | 0.079108 | 0.079108 | 0.079108 | 0.079108 | 0.079108 | 0.079108 | 0.079108 | 0.079108 | 0.079108 | 0.079108 | 0.079108 | 0.079108 | 0.079108 | 0.079108 | 0.079108 | 0.079108 | 0.079108 | 0.079108 | 0.079108 | 0.079108 | 0.079108 | 0.079108 | 0.079108 | 0.079108
F1_Commercial_Office (ID)_New_Space Heating_Natural Gas_Furnace_E4 | F1 | Commercial | Office (ID) | New | Space Heating | Natural Gas | Furnace | E4 | RVT - Cost of Equipment | 0 | 0 | 0 | 0 | 0 | 0 | 0 | 0 | 0 | 0 | 0 | 0 | 0 | 0 | 0 | 0 | 0 | 0 | 0 | 0 | 0 | 0 | 0 | 0 | 0 | 0 | 0
F1_Commercial_Office (ID)_New_Space Heating_Natural Gas_Furnace_E5 | F1 | Commercial | Office (ID) | New | Space Heating | Natural Gas | Furnace | E5 | RVT - Cost of Equipment | 0 | 0 | 0 | 0 | 0 | 0 | 0 | 0 | 0 | 0 | 0 | 0 | 0 | 0 | 0 | 0 | 0 | 0 | 0 | 0 | 0 | 0 | 0 | 0 | 0 | 0 | 0
F1_Commercial_Office (ID)_New_Space Heating_Natural Gas_Furnace_E6 | F1 | Commercial | Office (ID) | New | Space Heating | Natural Gas | Furnace | E6 | RVT - Cost of Equipment | 0 | 0 | 0 | 0 | 0 | 0 | 0 | 0 | 0 | 0 | 0 | 0 | 0 | 0 | 0 | 0 | 0 | 0 | 0 | 0 | 0 | 0 | 0 | 0 | 0 | 0 | 0
F1_Commercial_Office (ID)_New_Space Heating_Natural Gas_Furnace_E7 | F1 | Commercial | Office (ID) | New | Space Heating | Natural Gas | Furnace | E7 | RVT - Cost of Equipment | 0 | 0 | 0 | 0 | 0 | 0 | 0 | 0 | 0 | 0 | 0 | 0 | 0 | 0 | 0 | 0 | 0 | 0 | 0 | 0 | 0 | 0 | 0 | 0 | 0 | 0 | 0
F1_Commercial_Office (ID)_New_Space Heating_Natural Gas_Furnace_E8 | F1 | Commercial | Office (ID) | New | Space Heating | Natural Gas | Furnace | E8 | RVT - Cost of Equipment | 0 | 0 | 0 | 0 | 0 | 0 | 0 | 0 | 0 | 0 | 0 | 0 | 0 | 0 | 0 | 0 | 0 | 0 | 0 | 0 | 0 | 0 | 0 | 0 | 0 | 0 | 0
F1_Commercial_Office (ID)_New_Space Heating_Natural Gas_Furnace_E9 | F1 | Commercial | Office (ID) | New | Space Heating | Natural Gas | Furnace | E9 | RVT - Cost of Equipment | 0 | 0 | 0 | 0 | 0 | 0 | 0 | 0 | 0 | 0 | 0 | 0 | 0 | 0 | 0 | 0 | 0 | 0 | 0 | 0 | 0 | 0 | 0 | 0 | 0 | 0 | 0
F1_Commercial_Office (ID)_New_Space Heating_Natural Gas_Furnace_E10 | F1 | Commercial | Office (ID) | New | Space Heating | Natural Gas | Furnace | E10 | RVT - Cost of Equipment | 0 | 0 | 0 | 0 | 0 | 0 | 0 | 0 | 0 | 0 | 0 | 0 | 0 | 0 | 0 | 0 | 0 | 0 | 0 | 0 | 0 | 0 | 0 | 0 | 0 | 0 | 0
F2_Commercial_Office (ID)_New_Space Heating_Natural Gas_Furnace_E1 | F2 | Commercial | Office (ID) | New | Space Heating | Natural Gas | Furnace | E1 | RVT - Cost of Operation | 0.083274 | 0.083966 | 0.085117 | 0.086448 | 0.087974 | 0.090457 | 0.092921 | 0.095498 | 0.097759 | 0.099953 | 0.10244 | 0.10461 | 0.10703 | 0.10952 | 0.11174 | 0.11387 | 0.11575 | 0.11766 | 0.11964 | 0.12165 | 0.12366 | 0.12636 | 0.12956 | 0.13231 | 0.13512 | 0.13798 | 0.14091
F2_Commercial_Office (ID)_New_Space Heating_Natural Gas_Furnace_E2 | F2 | Commercial | Office (ID) | New | Space Heating | Natural Gas | Furnace | E2 | RVT - Cost of Operation | 0.074034 | 0.074649 | 0.075672 | 0.076856 | 0.078212 | 0.08042 | 0.082611 | 0.084902 | 0.086912 | 0.088863 | 0.091074 | 0.093005 | 0.095156 | 0.097371 | 0.099342 | 0.10123 | 0.1029 | 0.1046 | 0.10637 | 0.10815 | 0.10994 | 0.11234 | 0.11518 | 0.11763 | 0.12012 | 0.12267 | 0.12528
F2_Commercial_Office (ID)_New_Space Heating_Natural Gas_Furnace_E3 | F2 | Commercial | Office (ID) | New | Space Heating | Natural Gas | Furnace | E3 | RVT - Cost of Operation | 0.069414 | 0.069991 | 0.07095 | 0.07206 | 0.073332 | 0.075401 | 0.077455 | 0.079603 | 0.081488 | 0.083317 | 0.085391 | 0.087201 | 0.089218 | 0.091294 | 0.093143 | 0.094917 | 0.096481 | 0.098076 | 0.099731 | 0.10141 | 0.10308 | 0.10533 | 0.10799 | 0.11029 | 0.11263 | 0.11502 | 0.11746
F2_Commercial_Office (ID)_New_Space Heating_Natural Gas_Furnace_E4 | F2 | Commercial | Office (ID) | New | Space Heating | Natural Gas | Furnace | E4 | RVT - Cost of Operation | 0 | 0 | 0 | 0 | 0 | 0 | 0 | 0 | 0 | 0 | 0 | 0 | 0 | 0 | 0 | 0 | 0 | 0 | 0 | 0 | 0 | 0 | 0 | 0 | 0 | 0 | 0
F2_Commercial_Office (ID)_New_Space Heating_Natural Gas_Furnace_E5 | F2 | Commercial | Office (ID) | New | Space Heating | Natural Gas | Furnace | E5 | RVT - Cost of Operation | 0 | 0 | 0 | 0 | 0 | 0 | 0 | 0 | 0 | 0 | 0 | 0 | 0 | 0 | 0 | 0 | 0 | 0 | 0 | 0 | 0 | 0 | 0 | 0 | 0 | 0 | 0
F2_Commercial_Office (ID)_New_Space Heating_Natural Gas_Furnace_E6 | F2 | Commercial | Office (ID) | New | Space Heating | Natural Gas | Furnace | E6 | RVT - Cost of Operation | 0 | 0 | 0 | 0 | 0 | 0 | 0 | 0 | 0 | 0 | 0 | 0 | 0 | 0 | 0 | 0 | 0 | 0 | 0 | 0 | 0 | 0 | 0 | 0 | 0 | 0 | 0
F2_Commercial_Office (ID)_New_Space Heating_Natural Gas_Furnace_E7 | F2 | Commercial | Office (ID) | New | Space Heating | Natural Gas | Furnace | E7 | RVT - Cost of Operation | 0 | 0 | 0 | 0 | 0 | 0 | 0 | 0 | 0 | 0 | 0 | 0 | 0 | 0 | 0 | 0 | 0 | 0 | 0 | 0 | 0 | 0 | 0 | 0 | 0 | 0 | 0
F2_Commercial_Office (ID)_New_Space Heating_Natural Gas_Furnace_E8 | F2 | Commercial | Office (ID) | New | Space Heating | Natural Gas | Furnace | E8 | RVT - Cost of Operation | 0 | 0 | 0 | 0 | 0 | 0 | 0 | 0 | 0 | 0 | 0 | 0 | 0 | 0 | 0 | 0 | 0 | 0 | 0 | 0 | 0 | 0 | 0 | 0 | 0 | 0 | 0
F2_Commercial_Office (ID)_New_Space Heating_Natural Gas_Furnace_E9 | F2 | Commercial | Office (ID) | New | Space Heating | Natural Gas | Furnace | E9 | RVT - Cost of Operation | 0 | 0 | 0 | 0 | 0 | 0 | 0 | 0 | 0 | 0 | 0 | 0 | 0 | 0 | 0 | 0 | 0 | 0 | 0 | 0 | 0 | 0 | 0 | 0 | 0 | 0 | 0
F2_Commercial_Office (ID)_New_Space Heating_Natural Gas_Furnace_E10 | F2 | Commercial | Office (ID) | New | Space Heating | Natural Gas | Furnace | E10 | RVT - Cost of Operation | 0 | 0 | 0 | 0 | 0 | 0 | 0 | 0 | 0 | 0 | 0 | 0 | 0 | 0 | 0 | 0 | 0 | 0 | 0 | 0 | 0 | 0 | 0 | 0 | 0 | 0 | 0
F3_Commercial_Office (ID)_New_Space Heating_Natural Gas_Furnace_E1 | F3 | Commercial | Office (ID) | New | Space Heating | Natural Gas | Furnace | E1 | System - kBTUs of Consumption | 18.3256 | 18.2795 | 18.2795 | 18.2795 | 18.2795 | 18.2795 | 18.2795 | 18.2795 | 18.2795 | 18.2795 | 18.2795 | 18.2795 | 18.2795 | 18.2795 | 18.2795 | 18.2795 | 18.2795 | 18.2795 | 18.2795 | 18.2795 | 18.2795 | 18.2795 | 18.2795 | 18.2795 | 18.2795 | 18.2795 | 18.2795
F3_Commercial_Office (ID)_New_Space Heating_Natural Gas_Furnace_E2 | F3 | Commercial | Office (ID) | New | Space Heating | Natural Gas | Furnace | E2 | System - kBTUs of Consumption | 16.2922 | 16.2513 | 16.2513 | 16.2513 | 16.2513 | 16.2513 | 16.2513 | 16.2513 | 16.2513 | 16.2513 | 16.2513 | 16.2513 | 16.2513 | 16.2513 | 16.2513 | 16.2513 | 16.2513 | 16.2513 | 16.2513 | 16.2513 | 16.2513 | 16.2513 | 16.2513 | 16.2513 | 16.2513 | 16.2513 | 16.2513
F3_Commercial_Office (ID)_New_Space Heating_Natural Gas_Furnace_E3 | F3 | Commercial | Office (ID) | New | Space Heating | Natural Gas | Furnace | E3 | System - kBTUs of Consumption | 15.2755 | 15.2371 | 15.2371 | 15.2371 | 15.2371 | 15.2371 | 15.2371 | 15.2371 | 15.2371 | 15.2371 | 15.2371 | 15.2371 | 15.2371 | 15.2371 | 15.2371 | 15.2371 | 15.2371 | 15.2371 | 15.2371 | 15.2371 | 15.2371 | 15.2371 | 15.2371 | 15.2371 | 15.2371 | 15.2371 | 15.2371
F3_Commercial_Office (ID)_New_Space Heating_Natural Gas_Furnace_E4 | F3 | Commercial | Office (ID) | New | Space Heating | Natural Gas | Furnace | E4 | System - kBTUs of Consumption | 0 | 0 | 0 | 0 | 0 | 0 | 0 | 0 | 0 | 0 | 0 | 0 | 0 | 0 | 0 | 0 | 0 | 0 | 0 | 0 | 0 | 0 | 0 | 0 | 0 | 0 | 0
F3_Commercial_Office (ID)_New_Space Heating_Natural Gas_Furnace_E5 | F3 | Commercial | Office (ID) | New | Space Heating | Natural Gas | Furnace | E5 | System - kBTUs of Consumption | 0 | 0 | 0 | 0 | 0 | 0 | 0 | 0 | 0 | 0 | 0 | 0 | 0 | 0 | 0 | 0 | 0 | 0 | 0 | 0 | 0 | 0 | 0 | 0 | 0 | 0 | 0
F3_Commercial_Office (ID)_New_Space Heating_Natural Gas_Furnace_E6 | F3 | Commercial | Office (ID) | New | Space Heating | Natural Gas | Furnace | E6 | System - kBTUs of Consumption | 0 | 0 | 0 | 0 | 0 | 0 | 0 | 0 | 0 | 0 | 0 | 0 | 0 | 0 | 0 | 0 | 0 | 0 | 0 | 0 | 0 | 0 | 0 | 0 | 0 | 0 | 0
F3_Commercial_Office (ID)_New_Space Heating_Natural Gas_Furnace_E7 | F3 | Commercial | Office (ID) | New | Space Heating | Natural Gas | Furnace | E7 | System - kBTUs of Consumption | 0 | 0 | 0 | 0 | 0 | 0 | 0 | 0 | 0 | 0 | 0 | 0 | 0 | 0 | 0 | 0 | 0 | 0 | 0 | 0 | 0 | 0 | 0 | 0 | 0 | 0 | 0
F3_Commercial_Office (ID)_New_Space Heating_Natural Gas_Furnace_E8 | F3 | Commercial | Office (ID) | New | Space Heating | Natural Gas | Furnace | E8 | System - kBTUs of Consumption | 0 | 0 | 0 | 0 | 0 | 0 | 0 | 0 | 0 | 0 | 0 | 0 | 0 | 0 | 0 | 0 | 0 | 0 | 0 | 0 | 0 | 0 | 0 | 0 | 0 | 0 | 0
F3_Commercial_Office (ID)_New_Space Heating_Natural Gas_Furnace_E9 | F3 | Commercial | Office (ID) | New | Space Heating | Natural Gas | Furnace | E9 | System - kBTUs of Consumption | 0 | 0 | 0 | 0 | 0 | 0 | 0 | 0 | 0 | 0 | 0 | 0 | 0 | 0 | 0 | 0 | 0 | 0 | 0 | 0 | 0 | 0 | 0 | 0 | 0 | 0 | 0
F3_Commercial_Office (ID)_New_Space Heating_Natural Gas_Furnace_E10 | F3 | Commercial | Office (ID) | New | Space Heating | Natural Gas | Furnace | E10 | System - kBTUs of Consumption | 0 | 0 | 0 | 0 | 0 | 0 | 0 | 0 | 0 | 0 | 0 | 0 | 0 | 0 | 0 | 0 | 0 | 0 | 0 | 0 | 0 | 0 | 0 | 0 | 0 | 0 | 0
F4_Commercial_Office (ID)_New_Space Heating_Natural Gas_Furnace_E1 | F4 | Commercial | Office (ID) | New | Space Heating | Natural Gas | Furnace | E1 | Utility - Cost of Equipment | 0.064382 | 0.064382 | 0.064382 | 0.064382 | 0.064382 | 0.064382 | 0.064382 | 0.064382 | 0.064382 | 0.064382 | 0.064382 | 0.064382 | 0.064382 | 0.064382 | 0.064382 | 0.064382 | 0.064382 | 0.064382 | 0.064382 | 0.064382 | 0.064382 | 0.064382 | 0.064382 | 0.064382 | 0.064382 | 0.064382 | 0.064382
F4_Commercial_Office (ID)_New_Space Heating_Natural Gas_Furnace_E2 | F4 | Commercial | Office (ID) | New | Space Heating | Natural Gas | Furnace | E2 | Utility - Cost of Equipment | 0.13013 | 0.13013 | 0.13013 | 0.13013 | 0.13013 | 0.13013 | 0.13013 | 0.13013 | 0.13013 | 0.13013 | 0.13013 | 0.13013 | 0.13013 | 0.13013 | 0.13013 | 0.13013 | 0.13013 | 0.13013 | 0.13013 | 0.13013 | 0.13013 | 0.13013 | 0.13013 | 0.13013 | 0.13013 | 0.13013 | 0.13013
F4_Commercial_Office (ID)_New_Space Heating_Natural Gas_Furnace_E3 | F4 | Commercial | Office (ID) | New | Space Heating | Natural Gas | Furnace | E3 | Utility - Cost of Equipment | 0.079108 | 0.079108 | 0.079108 | 0.079108 | 0.079108 | 0.079108 | 0.079108 | 0.079108 | 0.079108 | 0.079108 | 0.079108 | 0.079108 | 0.079108 | 0.079108 | 0.079108 | 0.079108 | 0.079108 | 0.079108 | 0.079108 | 0.079108 | 0.079108 | 0.079108 | 0.079108 | 0.079108 | 0.079108 | 0.079108 | 0.079108
F4_Commercial_Office (ID)_New_Space Heating_Natural Gas_Furnace_E4 | F4 | Commercial | Office (ID) | New | Space Heating | Natural Gas | Furnace | E4 | Utility - Cost of Equipment | 0 | 0 | 0 | 0 | 0 | 0 | 0 | 0 | 0 | 0 | 0 | 0 | 0 | 0 | 0 | 0 | 0 | 0 | 0 | 0 | 0 | 0 | 0 | 0 | 0 | 0 | 0
F4_Commercial_Office (ID)_New_Space Heating_Natural Gas_Furnace_E5 | F4 | Commercial | Office (ID) | New | Space Heating | Natural Gas | Furnace | E5 | Utility - Cost of Equipment | 0 | 0 | 0 | 0 | 0 | 0 | 0 | 0 | 0 | 0 | 0 | 0 | 0 | 0 | 0 | 0 | 0 | 0 | 0 | 0 | 0 | 0 | 0 | 0 | 0 | 0 | 0
F4_Commercial_Office (ID)_New_Space Heating_Natural Gas_Furnace_E6 | F4 | Commercial | Office (ID) | New | Space Heating | Natural Gas | Furnace | E6 | Utility - Cost of Equipment | 0 | 0 | 0 | 0 | 0 | 0 | 0 | 0 | 0 | 0 | 0 | 0 | 0 | 0 | 0 | 0 | 0 | 0 | 0 | 0 | 0 | 0 | 0 | 0 | 0 | 0 | 0
F4_Commercial_Office (ID)_New_Space Heating_Natural Gas_Furnace_E7 | F4 | Commercial | Office (ID) | New | Space Heating | Natural Gas | Furnace | E7 | Utility - Cost of Equipment | 0 | 0 | 0 | 0 | 0 | 0 | 0 | 0 | 0 | 0 | 0 | 0 | 0 | 0 | 0 | 0 | 0 | 0 | 0 | 0 | 0 | 0 | 0 | 0 | 0 | 0 | 0
F4_Commercial_Office (ID)_New_Space Heating_Natural Gas_Furnace_E8 | F4 | Commercial | Office (ID) | New | Space Heating | Natural Gas | Furnace | E8 | Utility - Cost of Equipment | 0 | 0 | 0 | 0 | 0 | 0 | 0 | 0 | 0 | 0 | 0 | 0 | 0 | 0 | 0 | 0 | 0 | 0 | 0 | 0 | 0 | 0 | 0 | 0 | 0 | 0 | 0
F4_Commercial_Office (ID)_New_Space Heating_Natural Gas_Furnace_E9 | F4 | Commercial | Office (ID) | New | Space Heating | Natural Gas | Furnace | E9 | Utility - Cost of Equipment | 0 | 0 | 0 | 0 | 0 | 0 | 0 | 0 | 0 | 0 | 0 | 0 | 0 | 0 | 0 | 0 | 0 | 0 | 0 | 0 | 0 | 0 | 0 | 0 | 0 | 0 | 0
F4_Commercial_Office (ID)_New_Space Heating_Natural Gas_Furnace_E10 | F4 | Commercial | Office (ID) | New | Space Heating | Natural Gas | Furnace | E10 | Utility - Cost of Equipment | 0 | 0 | 0 | 0 | 0 | 0 | 0 | 0 | 0 | 0 | 0 | 0 | 0 | 0 | 0 | 0 | 0 | 0 | 0 | 0 | 0 | 0 | 0 | 0 | 0 | 0 | 0
F5_Commercial_Office (ID)_New_Space Heating_Natural Gas_Furnace_E1 | F5 | Commercial | Office (ID) | New | Space Heating | Natural Gas | Furnace | E1 | Utility - Cost of Operation | 0.071342 | 0.072379 | 0.073849 | 0.075527 | 0.07743 | 0.080199 | 0.083026 | 0.086026 | 0.08885 | 0.091713 | 0.094218 | 0.096483 | 0.098997 | 0.1016 | 0.10399 | 0.10633 | 0.10846 | 0.11067 | 0.11298 | 0.11536 | 0.11777 | 0.12034 | 0.12339 | 0.12601 | 0.12868 | 0.13141 | 0.1342
F5_Commercial_Office (ID)_New_Space Heating_Natural Gas_Furnace_E2 | F5 | Commercial | Office (ID) | New | Space Heating | Natural Gas | Furnace | E2 | Utility - Cost of Operation | 0.063426 | 0.064348 | 0.065655 | 0.067147 | 0.068839 | 0.0713 | 0.073813 | 0.076481 | 0.078991 | 0.081536 | 0.083764 | 0.085777 | 0.088012 | 0.09033 | 0.092452 | 0.094528 | 0.09643 | 0.098394 | 0.10045 | 0.10256 | 0.10471 | 0.10699 | 0.1097 | 0.11203 | 0.1144 | 0.11683 | 0.11931
F5_Commercial_Office (ID)_New_Space Heating_Natural Gas_Furnace_E3 | F5 | Commercial | Office (ID) | New | Space Heating | Natural Gas | Furnace | E3 | Utility - Cost of Operation | 0.059468 | 0.060332 | 0.061558 | 0.062956 | 0.064543 | 0.066851 | 0.069207 | 0.071708 | 0.074062 | 0.076448 | 0.078537 | 0.080424 | 0.08252 | 0.084693 | 0.086682 | 0.088629 | 0.090412 | 0.092254 | 0.09418 | 0.096157 | 0.098172 | 0.10031 | 0.10285 | 0.10503 | 0.10726 | 0.10954 | 0.11187
F5_Commercial_Office (ID)_New_Space Heating_Natural Gas_Furnace_E4 | F5 | Commercial | Office (ID) | New | Space Heating | Natural Gas | Furnace | E4 | Utility - Cost of Operation | 0 | 0 | 0 | 0 | 0 | 0 | 0 | 0 | 0 | 0 | 0 | 0 | 0 | 0 | 0 | 0 | 0 | 0 | 0 | 0 | 0 | 0 | 0 | 0 | 0 | 0 | 0
F5_Commercial_Office (ID)_New_Space Heating_Natural Gas_Furnace_E5 | F5 | Commercial | Office (ID) | New | Space Heating | Natural Gas | Furnace | E5 | Utility - Cost of Operation | 0 | 0 | 0 | 0 | 0 | 0 | 0 | 0 | 0 | 0 | 0 | 0 | 0 | 0 | 0 | 0 | 0 | 0 | 0 | 0 | 0 | 0 | 0 | 0 | 0 | 0 | 0
F5_Commercial_Office (ID)_New_Space Heating_Natural Gas_Furnace_E6 | F5 | Commercial | Office (ID) | New | Space Heating | Natural Gas | Furnace | E6 | Utility - Cost of Operation | 0 | 0 | 0 | 0 | 0 | 0 | 0 | 0 | 0 | 0 | 0 | 0 | 0 | 0 | 0 | 0 | 0 | 0 | 0 | 0 | 0 | 0 | 0 | 0 | 0 | 0 | 0
F5_Commercial_Office (ID)_New_Space Heating_Natural Gas_Furnace_E7 | F5 | Commercial | Office (ID) | New | Space Heating | Natural Gas | Furnace | E7 | Utility - Cost of Operation | 0 | 0 | 0 | 0 | 0 | 0 | 0 | 0 | 0 | 0 | 0 | 0 | 0 | 0 | 0 | 0 | 0 | 0 | 0 | 0 | 0 | 0 | 0 | 0 | 0 | 0 | 0
F5_Commercial_Office (ID)_New_Space Heating_Natural Gas_Furnace_E8 | F5 | Commercial | Office (ID) | New | Space Heating | Natural Gas | Furnace | E8 | Utility - Cost of Operation | 0 | 0 | 0 | 0 | 0 | 0 | 0 | 0 | 0 | 0 | 0 | 0 | 0 | 0 | 0 | 0 | 0 | 0 | 0 | 0 | 0 | 0 | 0 | 0 | 0 | 0 | 0
F5_Commercial_Office (ID)_New_Space Heating_Natural Gas_Furnace_E9 | F5 | Commercial | Office (ID) | New | Space Heating | Natural Gas | Furnace | E9 | Utility - Cost of Operation | 0 | 0 | 0 | 0 | 0 | 0 | 0 | 0 | 0 | 0 | 0 | 0 | 0 | 0 | 0 | 0 | 0 | 0 | 0 | 0 | 0 | 0 | 0 | 0 | 0 | 0 | 0
F5_Commercial_Office (ID)_New_Space Heating_Natural Gas_Furnace_E10 | F5 | Commercial | Office (ID) | New | Space Heating | Natural Gas | Furnace | E10 | Utility - Cost of Operation | 0 | 0 | 0 | 0 | 0 | 0 | 0 | 0 | 0 | 0 | 0 | 0 | 0 | 0 | 0 | 0 | 0 | 0 | 0 | 0 | 0 | 0 | 0 | 0 | 0 | 0 | 0
F6_Commercial_Office (ID)_New_Space Heating_Natural Gas_Furnace_E1 | F6 | Commercial | Office (ID) | New | Space Heating | Natural Gas | Furnace | E1 | Utility - Value of Sales | 0.083274 | 0.083966 | 0.085117 | 0.086448 | 0.087974 | 0.090457 | 0.092921 | 0.095498 | 0.097759 | 0.099953 | 0.10244 | 0.10461 | 0.10703 | 0.10952 | 0.11174 | 0.11387 | 0.11575 | 0.11766 | 0.11964 | 0.12165 | 0.12366 | 0.12636 | 0.12956 | 0.13231 | 0.13512 | 0.13798 | 0.14091
F6_Commercial_Office (ID)_New_Space Heating_Natural Gas_Furnace_E2 | F6 | Commercial | Office (ID) | New | Space Heating | Natural Gas | Furnace | E2 | Utility - Value of Sales | 0.074034 | 0.074649 | 0.075672 | 0.076856 | 0.078212 | 0.08042 | 0.082611 | 0.084902 | 0.086912 | 0.088863 | 0.091074 | 0.093005 | 0.095156 | 0.097371 | 0.099342 | 0.10123 | 0.1029 | 0.1046 | 0.10637 | 0.10815 | 0.10994 | 0.11234 | 0.11518 | 0.11763 | 0.12012 | 0.12267 | 0.12528
F6_Commercial_Office (ID)_New_Space Heating_Natural Gas_Furnace_E3 | F6 | Commercial | Office (ID) | New | Space Heating | Natural Gas | Furnace | E3 | Utility - Value of Sales | 0.069414 | 0.069991 | 0.07095 | 0.07206 | 0.073332 | 0.075401 | 0.077455 | 0.079603 | 0.081488 | 0.083317 | 0.085391 | 0.087201 | 0.089218 | 0.091294 | 0.093143 | 0.094917 | 0.096481 | 0.098076 | 0.099731 | 0.10141 | 0.10308 | 0.10533 | 0.10799 | 0.11029 | 0.11263 | 0.11502 | 0.11746
F6_Commercial_Office (ID)_New_Space Heating_Natural Gas_Furnace_E4 | F6 | Commercial | Office (ID) | New | Space Heating | Natural Gas | Furnace | E4 | Utility - Value of Sales | 0 | 0 | 0 | 0 | 0 | 0 | 0 | 0 | 0 | 0 | 0 | 0 | 0 | 0 | 0 | 0 | 0 | 0 | 0 | 0 | 0 | 0 | 0 | 0 | 0 | 0 | 0
F6_Commercial_Office (ID)_New_Space Heating_Natural Gas_Furnace_E5 | F6 | Commercial | Office (ID) | New | Space Heating | Natural Gas | Furnace | E5 | Utility - Value of Sales | 0 | 0 | 0 | 0 | 0 | 0 | 0 | 0 | 0 | 0 | 0 | 0 | 0 | 0 | 0 | 0 | 0 | 0 | 0 | 0 | 0 | 0 | 0 | 0 | 0 | 0 | 0
F6_Commercial_Office (ID)_New_Space Heating_Natural Gas_Furnace_E6 | F6 | Commercial | Office (ID) | New | Space Heating | Natural Gas | Furnace | E6 | Utility - Value of Sales | 0 | 0 | 0 | 0 | 0 | 0 | 0 | 0 | 0 | 0 | 0 | 0 | 0 | 0 | 0 | 0 | 0 | 0 | 0 | 0 | 0 | 0 | 0 | 0 | 0 | 0 | 0
F6_Commercial_Office (ID)_New_Space Heating_Natural Gas_Furnace_E7 | F6 | Commercial | Office (ID) | New | Space Heating | Natural Gas | Furnace | E7 | Utility - Value of Sales | 0 | 0 | 0 | 0 | 0 | 0 | 0 | 0 | 0 | 0 | 0 | 0 | 0 | 0 | 0 | 0 | 0 | 0 | 0 | 0 | 0 | 0 | 0 | 0 | 0 | 0 | 0
F6_Commercial_Office (ID)_New_Space Heating_Natural Gas_Furnace_E8 | F6 | Commercial | Office (ID) | New | Space Heating | Natural Gas | Furnace | E8 | Utility - Value of Sales | 0 | 0 | 0 | 0 | 0 | 0 | 0 | 0 | 0 | 0 | 0 | 0 | 0 | 0 | 0 | 0 | 0 | 0 | 0 | 0 | 0 | 0 | 0 | 0 | 0 | 0 | 0
F6_Commercial_Office (ID)_New_Space Heating_Natural Gas_Furnace_E9 | F6 | Commercial | Office (ID) | New | Space Heating | Natural Gas | Furnace | E9 | Utility - Value of Sales | 0 | 0 | 0 | 0 | 0 | 0 | 0 | 0 | 0 | 0 | 0 | 0 | 0 | 0 | 0 | 0 | 0 | 0 | 0 | 0 | 0 | 0 | 0 | 0 | 0 | 0 | 0
F6_Commercial_Office (ID)_New_Space Heating_Natural Gas_Furnace_E10 | F6 | Commercial | Office (ID) | New | Space Heating | Natural Gas | Furnace | E10 | Utility - Value of Sales | 0 | 0 | 0 | 0 | 0 | 0 | 0 | 0 | 0 | 0 | 0 | 0 | 0 | 0 | 0 | 0 | 0 | 0 | 0 | 0 | 0 | 0 | 0 | 0 | 0 | 0 | 0
F1_Commercial_Office (ID)_New_Space Heating_Natural Gas_Boiler_E1 | F1 | Commercial | Office (ID) | New | Space Heating | Natural Gas | Boiler | E1 | RVT - Cost of Equipment | 0.12079 | 0.12079 | 0.12079 | 0.12079 | 0.12079 | 0.12079 | 0.12079 | 0.12079 | 0.12079 | 0.12079 | 0.12079 | 0.12079 | 0.12079 | 0.12079 | 0.12079 | 0.12079 | 0.12079 | 0.12079 | 0.12079 | 0.12079 | 0.12079 | 0.12079 | 0.12079 | 0.12079 | 0.12079 | 0.12079 | 0.12079
F1_Commercial_Office (ID)_New_Space Heating_Natural Gas_Boiler_E2 | F1 | Commercial | Office (ID) | New | Space Heating | Natural Gas | Boiler | E2 | RVT - Cost of Equipment | 0.12585 | 0.12585 | 0.12585 | 0.12585 | 0.12585 | 0.12585 | 0.12585 | 0.12585 | 0.12585 | 0.12585 | 0.12585 | 0.12585 | 0.12585 | 0.12585 | 0.12585 | 0.12585 | 0.12585 | 0.12585 | 0.12585 | 0.12585 | 0.12585 | 0.12585 | 0.12585 | 0.12585 | 0.12585 | 0.12585 | 0.12585
F1_Commercial_Office (ID)_New_Space Heating_Natural Gas_Boiler_E3 | F1 | Commercial | Office (ID) | New | Space Heating | Natural Gas | Boiler | E3 | RVT - Cost of Equipment | 0.11749 | 0.11749 | 0.11749 | 0.11749 | 0.11749 | 0.11749 | 0.11749 | 0.11749 | 0.11749 | 0.11749 | 0.11749 | 0.11749 | 0.11749 | 0.11749 | 0.11749 | 0.11749 | 0.11749 | 0.11749 | 0.11749 | 0.11749 | 0.11749 | 0.11749 | 0.11749 | 0.11749 | 0.11749 | 0.11749 | 0.11749
F1_Commercial_Office (ID)_New_Space Heating_Natural Gas_Boiler_E4 | F1 | Commercial | Office (ID) | New | Space Heating | Natural Gas | Boiler | E4 | RVT - Cost of Equipment | 0.96896 | 0.96896 | 0.96896 | 0.96896 | 0.96896 | 0.96896 | 0.96896 | 0.96896 | 0.96896 | 0.96896 | 0.96896 | 0.96896 | 0.96896 | 0.96896 | 0.96896 | 0.96896 | 0.96896 | 0.96896 | 0.96896 | 0.96896 | 0.96896 | 0.96896 | 0.96896 | 0.96896 | 0.96896 | 0.96896 | 0.96896
F1_Commercial_Office (ID)_New_Space Heating_Natural Gas_Boiler_E5 | F1 | Commercial | Office (ID) | New | Space Heating | Natural Gas | Boiler | E5 | RVT - Cost of Equipment | 0 | 0 | 0 | 0 | 0 | 0 | 0 | 0 | 0 | 0 | 0 | 0 | 0 | 0 | 0 | 0 | 0 | 0 | 0 | 0 | 0 | 0 | 0 | 0 | 0 | 0 | 0
F1_Commercial_Office (ID)_New_Space Heating_Natural Gas_Boiler_E6 | F1 | Commercial | Office (ID) | New | Space Heating | Natural Gas | Boiler | E6 | RVT - Cost of Equipment | 0 | 0 | 0 | 0 | 0 | 0 | 0 | 0 | 0 | 0 | 0 | 0 | 0 | 0 | 0 | 0 | 0 | 0 | 0 | 0 | 0 | 0 | 0 | 0 | 0 | 0 | 0
F1_Commercial_Office (ID)_New_Space Heating_Natural Gas_Boiler_E7 | F1 | Commercial | Office (ID) | New | Space Heating | Natural Gas | Boiler | E7 | RVT - Cost of Equipment | 0 | 0 | 0 | 0 | 0 | 0 | 0 | 0 | 0 | 0 | 0 | 0 | 0 | 0 | 0 | 0 | 0 | 0 | 0 | 0 | 0 | 0 | 0 | 0 | 0 | 0 | 0
F1_Commercial_Office (ID)_New_Space Heating_Natural Gas_Boiler_E8 | F1 | Commercial | Office (ID) | New | Space Heating | Natural Gas | Boiler | E8 | RVT - Cost of Equipment | 0 | 0 | 0 | 0 | 0 | 0 | 0 | 0 | 0 | 0 | 0 | 0 | 0 | 0 | 0 | 0 | 0 | 0 | 0 | 0 | 0 | 0 | 0 | 0 | 0 | 0 | 0
F1_Commercial_Office (ID)_New_Space Heating_Natural Gas_Boiler_E9 | F1 | Commercial | Office (ID) | New | Space Heating | Natural Gas | Boiler | E9 | RVT - Cost of Equipment | 0 | 0 | 0 | 0 | 0 | 0 | 0 | 0 | 0 | 0 | 0 | 0 | 0 | 0 | 0 | 0 | 0 | 0 | 0 | 0 | 0 | 0 | 0 | 0 | 0 | 0 | 0
F1_Commercial_Office (ID)_New_Space Heating_Natural Gas_Boiler_E10 | F1 | Commercial | Office (ID) | New | Space Heating | Natural Gas | Boiler | E10 | RVT - Cost of Equipment | 0 | 0 | 0 | 0 | 0 | 0 | 0 | 0 | 0 | 0 | 0 | 0 | 0 | 0 | 0 | 0 | 0 | 0 | 0 | 0 | 0 | 0 | 0 | 0 | 0 | 0 | 0
F2_Commercial_Office (ID)_New_Space Heating_Natural Gas_Boiler_E1 | F2 | Commercial | Office (ID) | New | Space Heating | Natural Gas | Boiler | E1 | RVT - Cost of Operation | 0.40424 | 0.40911 | 0.41555 | 0.42257 | 0.43023 | 0.44104 | 0.45186 | 0.46318 | 0.47361 | 0.48396 | 0.49541 | 0.506 | 0.51746 | 0.52916 | 0.54004 | 0.55072 | 0.56065 | 0.5708 | 0.58125 | 0.59187 | 0.60258 | 0.61554 | 0.63011 | 0.64321 | 0.65644 | 0.66655 | 0.67565
F2_Commercial_Office (ID)_New_Space Heating_Natural Gas_Boiler_E2 | F2 | Commercial | Office (ID) | New | Space Heating | Natural Gas | Boiler | E2 | RVT - Cost of Operation | 0.38051 | 0.3851 | 0.39115 | 0.39776 | 0.40497 | 0.41515 | 0.42534 | 0.43599 | 0.44581 | 0.45555 | 0.46633 | 0.4763 | 0.48709 | 0.49809 | 0.50834 | 0.51839 | 0.52774 | 0.53729 | 0.54713 | 0.55713 | 0.56721 | 0.5794 | 0.59312 | 0.60545 | 0.6179 | 0.62742 | 0.63599
F2_Commercial_Office (ID)_New_Space Heating_Natural Gas_Boiler_E3 | F2 | Commercial | Office (ID) | New | Space Heating | Natural Gas | Boiler | E3 | RVT - Cost of Operation | 0.33342 | 0.33744 | 0.34274 | 0.34854 | 0.35485 | 0.36377 | 0.3727 | 0.38203 | 0.39064 | 0.39917 | 0.40862 | 0.41735 | 0.42681 | 0.43645 | 0.44543 | 0.45423 | 0.46243 | 0.4708 | 0.47942 | 0.48818 | 0.49701 | 0.5077 | 0.51972 | 0.53052 | 0.54143 | 0.54978 | 0.55728
F2_Commercial_Office (ID)_New_Space Heating_Natural Gas_Boiler_E4 | F2 | Commercial | Office (ID) | New | Space Heating | Natural Gas | Boiler | E4 | RVT - Cost of Operation | 0.21063 | 0.21238 | 0.21529 | 0.21866 | 0.22252 | 0.2288 | 0.23503 | 0.24155 | 0.24727 | 0.25282 | 0.25911 | 0.2646 | 0.27072 | 0.27702 | 0.28263 | 0.28802 | 0.29276 | 0.2976 | 0.30262 | 0.3077 | 0.31279 | 0.31961 | 0.3277 | 0.33465 | 0.34176 | 0.34901 | 0.35642
F2_Commercial_Office (ID)_New_Space Heating_Natural Gas_Boiler_E5 | F2 | Commercial | Office (ID) | New | Space Heating | Natural Gas | Boiler | E5 | RVT - Cost of Operation | 0 | 0 | 0 | 0 | 0 | 0 | 0 | 0 | 0 | 0 | 0 | 0 | 0 | 0 | 0 | 0 | 0 | 0 | 0 | 0 | 0 | 0 | 0 | 0 | 0 | 0 | 0
F2_Commercial_Office (ID)_New_Space Heating_Natural Gas_Boiler_E6 | F2 | Commercial | Office (ID) | New | Space Heating | Natural Gas | Boiler | E6 | RVT - Cost of Operation | 0 | 0 | 0 | 0 | 0 | 0 | 0 | 0 | 0 | 0 | 0 | 0 | 0 | 0 | 0 | 0 | 0 | 0 | 0 | 0 | 0 | 0 | 0 | 0 | 0 | 0 | 0
F2_Commercial_Office (ID)_New_Space Heating_Natural Gas_Boiler_E7 | F2 | Commercial | Office (ID) | New | Space Heating | Natural Gas | Boiler | E7 | RVT - Cost of Operation | 0 | 0 | 0 | 0 | 0 | 0 | 0 | 0 | 0 | 0 | 0 | 0 | 0 | 0 | 0 | 0 | 0 | 0 | 0 | 0 | 0 | 0 | 0 | 0 | 0 | 0 | 0
F2_Commercial_Office (ID)_New_Space Heating_Natural Gas_Boiler_E8 | F2 | Commercial | Office (ID) | New | Space Heating | Natural Gas | Boiler | E8 | RVT - Cost of Operation | 0 | 0 | 0 | 0 | 0 | 0 | 0 | 0 | 0 | 0 | 0 | 0 | 0 | 0 | 0 | 0 | 0 | 0 | 0 | 0 | 0 | 0 | 0 | 0 | 0 | 0 | 0
F2_Commercial_Office (ID)_New_Space Heating_Natural Gas_Boiler_E9 | F2 | Commercial | Office (ID) | New | Space Heating | Natural Gas | Boiler | E9 | RVT - Cost of Operation | 0 | 0 | 0 | 0 | 0 | 0 | 0 | 0 | 0 | 0 | 0 | 0 | 0 | 0 | 0 | 0 | 0 | 0 | 0 | 0 | 0 | 0 | 0 | 0 | 0 | 0 | 0
F2_Commercial_Office (ID)_New_Space Heating_Natural Gas_Boiler_E10 | F2 | Commercial | Office (ID) | New | Space Heating | Natural Gas | Boiler | E10 | RVT - Cost of Operation | 0 | 0 | 0 | 0 | 0 | 0 | 0 | 0 | 0 | 0 | 0 | 0 | 0 | 0 | 0 | 0 | 0 | 0 | 0 | 0 | 0 | 0 | 0 | 0 | 0 | 0 | 0
F3_Commercial_Office (ID)_New_Space Heating_Natural Gas_Boiler_E1 | F3 | Commercial | Office (ID) | New | Space Heating | Natural Gas | Boiler | E1 | System - kBTUs of Consumption | 79.543 | 79.4412 | 79.4412 | 79.4412 | 79.4412 | 79.4412 | 79.4412 | 79.4412 | 79.4412 | 79.4412 | 79.4412 | 79.4412 | 79.4412 | 79.4412 | 79.4412 | 79.4412 | 79.4412 | 79.4412 | 79.4412 | 79.4412 | 79.4412 | 79.4412 | 79.4412 | 79.4412 | 79.4412 | 78.4604 | 77.2345
F3_Commercial_Office (ID)_New_Space Heating_Natural Gas_Boiler_E2 | F3 | Commercial | Office (ID) | New | Space Heating | Natural Gas | Boiler | E2 | System - kBTUs of Consumption | 74.8736 | 74.7778 | 74.7778 | 74.7778 | 74.7778 | 74.7778 | 74.7778 | 74.7778 | 74.7778 | 74.7778 | 74.7778 | 74.7778 | 74.7778 | 74.7778 | 74.7778 | 74.7778 | 74.7778 | 74.7778 | 74.7778 | 74.7778 | 74.7778 | 74.7778 | 74.7778 | 74.7778 | 74.7778 | 73.8546 | 72.7006
F3_Commercial_Office (ID)_New_Space Heating_Natural Gas_Boiler_E3 | F3 | Commercial | Office (ID) | New | Space Heating | Natural Gas | Boiler | E3 | System - kBTUs of Consumption | 65.6075 | 65.5236 | 65.5236 | 65.5236 | 65.5236 | 65.5236 | 65.5236 | 65.5236 | 65.5236 | 65.5236 | 65.5236 | 65.5236 | 65.5236 | 65.5236 | 65.5236 | 65.5236 | 65.5236 | 65.5236 | 65.5236 | 65.5236 | 65.5236 | 65.5236 | 65.5236 | 65.5236 | 65.5236 | 64.7146 | 63.7035
F3_Commercial_Office (ID)_New_Space Heating_Natural Gas_Boiler_E4 | F3 | Commercial | Office (ID) | New | Space Heating | Natural Gas | Boiler | E4 | System - kBTUs of Consumption | 46.352 | 46.2356 | 46.2356 | 46.2356 | 46.2356 | 46.2356 | 46.2356 | 46.2356 | 46.2356 | 46.2356 | 46.2356 | 46.2356 | 46.2356 | 46.2356 | 46.2356 | 46.2356 | 46.2356 | 46.2356 | 46.2356 | 46.2356 | 46.2356 | 46.2356 | 46.2356 | 46.2356 | 46.2356 | 46.2356 | 46.2356
F3_Commercial_Office (ID)_New_Space Heating_Natural Gas_Boiler_E5 | F3 | Commercial | Office (ID) | New | Space Heating | Natural Gas | Boiler | E5 | System - kBTUs of Consumption | 0 | 0 | 0 | 0 | 0 | 0 | 0 | 0 | 0 | 0 | 0 | 0 | 0 | 0 | 0 | 0 | 0 | 0 | 0 | 0 | 0 | 0 | 0 | 0 | 0 | 0 | 0
F3_Commercial_Office (ID)_New_Space Heating_Natural Gas_Boiler_E6 | F3 | Commercial | Office (ID) | New | Space Heating | Natural Gas | Boiler | E6 | System - kBTUs of Consumption | 0 | 0 | 0 | 0 | 0 | 0 | 0 | 0 | 0 | 0 | 0 | 0 | 0 | 0 | 0 | 0 | 0 | 0 | 0 | 0 | 0 | 0 | 0 | 0 | 0 | 0 | 0
F3_Commercial_Office (ID)_New_Space Heating_Natural Gas_Boiler_E7 | F3 | Commercial | Office (ID) | New | Space Heating | Natural Gas | Boiler | E7 | System - kBTUs of Consumption | 0 | 0 | 0 | 0 | 0 | 0 | 0 | 0 | 0 | 0 | 0 | 0 | 0 | 0 | 0 | 0 | 0 | 0 | 0 | 0 | 0 | 0 | 0 | 0 | 0 | 0 | 0
F3_Commercial_Office (ID)_New_Space Heating_Natural Gas_Boiler_E8 | F3 | Commercial | Office (ID) | New | Space Heating | Natural Gas | Boiler | E8 | System - kBTUs of Consumption | 0 | 0 | 0 | 0 | 0 | 0 | 0 | 0 | 0 | 0 | 0 | 0 | 0 | 0 | 0 | 0 | 0 | 0 | 0 | 0 | 0 | 0 | 0 | 0 | 0 | 0 | 0
F3_Commercial_Office (ID)_New_Space Heating_Natural Gas_Boiler_E9 | F3 | Commercial | Office (ID) | New | Space Heating | Natural Gas | Boiler | E9 | System - kBTUs of Consumption | 0 | 0 | 0 | 0 | 0 | 0 | 0 | 0 | 0 | 0 | 0 | 0 | 0 | 0 | 0 | 0 | 0 | 0 | 0 | 0 | 0 | 0 | 0 | 0 | 0 | 0 | 0
F3_Commercial_Office (ID)_New_Space Heating_Natural Gas_Boiler_E10 | F3 | Commercial | Office (ID) | New | Space Heating | Natural Gas | Boiler | E10 | System - kBTUs of Consumption | 0 | 0 | 0 | 0 | 0 | 0 | 0 | 0 | 0 | 0 | 0 | 0 | 0 | 0 | 0 | 0 | 0 | 0 | 0 | 0 | 0 | 0 | 0 | 0 | 0 | 0 | 0
F4_Commercial_Office (ID)_New_Space Heating_Natural Gas_Boiler_E1 | F4 | Commercial | Office (ID) | New | Space Heating | Natural Gas | Boiler | E1 | Utility - Cost of Equipment | 0.12079 | 0.12079 | 0.12079 | 0.12079 | 0.12079 | 0.12079 | 0.12079 | 0.12079 | 0.12079 | 0.12079 | 0.12079 | 0.12079 | 0.12079 | 0.12079 | 0.12079 | 0.12079 | 0.12079 | 0.12079 | 0.12079 | 0.12079 | 0.12079 | 0.12079 | 0.12079 | 0.12079 | 0.12079 | 0.12079 | 0.12079
F4_Commercial_Office (ID)_New_Space Heating_Natural Gas_Boiler_E2 | F4 | Commercial | Office (ID) | New | Space Heating | Natural Gas | Boiler | E2 | Utility - Cost of Equipment | 0.12585 | 0.12585 | 0.12585 | 0.12585 | 0.12585 | 0.12585 | 0.12585 | 0.12585 | 0.12585 | 0.12585 | 0.12585 | 0.12585 | 0.12585 | 0.12585 | 0.12585 | 0.12585 | 0.12585 | 0.12585 | 0.12585 | 0.12585 | 0.12585 | 0.12585 | 0.12585 | 0.12585 | 0.12585 | 0.12585 | 0.12585
F4_Commercial_Office (ID)_New_Space Heating_Natural Gas_Boiler_E3 | F4 | Commercial | Office (ID) | New | Space Heating | Natural Gas | Boiler | E3 | Utility - Cost of Equipment | 0.11749 | 0.11749 | 0.11749 | 0.11749 | 0.11749 | 0.11749 | 0.11749 | 0.11749 | 0.11749 | 0.11749 | 0.11749 | 0.11749 | 0.11749 | 0.11749 | 0.11749 | 0.11749 | 0.11749 | 0.11749 | 0.11749 | 0.11749 | 0.11749 | 0.11749 | 0.11749 | 0.11749 | 0.11749 | 0.11749 | 0.11749
F4_Commercial_Office (ID)_New_Space Heating_Natural Gas_Boiler_E4 | F4 | Commercial | Office (ID) | New | Space Heating | Natural Gas | Boiler | E4 | Utility - Cost of Equipment | 0.96896 | 0.96896 | 0.96896 | 0.96896 | 0.96896 | 0.96896 | 0.96896 | 0.96896 | 0.96896 | 0.96896 | 0.96896 | 0.96896 | 0.96896 | 0.96896 | 0.96896 | 0.96896 | 0.96896 | 0.96896 | 0.96896 | 0.96896 | 0.96896 | 0.96896 | 0.96896 | 0.96896 | 0.96896 | 0.96896 | 0.96896
F4_Commercial_Office (ID)_New_Space Heating_Natural Gas_Boiler_E5 | F4 | Commercial | Office (ID) | New | Space Heating | Natural Gas | Boiler | E5 | Utility - Cost of Equipment | 0 | 0 | 0 | 0 | 0 | 0 | 0 | 0 | 0 | 0 | 0 | 0 | 0 | 0 | 0 | 0 | 0 | 0 | 0 | 0 | 0 | 0 | 0 | 0 | 0 | 0 | 0
F4_Commercial_Office (ID)_New_Space Heating_Natural Gas_Boiler_E6 | F4 | Commercial | Office (ID) | New | Space Heating | Natural Gas | Boiler | E6 | Utility - Cost of Equipment | 0 | 0 | 0 | 0 | 0 | 0 | 0 | 0 | 0 | 0 | 0 | 0 | 0 | 0 | 0 | 0 | 0 | 0 | 0 | 0 | 0 | 0 | 0 | 0 | 0 | 0 | 0
F4_Commercial_Office (ID)_New_Space Heating_Natural Gas_Boiler_E7 | F4 | Commercial | Office (ID) | New | Space Heating | Natural Gas | Boiler | E7 | Utility - Cost of Equipment | 0 | 0 | 0 | 0 | 0 | 0 | 0 | 0 | 0 | 0 | 0 | 0 | 0 | 0 | 0 | 0 | 0 | 0 | 0 | 0 | 0 | 0 | 0 | 0 | 0 | 0 | 0
F4_Commercial_Office (ID)_New_Space Heating_Natural Gas_Boiler_E8 | F4 | Commercial | Office (ID) | New | Space Heating | Natural Gas | Boiler | E8 | Utility - Cost of Equipment | 0 | 0 | 0 | 0 | 0 | 0 | 0 | 0 | 0 | 0 | 0 | 0 | 0 | 0 | 0 | 0 | 0 | 0 | 0 | 0 | 0 | 0 | 0 | 0 | 0 | 0 | 0
F4_Commercial_Office (ID)_New_Space Heating_Natural Gas_Boiler_E9 | F4 | Commercial | Office (ID) | New | Space Heating | Natural Gas | Boiler | E9 | Utility - Cost of Equipment | 0 | 0 | 0 | 0 | 0 | 0 | 0 | 0 | 0 | 0 | 0 | 0 | 0 | 0 | 0 | 0 | 0 | 0 | 0 | 0 | 0 | 0 | 0 | 0 | 0 | 0 | 0
F4_Commercial_Office (ID)_New_Space Heating_Natural Gas_Boiler_E10 | F4 | Commercial | Office (ID) | New | Space Heating | Natural Gas | Boiler | E10 | Utility - Cost of Equipment | 0 | 0 | 0 | 0 | 0 | 0 | 0 | 0 | 0 | 0 | 0 | 0 | 0 | 0 | 0 | 0 | 0 | 0 | 0 | 0 | 0 | 0 | 0 | 0 | 0 | 0 | 0
F5_Commercial_Office (ID)_New_Space Heating_Natural Gas_Boiler_E1 | F5 | Commercial | Office (ID) | New | Space Heating | Natural Gas | Boiler | E1 | Utility - Cost of Operation | 0.35658 | 0.3628 | 0.37049 | 0.37885 | 0.38793 | 0.39984 | 0.41198 | 0.42477 | 0.43707 | 0.44957 | 0.46099 | 0.47171 | 0.48331 | 0.4952 | 0.50646 | 0.51762 | 0.52823 | 0.53914 | 0.55046 | 0.56206 | 0.57389 | 0.58622 | 0.60011 | 0.61258 | 0.62518 | 0.63481 | 0.64348
F5_Commercial_Office (ID)_New_Space Heating_Natural Gas_Boiler_E2 | F5 | Commercial | Office (ID) | New | Space Heating | Natural Gas | Boiler | E2 | Utility - Cost of Operation | 0.33565 | 0.3415 | 0.34874 | 0.35661 | 0.36516 | 0.37637 | 0.3878 | 0.39983 | 0.41141 | 0.42318 | 0.43393 | 0.44402 | 0.45494 | 0.46613 | 0.47673 | 0.48724 | 0.49722 | 0.50749 | 0.51815 | 0.52907 | 0.5402 | 0.55181 | 0.56488 | 0.57662 | 0.58848 | 0.59755 | 0.6057
F5_Commercial_Office (ID)_New_Space Heating_Natural Gas_Boiler_E3 | F5 | Commercial | Office (ID) | New | Space Heating | Natural Gas | Boiler | E3 | Utility - Cost of Operation | 0.29411 | 0.29924 | 0.30558 | 0.31248 | 0.31997 | 0.32979 | 0.3398 | 0.35035 | 0.3605 | 0.37081 | 0.38023 | 0.38907 | 0.39863 | 0.40845 | 0.41773 | 0.42694 | 0.43569 | 0.44469 | 0.45402 | 0.46359 | 0.47335 | 0.48352 | 0.49497 | 0.50526 | 0.51565 | 0.5236 | 0.53074
F5_Commercial_Office (ID)_New_Space Heating_Natural Gas_Boiler_E4 | F5 | Commercial | Office (ID) | New | Space Heating | Natural Gas | Boiler | E4 | Utility - Cost of Operation | 0.18045 | 0.18307 | 0.18679 | 0.19104 | 0.19585 | 0.20285 | 0.21 | 0.21759 | 0.22473 | 0.23197 | 0.23831 | 0.24404 | 0.2504 | 0.25699 | 0.26303 | 0.26894 | 0.27435 | 0.27993 | 0.28578 | 0.29178 | 0.29789 | 0.30439 | 0.31209 | 0.31872 | 0.32548 | 0.33239 | 0.33945
F5_Commercial_Office (ID)_New_Space Heating_Natural Gas_Boiler_E5 | F5 | Commercial | Office (ID) | New | Space Heating | Natural Gas | Boiler | E5 | Utility - Cost of Operation | 0 | 0 | 0 | 0 | 0 | 0 | 0 | 0 | 0 | 0 | 0 | 0 | 0 | 0 | 0 | 0 | 0 | 0 | 0 | 0 | 0 | 0 | 0 | 0 | 0 | 0 | 0
F5_Commercial_Office (ID)_New_Space Heating_Natural Gas_Boiler_E6 | F5 | Commercial | Office (ID) | New | Space Heating | Natural Gas | Boiler | E6 | Utility - Cost of Operation | 0 | 0 | 0 | 0 | 0 | 0 | 0 | 0 | 0 | 0 | 0 | 0 | 0 | 0 | 0 | 0 | 0 | 0 | 0 | 0 | 0 | 0 | 0 | 0 | 0 | 0 | 0
F5_Commercial_Office (ID)_New_Space Heating_Natural Gas_Boiler_E7 | F5 | Commercial | Office (ID) | New | Space Heating | Natural Gas | Boiler | E7 | Utility - Cost of Operation | 0 | 0 | 0 | 0 | 0 | 0 | 0 | 0 | 0 | 0 | 0 | 0 | 0 | 0 | 0 | 0 | 0 | 0 | 0 | 0 | 0 | 0 | 0 | 0 | 0 | 0 | 0
F5_Commercial_Office (ID)_New_Space Heating_Natural Gas_Boiler_E8 | F5 | Commercial | Office (ID) | New | Space Heating | Natural Gas | Boiler | E8 | Utility - Cost of Operation | 0 | 0 | 0 | 0 | 0 | 0 | 0 | 0 | 0 | 0 | 0 | 0 | 0 | 0 | 0 | 0 | 0 | 0 | 0 | 0 | 0 | 0 | 0 | 0 | 0 | 0 | 0
F5_Commercial_Office (ID)_New_Space Heating_Natural Gas_Boiler_E9 | F5 | Commercial | Office (ID) | New | Space Heating | Natural Gas | Boiler | E9 | Utility - Cost of Operation | 0 | 0 | 0 | 0 | 0 | 0 | 0 | 0 | 0 | 0 | 0 | 0 | 0 | 0 | 0 | 0 | 0 | 0 | 0 | 0 | 0 | 0 | 0 | 0 | 0 | 0 | 0
F5_Commercial_Office (ID)_New_Space Heating_Natural Gas_Boiler_E10 | F5 | Commercial | Office (ID) | New | Space Heating | Natural Gas | Boiler | E10 | Utility - Cost of Operation | 0 | 0 | 0 | 0 | 0 | 0 | 0 | 0 | 0 | 0 | 0 | 0 | 0 | 0 | 0 | 0 | 0 | 0 | 0 | 0 | 0 | 0 | 0 | 0 | 0 | 0 | 0
F6_Commercial_Office (ID)_New_Space Heating_Natural Gas_Boiler_E1 | F6 | Commercial | Office (ID) | New | Space Heating | Natural Gas | Boiler | E1 | Utility - Value of Sales | 0.40424 | 0.40911 | 0.41555 | 0.42257 | 0.43023 | 0.44104 | 0.45186 | 0.46318 | 0.47361 | 0.48396 | 0.49541 | 0.506 | 0.51746 | 0.52916 | 0.54004 | 0.55072 | 0.56065 | 0.5708 | 0.58125 | 0.59187 | 0.60258 | 0.61554 | 0.63011 | 0.64321 | 0.65644 | 0.66655 | 0.67565
F6_Commercial_Office (ID)_New_Space Heating_Natural Gas_Boiler_E2 | F6 | Commercial | Office (ID) | New | Space Heating | Natural Gas | Boiler | E2 | Utility - Value of Sales | 0.38051 | 0.3851 | 0.39115 | 0.39776 | 0.40497 | 0.41515 | 0.42534 | 0.43599 | 0.44581 | 0.45555 | 0.46633 | 0.4763 | 0.48709 | 0.49809 | 0.50834 | 0.51839 | 0.52774 | 0.53729 | 0.54713 | 0.55713 | 0.56721 | 0.5794 | 0.59312 | 0.60545 | 0.6179 | 0.62742 | 0.63599
F6_Commercial_Office (ID)_New_Space Heating_Natural Gas_Boiler_E3 | F6 | Commercial | Office (ID) | New | Space Heating | Natural Gas | Boiler | E3 | Utility - Value of Sales | 0.33342 | 0.33744 | 0.34274 | 0.34854 | 0.35485 | 0.36377 | 0.3727 | 0.38203 | 0.39064 | 0.39917 | 0.40862 | 0.41735 | 0.42681 | 0.43645 | 0.44543 | 0.45423 | 0.46243 | 0.4708 | 0.47942 | 0.48818 | 0.49701 | 0.5077 | 0.51972 | 0.53052 | 0.54143 | 0.54978 | 0.55728
F6_Commercial_Office (ID)_New_Space Heating_Natural Gas_Boiler_E4 | F6 | Commercial | Office (ID) | New | Space Heating | Natural Gas | Boiler | E4 | Utility - Value of Sales | 0.21063 | 0.21238 | 0.21529 | 0.21866 | 0.22252 | 0.2288 | 0.23503 | 0.24155 | 0.24727 | 0.25282 | 0.25911 | 0.2646 | 0.27072 | 0.27702 | 0.28263 | 0.28802 | 0.29276 | 0.2976 | 0.30262 | 0.3077 | 0.31279 | 0.31961 | 0.3277 | 0.33465 | 0.34176 | 0.34901 | 0.35642
F6_Commercial_Office (ID)_New_Space Heating_Natural Gas_Boiler_E5 | F6 | Commercial | Office (ID) | New | Space Heating | Natural Gas | Boiler | E5 | Utility - Value of Sales | 0 | 0 | 0 | 0 | 0 | 0 | 0 | 0 | 0 | 0 | 0 | 0 | 0 | 0 | 0 | 0 | 0 | 0 | 0 | 0 | 0 | 0 | 0 | 0 | 0 | 0 | 0
F6_Commercial_Office (ID)_New_Space Heating_Natural Gas_Boiler_E6 | F6 | Commercial | Office (ID) | New | Space Heating | Natural Gas | Boiler | E6 | Utility - Value of Sales | 0 | 0 | 0 | 0 | 0 | 0 | 0 | 0 | 0 | 0 | 0 | 0 | 0 | 0 | 0 | 0 | 0 | 0 | 0 | 0 | 0 | 0 | 0 | 0 | 0 | 0 | 0
F6_Commercial_Office (ID)_New_Space Heating_Natural Gas_Boiler_E7 | F6 | Commercial | Office (ID) | New | Space Heating | Natural Gas | Boiler | E7 | Utility - Value of Sales | 0 | 0 | 0 | 0 | 0 | 0 | 0 | 0 | 0 | 0 | 0 | 0 | 0 | 0 | 0 | 0 | 0 | 0 | 0 | 0 | 0 | 0 | 0 | 0 | 0 | 0 | 0
F6_Commercial_Office (ID)_New_Space Heating_Natural Gas_Boiler_E8 | F6 | Commercial | Office (ID) | New | Space Heating | Natural Gas | Boiler | E8 | Utility - Value of Sales | 0 | 0 | 0 | 0 | 0 | 0 | 0 | 0 | 0 | 0 | 0 | 0 | 0 | 0 | 0 | 0 | 0 | 0 | 0 | 0 | 0 | 0 | 0 | 0 | 0 | 0 | 0
F6_Commercial_Office (ID)_New_Space Heating_Natural Gas_Boiler_E9 | F6 | Commercial | Office (ID) | New | Space Heating | Natural Gas | Boiler | E9 | Utility - Value of Sales | 0 | 0 | 0 | 0 | 0 | 0 | 0 | 0 | 0 | 0 | 0 | 0 | 0 | 0 | 0 | 0 | 0 | 0 | 0 | 0 | 0 | 0 | 0 | 0 | 0 | 0 | 0
F6_Commercial_Office (ID)_New_Space Heating_Natural Gas_Boiler_E10 | F6 | Commercial | Office (ID) | New | Space Heating | Natural Gas | Boiler | E10 | Utility - Value of Sales | 0 | 0 | 0 | 0 | 0 | 0 | 0 | 0 | 0 | 0 | 0 | 0 | 0 | 0 | 0 | 0 | 0 | 0 | 0 | 0 | 0 | 0 | 0 | 0 | 0 | 0 | 0
F1_Commercial_Office (ID)_New_Space Heating_Natural Gas_Unit Heater_E1 | F1 | Commercial | Office (ID) | New | Space Heating | Natural Gas | Unit Heater | E1 | RVT - Cost of Equipment | 8.9957e-05 | 8.9957e-05 | 8.9957e-05 | 8.9957e-05 | 8.9957e-05 | 8.9957e-05 | 8.9957e-05 | 8.9957e-05 | 8.9957e-05 | 8.9957e-05 | 8.9957e-05 | 8.9957e-05 | 8.9957e-05 | 8.9957e-05 | 8.9957e-05 | 8.9957e-05 | 8.9957e-05 | 8.9957e-05 | 8.9957e-05 | 8.9957e-05 | 8.9957e-05 | 8.9957e-05 | 8.9957e-05 | 8.9957e-05 | 8.9957e-05 | 8.9957e-05 | 8.9957e-05
F1_Commercial_Office (ID)_New_Space Heating_Natural Gas_Unit Heater_E2 | F1 | Commercial | Office (ID) | New | Space Heating | Natural Gas | Unit Heater | E2 | RVT - Cost of Equipment | 0.00019729 | 0.00019729 | 0.00019729 | 0.00019729 | 0.00019729 | 0.00019729 | 0.00019729 | 0.00019729 | 0.00019729 | 0.00019729 | 0.00019729 | 0.00019729 | 0.00019729 | 0.00019729 | 0.00019729 | 0.00019729 | 0.00019729 | 0.00019729 | 0.00019729 | 0.00019729 | 0.00019729 | 0.00019729 | 0.00019729 | 0.00019729 | 0.00019729 | 0.00019729 | 0.00019729
F1_Commercial_Office (ID)_New_Space Heating_Natural Gas_Unit Heater_E3 | F1 | Commercial | Office (ID) | New | Space Heating | Natural Gas | Unit Heater | E3 | RVT - Cost of Equipment | 0.00012511 | 0.00012511 | 0.00012511 | 0.00012511 | 0.00012511 | 0.00012511 | 0.00012511 | 0.00012511 | 0.00012511 | 0.00012511 | 0.00012511 | 0.00012511 | 0.00012511 | 0.00012511 | 0.00012511 | 0.00012511 | 0.00012511 | 0.00012511 | 0.00012511 | 0.00012511 | 0.00012511 | 0.00012511 | 0.00012511 | 0.00012511 | 0.00012511 | 0.00012511 | 0.00012511
F1_Commercial_Office (ID)_New_Space Heating_Natural Gas_Unit Heater_E4 | F1 | Commercial | Office (ID) | New | Space Heating | Natural Gas | Unit Heater | E4 | RVT - Cost of Equipment | 0 | 0 | 0 | 0 | 0 | 0 | 0 | 0 | 0 | 0 | 0 | 0 | 0 | 0 | 0 | 0 | 0 | 0 | 0 | 0 | 0 | 0 | 0 | 0 | 0 | 0 | 0
F1_Commercial_Office (ID)_New_Space Heating_Natural Gas_Unit Heater_E5 | F1 | Commercial | Office (ID) | New | Space Heating | Natural Gas | Unit Heater | E5 | RVT - Cost of Equipment | 0 | 0 | 0 | 0 | 0 | 0 | 0 | 0 | 0 | 0 | 0 | 0 | 0 | 0 | 0 | 0 | 0 | 0 | 0 | 0 | 0 | 0 | 0 | 0 | 0 | 0 | 0
F1_Commercial_Office (ID)_New_Space Heating_Natural Gas_Unit Heater_E6 | F1 | Commercial | Office (ID) | New | Space Heating | Natural Gas | Unit Heater | E6 | RVT - Cost of Equipment | 0 | 0 | 0 | 0 | 0 | 0 | 0 | 0 | 0 | 0 | 0 | 0 | 0 | 0 | 0 | 0 | 0 | 0 | 0 | 0 | 0 | 0 | 0 | 0 | 0 | 0 | 0
F1_Commercial_Office (ID)_New_Space Heating_Natural Gas_Unit Heater_E7 | F1 | Commercial | Office (ID) | New | Space Heating | Natural Gas | Unit Heater | E7 | RVT - Cost of Equipment | 0 | 0 | 0 | 0 | 0 | 0 | 0 | 0 | 0 | 0 | 0 | 0 | 0 | 0 | 0 | 0 | 0 | 0 | 0 | 0 | 0 | 0 | 0 | 0 | 0 | 0 | 0
F1_Commercial_Office (ID)_New_Space Heating_Natural Gas_Unit Heater_E8 | F1 | Commercial | Office (ID) | New | Space Heating | Natural Gas | Unit Heater | E8 | RVT - Cost of Equipment | 0 | 0 | 0 | 0 | 0 | 0 | 0 | 0 | 0 | 0 | 0 | 0 | 0 | 0 | 0 | 0 | 0 | 0 | 0 | 0 | 0 | 0 | 0 | 0 | 0 | 0 | 0
F1_Commercial_Office (ID)_New_Space Heating_Natural Gas_Unit Heater_E9 | F1 | Commercial | Office (ID) | New | Space Heating | Natural Gas | Unit Heater | E9 | RVT - Cost of Equipment | 0 | 0 | 0 | 0 | 0 | 0 | 0 | 0 | 0 | 0 | 0 | 0 | 0 | 0 | 0 | 0 | 0 | 0 | 0 | 0 | 0 | 0 | 0 | 0 | 0 | 0 | 0
F1_Commercial_Office (ID)_New_Space Heating_Natural Gas_Unit Heater_E10 | F1 | Commercial | Office (ID) | New | Space Heating | Natural Gas | Unit Heater | E10 | RVT - Cost of Equipment | 0 | 0 | 0 | 0 | 0 | 0 | 0 | 0 | 0 | 0 | 0 | 0 | 0 | 0 | 0 | 0 | 0 | 0 | 0 | 0 | 0 | 0 | 0 | 0 | 0 | 0 | 0
F2_Commercial_Office (ID)_New_Space Heating_Natural Gas_Unit Heater_E1 | F2 | Commercial | Office (ID) | New | Space Heating | Natural Gas | Unit Heater | E1 | RVT - Cost of Operation | 0.049517 | 0.050038 | 0.050784 | 0.051607 | 0.052514 | 0.053883 | 0.05524 | 0.056665 | 0.057959 | 0.059234 | 0.06067 | 0.061969 | 0.063394 | 0.064847 | 0.066171 | 0.067456 | 0.068622 | 0.069813 | 0.071043 | 0.072291 | 0.073545 | 0.075141 | 0.076989 | 0.078623 | 0.080292 | 0.081996 | 0.083736
F2_Commercial_Office (ID)_New_Space Heating_Natural Gas_Unit Heater_E2 | F2 | Commercial | Office (ID) | New | Space Heating | Natural Gas | Unit Heater | E2 | RVT - Cost of Operation | 0.044042 | 0.044505 | 0.045169 | 0.045901 | 0.046707 | 0.047925 | 0.049132 | 0.0504 | 0.05155 | 0.052684 | 0.053961 | 0.055117 | 0.056384 | 0.057676 | 0.058854 | 0.059997 | 0.061034 | 0.062093 | 0.063188 | 0.064297 | 0.065412 | 0.066832 | 0.068476 | 0.069929 | 0.071413 | 0.072929 | 0.074477
F2_Commercial_Office (ID)_New_Space Heating_Natural Gas_Unit Heater_E3 | F2 | Commercial | Office (ID) | New | Space Heating | Natural Gas | Unit Heater | E3 | RVT - Cost of Operation | 0.04208 | 0.04243 | 0.043011 | 0.043684 | 0.044455 | 0.04571 | 0.046955 | 0.048257 | 0.0494 | 0.050509 | 0.051766 | 0.052863 | 0.054085 | 0.055344 | 0.056465 | 0.057541 | 0.058488 | 0.059456 | 0.060459 | 0.061474 | 0.06249 | 0.063852 | 0.065468 | 0.066858 | 0.068277 | 0.069726 | 0.071206
F2_Commercial_Office (ID)_New_Space Heating_Natural Gas_Unit Heater_E4 | F2 | Commercial | Office (ID) | New | Space Heating | Natural Gas | Unit Heater | E4 | RVT - Cost of Operation | 0 | 0 | 0 | 0 | 0 | 0 | 0 | 0 | 0 | 0 | 0 | 0 | 0 | 0 | 0 | 0 | 0 | 0 | 0 | 0 | 0 | 0 | 0 | 0 | 0 | 0 | 0
F2_Commercial_Office (ID)_New_Space Heating_Natural Gas_Unit Heater_E5 | F2 | Commercial | Office (ID) | New | Space Heating | Natural Gas | Unit Heater | E5 | RVT - Cost of Operation | 0 | 0 | 0 | 0 | 0 | 0 | 0 | 0 | 0 | 0 | 0 | 0 | 0 | 0 | 0 | 0 | 0 | 0 | 0 | 0 | 0 | 0 | 0 | 0 | 0 | 0 | 0
F2_Commercial_Office (ID)_New_Space Heating_Natural Gas_Unit Heater_E6 | F2 | Commercial | Office (ID) | New | Space Heating | Natural Gas | Unit Heater | E6 | RVT - Cost of Operation | 0 | 0 | 0 | 0 | 0 | 0 | 0 | 0 | 0 | 0 | 0 | 0 | 0 | 0 | 0 | 0 | 0 | 0 | 0 | 0 | 0 | 0 | 0 | 0 | 0 | 0 | 0
F2_Commercial_Office (ID)_New_Space Heating_Natural Gas_Unit Heater_E7 | F2 | Commercial | Office (ID) | New | Space Heating | Natural Gas | Unit Heater | E7 | RVT - Cost of Operation | 0 | 0 | 0 | 0 | 0 | 0 | 0 | 0 | 0 | 0 | 0 | 0 | 0 | 0 | 0 | 0 | 0 | 0 | 0 | 0 | 0 | 0 | 0 | 0 | 0 | 0 | 0
F2_Commercial_Office (ID)_New_Space Heating_Natural Gas_Unit Heater_E8 | F2 | Commercial | Office (ID) | New | Space Heating | Natural Gas | Unit Heater | E8 | RVT - Cost of Operation | 0 | 0 | 0 | 0 | 0 | 0 | 0 | 0 | 0 | 0 | 0 | 0 | 0 | 0 | 0 | 0 | 0 | 0 | 0 | 0 | 0 | 0 | 0 | 0 | 0 | 0 | 0
F2_Commercial_Office (ID)_New_Space Heating_Natural Gas_Unit Heater_E9 | F2 | Commercial | Office (ID) | New | Space Heating | Natural Gas | Unit Heater | E9 | RVT - Cost of Operation | 0 | 0 | 0 | 0 | 0 | 0 | 0 | 0 | 0 | 0 | 0 | 0 | 0 | 0 | 0 | 0 | 0 | 0 | 0 | 0 | 0 | 0 | 0 | 0 | 0 | 0 | 0
F2_Commercial_Office (ID)_New_Space Heating_Natural Gas_Unit Heater_E10 | F2 | Commercial | Office (ID) | New | Space Heating | Natural Gas | Unit Heater | E10 | RVT - Cost of Operation | 0 | 0 | 0 | 0 | 0 | 0 | 0 | 0 | 0 | 0 | 0 | 0 | 0 | 0 | 0 | 0 | 0 | 0 | 0 | 0 | 0 | 0 | 0 | 0 | 0 | 0 | 0
F3_Commercial_Office (ID)_New_Space Heating_Natural Gas_Unit Heater_E1 | F3 | Commercial | Office (ID) | New | Space Heating | Natural Gas | Unit Heater | E1 | System - kBTUs of Consumption | 10.4616 | 10.4419 | 10.4419 | 10.4419 | 10.4419 | 10.4419 | 10.4419 | 10.4419 | 10.4419 | 10.4419 | 10.4419 | 10.4419 | 10.4419 | 10.4419 | 10.4419 | 10.4419 | 10.4419 | 10.4419 | 10.4419 | 10.4419 | 10.4419 | 10.4419 | 10.4419 | 10.4419 | 10.4419 | 10.4419 | 10.4419
F3_Commercial_Office (ID)_New_Space Heating_Natural Gas_Unit Heater_E2 | F3 | Commercial | Office (ID) | New | Space Heating | Natural Gas | Unit Heater | E2 | System - kBTUs of Consumption | 9.3048 | 9.2872 | 9.2872 | 9.2872 | 9.2872 | 9.2872 | 9.2872 | 9.2872 | 9.2872 | 9.2872 | 9.2872 | 9.2872 | 9.2872 | 9.2872 | 9.2872 | 9.2872 | 9.2872 | 9.2872 | 9.2872 | 9.2872 | 9.2872 | 9.2872 | 9.2872 | 9.2872 | 9.2872 | 9.2872 | 9.2872
F3_Commercial_Office (ID)_New_Space Heating_Natural Gas_Unit Heater_E3 | F3 | Commercial | Office (ID) | New | Space Heating | Natural Gas | Unit Heater | E3 | System - kBTUs of Consumption | 9.2603 | 9.237 | 9.237 | 9.237 | 9.237 | 9.237 | 9.237 | 9.237 | 9.237 | 9.237 | 9.237 | 9.237 | 9.237 | 9.237 | 9.237 | 9.237 | 9.237 | 9.237 | 9.237 | 9.237 | 9.237 | 9.237 | 9.237 | 9.237 | 9.237 | 9.237 | 9.237
F3_Commercial_Office (ID)_New_Space Heating_Natural Gas_Unit Heater_E4 | F3 | Commercial | Office (ID) | New | Space Heating | Natural Gas | Unit Heater | E4 | System - kBTUs of Consumption | 0 | 0 | 0 | 0 | 0 | 0 | 0 | 0 | 0 | 0 | 0 | 0 | 0 | 0 | 0 | 0 | 0 | 0 | 0 | 0 | 0 | 0 | 0 | 0 | 0 | 0 | 0
F3_Commercial_Office (ID)_New_Space Heating_Natural Gas_Unit Heater_E5 | F3 | Commercial | Office (ID) | New | Space Heating | Natural Gas | Unit Heater | E5 | System - kBTUs of Consumption | 0 | 0 | 0 | 0 | 0 | 0 | 0 | 0 | 0 | 0 | 0 | 0 | 0 | 0 | 0 | 0 | 0 | 0 | 0 | 0 | 0 | 0 | 0 | 0 | 0 | 0 | 0
F3_Commercial_Office (ID)_New_Space Heating_Natural Gas_Unit Heater_E6 | F3 | Commercial | Office (ID) | New | Space Heating | Natural Gas | Unit Heater | E6 | System - kBTUs of Consumption | 0 | 0 | 0 | 0 | 0 | 0 | 0 | 0 | 0 | 0 | 0 | 0 | 0 | 0 | 0 | 0 | 0 | 0 | 0 | 0 | 0 | 0 | 0 | 0 | 0 | 0 | 0
F3_Commercial_Office (ID)_New_Space Heating_Natural Gas_Unit Heater_E7 | F3 | Commercial | Office (ID) | New | Space Heating | Natural Gas | Unit Heater | E7 | System - kBTUs of Consumption | 0 | 0 | 0 | 0 | 0 | 0 | 0 | 0 | 0 | 0 | 0 | 0 | 0 | 0 | 0 | 0 | 0 | 0 | 0 | 0 | 0 | 0 | 0 | 0 | 0 | 0 | 0
F3_Commercial_Office (ID)_New_Space Heating_Natural Gas_Unit Heater_E8 | F3 | Commercial | Office (ID) | New | Space Heating | Natural Gas | Unit Heater | E8 | System - kBTUs of Consumption | 0 | 0 | 0 | 0 | 0 | 0 | 0 | 0 | 0 | 0 | 0 | 0 | 0 | 0 | 0 | 0 | 0 | 0 | 0 | 0 | 0 | 0 | 0 | 0 | 0 | 0 | 0
F3_Commercial_Office (ID)_New_Space Heating_Natural Gas_Unit Heater_E9 | F3 | Commercial | Office (ID) | New | Space Heating | Natural Gas | Unit Heater | E9 | System - kBTUs of Consumption | 0 | 0 | 0 | 0 | 0 | 0 | 0 | 0 | 0 | 0 | 0 | 0 | 0 | 0 | 0 | 0 | 0 | 0 | 0 | 0 | 0 | 0 | 0 | 0 | 0 | 0 | 0
F3_Commercial_Office (ID)_New_Space Heating_Natural Gas_Unit Heater_E10 | F3 | Commercial | Office (ID) | New | Space Heating | Natural Gas | Unit Heater | E10 | System - kBTUs of Consumption | 0 | 0 | 0 | 0 | 0 | 0 | 0 | 0 | 0 | 0 | 0 | 0 | 0 | 0 | 0 | 0 | 0 | 0 | 0 | 0 | 0 | 0 | 0 | 0 | 0 | 0 | 0
F4_Commercial_Office (ID)_New_Space Heating_Natural Gas_Unit Heater_E1 | F4 | Commercial | Office (ID) | New | Space Heating | Natural Gas | Unit Heater | E1 | Utility - Cost of Equipment | 8.9957e-05 | 8.9957e-05 | 8.9957e-05 | 8.9957e-05 | 8.9957e-05 | 8.9957e-05 | 8.9957e-05 | 8.9957e-05 | 8.9957e-05 | 8.9957e-05 | 8.9957e-05 | 8.9957e-05 | 8.9957e-05 | 8.9957e-05 | 8.9957e-05 | 8.9957e-05 | 8.9957e-05 | 8.9957e-05 | 8.9957e-05 | 8.9957e-05 | 8.9957e-05 | 8.9957e-05 | 8.9957e-05 | 8.9957e-05 | 8.9957e-05 | 8.9957e-05 | 8.9957e-05
F4_Commercial_Office (ID)_New_Space Heating_Natural Gas_Unit Heater_E2 | F4 | Commercial | Office (ID) | New | Space Heating | Natural Gas | Unit Heater | E2 | Utility - Cost of Equipment | 0.00019729 | 0.00019729 | 0.00019729 | 0.00019729 | 0.00019729 | 0.00019729 | 0.00019729 | 0.00019729 | 0.00019729 | 0.00019729 | 0.00019729 | 0.00019729 | 0.00019729 | 0.00019729 | 0.00019729 | 0.00019729 | 0.00019729 | 0.00019729 | 0.00019729 | 0.00019729 | 0.00019729 | 0.00019729 | 0.00019729 | 0.00019729 | 0.00019729 | 0.00019729 | 0.00019729
F4_Commercial_Office (ID)_New_Space Heating_Natural Gas_Unit Heater_E3 | F4 | Commercial | Office (ID) | New | Space Heating | Natural Gas | Unit Heater | E3 | Utility - Cost of Equipment | 0.00012511 | 0.00012511 | 0.00012511 | 0.00012511 | 0.00012511 | 0.00012511 | 0.00012511 | 0.00012511 | 0.00012511 | 0.00012511 | 0.00012511 | 0.00012511 | 0.00012511 | 0.00012511 | 0.00012511 | 0.00012511 | 0.00012511 | 0.00012511 | 0.00012511 | 0.00012511 | 0.00012511 | 0.00012511 | 0.00012511 | 0.00012511 | 0.00012511 | 0.00012511 | 0.00012511
F4_Commercial_Office (ID)_New_Space Heating_Natural Gas_Unit Heater_E4 | F4 | Commercial | Office (ID) | New | Space Heating | Natural Gas | Unit Heater | E4 | Utility - Cost of Equipment | 0 | 0 | 0 | 0 | 0 | 0 | 0 | 0 | 0 | 0 | 0 | 0 | 0 | 0 | 0 | 0 | 0 | 0 | 0 | 0 | 0 | 0 | 0 | 0 | 0 | 0 | 0
F4_Commercial_Office (ID)_New_Space Heating_Natural Gas_Unit Heater_E5 | F4 | Commercial | Office (ID) | New | Space Heating | Natural Gas | Unit Heater | E5 | Utility - Cost of Equipment | 0 | 0 | 0 | 0 | 0 | 0 | 0 | 0 | 0 | 0 | 0 | 0 | 0 | 0 | 0 | 0 | 0 | 0 | 0 | 0 | 0 | 0 | 0 | 0 | 0 | 0 | 0
F4_Commercial_Office (ID)_New_Space Heating_Natural Gas_Unit Heater_E6 | F4 | Commercial | Office (ID) | New | Space Heating | Natural Gas | Unit Heater | E6 | Utility - Cost of Equipment | 0 | 0 | 0 | 0 | 0 | 0 | 0 | 0 | 0 | 0 | 0 | 0 | 0 | 0 | 0 | 0 | 0 | 0 | 0 | 0 | 0 | 0 | 0 | 0 | 0 | 0 | 0
F4_Commercial_Office (ID)_New_Space Heating_Natural Gas_Unit Heater_E7 | F4 | Commercial | Office (ID) | New | Space Heating | Natural Gas | Unit Heater | E7 | Utility - Cost of Equipment | 0 | 0 | 0 | 0 | 0 | 0 | 0 | 0 | 0 | 0 | 0 | 0 | 0 | 0 | 0 | 0 | 0 | 0 | 0 | 0 | 0 | 0 | 0 | 0 | 0 | 0 | 0
F4_Commercial_Office (ID)_New_Space Heating_Natural Gas_Unit Heater_E8 | F4 | Commercial | Office (ID) | New | Space Heating | Natural Gas | Unit Heater | E8 | Utility - Cost of Equipment | 0 | 0 | 0 | 0 | 0 | 0 | 0 | 0 | 0 | 0 | 0 | 0 | 0 | 0 | 0 | 0 | 0 | 0 | 0 | 0 | 0 | 0 | 0 | 0 | 0 | 0 | 0
F4_Commercial_Office (ID)_New_Space Heating_Natural Gas_Unit Heater_E9 | F4 | Commercial | Office (ID) | New | Space Heating | Natural Gas | Unit Heater | E9 | Utility - Cost of Equipment | 0 | 0 | 0 | 0 | 0 | 0 | 0 | 0 | 0 | 0 | 0 | 0 | 0 | 0 | 0 | 0 | 0 | 0 | 0 | 0 | 0 | 0 | 0 | 0 | 0 | 0 | 0
F4_Commercial_Office (ID)_New_Space Heating_Natural Gas_Unit Heater_E10 | F4 | Commercial | Office (ID) | New | Space Heating | Natural Gas | Unit Heater | E10 | Utility - Cost of Equipment | 0 | 0 | 0 | 0 | 0 | 0 | 0 | 0 | 0 | 0 | 0 | 0 | 0 | 0 | 0 | 0 | 0 | 0 | 0 | 0 | 0 | 0 | 0 | 0 | 0 | 0 | 0
F5_Commercial_Office (ID)_New_Space Heating_Natural Gas_Unit Heater_E1 | F5 | Commercial | Office (ID) | New | Space Heating | Natural Gas | Unit Heater | E1 | Utility - Cost of Operation | 0.042956 | 0.043662 | 0.044583 | 0.045599 | 0.046717 | 0.048258 | 0.049828 | 0.05149 | 0.05308 | 0.054695 | 0.056141 | 0.057474 | 0.058934 | 0.060433 | 0.061828 | 0.063204 | 0.064487 | 0.06581 | 0.067188 | 0.068602 | 0.070043 | 0.071563 | 0.073323 | 0.074879 | 0.076468 | 0.078091 | 0.079749
F5_Commercial_Office (ID)_New_Space Heating_Natural Gas_Unit Heater_E2 | F5 | Commercial | Office (ID) | New | Space Heating | Natural Gas | Unit Heater | E2 | Utility - Cost of Operation | 0.038206 | 0.038834 | 0.039654 | 0.040557 | 0.041552 | 0.042922 | 0.044318 | 0.045796 | 0.04721 | 0.048647 | 0.049933 | 0.051119 | 0.052417 | 0.05375 | 0.054991 | 0.056215 | 0.057356 | 0.058533 | 0.059759 | 0.061016 | 0.062297 | 0.06365 | 0.065215 | 0.066599 | 0.068013 | 0.069456 | 0.07093
F5_Commercial_Office (ID)_New_Space Heating_Natural Gas_Unit Heater_E3 | F5 | Commercial | Office (ID) | New | Space Heating | Natural Gas | Unit Heater | E3 | Utility - Cost of Operation | 0.036051 | 0.036575 | 0.037317 | 0.038165 | 0.039127 | 0.040526 | 0.041955 | 0.043471 | 0.044898 | 0.046344 | 0.047611 | 0.048755 | 0.050025 | 0.051342 | 0.052548 | 0.053729 | 0.05481 | 0.055926 | 0.057094 | 0.058292 | 0.059514 | 0.060812 | 0.062351 | 0.063674 | 0.065025 | 0.066406 | 0.067815
F5_Commercial_Office (ID)_New_Space Heating_Natural Gas_Unit Heater_E4 | F5 | Commercial | Office (ID) | New | Space Heating | Natural Gas | Unit Heater | E4 | Utility - Cost of Operation | 0 | 0 | 0 | 0 | 0 | 0 | 0 | 0 | 0 | 0 | 0 | 0 | 0 | 0 | 0 | 0 | 0 | 0 | 0 | 0 | 0 | 0 | 0 | 0 | 0 | 0 | 0
F5_Commercial_Office (ID)_New_Space Heating_Natural Gas_Unit Heater_E5 | F5 | Commercial | Office (ID) | New | Space Heating | Natural Gas | Unit Heater | E5 | Utility - Cost of Operation | 0 | 0 | 0 | 0 | 0 | 0 | 0 | 0 | 0 | 0 | 0 | 0 | 0 | 0 | 0 | 0 | 0 | 0 | 0 | 0 | 0 | 0 | 0 | 0 | 0 | 0 | 0
F5_Commercial_Office (ID)_New_Space Heating_Natural Gas_Unit Heater_E6 | F5 | Commercial | Office (ID) | New | Space Heating | Natural Gas | Unit Heater | E6 | Utility - Cost of Operation | 0 | 0 | 0 | 0 | 0 | 0 | 0 | 0 | 0 | 0 | 0 | 0 | 0 | 0 | 0 | 0 | 0 | 0 | 0 | 0 | 0 | 0 | 0 | 0 | 0 | 0 | 0
F5_Commercial_Office (ID)_New_Space Heating_Natural Gas_Unit Heater_E7 | F5 | Commercial | Office (ID) | New | Space Heating | Natural Gas | Unit Heater | E7 | Utility - Cost of Operation | 0 | 0 | 0 | 0 | 0 | 0 | 0 | 0 | 0 | 0 | 0 | 0 | 0 | 0 | 0 | 0 | 0 | 0 | 0 | 0 | 0 | 0 | 0 | 0 | 0 | 0 | 0
F5_Commercial_Office (ID)_New_Space Heating_Natural Gas_Unit Heater_E8 | F5 | Commercial | Office (ID) | New | Space Heating | Natural Gas | Unit Heater | E8 | Utility - Cost of Operation | 0 | 0 | 0 | 0 | 0 | 0 | 0 | 0 | 0 | 0 | 0 | 0 | 0 | 0 | 0 | 0 | 0 | 0 | 0 | 0 | 0 | 0 | 0 | 0 | 0 | 0 | 0
F5_Commercial_Office (ID)_New_Space Heating_Natural Gas_Unit Heater_E9 | F5 | Commercial | Office (ID) | New | Space Heating | Natural Gas | Unit Heater | E9 | Utility - Cost of Operation | 0 | 0 | 0 | 0 | 0 | 0 | 0 | 0 | 0 | 0 | 0 | 0 | 0 | 0 | 0 | 0 | 0 | 0 | 0 | 0 | 0 | 0 | 0 | 0 | 0 | 0 | 0
F5_Commercial_Office (ID)_New_Space Heating_Natural Gas_Unit Heater_E10 | F5 | Commercial | Office (ID) | New | Space Heating | Natural Gas | Unit Heater | E10 | Utility - Cost of Operation | 0 | 0 | 0 | 0 | 0 | 0 | 0 | 0 | 0 | 0 | 0 | 0 | 0 | 0 | 0 | 0 | 0 | 0 | 0 | 0 | 0 | 0 | 0 | 0 | 0 | 0 | 0
F6_Commercial_Office (ID)_New_Space Heating_Natural Gas_Unit Heater_E1 | F6 | Commercial | Office (ID) | New | Space Heating | Natural Gas | Unit Heater | E1 | Utility - Value of Sales | 0.049517 | 0.050038 | 0.050784 | 0.051607 | 0.052514 | 0.053883 | 0.05524 | 0.056665 | 0.057959 | 0.059234 | 0.06067 | 0.061969 | 0.063394 | 0.064847 | 0.066171 | 0.067456 | 0.068622 | 0.069813 | 0.071043 | 0.072291 | 0.073545 | 0.075141 | 0.076989 | 0.078623 | 0.080292 | 0.081996 | 0.083736
F6_Commercial_Office (ID)_New_Space Heating_Natural Gas_Unit Heater_E2 | F6 | Commercial | Office (ID) | New | Space Heating | Natural Gas | Unit Heater | E2 | Utility - Value of Sales | 0.044042 | 0.044505 | 0.045169 | 0.045901 | 0.046707 | 0.047925 | 0.049132 | 0.0504 | 0.05155 | 0.052684 | 0.053961 | 0.055117 | 0.056384 | 0.057676 | 0.058854 | 0.059997 | 0.061034 | 0.062093 | 0.063188 | 0.064297 | 0.065412 | 0.066832 | 0.068476 | 0.069929 | 0.071413 | 0.072929 | 0.074477
F6_Commercial_Office (ID)_New_Space Heating_Natural Gas_Unit Heater_E3 | F6 | Commercial | Office (ID) | New | Space Heating | Natural Gas | Unit Heater | E3 | Utility - Value of Sales | 0.04208 | 0.04243 | 0.043011 | 0.043684 | 0.044455 | 0.04571 | 0.046955 | 0.048257 | 0.0494 | 0.050509 | 0.051766 | 0.052863 | 0.054085 | 0.055344 | 0.056465 | 0.057541 | 0.058488 | 0.059456 | 0.060459 | 0.061474 | 0.06249 | 0.063852 | 0.065468 | 0.066858 | 0.068277 | 0.069726 | 0.071206
F6_Commercial_Office (ID)_New_Space Heating_Natural Gas_Unit Heater_E4 | F6 | Commercial | Office (ID) | New | Space Heating | Natural Gas | Unit Heater | E4 | Utility - Value of Sales | 0 | 0 | 0 | 0 | 0 | 0 | 0 | 0 | 0 | 0 | 0 | 0 | 0 | 0 | 0 | 0 | 0 | 0 | 0 | 0 | 0 | 0 | 0 | 0 | 0 | 0 | 0
F6_Commercial_Office (ID)_New_Space Heating_Natural Gas_Unit Heater_E5 | F6 | Commercial | Office (ID) | New | Space Heating | Natural Gas | Unit Heater | E5 | Utility - Value of Sales | 0 | 0 | 0 | 0 | 0 | 0 | 0 | 0 | 0 | 0 | 0 | 0 | 0 | 0 | 0 | 0 | 0 | 0 | 0 | 0 | 0 | 0 | 0 | 0 | 0 | 0 | 0
F6_Commercial_Office (ID)_New_Space Heating_Natural Gas_Unit Heater_E6 | F6 | Commercial | Office (ID) | New | Space Heating | Natural Gas | Unit Heater | E6 | Utility - Value of Sales | 0 | 0 | 0 | 0 | 0 | 0 | 0 | 0 | 0 | 0 | 0 | 0 | 0 | 0 | 0 | 0 | 0 | 0 | 0 | 0 | 0 | 0 | 0 | 0 | 0 | 0 | 0
F6_Commercial_Office (ID)_New_Space Heating_Natural Gas_Unit Heater_E7 | F6 | Commercial | Office (ID) | New | Space Heating | Natural Gas | Unit Heater | E7 | Utility - Value of Sales | 0 | 0 | 0 | 0 | 0 | 0 | 0 | 0 | 0 | 0 | 0 | 0 | 0 | 0 | 0 | 0 | 0 | 0 | 0 | 0 | 0 | 0 | 0 | 0 | 0 | 0 | 0
F6_Commercial_Office (ID)_New_Space Heating_Natural Gas_Unit Heater_E8 | F6 | Commercial | Office (ID) | New | Space Heating | Natural Gas | Unit Heater | E8 | Utility - Value of Sales | 0 | 0 | 0 | 0 | 0 | 0 | 0 | 0 | 0 | 0 | 0 | 0 | 0 | 0 | 0 | 0 | 0 | 0 | 0 | 0 | 0 | 0 | 0 | 0 | 0 | 0 | 0
F6_Commercial_Office (ID)_New_Space Heating_Natural Gas_Unit Heater_E9 | F6 | Commercial | Office (ID) | New | Space Heating | Natural Gas | Unit Heater | E9 | Utility - Value of Sales | 0 | 0 | 0 | 0 | 0 | 0 | 0 | 0 | 0 | 0 | 0 | 0 | 0 | 0 | 0 | 0 | 0 | 0 | 0 | 0 | 0 | 0 | 0 | 0 | 0 | 0 | 0
F6_Commercial_Office (ID)_New_Space Heating_Natural Gas_Unit Heater_E10 | F6 | Commercial | Office (ID) | New | Space Heating | Natural Gas | Unit Heater | E10 | Utility - Value of Sales | 0 | 0 | 0 | 0 | 0 | 0 | 0 | 0 | 0 | 0 | 0 | 0 | 0 | 0 | 0 | 0 | 0 | 0 | 0 | 0 | 0 | 0 | 0 | 0 | 0 | 0 | 0
F1_Commercial_Office (ID)_New_Water Heating_Natural Gas_Water Heater_E1 | F1 | Commercial | Office (ID) | New | Water Heating | Natural Gas | Water Heater | E1 | RVT - Cost of Equipment | 0.0076072 | 0.0076072 | 0.0076072 | 0.0076072 | 0.0076072 | 0.0076072 | 0.0076072 | 0.0076072 | 0.0076072 | 0.0076072 | 0.0076072 | 0.0076072 | 0.0076072 | 0.0076072 | 0.0076072 | 0.0076072 | 0.0076072 | 0.0076072 | 0.0076072 | 0.0076072 | 0.0076072 | 0.0076072 | 0.0076072 | 0.0076072 | 0.0076072 | 0.0076072 | 0.0076072
F1_Commercial_Office (ID)_New_Water Heating_Natural Gas_Water Heater_E2 | F1 | Commercial | Office (ID) | New | Water Heating | Natural Gas | Water Heater | E2 | RVT - Cost of Equipment | 0.0091287 | 0.0091287 | 0.0091287 | 0.0091287 | 0.0091287 | 0.0091287 | 0.0091287 | 0.0091287 | 0.0091287 | 0.0091287 | 0.0091287 | 0.0091287 | 0.0091287 | 0.0091287 | 0.0091287 | 0.0091287 | 0.0091287 | 0.0091287 | 0.0091287 | 0.0091287 | 0.0091287 | 0.0091287 | 0.0091287 | 0.0091287 | 0.0091287 | 0.0091287 | 0.0091287
F1_Commercial_Office (ID)_New_Water Heating_Natural Gas_Water Heater_E3 | F1 | Commercial | Office (ID) | New | Water Heating | Natural Gas | Water Heater | E3 | RVT - Cost of Equipment | 0.011222 | 0.011222 | 0.011222 | 0.011222 | 0.011222 | 0.011222 | 0.011222 | 0.011222 | 0.011222 | 0.011222 | 0.011222 | 0.011222 | 0.011222 | 0.011222 | 0.011222 | 0.011222 | 0.011222 | 0.011222 | 0.011222 | 0.011222 | 0.011222 | 0.011222 | 0.011222 | 0.011222 | 0.011222 | 0.011222 | 0.011222
F1_Commercial_Office (ID)_New_Water Heating_Natural Gas_Water Heater_E4 | F1 | Commercial | Office (ID) | New | Water Heating | Natural Gas | Water Heater | E4 | RVT - Cost of Equipment | 0.01131 | 0.01131 | 0.01131 | 0.01131 | 0.01131 | 0.01131 | 0.01131 | 0.01131 | 0.01131 | 0.01131 | 0.01131 | 0.01131 | 0.01131 | 0.01131 | 0.01131 | 0.01131 | 0.01131 | 0.01131 | 0.01131 | 0.01131 | 0.01131 | 0.01131 | 0.01131 | 0.01131 | 0.01131 | 0.01131 | 0.01131
F1_Commercial_Office (ID)_New_Water Heating_Natural Gas_Water Heater_E5 | F1 | Commercial | Office (ID) | New | Water Heating | Natural Gas | Water Heater | E5 | RVT - Cost of Equipment | 0.024415 | 0.024415 | 0.024415 | 0.024415 | 0.024415 | 0.024415 | 0.024415 | 0.024415 | 0.024415 | 0.024415 | 0.024415 | 0.024415 | 0.024415 | 0.024415 | 0.024415 | 0.024415 | 0.024415 | 0.024415 | 0.024415 | 0.024415 | 0.024415 | 0.024415 | 0.024415 | 0.024415 | 0.024415 | 0.024415 | 0.024415
F1_Commercial_Office (ID)_New_Water Heating_Natural Gas_Water Heater_E6 | F1 | Commercial | Office (ID) | New | Water Heating | Natural Gas | Water Heater | E6 | RVT - Cost of Equipment | 0 | 0 | 0 | 0 | 0 | 0 | 0 | 0 | 0 | 0 | 0 | 0 | 0 | 0 | 0 | 0 | 0 | 0 | 0 | 0 | 0 | 0 | 0 | 0 | 0 | 0 | 0
F1_Commercial_Office (ID)_New_Water Heating_Natural Gas_Water Heater_E7 | F1 | Commercial | Office (ID) | New | Water Heating | Natural Gas | Water Heater | E7 | RVT - Cost of Equipment | 0 | 0 | 0 | 0 | 0 | 0 | 0 | 0 | 0 | 0 | 0 | 0 | 0 | 0 | 0 | 0 | 0 | 0 | 0 | 0 | 0 | 0 | 0 | 0 | 0 | 0 | 0
F1_Commercial_Office (ID)_New_Water Heating_Natural Gas_Water Heater_E8 | F1 | Commercial | Office (ID) | New | Water Heating | Natural Gas | Water Heater | E8 | RVT - Cost of Equipment | 0 | 0 | 0 | 0 | 0 | 0 | 0 | 0 | 0 | 0 | 0 | 0 | 0 | 0 | 0 | 0 | 0 | 0 | 0 | 0 | 0 | 0 | 0 | 0 | 0 | 0 | 0
F1_Commercial_Office (ID)_New_Water Heating_Natural Gas_Water Heater_E9 | F1 | Commercial | Office (ID) | New | Water Heating | Natural Gas | Water Heater | E9 | RVT - Cost of Equipment | 0 | 0 | 0 | 0 | 0 | 0 | 0 | 0 | 0 | 0 | 0 | 0 | 0 | 0 | 0 | 0 | 0 | 0 | 0 | 0 | 0 | 0 | 0 | 0 | 0 | 0 | 0
F1_Commercial_Office (ID)_New_Water Heating_Natural Gas_Water Heater_E10 | F1 | Commercial | Office (ID) | New | Water Heating | Natural Gas | Water Heater | E10 | RVT - Cost of Equipment | 0 | 0 | 0 | 0 | 0 | 0 | 0 | 0 | 0 | 0 | 0 | 0 | 0 | 0 | 0 | 0 | 0 | 0 | 0 | 0 | 0 | 0 | 0 | 0 | 0 | 0 | 0
F2_Commercial_Office (ID)_New_Water Heating_Natural Gas_Water Heater_E1 | F2 | Commercial | Office (ID) | New | Water Heating | Natural Gas | Water Heater | E1 | RVT - Cost of Operation | 0.066071 | 0.067399 | 0.068894 | 0.070572 | 0.072444 | 0.074706 | 0.076951 | 0.079073 | 0.080998 | 0.082873 | 0.084814 | 0.086594 | 0.088495 | 0.090337 | 0.091957 | 0.093446 | 0.094746 | 0.096002 | 0.097327 | 0.098584 | 0.099849 | 0.10161 | 0.1034 | 0.10523 | 0.1071 | 0.10901 | 0.11094
F2_Commercial_Office (ID)_New_Water Heating_Natural Gas_Water Heater_E2 | F2 | Commercial | Office (ID) | New | Water Heating | Natural Gas | Water Heater | E2 | RVT - Cost of Operation | 0.05873 | 0.05991 | 0.061239 | 0.062731 | 0.064394 | 0.066405 | 0.068401 | 0.070288 | 0.071998 | 0.073665 | 0.07539 | 0.076972 | 0.078662 | 0.0803 | 0.081739 | 0.083063 | 0.084219 | 0.085335 | 0.086512 | 0.08763 | 0.088755 | 0.090323 | 0.091909 | 0.093541 | 0.095203 | 0.096895 | 0.098616
F2_Commercial_Office (ID)_New_Water Heating_Natural Gas_Water Heater_E3 | F2 | Commercial | Office (ID) | New | Water Heating | Natural Gas | Water Heater | E3 | RVT - Cost of Operation | 0.056231 | 0.057361 | 0.058633 | 0.060061 | 0.061654 | 0.06358 | 0.06549 | 0.067297 | 0.068935 | 0.07053 | 0.072182 | 0.073697 | 0.075315 | 0.076883 | 0.078261 | 0.079529 | 0.080635 | 0.081704 | 0.082831 | 0.083901 | 0.084978 | 0.086479 | 0.087998 | 0.089561 | 0.091152 | 0.092771 | 0.09442
F2_Commercial_Office (ID)_New_Water Heating_Natural Gas_Water Heater_E4 | F2 | Commercial | Office (ID) | New | Water Heating | Natural Gas | Water Heater | E4 | RVT - Cost of Operation | 0.058952 | 0.060137 | 0.061431 | 0.062838 | 0.064368 | 0.066172 | 0.067954 | 0.069659 | 0.071232 | 0.072783 | 0.074402 | 0.075922 | 0.077534 | 0.079109 | 0.080525 | 0.08185 | 0.083041 | 0.084205 | 0.085423 | 0.086596 | 0.08778 | 0.089332 | 0.090903 | 0.092518 | 0.094162 | 0.095835 | 0.097537
F2_Commercial_Office (ID)_New_Water Heating_Natural Gas_Water Heater_E5 | F2 | Commercial | Office (ID) | New | Water Heating | Natural Gas | Water Heater | E5 | RVT - Cost of Operation | 0.034663 | 0.035344 | 0.036133 | 0.037047 | 0.038091 | 0.039364 | 0.040626 | 0.041812 | 0.042877 | 0.043907 | 0.044967 | 0.045926 | 0.046953 | 0.047944 | 0.048804 | 0.049587 | 0.050259 | 0.050903 | 0.051586 | 0.052228 | 0.052873 | 0.053807 | 0.05475 | 0.055723 | 0.056713 | 0.05772 | 0.058746
F2_Commercial_Office (ID)_New_Water Heating_Natural Gas_Water Heater_E6 | F2 | Commercial | Office (ID) | New | Water Heating | Natural Gas | Water Heater | E6 | RVT - Cost of Operation | 0 | 0 | 0 | 0 | 0 | 0 | 0 | 0 | 0 | 0 | 0 | 0 | 0 | 0 | 0 | 0 | 0 | 0 | 0 | 0 | 0 | 0 | 0 | 0 | 0 | 0 | 0
F2_Commercial_Office (ID)_New_Water Heating_Natural Gas_Water Heater_E7 | F2 | Commercial | Office (ID) | New | Water Heating | Natural Gas | Water Heater | E7 | RVT - Cost of Operation | 0 | 0 | 0 | 0 | 0 | 0 | 0 | 0 | 0 | 0 | 0 | 0 | 0 | 0 | 0 | 0 | 0 | 0 | 0 | 0 | 0 | 0 | 0 | 0 | 0 | 0 | 0
F2_Commercial_Office (ID)_New_Water Heating_Natural Gas_Water Heater_E8 | F2 | Commercial | Office (ID) | New | Water Heating | Natural Gas | Water Heater | E8 | RVT - Cost of Operation | 0 | 0 | 0 | 0 | 0 | 0 | 0 | 0 | 0 | 0 | 0 | 0 | 0 | 0 | 0 | 0 | 0 | 0 | 0 | 0 | 0 | 0 | 0 | 0 | 0 | 0 | 0
F2_Commercial_Office (ID)_New_Water Heating_Natural Gas_Water Heater_E9 | F2 | Commercial | Office (ID) | New | Water Heating | Natural Gas | Water Heater | E9 | RVT - Cost of Operation | 0 | 0 | 0 | 0 | 0 | 0 | 0 | 0 | 0 | 0 | 0 | 0 | 0 | 0 | 0 | 0 | 0 | 0 | 0 | 0 | 0 | 0 | 0 | 0 | 0 | 0 | 0
F2_Commercial_Office (ID)_New_Water Heating_Natural Gas_Water Heater_E10 | F2 | Commercial | Office (ID) | New | Water Heating | Natural Gas | Water Heater | E10 | RVT - Cost of Operation | 0 | 0 | 0 | 0 | 0 | 0 | 0 | 0 | 0 | 0 | 0 | 0 | 0 | 0 | 0 | 0 | 0 | 0 | 0 | 0 | 0 | 0 | 0 | 0 | 0 | 0 | 0
F3_Commercial_Office (ID)_New_Water Heating_Natural Gas_Water Heater_E1 | F3 | Commercial | Office (ID) | New | Water Heating | Natural Gas | Water Heater | E1 | System - kBTUs of Consumption | 15.2864 | 15.2864 | 15.2864 | 15.2864 | 15.2864 | 15.2864 | 15.2864 | 15.2864 | 15.2864 | 15.2864 | 15.2864 | 15.2864 | 15.2864 | 15.2864 | 15.2864 | 15.2864 | 15.2864 | 15.2864 | 15.2864 | 15.2864 | 15.2864 | 15.2864 | 15.2864 | 15.2864 | 15.2864 | 15.2864 | 15.2864
F3_Commercial_Office (ID)_New_Water Heating_Natural Gas_Water Heater_E2 | F3 | Commercial | Office (ID) | New | Water Heating | Natural Gas | Water Heater | E2 | System - kBTUs of Consumption | 13.5879 | 13.5879 | 13.5879 | 13.5879 | 13.5879 | 13.5879 | 13.5879 | 13.5879 | 13.5879 | 13.5879 | 13.5879 | 13.5879 | 13.5879 | 13.5879 | 13.5879 | 13.5879 | 13.5879 | 13.5879 | 13.5879 | 13.5879 | 13.5879 | 13.5879 | 13.5879 | 13.5879 | 13.5879 | 13.5879 | 13.5879
F3_Commercial_Office (ID)_New_Water Heating_Natural Gas_Water Heater_E3 | F3 | Commercial | Office (ID) | New | Water Heating | Natural Gas | Water Heater | E3 | System - kBTUs of Consumption | 13.0097 | 13.0097 | 13.0097 | 13.0097 | 13.0097 | 13.0097 | 13.0097 | 13.0097 | 13.0097 | 13.0097 | 13.0097 | 13.0097 | 13.0097 | 13.0097 | 13.0097 | 13.0097 | 13.0097 | 13.0097 | 13.0097 | 13.0097 | 13.0097 | 13.0097 | 13.0097 | 13.0097 | 13.0097 | 13.0097 | 13.0097
F3_Commercial_Office (ID)_New_Water Heating_Natural Gas_Water Heater_E4 | F3 | Commercial | Office (ID) | New | Water Heating | Natural Gas | Water Heater | E4 | System - kBTUs of Consumption | 12.9959 | 12.9959 | 12.9959 | 12.9959 | 12.9959 | 12.9959 | 12.9959 | 12.9959 | 12.9959 | 12.9959 | 12.9959 | 12.9959 | 12.9959 | 12.9959 | 12.9959 | 12.9959 | 12.9959 | 12.9959 | 12.9959 | 12.9959 | 12.9959 | 12.9959 | 12.9959 | 12.9959 | 12.9959 | 12.9959 | 12.9959
F3_Commercial_Office (ID)_New_Water Heating_Natural Gas_Water Heater_E5 | F3 | Commercial | Office (ID) | New | Water Heating | Natural Gas | Water Heater | E5 | System - kBTUs of Consumption | 8.1528 | 8.1528 | 8.1528 | 8.1528 | 8.1528 | 8.1528 | 8.1528 | 8.1528 | 8.1528 | 8.1528 | 8.1528 | 8.1528 | 8.1528 | 8.1528 | 8.1528 | 8.1528 | 8.1528 | 8.1528 | 8.1528 | 8.1528 | 8.1528 | 8.1528 | 8.1528 | 8.1528 | 8.1528 | 8.1528 | 8.1528
F3_Commercial_Office (ID)_New_Water Heating_Natural Gas_Water Heater_E6 | F3 | Commercial | Office (ID) | New | Water Heating | Natural Gas | Water Heater | E6 | System - kBTUs of Consumption | 0 | 0 | 0 | 0 | 0 | 0 | 0 | 0 | 0 | 0 | 0 | 0 | 0 | 0 | 0 | 0 | 0 | 0 | 0 | 0 | 0 | 0 | 0 | 0 | 0 | 0 | 0
F3_Commercial_Office (ID)_New_Water Heating_Natural Gas_Water Heater_E7 | F3 | Commercial | Office (ID) | New | Water Heating | Natural Gas | Water Heater | E7 | System - kBTUs of Consumption | 0 | 0 | 0 | 0 | 0 | 0 | 0 | 0 | 0 | 0 | 0 | 0 | 0 | 0 | 0 | 0 | 0 | 0 | 0 | 0 | 0 | 0 | 0 | 0 | 0 | 0 | 0
F3_Commercial_Office (ID)_New_Water Heating_Natural Gas_Water Heater_E8 | F3 | Commercial | Office (ID) | New | Water Heating | Natural Gas | Water Heater | E8 | System - kBTUs of Consumption | 0 | 0 | 0 | 0 | 0 | 0 | 0 | 0 | 0 | 0 | 0 | 0 | 0 | 0 | 0 | 0 | 0 | 0 | 0 | 0 | 0 | 0 | 0 | 0 | 0 | 0 | 0
F3_Commercial_Office (ID)_New_Water Heating_Natural Gas_Water Heater_E9 | F3 | Commercial | Office (ID) | New | Water Heating | Natural Gas | Water Heater | E9 | System - kBTUs of Consumption | 0 | 0 | 0 | 0 | 0 | 0 | 0 | 0 | 0 | 0 | 0 | 0 | 0 | 0 | 0 | 0 | 0 | 0 | 0 | 0 | 0 | 0 | 0 | 0 | 0 | 0 | 0
F3_Commercial_Office (ID)_New_Water Heating_Natural Gas_Water Heater_E10 | F3 | Commercial | Office (ID) | New | Water Heating | Natural Gas | Water Heater | E10 | System - kBTUs of Consumption | 0 | 0 | 0 | 0 | 0 | 0 | 0 | 0 | 0 | 0 | 0 | 0 | 0 | 0 | 0 | 0 | 0 | 0 | 0 | 0 | 0 | 0 | 0 | 0 | 0 | 0 | 0
F4_Commercial_Office (ID)_New_Water Heating_Natural Gas_Water Heater_E1 | F4 | Commercial | Office (ID) | New | Water Heating | Natural Gas | Water Heater | E1 | Utility - Cost of Equipment | 0.0076072 | 0.0076072 | 0.0076072 | 0.0076072 | 0.0076072 | 0.0076072 | 0.0076072 | 0.0076072 | 0.0076072 | 0.0076072 | 0.0076072 | 0.0076072 | 0.0076072 | 0.0076072 | 0.0076072 | 0.0076072 | 0.0076072 | 0.0076072 | 0.0076072 | 0.0076072 | 0.0076072 | 0.0076072 | 0.0076072 | 0.0076072 | 0.0076072 | 0.0076072 | 0.0076072
F4_Commercial_Office (ID)_New_Water Heating_Natural Gas_Water Heater_E2 | F4 | Commercial | Office (ID) | New | Water Heating | Natural Gas | Water Heater | E2 | Utility - Cost of Equipment | 0.0091287 | 0.0091287 | 0.0091287 | 0.0091287 | 0.0091287 | 0.0091287 | 0.0091287 | 0.0091287 | 0.0091287 | 0.0091287 | 0.0091287 | 0.0091287 | 0.0091287 | 0.0091287 | 0.0091287 | 0.0091287 | 0.0091287 | 0.0091287 | 0.0091287 | 0.0091287 | 0.0091287 | 0.0091287 | 0.0091287 | 0.0091287 | 0.0091287 | 0.0091287 | 0.0091287
F4_Commercial_Office (ID)_New_Water Heating_Natural Gas_Water Heater_E3 | F4 | Commercial | Office (ID) | New | Water Heating | Natural Gas | Water Heater | E3 | Utility - Cost of Equipment | 0.011222 | 0.011222 | 0.011222 | 0.011222 | 0.011222 | 0.011222 | 0.011222 | 0.011222 | 0.011222 | 0.011222 | 0.011222 | 0.011222 | 0.011222 | 0.011222 | 0.011222 | 0.011222 | 0.011222 | 0.011222 | 0.011222 | 0.011222 | 0.011222 | 0.011222 | 0.011222 | 0.011222 | 0.011222 | 0.011222 | 0.011222
F4_Commercial_Office (ID)_New_Water Heating_Natural Gas_Water Heater_E4 | F4 | Commercial | Office (ID) | New | Water Heating | Natural Gas | Water Heater | E4 | Utility - Cost of Equipment | 0.01131 | 0.01131 | 0.01131 | 0.01131 | 0.01131 | 0.01131 | 0.01131 | 0.01131 | 0.01131 | 0.01131 | 0.01131 | 0.01131 | 0.01131 | 0.01131 | 0.01131 | 0.01131 | 0.01131 | 0.01131 | 0.01131 | 0.01131 | 0.01131 | 0.01131 | 0.01131 | 0.01131 | 0.01131 | 0.01131 | 0.01131
F4_Commercial_Office (ID)_New_Water Heating_Natural Gas_Water Heater_E5 | F4 | Commercial | Office (ID) | New | Water Heating | Natural Gas | Water Heater | E5 | Utility - Cost of Equipment | 0.024415 | 0.024415 | 0.024415 | 0.024415 | 0.024415 | 0.024415 | 0.024415 | 0.024415 | 0.024415 | 0.024415 | 0.024415 | 0.024415 | 0.024415 | 0.024415 | 0.024415 | 0.024415 | 0.024415 | 0.024415 | 0.024415 | 0.024415 | 0.024415 | 0.024415 | 0.024415 | 0.024415 | 0.024415 | 0.024415 | 0.024415
F4_Commercial_Office (ID)_New_Water Heating_Natural Gas_Water Heater_E6 | F4 | Commercial | Office (ID) | New | Water Heating | Natural Gas | Water Heater | E6 | Utility - Cost of Equipment | 0 | 0 | 0 | 0 | 0 | 0 | 0 | 0 | 0 | 0 | 0 | 0 | 0 | 0 | 0 | 0 | 0 | 0 | 0 | 0 | 0 | 0 | 0 | 0 | 0 | 0 | 0
F4_Commercial_Office (ID)_New_Water Heating_Natural Gas_Water Heater_E7 | F4 | Commercial | Office (ID) | New | Water Heating | Natural Gas | Water Heater | E7 | Utility - Cost of Equipment | 0 | 0 | 0 | 0 | 0 | 0 | 0 | 0 | 0 | 0 | 0 | 0 | 0 | 0 | 0 | 0 | 0 | 0 | 0 | 0 | 0 | 0 | 0 | 0 | 0 | 0 | 0
F4_Commercial_Office (ID)_New_Water Heating_Natural Gas_Water Heater_E8 | F4 | Commercial | Office (ID) | New | Water Heating | Natural Gas | Water Heater | E8 | Utility - Cost of Equipment | 0 | 0 | 0 | 0 | 0 | 0 | 0 | 0 | 0 | 0 | 0 | 0 | 0 | 0 | 0 | 0 | 0 | 0 | 0 | 0 | 0 | 0 | 0 | 0 | 0 | 0 | 0
F4_Commercial_Office (ID)_New_Water Heating_Natural Gas_Water Heater_E9 | F4 | Commercial | Office (ID) | New | Water Heating | Natural Gas | Water Heater | E9 | Utility - Cost of Equipment | 0 | 0 | 0 | 0 | 0 | 0 | 0 | 0 | 0 | 0 | 0 | 0 | 0 | 0 | 0 | 0 | 0 | 0 | 0 | 0 | 0 | 0 | 0 | 0 | 0 | 0 | 0
F4_Commercial_Office (ID)_New_Water Heating_Natural Gas_Water Heater_E10 | F4 | Commercial | Office (ID) | New | Water Heating | Natural Gas | Water Heater | E10 | Utility - Cost of Equipment | 0 | 0 | 0 | 0 | 0 | 0 | 0 | 0 | 0 | 0 | 0 | 0 | 0 | 0 | 0 | 0 | 0 | 0 | 0 | 0 | 0 | 0 | 0 | 0 | 0 | 0 | 0
F5_Commercial_Office (ID)_New_Water Heating_Natural Gas_Water Heater_E1 | F5 | Commercial | Office (ID) | New | Water Heating | Natural Gas | Water Heater | E1 | Utility - Cost of Operation | 0.056677 | 0.058165 | 0.059836 | 0.061708 | 0.063792 | 0.066258 | 0.068768 | 0.071242 | 0.073621 | 0.076035 | 0.078 | 0.079854 | 0.081838 | 0.083789 | 0.08556 | 0.087237 | 0.088767 | 0.090285 | 0.091894 | 0.093474 | 0.095094 | 0.096774 | 0.098473 | 0.10022 | 0.102 | 0.10382 | 0.10566
F5_Commercial_Office (ID)_New_Water Heating_Natural Gas_Water Heater_E2 | F5 | Commercial | Office (ID) | New | Water Heating | Natural Gas | Water Heater | E2 | Utility - Cost of Operation | 0.050379 | 0.051703 | 0.053188 | 0.054851 | 0.056704 | 0.058896 | 0.061127 | 0.063326 | 0.065441 | 0.067586 | 0.069333 | 0.070981 | 0.072745 | 0.074479 | 0.076054 | 0.077544 | 0.078904 | 0.080253 | 0.081684 | 0.083088 | 0.084528 | 0.086021 | 0.087532 | 0.089087 | 0.09067 | 0.092281 | 0.09392
F5_Commercial_Office (ID)_New_Water Heating_Natural Gas_Water Heater_E3 | F5 | Commercial | Office (ID) | New | Water Heating | Natural Gas | Water Heater | E3 | Utility - Cost of Operation | 0.048236 | 0.049503 | 0.050925 | 0.052517 | 0.054291 | 0.056389 | 0.058526 | 0.060631 | 0.062656 | 0.06471 | 0.066383 | 0.067961 | 0.069649 | 0.07131 | 0.072817 | 0.074244 | 0.075546 | 0.076838 | 0.078208 | 0.079552 | 0.080931 | 0.082361 | 0.083807 | 0.085296 | 0.086811 | 0.088354 | 0.089923
F5_Commercial_Office (ID)_New_Water Heating_Natural Gas_Water Heater_E4 | F5 | Commercial | Office (ID) | New | Water Heating | Natural Gas | Water Heater | E4 | Utility - Cost of Operation | 0.051218 | 0.052541 | 0.053987 | 0.055565 | 0.057285 | 0.059277 | 0.061299 | 0.063297 | 0.06523 | 0.067193 | 0.068832 | 0.070396 | 0.072059 | 0.073702 | 0.075218 | 0.076668 | 0.078016 | 0.079359 | 0.080772 | 0.082169 | 0.0836 | 0.085078 | 0.086575 | 0.088113 | 0.089678 | 0.091271 | 0.092893
F5_Commercial_Office (ID)_New_Water Heating_Natural Gas_Water Heater_E5 | F5 | Commercial | Office (ID) | New | Water Heating | Natural Gas | Water Heater | E5 | Utility - Cost of Operation | 0.029541 | 0.030318 | 0.031205 | 0.032216 | 0.033357 | 0.034724 | 0.036119 | 0.037491 | 0.038806 | 0.040141 | 0.041212 | 0.042217 | 0.043296 | 0.044354 | 0.045307 | 0.046203 | 0.047012 | 0.047813 | 0.048665 | 0.049499 | 0.050355 | 0.051244 | 0.052143 | 0.053069 | 0.054012 | 0.054972 | 0.055948
F5_Commercial_Office (ID)_New_Water Heating_Natural Gas_Water Heater_E6 | F5 | Commercial | Office (ID) | New | Water Heating | Natural Gas | Water Heater | E6 | Utility - Cost of Operation | 0 | 0 | 0 | 0 | 0 | 0 | 0 | 0 | 0 | 0 | 0 | 0 | 0 | 0 | 0 | 0 | 0 | 0 | 0 | 0 | 0 | 0 | 0 | 0 | 0 | 0 | 0
F5_Commercial_Office (ID)_New_Water Heating_Natural Gas_Water Heater_E7 | F5 | Commercial | Office (ID) | New | Water Heating | Natural Gas | Water Heater | E7 | Utility - Cost of Operation | 0 | 0 | 0 | 0 | 0 | 0 | 0 | 0 | 0 | 0 | 0 | 0 | 0 | 0 | 0 | 0 | 0 | 0 | 0 | 0 | 0 | 0 | 0 | 0 | 0 | 0 | 0
F5_Commercial_Office (ID)_New_Water Heating_Natural Gas_Water Heater_E8 | F5 | Commercial | Office (ID) | New | Water Heating | Natural Gas | Water Heater | E8 | Utility - Cost of Operation | 0 | 0 | 0 | 0 | 0 | 0 | 0 | 0 | 0 | 0 | 0 | 0 | 0 | 0 | 0 | 0 | 0 | 0 | 0 | 0 | 0 | 0 | 0 | 0 | 0 | 0 | 0
F5_Commercial_Office (ID)_New_Water Heating_Natural Gas_Water Heater_E9 | F5 | Commercial | Office (ID) | New | Water Heating | Natural Gas | Water Heater | E9 | Utility - Cost of Operation | 0 | 0 | 0 | 0 | 0 | 0 | 0 | 0 | 0 | 0 | 0 | 0 | 0 | 0 | 0 | 0 | 0 | 0 | 0 | 0 | 0 | 0 | 0 | 0 | 0 | 0 | 0
F5_Commercial_Office (ID)_New_Water Heating_Natural Gas_Water Heater_E10 | F5 | Commercial | Office (ID) | New | Water Heating | Natural Gas | Water Heater | E10 | Utility - Cost of Operation | 0 | 0 | 0 | 0 | 0 | 0 | 0 | 0 | 0 | 0 | 0 | 0 | 0 | 0 | 0 | 0 | 0 | 0 | 0 | 0 | 0 | 0 | 0 | 0 | 0 | 0 | 0
F6_Commercial_Office (ID)_New_Water Heating_Natural Gas_Water Heater_E1 | F6 | Commercial | Office (ID) | New | Water Heating | Natural Gas | Water Heater | E1 | Utility - Value of Sales | 0.066071 | 0.067399 | 0.068894 | 0.070572 | 0.072444 | 0.074706 | 0.076951 | 0.079073 | 0.080998 | 0.082873 | 0.084814 | 0.086594 | 0.088495 | 0.090337 | 0.091957 | 0.093446 | 0.094746 | 0.096002 | 0.097327 | 0.098584 | 0.099849 | 0.10161 | 0.1034 | 0.10523 | 0.1071 | 0.10901 | 0.11094
F6_Commercial_Office (ID)_New_Water Heating_Natural Gas_Water Heater_E2 | F6 | Commercial | Office (ID) | New | Water Heating | Natural Gas | Water Heater | E2 | Utility - Value of Sales | 0.05873 | 0.05991 | 0.061239 | 0.062731 | 0.064394 | 0.066405 | 0.068401 | 0.070288 | 0.071998 | 0.073665 | 0.07539 | 0.076972 | 0.078662 | 0.0803 | 0.081739 | 0.083063 | 0.084219 | 0.085335 | 0.086512 | 0.08763 | 0.088755 | 0.090323 | 0.091909 | 0.093541 | 0.095203 | 0.096895 | 0.098616
F6_Commercial_Office (ID)_New_Water Heating_Natural Gas_Water Heater_E3 | F6 | Commercial | Office (ID) | New | Water Heating | Natural Gas | Water Heater | E3 | Utility - Value of Sales | 0.056231 | 0.057361 | 0.058633 | 0.060061 | 0.061654 | 0.06358 | 0.06549 | 0.067297 | 0.068935 | 0.07053 | 0.072182 | 0.073697 | 0.075315 | 0.076883 | 0.078261 | 0.079529 | 0.080635 | 0.081704 | 0.082831 | 0.083901 | 0.084978 | 0.086479 | 0.087998 | 0.089561 | 0.091152 | 0.092771 | 0.09442
F6_Commercial_Office (ID)_New_Water Heating_Natural Gas_Water Heater_E4 | F6 | Commercial | Office (ID) | New | Water Heating | Natural Gas | Water Heater | E4 | Utility - Value of Sales | 0.058952 | 0.060137 | 0.061431 | 0.062838 | 0.064368 | 0.066172 | 0.067954 | 0.069659 | 0.071232 | 0.072783 | 0.074402 | 0.075922 | 0.077534 | 0.079109 | 0.080525 | 0.08185 | 0.083041 | 0.084205 | 0.085423 | 0.086596 | 0.08778 | 0.089332 | 0.090903 | 0.092518 | 0.094162 | 0.095835 | 0.097537
F6_Commercial_Office (ID)_New_Water Heating_Natural Gas_Water Heater_E5 | F6 | Commercial | Office (ID) | New | Water Heating | Natural Gas | Water Heater | E5 | Utility - Value of Sales | 0.034663 | 0.035344 | 0.036133 | 0.037047 | 0.038091 | 0.039364 | 0.040626 | 0.041812 | 0.042877 | 0.043907 | 0.044967 | 0.045926 | 0.046953 | 0.047944 | 0.048804 | 0.049587 | 0.050259 | 0.050903 | 0.051586 | 0.052228 | 0.052873 | 0.053807 | 0.05475 | 0.055723 | 0.056713 | 0.05772 | 0.058746
F6_Commercial_Office (ID)_New_Water Heating_Natural Gas_Water Heater_E6 | F6 | Commercial | Office (ID) | New | Water Heating | Natural Gas | Water Heater | E6 | Utility - Value of Sales | 0 | 0 | 0 | 0 | 0 | 0 | 0 | 0 | 0 | 0 | 0 | 0 | 0 | 0 | 0 | 0 | 0 | 0 | 0 | 0 | 0 | 0 | 0 | 0 | 0 | 0 | 0
F6_Commercial_Office (ID)_New_Water Heating_Natural Gas_Water Heater_E7 | F6 | Commercial | Office (ID) | New | Water Heating | Natural Gas | Water Heater | E7 | Utility - Value of Sales | 0 | 0 | 0 | 0 | 0 | 0 | 0 | 0 | 0 | 0 | 0 | 0 | 0 | 0 | 0 | 0 | 0 | 0 | 0 | 0 | 0 | 0 | 0 | 0 | 0 | 0 | 0
F6_Commercial_Office (ID)_New_Water Heating_Natural Gas_Water Heater_E8 | F6 | Commercial | Office (ID) | New | Water Heating | Natural Gas | Water Heater | E8 | Utility - Value of Sales | 0 | 0 | 0 | 0 | 0 | 0 | 0 | 0 | 0 | 0 | 0 | 0 | 0 | 0 | 0 | 0 | 0 | 0 | 0 | 0 | 0 | 0 | 0 | 0 | 0 | 0 | 0
F6_Commercial_Office (ID)_New_Water Heating_Natural Gas_Water Heater_E9 | F6 | Commercial | Office (ID) | New | Water Heating | Natural Gas | Water Heater | E9 | Utility - Value of Sales | 0 | 0 | 0 | 0 | 0 | 0 | 0 | 0 | 0 | 0 | 0 | 0 | 0 | 0 | 0 | 0 | 0 | 0 | 0 | 0 | 0 | 0 | 0 | 0 | 0 | 0 | 0
F6_Commercial_Office (ID)_New_Water Heating_Natural Gas_Water Heater_E10 | F6 | Commercial | Office (ID) | New | Water Heating | Natural Gas | Water Heater | E10 | Utility - Value of Sales | 0 | 0 | 0 | 0 | 0 | 0 | 0 | 0 | 0 | 0 | 0 | 0 | 0 | 0 | 0 | 0 | 0 | 0 | 0 | 0 | 0 | 0 | 0 | 0 | 0 | 0 | 0
F1_Commercial_Office (ID)_New_Food Preparation_Natural Gas_Oven_E1 | F1 | Commercial | Office (ID) | New | Food Preparation | Natural Gas | Oven | E1 | RVT - Cost of Equipment | 2.2244e-05 | 2.2244e-05 | 2.2244e-05 | 2.2244e-05 | 2.2244e-05 | 2.2244e-05 | 2.2244e-05 | 2.2244e-05 | 2.2244e-05 | 2.2244e-05 | 2.2244e-05 | 2.2244e-05 | 2.2244e-05 | 2.2244e-05 | 2.2244e-05 | 2.2244e-05 | 2.2244e-05 | 2.2244e-05 | 2.2244e-05 | 2.2244e-05 | 2.2244e-05 | 2.2244e-05 | 2.2244e-05 | 2.2244e-05 | 2.2244e-05 | 2.2244e-05 | 2.2244e-05
F1_Commercial_Office (ID)_New_Food Preparation_Natural Gas_Oven_E2 | F1 | Commercial | Office (ID) | New | Food Preparation | Natural Gas | Oven | E2 | RVT - Cost of Equipment | 3.031e-05 | 3.031e-05 | 3.031e-05 | 3.031e-05 | 3.031e-05 | 3.031e-05 | 3.031e-05 | 3.031e-05 | 3.031e-05 | 3.031e-05 | 3.031e-05 | 3.031e-05 | 3.031e-05 | 3.031e-05 | 3.031e-05 | 3.031e-05 | 3.031e-05 | 3.031e-05 | 3.031e-05 | 3.031e-05 | 3.031e-05 | 3.031e-05 | 3.031e-05 | 3.031e-05 | 3.031e-05 | 3.031e-05 | 3.031e-05
F1_Commercial_Office (ID)_New_Food Preparation_Natural Gas_Oven_E3 | F1 | Commercial | Office (ID) | New | Food Preparation | Natural Gas | Oven | E3 | RVT - Cost of Equipment | 0 | 0 | 0 | 0 | 0 | 0 | 0 | 0 | 0 | 0 | 0 | 0 | 0 | 0 | 0 | 0 | 0 | 0 | 0 | 0 | 0 | 0 | 0 | 0 | 0 | 0 | 0
F1_Commercial_Office (ID)_New_Food Preparation_Natural Gas_Oven_E4 | F1 | Commercial | Office (ID) | New | Food Preparation | Natural Gas | Oven | E4 | RVT - Cost of Equipment | 0 | 0 | 0 | 0 | 0 | 0 | 0 | 0 | 0 | 0 | 0 | 0 | 0 | 0 | 0 | 0 | 0 | 0 | 0 | 0 | 0 | 0 | 0 | 0 | 0 | 0 | 0
F1_Commercial_Office (ID)_New_Food Preparation_Natural Gas_Oven_E5 | F1 | Commercial | Office (ID) | New | Food Preparation | Natural Gas | Oven | E5 | RVT - Cost of Equipment | 0 | 0 | 0 | 0 | 0 | 0 | 0 | 0 | 0 | 0 | 0 | 0 | 0 | 0 | 0 | 0 | 0 | 0 | 0 | 0 | 0 | 0 | 0 | 0 | 0 | 0 | 0
F1_Commercial_Office (ID)_New_Food Preparation_Natural Gas_Oven_E6 | F1 | Commercial | Office (ID) | New | Food Preparation | Natural Gas | Oven | E6 | RVT - Cost of Equipment | 0 | 0 | 0 | 0 | 0 | 0 | 0 | 0 | 0 | 0 | 0 | 0 | 0 | 0 | 0 | 0 | 0 | 0 | 0 | 0 | 0 | 0 | 0 | 0 | 0 | 0 | 0
F1_Commercial_Office (ID)_New_Food Preparation_Natural Gas_Oven_E7 | F1 | Commercial | Office (ID) | New | Food Preparation | Natural Gas | Oven | E7 | RVT - Cost of Equipment | 0 | 0 | 0 | 0 | 0 | 0 | 0 | 0 | 0 | 0 | 0 | 0 | 0 | 0 | 0 | 0 | 0 | 0 | 0 | 0 | 0 | 0 | 0 | 0 | 0 | 0 | 0
F1_Commercial_Office (ID)_New_Food Preparation_Natural Gas_Oven_E8 | F1 | Commercial | Office (ID) | New | Food Preparation | Natural Gas | Oven | E8 | RVT - Cost of Equipment | 0 | 0 | 0 | 0 | 0 | 0 | 0 | 0 | 0 | 0 | 0 | 0 | 0 | 0 | 0 | 0 | 0 | 0 | 0 | 0 | 0 | 0 | 0 | 0 | 0 | 0 | 0
F1_Commercial_Office (ID)_New_Food Preparation_Natural Gas_Oven_E9 | F1 | Commercial | Office (ID) | New | Food Preparation | Natural Gas | Oven | E9 | RVT - Cost of Equipment | 0 | 0 | 0 | 0 | 0 | 0 | 0 | 0 | 0 | 0 | 0 | 0 | 0 | 0 | 0 | 0 | 0 | 0 | 0 | 0 | 0 | 0 | 0 | 0 | 0 | 0 | 0
F1_Commercial_Office (ID)_New_Food Preparation_Natural Gas_Oven_E10 | F1 | Commercial | Office (ID) | New | Food Preparation | Natural Gas | Oven | E10 | RVT - Cost of Equipment | 0 | 0 | 0 | 0 | 0 | 0 | 0 | 0 | 0 | 0 | 0 | 0 | 0 | 0 | 0 | 0 | 0 | 0 | 0 | 0 | 0 | 0 | 0 | 0 | 0 | 0 | 0
F2_Commercial_Office (ID)_New_Food Preparation_Natural Gas_Oven_E1 | F2 | Commercial | Office (ID) | New | Food Preparation | Natural Gas | Oven | E1 | RVT - Cost of Operation | 0.016521 | 0.016796 | 0.017131 | 0.017538 | 0.018023 | 0.018663 | 0.01932 | 0.019956 | 0.020541 | 0.021103 | 0.02168 | 0.022196 | 0.022733 | 0.02323 | 0.023649 | 0.02402 | 0.024324 | 0.024611 | 0.024918 | 0.025201 | 0.025483 | 0.025932 | 0.026386 | 0.026855 | 0.027332 | 0.027817 | 0.028311
F2_Commercial_Office (ID)_New_Food Preparation_Natural Gas_Oven_E2 | F2 | Commercial | Office (ID) | New | Food Preparation | Natural Gas | Oven | E2 | RVT - Cost of Operation | 0.011731 | 0.011927 | 0.012165 | 0.012454 | 0.012798 | 0.013253 | 0.013719 | 0.014171 | 0.014586 | 0.014985 | 0.015395 | 0.015761 | 0.016143 | 0.016496 | 0.016793 | 0.017056 | 0.017272 | 0.017476 | 0.017695 | 0.017895 | 0.018095 | 0.018414 | 0.018736 | 0.019069 | 0.019408 | 0.019753 | 0.020104
F2_Commercial_Office (ID)_New_Food Preparation_Natural Gas_Oven_E3 | F2 | Commercial | Office (ID) | New | Food Preparation | Natural Gas | Oven | E3 | RVT - Cost of Operation | 0 | 0 | 0 | 0 | 0 | 0 | 0 | 0 | 0 | 0 | 0 | 0 | 0 | 0 | 0 | 0 | 0 | 0 | 0 | 0 | 0 | 0 | 0 | 0 | 0 | 0 | 0
F2_Commercial_Office (ID)_New_Food Preparation_Natural Gas_Oven_E4 | F2 | Commercial | Office (ID) | New | Food Preparation | Natural Gas | Oven | E4 | RVT - Cost of Operation | 0 | 0 | 0 | 0 | 0 | 0 | 0 | 0 | 0 | 0 | 0 | 0 | 0 | 0 | 0 | 0 | 0 | 0 | 0 | 0 | 0 | 0 | 0 | 0 | 0 | 0 | 0
F2_Commercial_Office (ID)_New_Food Preparation_Natural Gas_Oven_E5 | F2 | Commercial | Office (ID) | New | Food Preparation | Natural Gas | Oven | E5 | RVT - Cost of Operation | 0 | 0 | 0 | 0 | 0 | 0 | 0 | 0 | 0 | 0 | 0 | 0 | 0 | 0 | 0 | 0 | 0 | 0 | 0 | 0 | 0 | 0 | 0 | 0 | 0 | 0 | 0
F2_Commercial_Office (ID)_New_Food Preparation_Natural Gas_Oven_E6 | F2 | Commercial | Office (ID) | New | Food Preparation | Natural Gas | Oven | E6 | RVT - Cost of Operation | 0 | 0 | 0 | 0 | 0 | 0 | 0 | 0 | 0 | 0 | 0 | 0 | 0 | 0 | 0 | 0 | 0 | 0 | 0 | 0 | 0 | 0 | 0 | 0 | 0 | 0 | 0
F2_Commercial_Office (ID)_New_Food Preparation_Natural Gas_Oven_E7 | F2 | Commercial | Office (ID) | New | Food Preparation | Natural Gas | Oven | E7 | RVT - Cost of Operation | 0 | 0 | 0 | 0 | 0 | 0 | 0 | 0 | 0 | 0 | 0 | 0 | 0 | 0 | 0 | 0 | 0 | 0 | 0 | 0 | 0 | 0 | 0 | 0 | 0 | 0 | 0
F2_Commercial_Office (ID)_New_Food Preparation_Natural Gas_Oven_E8 | F2 | Commercial | Office (ID) | New | Food Preparation | Natural Gas | Oven | E8 | RVT - Cost of Operation | 0 | 0 | 0 | 0 | 0 | 0 | 0 | 0 | 0 | 0 | 0 | 0 | 0 | 0 | 0 | 0 | 0 | 0 | 0 | 0 | 0 | 0 | 0 | 0 | 0 | 0 | 0
F2_Commercial_Office (ID)_New_Food Preparation_Natural Gas_Oven_E9 | F2 | Commercial | Office (ID) | New | Food Preparation | Natural Gas | Oven | E9 | RVT - Cost of Operation | 0 | 0 | 0 | 0 | 0 | 0 | 0 | 0 | 0 | 0 | 0 | 0 | 0 | 0 | 0 | 0 | 0 | 0 | 0 | 0 | 0 | 0 | 0 | 0 | 0 | 0 | 0
F2_Commercial_Office (ID)_New_Food Preparation_Natural Gas_Oven_E10 | F2 | Commercial | Office (ID) | New | Food Preparation | Natural Gas | Oven | E10 | RVT - Cost of Operation | 0 | 0 | 0 | 0 | 0 | 0 | 0 | 0 | 0 | 0 | 0 | 0 | 0 | 0 | 0 | 0 | 0 | 0 | 0 | 0 | 0 | 0 | 0 | 0 | 0 | 0 | 0
F3_Commercial_Office (ID)_New_Food Preparation_Natural Gas_Oven_E1 | F3 | Commercial | Office (ID) | New | Food Preparation | Natural Gas | Oven | E1 | System - kBTUs of Consumption | 4.0045 | 4.0045 | 4.0045 | 4.0045 | 4.0045 | 4.0045 | 4.0045 | 4.0045 | 4.0045 | 4.0045 | 4.0045 | 4.0045 | 4.0045 | 4.0045 | 4.0045 | 4.0045 | 4.0045 | 4.0045 | 4.0045 | 4.0045 | 4.0045 | 4.0045 | 4.0045 | 4.0045 | 4.0045 | 4.0045 | 4.0045
F3_Commercial_Office (ID)_New_Food Preparation_Natural Gas_Oven_E2 | F3 | Commercial | Office (ID) | New | Food Preparation | Natural Gas | Oven | E2 | System - kBTUs of Consumption | 2.8436 | 2.8436 | 2.8436 | 2.8436 | 2.8436 | 2.8436 | 2.8436 | 2.8436 | 2.8436 | 2.8436 | 2.8436 | 2.8436 | 2.8436 | 2.8436 | 2.8436 | 2.8436 | 2.8436 | 2.8436 | 2.8436 | 2.8436 | 2.8436 | 2.8436 | 2.8436 | 2.8436 | 2.8436 | 2.8436 | 2.8436
F3_Commercial_Office (ID)_New_Food Preparation_Natural Gas_Oven_E3 | F3 | Commercial | Office (ID) | New | Food Preparation | Natural Gas | Oven | E3 | System - kBTUs of Consumption | 0 | 0 | 0 | 0 | 0 | 0 | 0 | 0 | 0 | 0 | 0 | 0 | 0 | 0 | 0 | 0 | 0 | 0 | 0 | 0 | 0 | 0 | 0 | 0 | 0 | 0 | 0
F3_Commercial_Office (ID)_New_Food Preparation_Natural Gas_Oven_E4 | F3 | Commercial | Office (ID) | New | Food Preparation | Natural Gas | Oven | E4 | System - kBTUs of Consumption | 0 | 0 | 0 | 0 | 0 | 0 | 0 | 0 | 0 | 0 | 0 | 0 | 0 | 0 | 0 | 0 | 0 | 0 | 0 | 0 | 0 | 0 | 0 | 0 | 0 | 0 | 0
F3_Commercial_Office (ID)_New_Food Preparation_Natural Gas_Oven_E5 | F3 | Commercial | Office (ID) | New | Food Preparation | Natural Gas | Oven | E5 | System - kBTUs of Consumption | 0 | 0 | 0 | 0 | 0 | 0 | 0 | 0 | 0 | 0 | 0 | 0 | 0 | 0 | 0 | 0 | 0 | 0 | 0 | 0 | 0 | 0 | 0 | 0 | 0 | 0 | 0
F3_Commercial_Office (ID)_New_Food Preparation_Natural Gas_Oven_E6 | F3 | Commercial | Office (ID) | New | Food Preparation | Natural Gas | Oven | E6 | System - kBTUs of Consumption | 0 | 0 | 0 | 0 | 0 | 0 | 0 | 0 | 0 | 0 | 0 | 0 | 0 | 0 | 0 | 0 | 0 | 0 | 0 | 0 | 0 | 0 | 0 | 0 | 0 | 0 | 0
F3_Commercial_Office (ID)_New_Food Preparation_Natural Gas_Oven_E7 | F3 | Commercial | Office (ID) | New | Food Preparation | Natural Gas | Oven | E7 | System - kBTUs of Consumption | 0 | 0 | 0 | 0 | 0 | 0 | 0 | 0 | 0 | 0 | 0 | 0 | 0 | 0 | 0 | 0 | 0 | 0 | 0 | 0 | 0 | 0 | 0 | 0 | 0 | 0 | 0
F3_Commercial_Office (ID)_New_Food Preparation_Natural Gas_Oven_E8 | F3 | Commercial | Office (ID) | New | Food Preparation | Natural Gas | Oven | E8 | System - kBTUs of Consumption | 0 | 0 | 0 | 0 | 0 | 0 | 0 | 0 | 0 | 0 | 0 | 0 | 0 | 0 | 0 | 0 | 0 | 0 | 0 | 0 | 0 | 0 | 0 | 0 | 0 | 0 | 0
F3_Commercial_Office (ID)_New_Food Preparation_Natural Gas_Oven_E9 | F3 | Commercial | Office (ID) | New | Food Preparation | Natural Gas | Oven | E9 | System - kBTUs of Consumption | 0 | 0 | 0 | 0 | 0 | 0 | 0 | 0 | 0 | 0 | 0 | 0 | 0 | 0 | 0 | 0 | 0 | 0 | 0 | 0 | 0 | 0 | 0 | 0 | 0 | 0 | 0
F3_Commercial_Office (ID)_New_Food Preparation_Natural Gas_Oven_E10 | F3 | Commercial | Office (ID) | New | Food Preparation | Natural Gas | Oven | E10 | System - kBTUs of Consumption | 0 | 0 | 0 | 0 | 0 | 0 | 0 | 0 | 0 | 0 | 0 | 0 | 0 | 0 | 0 | 0 | 0 | 0 | 0 | 0 | 0 | 0 | 0 | 0 | 0 | 0 | 0
F4_Commercial_Office (ID)_New_Food Preparation_Natural Gas_Oven_E1 | F4 | Commercial | Office (ID) | New | Food Preparation | Natural Gas | Oven | E1 | Utility - Cost of Equipment | 2.2244e-05 | 2.2244e-05 | 2.2244e-05 | 2.2244e-05 | 2.2244e-05 | 2.2244e-05 | 2.2244e-05 | 2.2244e-05 | 2.2244e-05 | 2.2244e-05 | 2.2244e-05 | 2.2244e-05 | 2.2244e-05 | 2.2244e-05 | 2.2244e-05 | 2.2244e-05 | 2.2244e-05 | 2.2244e-05 | 2.2244e-05 | 2.2244e-05 | 2.2244e-05 | 2.2244e-05 | 2.2244e-05 | 2.2244e-05 | 2.2244e-05 | 2.2244e-05 | 2.2244e-05
F4_Commercial_Office (ID)_New_Food Preparation_Natural Gas_Oven_E2 | F4 | Commercial | Office (ID) | New | Food Preparation | Natural Gas | Oven | E2 | Utility - Cost of Equipment | 3.031e-05 | 3.031e-05 | 3.031e-05 | 3.031e-05 | 3.031e-05 | 3.031e-05 | 3.031e-05 | 3.031e-05 | 3.031e-05 | 3.031e-05 | 3.031e-05 | 3.031e-05 | 3.031e-05 | 3.031e-05 | 3.031e-05 | 3.031e-05 | 3.031e-05 | 3.031e-05 | 3.031e-05 | 3.031e-05 | 3.031e-05 | 3.031e-05 | 3.031e-05 | 3.031e-05 | 3.031e-05 | 3.031e-05 | 3.031e-05
F4_Commercial_Office (ID)_New_Food Preparation_Natural Gas_Oven_E3 | F4 | Commercial | Office (ID) | New | Food Preparation | Natural Gas | Oven | E3 | Utility - Cost of Equipment | 0 | 0 | 0 | 0 | 0 | 0 | 0 | 0 | 0 | 0 | 0 | 0 | 0 | 0 | 0 | 0 | 0 | 0 | 0 | 0 | 0 | 0 | 0 | 0 | 0 | 0 | 0
F4_Commercial_Office (ID)_New_Food Preparation_Natural Gas_Oven_E4 | F4 | Commercial | Office (ID) | New | Food Preparation | Natural Gas | Oven | E4 | Utility - Cost of Equipment | 0 | 0 | 0 | 0 | 0 | 0 | 0 | 0 | 0 | 0 | 0 | 0 | 0 | 0 | 0 | 0 | 0 | 0 | 0 | 0 | 0 | 0 | 0 | 0 | 0 | 0 | 0
F4_Commercial_Office (ID)_New_Food Preparation_Natural Gas_Oven_E5 | F4 | Commercial | Office (ID) | New | Food Preparation | Natural Gas | Oven | E5 | Utility - Cost of Equipment | 0 | 0 | 0 | 0 | 0 | 0 | 0 | 0 | 0 | 0 | 0 | 0 | 0 | 0 | 0 | 0 | 0 | 0 | 0 | 0 | 0 | 0 | 0 | 0 | 0 | 0 | 0
F4_Commercial_Office (ID)_New_Food Preparation_Natural Gas_Oven_E6 | F4 | Commercial | Office (ID) | New | Food Preparation | Natural Gas | Oven | E6 | Utility - Cost of Equipment | 0 | 0 | 0 | 0 | 0 | 0 | 0 | 0 | 0 | 0 | 0 | 0 | 0 | 0 | 0 | 0 | 0 | 0 | 0 | 0 | 0 | 0 | 0 | 0 | 0 | 0 | 0
F4_Commercial_Office (ID)_New_Food Preparation_Natural Gas_Oven_E7 | F4 | Commercial | Office (ID) | New | Food Preparation | Natural Gas | Oven | E7 | Utility - Cost of Equipment | 0 | 0 | 0 | 0 | 0 | 0 | 0 | 0 | 0 | 0 | 0 | 0 | 0 | 0 | 0 | 0 | 0 | 0 | 0 | 0 | 0 | 0 | 0 | 0 | 0 | 0 | 0
F4_Commercial_Office (ID)_New_Food Preparation_Natural Gas_Oven_E8 | F4 | Commercial | Office (ID) | New | Food Preparation | Natural Gas | Oven | E8 | Utility - Cost of Equipment | 0 | 0 | 0 | 0 | 0 | 0 | 0 | 0 | 0 | 0 | 0 | 0 | 0 | 0 | 0 | 0 | 0 | 0 | 0 | 0 | 0 | 0 | 0 | 0 | 0 | 0 | 0
F4_Commercial_Office (ID)_New_Food Preparation_Natural Gas_Oven_E9 | F4 | Commercial | Office (ID) | New | Food Preparation | Natural Gas | Oven | E9 | Utility - Cost of Equipment | 0 | 0 | 0 | 0 | 0 | 0 | 0 | 0 | 0 | 0 | 0 | 0 | 0 | 0 | 0 | 0 | 0 | 0 | 0 | 0 | 0 | 0 | 0 | 0 | 0 | 0 | 0
F4_Commercial_Office (ID)_New_Food Preparation_Natural Gas_Oven_E10 | F4 | Commercial | Office (ID) | New | Food Preparation | Natural Gas | Oven | E10 | Utility - Cost of Equipment | 0 | 0 | 0 | 0 | 0 | 0 | 0 | 0 | 0 | 0 | 0 | 0 | 0 | 0 | 0 | 0 | 0 | 0 | 0 | 0 | 0 | 0 | 0 | 0 | 0 | 0 | 0
F5_Commercial_Office (ID)_New_Food Preparation_Natural Gas_Oven_E1 | F5 | Commercial | Office (ID) | New | Food Preparation | Natural Gas | Oven | E1 | Utility - Cost of Operation | 0.013888 | 0.014209 | 0.014612 | 0.015088 | 0.015641 | 0.016339 | 0.017065 | 0.01779 | 0.018489 | 0.019198 | 0.019751 | 0.020265 | 0.02082 | 0.02136 | 0.021836 | 0.022278 | 0.022667 | 0.023049 | 0.02346 | 0.023859 | 0.02427 | 0.024697 | 0.025129 | 0.025576 | 0.02603 | 0.026493 | 0.026963
F5_Commercial_Office (ID)_New_Food Preparation_Natural Gas_Oven_E2 | F5 | Commercial | Office (ID) | New | Food Preparation | Natural Gas | Oven | E2 | Utility - Cost of Operation | 0.0098618 | 0.010089 | 0.010376 | 0.010714 | 0.011107 | 0.011602 | 0.012118 | 0.012633 | 0.013129 | 0.013632 | 0.014025 | 0.01439 | 0.014784 | 0.015168 | 0.015506 | 0.015819 | 0.016095 | 0.016367 | 0.016659 | 0.016942 | 0.017234 | 0.017537 | 0.017844 | 0.018161 | 0.018484 | 0.018812 | 0.019147
F5_Commercial_Office (ID)_New_Food Preparation_Natural Gas_Oven_E3 | F5 | Commercial | Office (ID) | New | Food Preparation | Natural Gas | Oven | E3 | Utility - Cost of Operation | 0 | 0 | 0 | 0 | 0 | 0 | 0 | 0 | 0 | 0 | 0 | 0 | 0 | 0 | 0 | 0 | 0 | 0 | 0 | 0 | 0 | 0 | 0 | 0 | 0 | 0 | 0
F5_Commercial_Office (ID)_New_Food Preparation_Natural Gas_Oven_E4 | F5 | Commercial | Office (ID) | New | Food Preparation | Natural Gas | Oven | E4 | Utility - Cost of Operation | 0 | 0 | 0 | 0 | 0 | 0 | 0 | 0 | 0 | 0 | 0 | 0 | 0 | 0 | 0 | 0 | 0 | 0 | 0 | 0 | 0 | 0 | 0 | 0 | 0 | 0 | 0
F5_Commercial_Office (ID)_New_Food Preparation_Natural Gas_Oven_E5 | F5 | Commercial | Office (ID) | New | Food Preparation | Natural Gas | Oven | E5 | Utility - Cost of Operation | 0 | 0 | 0 | 0 | 0 | 0 | 0 | 0 | 0 | 0 | 0 | 0 | 0 | 0 | 0 | 0 | 0 | 0 | 0 | 0 | 0 | 0 | 0 | 0 | 0 | 0 | 0
F5_Commercial_Office (ID)_New_Food Preparation_Natural Gas_Oven_E6 | F5 | Commercial | Office (ID) | New | Food Preparation | Natural Gas | Oven | E6 | Utility - Cost of Operation | 0 | 0 | 0 | 0 | 0 | 0 | 0 | 0 | 0 | 0 | 0 | 0 | 0 | 0 | 0 | 0 | 0 | 0 | 0 | 0 | 0 | 0 | 0 | 0 | 0 | 0 | 0
F5_Commercial_Office (ID)_New_Food Preparation_Natural Gas_Oven_E7 | F5 | Commercial | Office (ID) | New | Food Preparation | Natural Gas | Oven | E7 | Utility - Cost of Operation | 0 | 0 | 0 | 0 | 0 | 0 | 0 | 0 | 0 | 0 | 0 | 0 | 0 | 0 | 0 | 0 | 0 | 0 | 0 | 0 | 0 | 0 | 0 | 0 | 0 | 0 | 0
F5_Commercial_Office (ID)_New_Food Preparation_Natural Gas_Oven_E8 | F5 | Commercial | Office (ID) | New | Food Preparation | Natural Gas | Oven | E8 | Utility - Cost of Operation | 0 | 0 | 0 | 0 | 0 | 0 | 0 | 0 | 0 | 0 | 0 | 0 | 0 | 0 | 0 | 0 | 0 | 0 | 0 | 0 | 0 | 0 | 0 | 0 | 0 | 0 | 0
F5_Commercial_Office (ID)_New_Food Preparation_Natural Gas_Oven_E9 | F5 | Commercial | Office (ID) | New | Food Preparation | Natural Gas | Oven | E9 | Utility - Cost of Operation | 0 | 0 | 0 | 0 | 0 | 0 | 0 | 0 | 0 | 0 | 0 | 0 | 0 | 0 | 0 | 0 | 0 | 0 | 0 | 0 | 0 | 0 | 0 | 0 | 0 | 0 | 0
F5_Commercial_Office (ID)_New_Food Preparation_Natural Gas_Oven_E10 | F5 | Commercial | Office (ID) | New | Food Preparation | Natural Gas | Oven | E10 | Utility - Cost of Operation | 0 | 0 | 0 | 0 | 0 | 0 | 0 | 0 | 0 | 0 | 0 | 0 | 0 | 0 | 0 | 0 | 0 | 0 | 0 | 0 | 0 | 0 | 0 | 0 | 0 | 0 | 0
F6_Commercial_Office (ID)_New_Food Preparation_Natural Gas_Oven_E1 | F6 | Commercial | Office (ID) | New | Food Preparation | Natural Gas | Oven | E1 | Utility - Value of Sales | 0.016521 | 0.016796 | 0.017131 | 0.017538 | 0.018023 | 0.018663 | 0.01932 | 0.019956 | 0.020541 | 0.021103 | 0.02168 | 0.022196 | 0.022733 | 0.02323 | 0.023649 | 0.02402 | 0.024324 | 0.024611 | 0.024918 | 0.025201 | 0.025483 | 0.025932 | 0.026386 | 0.026855 | 0.027332 | 0.027817 | 0.028311
F6_Commercial_Office (ID)_New_Food Preparation_Natural Gas_Oven_E2 | F6 | Commercial | Office (ID) | New | Food Preparation | Natural Gas | Oven | E2 | Utility - Value of Sales | 0.011731 | 0.011927 | 0.012165 | 0.012454 | 0.012798 | 0.013253 | 0.013719 | 0.014171 | 0.014586 | 0.014985 | 0.015395 | 0.015761 | 0.016143 | 0.016496 | 0.016793 | 0.017056 | 0.017272 | 0.017476 | 0.017695 | 0.017895 | 0.018095 | 0.018414 | 0.018736 | 0.019069 | 0.019408 | 0.019753 | 0.020104
F6_Commercial_Office (ID)_New_Food Preparation_Natural Gas_Oven_E3 | F6 | Commercial | Office (ID) | New | Food Preparation | Natural Gas | Oven | E3 | Utility - Value of Sales | 0 | 0 | 0 | 0 | 0 | 0 | 0 | 0 | 0 | 0 | 0 | 0 | 0 | 0 | 0 | 0 | 0 | 0 | 0 | 0 | 0 | 0 | 0 | 0 | 0 | 0 | 0
F6_Commercial_Office (ID)_New_Food Preparation_Natural Gas_Oven_E4 | F6 | Commercial | Office (ID) | New | Food Preparation | Natural Gas | Oven | E4 | Utility - Value of Sales | 0 | 0 | 0 | 0 | 0 | 0 | 0 | 0 | 0 | 0 | 0 | 0 | 0 | 0 | 0 | 0 | 0 | 0 | 0 | 0 | 0 | 0 | 0 | 0 | 0 | 0 | 0
F6_Commercial_Office (ID)_New_Food Preparation_Natural Gas_Oven_E5 | F6 | Commercial | Office (ID) | New | Food Preparation | Natural Gas | Oven | E5 | Utility - Value of Sales | 0 | 0 | 0 | 0 | 0 | 0 | 0 | 0 | 0 | 0 | 0 | 0 | 0 | 0 | 0 | 0 | 0 | 0 | 0 | 0 | 0 | 0 | 0 | 0 | 0 | 0 | 0
F6_Commercial_Office (ID)_New_Food Preparation_Natural Gas_Oven_E6 | F6 | Commercial | Office (ID) | New | Food Preparation | Natural Gas | Oven | E6 | Utility - Value of Sales | 0 | 0 | 0 | 0 | 0 | 0 | 0 | 0 | 0 | 0 | 0 | 0 | 0 | 0 | 0 | 0 | 0 | 0 | 0 | 0 | 0 | 0 | 0 | 0 | 0 | 0 | 0
F6_Commercial_Office (ID)_New_Food Preparation_Natural Gas_Oven_E7 | F6 | Commercial | Office (ID) | New | Food Preparation | Natural Gas | Oven | E7 | Utility - Value of Sales | 0 | 0 | 0 | 0 | 0 | 0 | 0 | 0 | 0 | 0 | 0 | 0 | 0 | 0 | 0 | 0 | 0 | 0 | 0 | 0 | 0 | 0 | 0 | 0 | 0 | 0 | 0
F6_Commercial_Office (ID)_New_Food Preparation_Natural Gas_Oven_E8 | F6 | Commercial | Office (ID) | New | Food Preparation | Natural Gas | Oven | E8 | Utility - Value of Sales | 0 | 0 | 0 | 0 | 0 | 0 | 0 | 0 | 0 | 0 | 0 | 0 | 0 | 0 | 0 | 0 | 0 | 0 | 0 | 0 | 0 | 0 | 0 | 0 | 0 | 0 | 0
F6_Commercial_Office (ID)_New_Food Preparation_Natural Gas_Oven_E9 | F6 | Commercial | Office (ID) | New | Food Preparation | Natural Gas | Oven | E9 | Utility - Value of Sales | 0 | 0 | 0 | 0 | 0 | 0 | 0 | 0 | 0 | 0 | 0 | 0 | 0 | 0 | 0 | 0 | 0 | 0 | 0 | 0 | 0 | 0 | 0 | 0 | 0 | 0 | 0
F6_Commercial_Office (ID)_New_Food Preparation_Natural Gas_Oven_E10 | F6 | Commercial | Office (ID) | New | Food Preparation | Natural Gas | Oven | E10 | Utility - Value of Sales | 0 | 0 | 0 | 0 | 0 | 0 | 0 | 0 | 0 | 0 | 0 | 0 | 0 | 0 | 0 | 0 | 0 | 0 | 0 | 0 | 0 | 0 | 0 | 0 | 0 | 0 | 0
F1_Commercial_Office (ID)_New_Food Preparation_Natural Gas_Conveyor Oven_E1 | F1 | Commercial | Office (ID) | New | Food Preparation | Natural Gas | Conveyor Oven | E1 | RVT - Cost of Equipment | 1.2886e-05 | 1.2886e-05 | 1.2886e-05 | 1.2886e-05 | 1.2886e-05 | 1.2886e-05 | 1.2886e-05 | 1.2886e-05 | 1.2886e-05 | 1.2886e-05 | 1.2886e-05 | 1.2886e-05 | 1.2886e-05 | 1.2886e-05 | 1.2886e-05 | 1.2886e-05 | 1.2886e-05 | 1.2886e-05 | 1.2886e-05 | 1.2886e-05 | 1.2886e-05 | 1.2886e-05 | 1.2886e-05 | 1.2886e-05 | 1.2886e-05 | 1.2886e-05 | 1.2886e-05
F1_Commercial_Office (ID)_New_Food Preparation_Natural Gas_Conveyor Oven_E2 | F1 | Commercial | Office (ID) | New | Food Preparation | Natural Gas | Conveyor Oven | E2 | RVT - Cost of Equipment | 2.7299e-05 | 2.7299e-05 | 2.7299e-05 | 2.7299e-05 | 2.7299e-05 | 2.7299e-05 | 2.7299e-05 | 2.7299e-05 | 2.7299e-05 | 2.7299e-05 | 2.7299e-05 | 2.7299e-05 | 2.7299e-05 | 2.7299e-05 | 2.7299e-05 | 2.7299e-05 | 2.7299e-05 | 2.7299e-05 | 2.7299e-05 | 2.7299e-05 | 2.7299e-05 | 2.7299e-05 | 2.7299e-05 | 2.7299e-05 | 2.7299e-05 | 2.7299e-05 | 2.7299e-05
F1_Commercial_Office (ID)_New_Food Preparation_Natural Gas_Conveyor Oven_E3 | F1 | Commercial | Office (ID) | New | Food Preparation | Natural Gas | Conveyor Oven | E3 | RVT - Cost of Equipment | 0 | 0 | 0 | 0 | 0 | 0 | 0 | 0 | 0 | 0 | 0 | 0 | 0 | 0 | 0 | 0 | 0 | 0 | 0 | 0 | 0 | 0 | 0 | 0 | 0 | 0 | 0
F1_Commercial_Office (ID)_New_Food Preparation_Natural Gas_Conveyor Oven_E4 | F1 | Commercial | Office (ID) | New | Food Preparation | Natural Gas | Conveyor Oven | E4 | RVT - Cost of Equipment | 0 | 0 | 0 | 0 | 0 | 0 | 0 | 0 | 0 | 0 | 0 | 0 | 0 | 0 | 0 | 0 | 0 | 0 | 0 | 0 | 0 | 0 | 0 | 0 | 0 | 0 | 0
F1_Commercial_Office (ID)_New_Food Preparation_Natural Gas_Conveyor Oven_E5 | F1 | Commercial | Office (ID) | New | Food Preparation | Natural Gas | Conveyor Oven | E5 | RVT - Cost of Equipment | 0 | 0 | 0 | 0 | 0 | 0 | 0 | 0 | 0 | 0 | 0 | 0 | 0 | 0 | 0 | 0 | 0 | 0 | 0 | 0 | 0 | 0 | 0 | 0 | 0 | 0 | 0
F1_Commercial_Office (ID)_New_Food Preparation_Natural Gas_Conveyor Oven_E6 | F1 | Commercial | Office (ID) | New | Food Preparation | Natural Gas | Conveyor Oven | E6 | RVT - Cost of Equipment | 0 | 0 | 0 | 0 | 0 | 0 | 0 | 0 | 0 | 0 | 0 | 0 | 0 | 0 | 0 | 0 | 0 | 0 | 0 | 0 | 0 | 0 | 0 | 0 | 0 | 0 | 0
F1_Commercial_Office (ID)_New_Food Preparation_Natural Gas_Conveyor Oven_E7 | F1 | Commercial | Office (ID) | New | Food Preparation | Natural Gas | Conveyor Oven | E7 | RVT - Cost of Equipment | 0 | 0 | 0 | 0 | 0 | 0 | 0 | 0 | 0 | 0 | 0 | 0 | 0 | 0 | 0 | 0 | 0 | 0 | 0 | 0 | 0 | 0 | 0 | 0 | 0 | 0 | 0
F1_Commercial_Office (ID)_New_Food Preparation_Natural Gas_Conveyor Oven_E8 | F1 | Commercial | Office (ID) | New | Food Preparation | Natural Gas | Conveyor Oven | E8 | RVT - Cost of Equipment | 0 | 0 | 0 | 0 | 0 | 0 | 0 | 0 | 0 | 0 | 0 | 0 | 0 | 0 | 0 | 0 | 0 | 0 | 0 | 0 | 0 | 0 | 0 | 0 | 0 | 0 | 0
F1_Commercial_Office (ID)_New_Food Preparation_Natural Gas_Conveyor Oven_E9 | F1 | Commercial | Office (ID) | New | Food Preparation | Natural Gas | Conveyor Oven | E9 | RVT - Cost of Equipment | 0 | 0 | 0 | 0 | 0 | 0 | 0 | 0 | 0 | 0 | 0 | 0 | 0 | 0 | 0 | 0 | 0 | 0 | 0 | 0 | 0 | 0 | 0 | 0 | 0 | 0 | 0
F1_Commercial_Office (ID)_New_Food Preparation_Natural Gas_Conveyor Oven_E10 | F1 | Commercial | Office (ID) | New | Food Preparation | Natural Gas | Conveyor Oven | E10 | RVT - Cost of Equipment | 0 | 0 | 0 | 0 | 0 | 0 | 0 | 0 | 0 | 0 | 0 | 0 | 0 | 0 | 0 | 0 | 0 | 0 | 0 | 0 | 0 | 0 | 0 | 0 | 0 | 0 | 0
F2_Commercial_Office (ID)_New_Food Preparation_Natural Gas_Conveyor Oven_E1 | F2 | Commercial | Office (ID) | New | Food Preparation | Natural Gas | Conveyor Oven | E1 | RVT - Cost of Operation | 0.028741 | 0.029356 | 0.030024 | 0.030748 | 0.031533 | 0.032457 | 0.033362 | 0.034224 | 0.035013 | 0.035789 | 0.036601 | 0.037358 | 0.038164 | 0.038949 | 0.039647 | 0.040294 | 0.040868 | 0.041425 | 0.042011 | 0.042572 | 0.043136 | 0.043899 | 0.04467 | 0.045464 | 0.046272 | 0.047094 | 0.04793
F2_Commercial_Office (ID)_New_Food Preparation_Natural Gas_Conveyor Oven_E2 | F2 | Commercial | Office (ID) | New | Food Preparation | Natural Gas | Conveyor Oven | E2 | RVT - Cost of Operation | 0.022842 | 0.02333 | 0.023861 | 0.024436 | 0.02506 | 0.025795 | 0.026514 | 0.027199 | 0.027826 | 0.028443 | 0.029088 | 0.02969 | 0.03033 | 0.030954 | 0.031508 | 0.032023 | 0.032479 | 0.032922 | 0.033388 | 0.033833 | 0.034282 | 0.034888 | 0.035501 | 0.036132 | 0.036774 | 0.037427 | 0.038092
F2_Commercial_Office (ID)_New_Food Preparation_Natural Gas_Conveyor Oven_E3 | F2 | Commercial | Office (ID) | New | Food Preparation | Natural Gas | Conveyor Oven | E3 | RVT - Cost of Operation | 0 | 0 | 0 | 0 | 0 | 0 | 0 | 0 | 0 | 0 | 0 | 0 | 0 | 0 | 0 | 0 | 0 | 0 | 0 | 0 | 0 | 0 | 0 | 0 | 0 | 0 | 0
F2_Commercial_Office (ID)_New_Food Preparation_Natural Gas_Conveyor Oven_E4 | F2 | Commercial | Office (ID) | New | Food Preparation | Natural Gas | Conveyor Oven | E4 | RVT - Cost of Operation | 0 | 0 | 0 | 0 | 0 | 0 | 0 | 0 | 0 | 0 | 0 | 0 | 0 | 0 | 0 | 0 | 0 | 0 | 0 | 0 | 0 | 0 | 0 | 0 | 0 | 0 | 0
F2_Commercial_Office (ID)_New_Food Preparation_Natural Gas_Conveyor Oven_E5 | F2 | Commercial | Office (ID) | New | Food Preparation | Natural Gas | Conveyor Oven | E5 | RVT - Cost of Operation | 0 | 0 | 0 | 0 | 0 | 0 | 0 | 0 | 0 | 0 | 0 | 0 | 0 | 0 | 0 | 0 | 0 | 0 | 0 | 0 | 0 | 0 | 0 | 0 | 0 | 0 | 0
F2_Commercial_Office (ID)_New_Food Preparation_Natural Gas_Conveyor Oven_E6 | F2 | Commercial | Office (ID) | New | Food Preparation | Natural Gas | Conveyor Oven | E6 | RVT - Cost of Operation | 0 | 0 | 0 | 0 | 0 | 0 | 0 | 0 | 0 | 0 | 0 | 0 | 0 | 0 | 0 | 0 | 0 | 0 | 0 | 0 | 0 | 0 | 0 | 0 | 0 | 0 | 0
F2_Commercial_Office (ID)_New_Food Preparation_Natural Gas_Conveyor Oven_E7 | F2 | Commercial | Office (ID) | New | Food Preparation | Natural Gas | Conveyor Oven | E7 | RVT - Cost of Operation | 0 | 0 | 0 | 0 | 0 | 0 | 0 | 0 | 0 | 0 | 0 | 0 | 0 | 0 | 0 | 0 | 0 | 0 | 0 | 0 | 0 | 0 | 0 | 0 | 0 | 0 | 0
F2_Commercial_Office (ID)_New_Food Preparation_Natural Gas_Conveyor Oven_E8 | F2 | Commercial | Office (ID) | New | Food Preparation | Natural Gas | Conveyor Oven | E8 | RVT - Cost of Operation | 0 | 0 | 0 | 0 | 0 | 0 | 0 | 0 | 0 | 0 | 0 | 0 | 0 | 0 | 0 | 0 | 0 | 0 | 0 | 0 | 0 | 0 | 0 | 0 | 0 | 0 | 0
F2_Commercial_Office (ID)_New_Food Preparation_Natural Gas_Conveyor Oven_E9 | F2 | Commercial | Office (ID) | New | Food Preparation | Natural Gas | Conveyor Oven | E9 | RVT - Cost of Operation | 0 | 0 | 0 | 0 | 0 | 0 | 0 | 0 | 0 | 0 | 0 | 0 | 0 | 0 | 0 | 0 | 0 | 0 | 0 | 0 | 0 | 0 | 0 | 0 | 0 | 0 | 0
F2_Commercial_Office (ID)_New_Food Preparation_Natural Gas_Conveyor Oven_E10 | F2 | Commercial | Office (ID) | New | Food Preparation | Natural Gas | Conveyor Oven | E10 | RVT - Cost of Operation | 0 | 0 | 0 | 0 | 0 | 0 | 0 | 0 | 0 | 0 | 0 | 0 | 0 | 0 | 0 | 0 | 0 | 0 | 0 | 0 | 0 | 0 | 0 | 0 | 0 | 0 | 0
F3_Commercial_Office (ID)_New_Food Preparation_Natural Gas_Conveyor Oven_E1 | F3 | Commercial | Office (ID) | New | Food Preparation | Natural Gas | Conveyor Oven | E1 | System - kBTUs of Consumption | 6.4627 | 6.4627 | 6.4627 | 6.4627 | 6.4627 | 6.4627 | 6.4627 | 6.4627 | 6.4627 | 6.4627 | 6.4627 | 6.4627 | 6.4627 | 6.4627 | 6.4627 | 6.4627 | 6.4627 | 6.4627 | 6.4627 | 6.4627 | 6.4627 | 6.4627 | 6.4627 | 6.4627 | 6.4627 | 6.4627 | 6.4627
F3_Commercial_Office (ID)_New_Food Preparation_Natural Gas_Conveyor Oven_E2 | F3 | Commercial | Office (ID) | New | Food Preparation | Natural Gas | Conveyor Oven | E2 | System - kBTUs of Consumption | 5.1361 | 5.1361 | 5.1361 | 5.1361 | 5.1361 | 5.1361 | 5.1361 | 5.1361 | 5.1361 | 5.1361 | 5.1361 | 5.1361 | 5.1361 | 5.1361 | 5.1361 | 5.1361 | 5.1361 | 5.1361 | 5.1361 | 5.1361 | 5.1361 | 5.1361 | 5.1361 | 5.1361 | 5.1361 | 5.1361 | 5.1361
F3_Commercial_Office (ID)_New_Food Preparation_Natural Gas_Conveyor Oven_E3 | F3 | Commercial | Office (ID) | New | Food Preparation | Natural Gas | Conveyor Oven | E3 | System - kBTUs of Consumption | 0 | 0 | 0 | 0 | 0 | 0 | 0 | 0 | 0 | 0 | 0 | 0 | 0 | 0 | 0 | 0 | 0 | 0 | 0 | 0 | 0 | 0 | 0 | 0 | 0 | 0 | 0
F3_Commercial_Office (ID)_New_Food Preparation_Natural Gas_Conveyor Oven_E4 | F3 | Commercial | Office (ID) | New | Food Preparation | Natural Gas | Conveyor Oven | E4 | System - kBTUs of Consumption | 0 | 0 | 0 | 0 | 0 | 0 | 0 | 0 | 0 | 0 | 0 | 0 | 0 | 0 | 0 | 0 | 0 | 0 | 0 | 0 | 0 | 0 | 0 | 0 | 0 | 0 | 0
F3_Commercial_Office (ID)_New_Food Preparation_Natural Gas_Conveyor Oven_E5 | F3 | Commercial | Office (ID) | New | Food Preparation | Natural Gas | Conveyor Oven | E5 | System - kBTUs of Consumption | 0 | 0 | 0 | 0 | 0 | 0 | 0 | 0 | 0 | 0 | 0 | 0 | 0 | 0 | 0 | 0 | 0 | 0 | 0 | 0 | 0 | 0 | 0 | 0 | 0 | 0 | 0
F3_Commercial_Office (ID)_New_Food Preparation_Natural Gas_Conveyor Oven_E6 | F3 | Commercial | Office (ID) | New | Food Preparation | Natural Gas | Conveyor Oven | E6 | System - kBTUs of Consumption | 0 | 0 | 0 | 0 | 0 | 0 | 0 | 0 | 0 | 0 | 0 | 0 | 0 | 0 | 0 | 0 | 0 | 0 | 0 | 0 | 0 | 0 | 0 | 0 | 0 | 0 | 0
F3_Commercial_Office (ID)_New_Food Preparation_Natural Gas_Conveyor Oven_E7 | F3 | Commercial | Office (ID) | New | Food Preparation | Natural Gas | Conveyor Oven | E7 | System - kBTUs of Consumption | 0 | 0 | 0 | 0 | 0 | 0 | 0 | 0 | 0 | 0 | 0 | 0 | 0 | 0 | 0 | 0 | 0 | 0 | 0 | 0 | 0 | 0 | 0 | 0 | 0 | 0 | 0
F3_Commercial_Office (ID)_New_Food Preparation_Natural Gas_Conveyor Oven_E8 | F3 | Commercial | Office (ID) | New | Food Preparation | Natural Gas | Conveyor Oven | E8 | System - kBTUs of Consumption | 0 | 0 | 0 | 0 | 0 | 0 | 0 | 0 | 0 | 0 | 0 | 0 | 0 | 0 | 0 | 0 | 0 | 0 | 0 | 0 | 0 | 0 | 0 | 0 | 0 | 0 | 0
F3_Commercial_Office (ID)_New_Food Preparation_Natural Gas_Conveyor Oven_E9 | F3 | Commercial | Office (ID) | New | Food Preparation | Natural Gas | Conveyor Oven | E9 | System - kBTUs of Consumption | 0 | 0 | 0 | 0 | 0 | 0 | 0 | 0 | 0 | 0 | 0 | 0 | 0 | 0 | 0 | 0 | 0 | 0 | 0 | 0 | 0 | 0 | 0 | 0 | 0 | 0 | 0
F3_Commercial_Office (ID)_New_Food Preparation_Natural Gas_Conveyor Oven_E10 | F3 | Commercial | Office (ID) | New | Food Preparation | Natural Gas | Conveyor Oven | E10 | System - kBTUs of Consumption | 0 | 0 | 0 | 0 | 0 | 0 | 0 | 0 | 0 | 0 | 0 | 0 | 0 | 0 | 0 | 0 | 0 | 0 | 0 | 0 | 0 | 0 | 0 | 0 | 0 | 0 | 0
F4_Commercial_Office (ID)_New_Food Preparation_Natural Gas_Conveyor Oven_E1 | F4 | Commercial | Office (ID) | New | Food Preparation | Natural Gas | Conveyor Oven | E1 | Utility - Cost of Equipment | 1.2886e-05 | 1.2886e-05 | 1.2886e-05 | 1.2886e-05 | 1.2886e-05 | 1.2886e-05 | 1.2886e-05 | 1.2886e-05 | 1.2886e-05 | 1.2886e-05 | 1.2886e-05 | 1.2886e-05 | 1.2886e-05 | 1.2886e-05 | 1.2886e-05 | 1.2886e-05 | 1.2886e-05 | 1.2886e-05 | 1.2886e-05 | 1.2886e-05 | 1.2886e-05 | 1.2886e-05 | 1.2886e-05 | 1.2886e-05 | 1.2886e-05 | 1.2886e-05 | 1.2886e-05
F4_Commercial_Office (ID)_New_Food Preparation_Natural Gas_Conveyor Oven_E2 | F4 | Commercial | Office (ID) | New | Food Preparation | Natural Gas | Conveyor Oven | E2 | Utility - Cost of Equipment | 2.7299e-05 | 2.7299e-05 | 2.7299e-05 | 2.7299e-05 | 2.7299e-05 | 2.7299e-05 | 2.7299e-05 | 2.7299e-05 | 2.7299e-05 | 2.7299e-05 | 2.7299e-05 | 2.7299e-05 | 2.7299e-05 | 2.7299e-05 | 2.7299e-05 | 2.7299e-05 | 2.7299e-05 | 2.7299e-05 | 2.7299e-05 | 2.7299e-05 | 2.7299e-05 | 2.7299e-05 | 2.7299e-05 | 2.7299e-05 | 2.7299e-05 | 2.7299e-05 | 2.7299e-05
F4_Commercial_Office (ID)_New_Food Preparation_Natural Gas_Conveyor Oven_E3 | F4 | Commercial | Office (ID) | New | Food Preparation | Natural Gas | Conveyor Oven | E3 | Utility - Cost of Equipment | 0 | 0 | 0 | 0 | 0 | 0 | 0 | 0 | 0 | 0 | 0 | 0 | 0 | 0 | 0 | 0 | 0 | 0 | 0 | 0 | 0 | 0 | 0 | 0 | 0 | 0 | 0
F4_Commercial_Office (ID)_New_Food Preparation_Natural Gas_Conveyor Oven_E4 | F4 | Commercial | Office (ID) | New | Food Preparation | Natural Gas | Conveyor Oven | E4 | Utility - Cost of Equipment | 0 | 0 | 0 | 0 | 0 | 0 | 0 | 0 | 0 | 0 | 0 | 0 | 0 | 0 | 0 | 0 | 0 | 0 | 0 | 0 | 0 | 0 | 0 | 0 | 0 | 0 | 0
F4_Commercial_Office (ID)_New_Food Preparation_Natural Gas_Conveyor Oven_E5 | F4 | Commercial | Office (ID) | New | Food Preparation | Natural Gas | Conveyor Oven | E5 | Utility - Cost of Equipment | 0 | 0 | 0 | 0 | 0 | 0 | 0 | 0 | 0 | 0 | 0 | 0 | 0 | 0 | 0 | 0 | 0 | 0 | 0 | 0 | 0 | 0 | 0 | 0 | 0 | 0 | 0
F4_Commercial_Office (ID)_New_Food Preparation_Natural Gas_Conveyor Oven_E6 | F4 | Commercial | Office (ID) | New | Food Preparation | Natural Gas | Conveyor Oven | E6 | Utility - Cost of Equipment | 0 | 0 | 0 | 0 | 0 | 0 | 0 | 0 | 0 | 0 | 0 | 0 | 0 | 0 | 0 | 0 | 0 | 0 | 0 | 0 | 0 | 0 | 0 | 0 | 0 | 0 | 0
F4_Commercial_Office (ID)_New_Food Preparation_Natural Gas_Conveyor Oven_E7 | F4 | Commercial | Office (ID) | New | Food Preparation | Natural Gas | Conveyor Oven | E7 | Utility - Cost of Equipment | 0 | 0 | 0 | 0 | 0 | 0 | 0 | 0 | 0 | 0 | 0 | 0 | 0 | 0 | 0 | 0 | 0 | 0 | 0 | 0 | 0 | 0 | 0 | 0 | 0 | 0 | 0
F4_Commercial_Office (ID)_New_Food Preparation_Natural Gas_Conveyor Oven_E8 | F4 | Commercial | Office (ID) | New | Food Preparation | Natural Gas | Conveyor Oven | E8 | Utility - Cost of Equipment | 0 | 0 | 0 | 0 | 0 | 0 | 0 | 0 | 0 | 0 | 0 | 0 | 0 | 0 | 0 | 0 | 0 | 0 | 0 | 0 | 0 | 0 | 0 | 0 | 0 | 0 | 0
F4_Commercial_Office (ID)_New_Food Preparation_Natural Gas_Conveyor Oven_E9 | F4 | Commercial | Office (ID) | New | Food Preparation | Natural Gas | Conveyor Oven | E9 | Utility - Cost of Equipment | 0 | 0 | 0 | 0 | 0 | 0 | 0 | 0 | 0 | 0 | 0 | 0 | 0 | 0 | 0 | 0 | 0 | 0 | 0 | 0 | 0 | 0 | 0 | 0 | 0 | 0 | 0
F4_Commercial_Office (ID)_New_Food Preparation_Natural Gas_Conveyor Oven_E10 | F4 | Commercial | Office (ID) | New | Food Preparation | Natural Gas | Conveyor Oven | E10 | Utility - Cost of Equipment | 0 | 0 | 0 | 0 | 0 | 0 | 0 | 0 | 0 | 0 | 0 | 0 | 0 | 0 | 0 | 0 | 0 | 0 | 0 | 0 | 0 | 0 | 0 | 0 | 0 | 0 | 0
F5_Commercial_Office (ID)_New_Food Preparation_Natural Gas_Conveyor Oven_E1 | F5 | Commercial | Office (ID) | New | Food Preparation | Natural Gas | Conveyor Oven | E1 | Utility - Cost of Operation | 0.024793 | 0.025458 | 0.026189 | 0.02699 | 0.027868 | 0.02889 | 0.029927 | 0.03095 | 0.031936 | 0.032938 | 0.033764 | 0.034548 | 0.035384 | 0.036209 | 0.036963 | 0.037682 | 0.038343 | 0.039001 | 0.039696 | 0.040381 | 0.041082 | 0.041808 | 0.042543 | 0.043299 | 0.044068 | 0.044851 | 0.045648
F5_Commercial_Office (ID)_New_Food Preparation_Natural Gas_Conveyor Oven_E2 | F5 | Commercial | Office (ID) | New | Food Preparation | Natural Gas | Conveyor Oven | E2 | Utility - Cost of Operation | 0.019704 | 0.020233 | 0.020814 | 0.02145 | 0.022148 | 0.02296 | 0.023784 | 0.024597 | 0.025381 | 0.026177 | 0.026833 | 0.027456 | 0.028121 | 0.028776 | 0.029376 | 0.029947 | 0.030473 | 0.030996 | 0.031548 | 0.032092 | 0.032649 | 0.033226 | 0.03381 | 0.034411 | 0.035023 | 0.035645 | 0.036278
F5_Commercial_Office (ID)_New_Food Preparation_Natural Gas_Conveyor Oven_E3 | F5 | Commercial | Office (ID) | New | Food Preparation | Natural Gas | Conveyor Oven | E3 | Utility - Cost of Operation | 0 | 0 | 0 | 0 | 0 | 0 | 0 | 0 | 0 | 0 | 0 | 0 | 0 | 0 | 0 | 0 | 0 | 0 | 0 | 0 | 0 | 0 | 0 | 0 | 0 | 0 | 0
F5_Commercial_Office (ID)_New_Food Preparation_Natural Gas_Conveyor Oven_E4 | F5 | Commercial | Office (ID) | New | Food Preparation | Natural Gas | Conveyor Oven | E4 | Utility - Cost of Operation | 0 | 0 | 0 | 0 | 0 | 0 | 0 | 0 | 0 | 0 | 0 | 0 | 0 | 0 | 0 | 0 | 0 | 0 | 0 | 0 | 0 | 0 | 0 | 0 | 0 | 0 | 0
F5_Commercial_Office (ID)_New_Food Preparation_Natural Gas_Conveyor Oven_E5 | F5 | Commercial | Office (ID) | New | Food Preparation | Natural Gas | Conveyor Oven | E5 | Utility - Cost of Operation | 0 | 0 | 0 | 0 | 0 | 0 | 0 | 0 | 0 | 0 | 0 | 0 | 0 | 0 | 0 | 0 | 0 | 0 | 0 | 0 | 0 | 0 | 0 | 0 | 0 | 0 | 0
F5_Commercial_Office (ID)_New_Food Preparation_Natural Gas_Conveyor Oven_E6 | F5 | Commercial | Office (ID) | New | Food Preparation | Natural Gas | Conveyor Oven | E6 | Utility - Cost of Operation | 0 | 0 | 0 | 0 | 0 | 0 | 0 | 0 | 0 | 0 | 0 | 0 | 0 | 0 | 0 | 0 | 0 | 0 | 0 | 0 | 0 | 0 | 0 | 0 | 0 | 0 | 0
F5_Commercial_Office (ID)_New_Food Preparation_Natural Gas_Conveyor Oven_E7 | F5 | Commercial | Office (ID) | New | Food Preparation | Natural Gas | Conveyor Oven | E7 | Utility - Cost of Operation | 0 | 0 | 0 | 0 | 0 | 0 | 0 | 0 | 0 | 0 | 0 | 0 | 0 | 0 | 0 | 0 | 0 | 0 | 0 | 0 | 0 | 0 | 0 | 0 | 0 | 0 | 0
F5_Commercial_Office (ID)_New_Food Preparation_Natural Gas_Conveyor Oven_E8 | F5 | Commercial | Office (ID) | New | Food Preparation | Natural Gas | Conveyor Oven | E8 | Utility - Cost of Operation | 0 | 0 | 0 | 0 | 0 | 0 | 0 | 0 | 0 | 0 | 0 | 0 | 0 | 0 | 0 | 0 | 0 | 0 | 0 | 0 | 0 | 0 | 0 | 0 | 0 | 0 | 0
F5_Commercial_Office (ID)_New_Food Preparation_Natural Gas_Conveyor Oven_E9 | F5 | Commercial | Office (ID) | New | Food Preparation | Natural Gas | Conveyor Oven | E9 | Utility - Cost of Operation | 0 | 0 | 0 | 0 | 0 | 0 | 0 | 0 | 0 | 0 | 0 | 0 | 0 | 0 | 0 | 0 | 0 | 0 | 0 | 0 | 0 | 0 | 0 | 0 | 0 | 0 | 0
F5_Commercial_Office (ID)_New_Food Preparation_Natural Gas_Conveyor Oven_E10 | F5 | Commercial | Office (ID) | New | Food Preparation | Natural Gas | Conveyor Oven | E10 | Utility - Cost of Operation | 0 | 0 | 0 | 0 | 0 | 0 | 0 | 0 | 0 | 0 | 0 | 0 | 0 | 0 | 0 | 0 | 0 | 0 | 0 | 0 | 0 | 0 | 0 | 0 | 0 | 0 | 0
F6_Commercial_Office (ID)_New_Food Preparation_Natural Gas_Conveyor Oven_E1 | F6 | Commercial | Office (ID) | New | Food Preparation | Natural Gas | Conveyor Oven | E1 | Utility - Value of Sales | 0.028741 | 0.029356 | 0.030024 | 0.030748 | 0.031533 | 0.032457 | 0.033362 | 0.034224 | 0.035013 | 0.035789 | 0.036601 | 0.037358 | 0.038164 | 0.038949 | 0.039647 | 0.040294 | 0.040868 | 0.041425 | 0.042011 | 0.042572 | 0.043136 | 0.043899 | 0.04467 | 0.045464 | 0.046272 | 0.047094 | 0.04793
F6_Commercial_Office (ID)_New_Food Preparation_Natural Gas_Conveyor Oven_E2 | F6 | Commercial | Office (ID) | New | Food Preparation | Natural Gas | Conveyor Oven | E2 | Utility - Value of Sales | 0.022842 | 0.02333 | 0.023861 | 0.024436 | 0.02506 | 0.025795 | 0.026514 | 0.027199 | 0.027826 | 0.028443 | 0.029088 | 0.02969 | 0.03033 | 0.030954 | 0.031508 | 0.032023 | 0.032479 | 0.032922 | 0.033388 | 0.033833 | 0.034282 | 0.034888 | 0.035501 | 0.036132 | 0.036774 | 0.037427 | 0.038092
F6_Commercial_Office (ID)_New_Food Preparation_Natural Gas_Conveyor Oven_E3 | F6 | Commercial | Office (ID) | New | Food Preparation | Natural Gas | Conveyor Oven | E3 | Utility - Value of Sales | 0 | 0 | 0 | 0 | 0 | 0 | 0 | 0 | 0 | 0 | 0 | 0 | 0 | 0 | 0 | 0 | 0 | 0 | 0 | 0 | 0 | 0 | 0 | 0 | 0 | 0 | 0
F6_Commercial_Office (ID)_New_Food Preparation_Natural Gas_Conveyor Oven_E4 | F6 | Commercial | Office (ID) | New | Food Preparation | Natural Gas | Conveyor Oven | E4 | Utility - Value of Sales | 0 | 0 | 0 | 0 | 0 | 0 | 0 | 0 | 0 | 0 | 0 | 0 | 0 | 0 | 0 | 0 | 0 | 0 | 0 | 0 | 0 | 0 | 0 | 0 | 0 | 0 | 0
F6_Commercial_Office (ID)_New_Food Preparation_Natural Gas_Conveyor Oven_E5 | F6 | Commercial | Office (ID) | New | Food Preparation | Natural Gas | Conveyor Oven | E5 | Utility - Value of Sales | 0 | 0 | 0 | 0 | 0 | 0 | 0 | 0 | 0 | 0 | 0 | 0 | 0 | 0 | 0 | 0 | 0 | 0 | 0 | 0 | 0 | 0 | 0 | 0 | 0 | 0 | 0
F6_Commercial_Office (ID)_New_Food Preparation_Natural Gas_Conveyor Oven_E6 | F6 | Commercial | Office (ID) | New | Food Preparation | Natural Gas | Conveyor Oven | E6 | Utility - Value of Sales | 0 | 0 | 0 | 0 | 0 | 0 | 0 | 0 | 0 | 0 | 0 | 0 | 0 | 0 | 0 | 0 | 0 | 0 | 0 | 0 | 0 | 0 | 0 | 0 | 0 | 0 | 0
F6_Commercial_Office (ID)_New_Food Preparation_Natural Gas_Conveyor Oven_E7 | F6 | Commercial | Office (ID) | New | Food Preparation | Natural Gas | Conveyor Oven | E7 | Utility - Value of Sales | 0 | 0 | 0 | 0 | 0 | 0 | 0 | 0 | 0 | 0 | 0 | 0 | 0 | 0 | 0 | 0 | 0 | 0 | 0 | 0 | 0 | 0 | 0 | 0 | 0 | 0 | 0
F6_Commercial_Office (ID)_New_Food Preparation_Natural Gas_Conveyor Oven_E8 | F6 | Commercial | Office (ID) | New | Food Preparation | Natural Gas | Conveyor Oven | E8 | Utility - Value of Sales | 0 | 0 | 0 | 0 | 0 | 0 | 0 | 0 | 0 | 0 | 0 | 0 | 0 | 0 | 0 | 0 | 0 | 0 | 0 | 0 | 0 | 0 | 0 | 0 | 0 | 0 | 0
F6_Commercial_Office (ID)_New_Food Preparation_Natural Gas_Conveyor Oven_E9 | F6 | Commercial | Office (ID) | New | Food Preparation | Natural Gas | Conveyor Oven | E9 | Utility - Value of Sales | 0 | 0 | 0 | 0 | 0 | 0 | 0 | 0 | 0 | 0 | 0 | 0 | 0 | 0 | 0 | 0 | 0 | 0 | 0 | 0 | 0 | 0 | 0 | 0 | 0 | 0 | 0
F6_Commercial_Office (ID)_New_Food Preparation_Natural Gas_Conveyor Oven_E10 | F6 | Commercial | Office (ID) | New | Food Preparation | Natural Gas | Conveyor Oven | E10 | Utility - Value of Sales | 0 | 0 | 0 | 0 | 0 | 0 | 0 | 0 | 0 | 0 | 0 | 0 | 0 | 0 | 0 | 0 | 0 | 0 | 0 | 0 | 0 | 0 | 0 | 0 | 0 | 0 | 0
F1_Commercial_Office (ID)_New_Food Preparation_Natural Gas_Double Rack Oven_E1 | F1 | Commercial | Office (ID) | New | Food Preparation | Natural Gas | Double Rack Oven | E1 | RVT - Cost of Equipment | 2.7309e-05 | 2.7309e-05 | 2.7309e-05 | 2.7309e-05 | 2.7309e-05 | 2.7309e-05 | 2.7309e-05 | 2.7309e-05 | 2.7309e-05 | 2.7309e-05 | 2.7309e-05 | 2.7309e-05 | 2.7309e-05 | 2.7309e-05 | 2.7309e-05 | 2.7309e-05 | 2.7309e-05 | 2.7309e-05 | 2.7309e-05 | 2.7309e-05 | 2.7309e-05 | 2.7309e-05 | 2.7309e-05 | 2.7309e-05 | 2.7309e-05 | 2.7309e-05 | 2.7309e-05
F1_Commercial_Office (ID)_New_Food Preparation_Natural Gas_Double Rack Oven_E2 | F1 | Commercial | Office (ID) | New | Food Preparation | Natural Gas | Double Rack Oven | E2 | RVT - Cost of Equipment | 0.00012389 | 0.00012389 | 0.00012389 | 0.00012389 | 0.00012389 | 0.00012389 | 0.00012389 | 0.00012389 | 0.00012389 | 0.00012389 | 0.00012389 | 0.00012389 | 0.00012389 | 0.00012389 | 0.00012389 | 0.00012389 | 0.00012389 | 0.00012389 | 0.00012389 | 0.00012389 | 0.00012389 | 0.00012389 | 0.00012389 | 0.00012389 | 0.00012389 | 0.00012389 | 0.00012389
F1_Commercial_Office (ID)_New_Food Preparation_Natural Gas_Double Rack Oven_E3 | F1 | Commercial | Office (ID) | New | Food Preparation | Natural Gas | Double Rack Oven | E3 | RVT - Cost of Equipment | 0 | 0 | 0 | 0 | 0 | 0 | 0 | 0 | 0 | 0 | 0 | 0 | 0 | 0 | 0 | 0 | 0 | 0 | 0 | 0 | 0 | 0 | 0 | 0 | 0 | 0 | 0
F1_Commercial_Office (ID)_New_Food Preparation_Natural Gas_Double Rack Oven_E4 | F1 | Commercial | Office (ID) | New | Food Preparation | Natural Gas | Double Rack Oven | E4 | RVT - Cost of Equipment | 0 | 0 | 0 | 0 | 0 | 0 | 0 | 0 | 0 | 0 | 0 | 0 | 0 | 0 | 0 | 0 | 0 | 0 | 0 | 0 | 0 | 0 | 0 | 0 | 0 | 0 | 0
F1_Commercial_Office (ID)_New_Food Preparation_Natural Gas_Double Rack Oven_E5 | F1 | Commercial | Office (ID) | New | Food Preparation | Natural Gas | Double Rack Oven | E5 | RVT - Cost of Equipment | 0 | 0 | 0 | 0 | 0 | 0 | 0 | 0 | 0 | 0 | 0 | 0 | 0 | 0 | 0 | 0 | 0 | 0 | 0 | 0 | 0 | 0 | 0 | 0 | 0 | 0 | 0
F1_Commercial_Office (ID)_New_Food Preparation_Natural Gas_Double Rack Oven_E6 | F1 | Commercial | Office (ID) | New | Food Preparation | Natural Gas | Double Rack Oven | E6 | RVT - Cost of Equipment | 0 | 0 | 0 | 0 | 0 | 0 | 0 | 0 | 0 | 0 | 0 | 0 | 0 | 0 | 0 | 0 | 0 | 0 | 0 | 0 | 0 | 0 | 0 | 0 | 0 | 0 | 0
F1_Commercial_Office (ID)_New_Food Preparation_Natural Gas_Double Rack Oven_E7 | F1 | Commercial | Office (ID) | New | Food Preparation | Natural Gas | Double Rack Oven | E7 | RVT - Cost of Equipment | 0 | 0 | 0 | 0 | 0 | 0 | 0 | 0 | 0 | 0 | 0 | 0 | 0 | 0 | 0 | 0 | 0 | 0 | 0 | 0 | 0 | 0 | 0 | 0 | 0 | 0 | 0
F1_Commercial_Office (ID)_New_Food Preparation_Natural Gas_Double Rack Oven_E8 | F1 | Commercial | Office (ID) | New | Food Preparation | Natural Gas | Double Rack Oven | E8 | RVT - Cost of Equipment | 0 | 0 | 0 | 0 | 0 | 0 | 0 | 0 | 0 | 0 | 0 | 0 | 0 | 0 | 0 | 0 | 0 | 0 | 0 | 0 | 0 | 0 | 0 | 0 | 0 | 0 | 0
F1_Commercial_Office (ID)_New_Food Preparation_Natural Gas_Double Rack Oven_E9 | F1 | Commercial | Office (ID) | New | Food Preparation | Natural Gas | Double Rack Oven | E9 | RVT - Cost of Equipment | 0 | 0 | 0 | 0 | 0 | 0 | 0 | 0 | 0 | 0 | 0 | 0 | 0 | 0 | 0 | 0 | 0 | 0 | 0 | 0 | 0 | 0 | 0 | 0 | 0 | 0 | 0
F1_Commercial_Office (ID)_New_Food Preparation_Natural Gas_Double Rack Oven_E10 | F1 | Commercial | Office (ID) | New | Food Preparation | Natural Gas | Double Rack Oven | E10 | RVT - Cost of Equipment | 0 | 0 | 0 | 0 | 0 | 0 | 0 | 0 | 0 | 0 | 0 | 0 | 0 | 0 | 0 | 0 | 0 | 0 | 0 | 0 | 0 | 0 | 0 | 0 | 0 | 0 | 0
F2_Commercial_Office (ID)_New_Food Preparation_Natural Gas_Double Rack Oven_E1 | F2 | Commercial | Office (ID) | New | Food Preparation | Natural Gas | Double Rack Oven | E1 | RVT - Cost of Operation | 0.04664 | 0.047521 | 0.048555 | 0.049761 | 0.051142 | 0.052866 | 0.054594 | 0.056236 | 0.057721 | 0.059161 | 0.060654 | 0.06201 | 0.063441 | 0.064796 | 0.065961 | 0.067012 | 0.067901 | 0.068751 | 0.069654 | 0.070497 | 0.071344 | 0.072602 | 0.073875 | 0.075187 | 0.076523 | 0.077883 | 0.079266
F2_Commercial_Office (ID)_New_Food Preparation_Natural Gas_Double Rack Oven_E2 | F2 | Commercial | Office (ID) | New | Food Preparation | Natural Gas | Double Rack Oven | E2 | RVT - Cost of Operation | 0.028895 | 0.029441 | 0.030082 | 0.030829 | 0.031685 | 0.032752 | 0.033823 | 0.03484 | 0.035761 | 0.036653 | 0.037577 | 0.038418 | 0.039304 | 0.040144 | 0.040865 | 0.041516 | 0.042068 | 0.042594 | 0.043153 | 0.043676 | 0.0442 | 0.04498 | 0.045768 | 0.046581 | 0.047409 | 0.048251 | 0.049108
F2_Commercial_Office (ID)_New_Food Preparation_Natural Gas_Double Rack Oven_E3 | F2 | Commercial | Office (ID) | New | Food Preparation | Natural Gas | Double Rack Oven | E3 | RVT - Cost of Operation | 0 | 0 | 0 | 0 | 0 | 0 | 0 | 0 | 0 | 0 | 0 | 0 | 0 | 0 | 0 | 0 | 0 | 0 | 0 | 0 | 0 | 0 | 0 | 0 | 0 | 0 | 0
F2_Commercial_Office (ID)_New_Food Preparation_Natural Gas_Double Rack Oven_E4 | F2 | Commercial | Office (ID) | New | Food Preparation | Natural Gas | Double Rack Oven | E4 | RVT - Cost of Operation | 0 | 0 | 0 | 0 | 0 | 0 | 0 | 0 | 0 | 0 | 0 | 0 | 0 | 0 | 0 | 0 | 0 | 0 | 0 | 0 | 0 | 0 | 0 | 0 | 0 | 0 | 0
F2_Commercial_Office (ID)_New_Food Preparation_Natural Gas_Double Rack Oven_E5 | F2 | Commercial | Office (ID) | New | Food Preparation | Natural Gas | Double Rack Oven | E5 | RVT - Cost of Operation | 0 | 0 | 0 | 0 | 0 | 0 | 0 | 0 | 0 | 0 | 0 | 0 | 0 | 0 | 0 | 0 | 0 | 0 | 0 | 0 | 0 | 0 | 0 | 0 | 0 | 0 | 0
F2_Commercial_Office (ID)_New_Food Preparation_Natural Gas_Double Rack Oven_E6 | F2 | Commercial | Office (ID) | New | Food Preparation | Natural Gas | Double Rack Oven | E6 | RVT - Cost of Operation | 0 | 0 | 0 | 0 | 0 | 0 | 0 | 0 | 0 | 0 | 0 | 0 | 0 | 0 | 0 | 0 | 0 | 0 | 0 | 0 | 0 | 0 | 0 | 0 | 0 | 0 | 0
F2_Commercial_Office (ID)_New_Food Preparation_Natural Gas_Double Rack Oven_E7 | F2 | Commercial | Office (ID) | New | Food Preparation | Natural Gas | Double Rack Oven | E7 | RVT - Cost of Operation | 0 | 0 | 0 | 0 | 0 | 0 | 0 | 0 | 0 | 0 | 0 | 0 | 0 | 0 | 0 | 0 | 0 | 0 | 0 | 0 | 0 | 0 | 0 | 0 | 0 | 0 | 0
F2_Commercial_Office (ID)_New_Food Preparation_Natural Gas_Double Rack Oven_E8 | F2 | Commercial | Office (ID) | New | Food Preparation | Natural Gas | Double Rack Oven | E8 | RVT - Cost of Operation | 0 | 0 | 0 | 0 | 0 | 0 | 0 | 0 | 0 | 0 | 0 | 0 | 0 | 0 | 0 | 0 | 0 | 0 | 0 | 0 | 0 | 0 | 0 | 0 | 0 | 0 | 0
F2_Commercial_Office (ID)_New_Food Preparation_Natural Gas_Double Rack Oven_E9 | F2 | Commercial | Office (ID) | New | Food Preparation | Natural Gas | Double Rack Oven | E9 | RVT - Cost of Operation | 0 | 0 | 0 | 0 | 0 | 0 | 0 | 0 | 0 | 0 | 0 | 0 | 0 | 0 | 0 | 0 | 0 | 0 | 0 | 0 | 0 | 0 | 0 | 0 | 0 | 0 | 0
F2_Commercial_Office (ID)_New_Food Preparation_Natural Gas_Double Rack Oven_E10 | F2 | Commercial | Office (ID) | New | Food Preparation | Natural Gas | Double Rack Oven | E10 | RVT - Cost of Operation | 0 | 0 | 0 | 0 | 0 | 0 | 0 | 0 | 0 | 0 | 0 | 0 | 0 | 0 | 0 | 0 | 0 | 0 | 0 | 0 | 0 | 0 | 0 | 0 | 0 | 0 | 0
F3_Commercial_Office (ID)_New_Food Preparation_Natural Gas_Double Rack Oven_E1 | F3 | Commercial | Office (ID) | New | Food Preparation | Natural Gas | Double Rack Oven | E1 | System - kBTUs of Consumption | 11.1266 | 11.1266 | 11.1266 | 11.1266 | 11.1266 | 11.1266 | 11.1266 | 11.1266 | 11.1266 | 11.1266 | 11.1266 | 11.1266 | 11.1266 | 11.1266 | 11.1266 | 11.1266 | 11.1266 | 11.1266 | 11.1266 | 11.1266 | 11.1266 | 11.1266 | 11.1266 | 11.1266 | 11.1266 | 11.1266 | 11.1266
F3_Commercial_Office (ID)_New_Food Preparation_Natural Gas_Double Rack Oven_E2 | F3 | Commercial | Office (ID) | New | Food Preparation | Natural Gas | Double Rack Oven | E2 | System - kBTUs of Consumption | 6.8933 | 6.8933 | 6.8933 | 6.8933 | 6.8933 | 6.8933 | 6.8933 | 6.8933 | 6.8933 | 6.8933 | 6.8933 | 6.8933 | 6.8933 | 6.8933 | 6.8933 | 6.8933 | 6.8933 | 6.8933 | 6.8933 | 6.8933 | 6.8933 | 6.8933 | 6.8933 | 6.8933 | 6.8933 | 6.8933 | 6.8933
F3_Commercial_Office (ID)_New_Food Preparation_Natural Gas_Double Rack Oven_E3 | F3 | Commercial | Office (ID) | New | Food Preparation | Natural Gas | Double Rack Oven | E3 | System - kBTUs of Consumption | 0 | 0 | 0 | 0 | 0 | 0 | 0 | 0 | 0 | 0 | 0 | 0 | 0 | 0 | 0 | 0 | 0 | 0 | 0 | 0 | 0 | 0 | 0 | 0 | 0 | 0 | 0
F3_Commercial_Office (ID)_New_Food Preparation_Natural Gas_Double Rack Oven_E4 | F3 | Commercial | Office (ID) | New | Food Preparation | Natural Gas | Double Rack Oven | E4 | System - kBTUs of Consumption | 0 | 0 | 0 | 0 | 0 | 0 | 0 | 0 | 0 | 0 | 0 | 0 | 0 | 0 | 0 | 0 | 0 | 0 | 0 | 0 | 0 | 0 | 0 | 0 | 0 | 0 | 0
F3_Commercial_Office (ID)_New_Food Preparation_Natural Gas_Double Rack Oven_E5 | F3 | Commercial | Office (ID) | New | Food Preparation | Natural Gas | Double Rack Oven | E5 | System - kBTUs of Consumption | 0 | 0 | 0 | 0 | 0 | 0 | 0 | 0 | 0 | 0 | 0 | 0 | 0 | 0 | 0 | 0 | 0 | 0 | 0 | 0 | 0 | 0 | 0 | 0 | 0 | 0 | 0
F3_Commercial_Office (ID)_New_Food Preparation_Natural Gas_Double Rack Oven_E6 | F3 | Commercial | Office (ID) | New | Food Preparation | Natural Gas | Double Rack Oven | E6 | System - kBTUs of Consumption | 0 | 0 | 0 | 0 | 0 | 0 | 0 | 0 | 0 | 0 | 0 | 0 | 0 | 0 | 0 | 0 | 0 | 0 | 0 | 0 | 0 | 0 | 0 | 0 | 0 | 0 | 0
F3_Commercial_Office (ID)_New_Food Preparation_Natural Gas_Double Rack Oven_E7 | F3 | Commercial | Office (ID) | New | Food Preparation | Natural Gas | Double Rack Oven | E7 | System - kBTUs of Consumption | 0 | 0 | 0 | 0 | 0 | 0 | 0 | 0 | 0 | 0 | 0 | 0 | 0 | 0 | 0 | 0 | 0 | 0 | 0 | 0 | 0 | 0 | 0 | 0 | 0 | 0 | 0
F3_Commercial_Office (ID)_New_Food Preparation_Natural Gas_Double Rack Oven_E8 | F3 | Commercial | Office (ID) | New | Food Preparation | Natural Gas | Double Rack Oven | E8 | System - kBTUs of Consumption | 0 | 0 | 0 | 0 | 0 | 0 | 0 | 0 | 0 | 0 | 0 | 0 | 0 | 0 | 0 | 0 | 0 | 0 | 0 | 0 | 0 | 0 | 0 | 0 | 0 | 0 | 0
F3_Commercial_Office (ID)_New_Food Preparation_Natural Gas_Double Rack Oven_E9 | F3 | Commercial | Office (ID) | New | Food Preparation | Natural Gas | Double Rack Oven | E9 | System - kBTUs of Consumption | 0 | 0 | 0 | 0 | 0 | 0 | 0 | 0 | 0 | 0 | 0 | 0 | 0 | 0 | 0 | 0 | 0 | 0 | 0 | 0 | 0 | 0 | 0 | 0 | 0 | 0 | 0
F3_Commercial_Office (ID)_New_Food Preparation_Natural Gas_Double Rack Oven_E10 | F3 | Commercial | Office (ID) | New | Food Preparation | Natural Gas | Double Rack Oven | E10 | System - kBTUs of Consumption | 0 | 0 | 0 | 0 | 0 | 0 | 0 | 0 | 0 | 0 | 0 | 0 | 0 | 0 | 0 | 0 | 0 | 0 | 0 | 0 | 0 | 0 | 0 | 0 | 0 | 0 | 0
F4_Commercial_Office (ID)_New_Food Preparation_Natural Gas_Double Rack Oven_E1 | F4 | Commercial | Office (ID) | New | Food Preparation | Natural Gas | Double Rack Oven | E1 | Utility - Cost of Equipment | 2.7309e-05 | 2.7309e-05 | 2.7309e-05 | 2.7309e-05 | 2.7309e-05 | 2.7309e-05 | 2.7309e-05 | 2.7309e-05 | 2.7309e-05 | 2.7309e-05 | 2.7309e-05 | 2.7309e-05 | 2.7309e-05 | 2.7309e-05 | 2.7309e-05 | 2.7309e-05 | 2.7309e-05 | 2.7309e-05 | 2.7309e-05 | 2.7309e-05 | 2.7309e-05 | 2.7309e-05 | 2.7309e-05 | 2.7309e-05 | 2.7309e-05 | 2.7309e-05 | 2.7309e-05
F4_Commercial_Office (ID)_New_Food Preparation_Natural Gas_Double Rack Oven_E2 | F4 | Commercial | Office (ID) | New | Food Preparation | Natural Gas | Double Rack Oven | E2 | Utility - Cost of Equipment | 0.00012389 | 0.00012389 | 0.00012389 | 0.00012389 | 0.00012389 | 0.00012389 | 0.00012389 | 0.00012389 | 0.00012389 | 0.00012389 | 0.00012389 | 0.00012389 | 0.00012389 | 0.00012389 | 0.00012389 | 0.00012389 | 0.00012389 | 0.00012389 | 0.00012389 | 0.00012389 | 0.00012389 | 0.00012389 | 0.00012389 | 0.00012389 | 0.00012389 | 0.00012389 | 0.00012389
F4_Commercial_Office (ID)_New_Food Preparation_Natural Gas_Double Rack Oven_E3 | F4 | Commercial | Office (ID) | New | Food Preparation | Natural Gas | Double Rack Oven | E3 | Utility - Cost of Equipment | 0 | 0 | 0 | 0 | 0 | 0 | 0 | 0 | 0 | 0 | 0 | 0 | 0 | 0 | 0 | 0 | 0 | 0 | 0 | 0 | 0 | 0 | 0 | 0 | 0 | 0 | 0
F4_Commercial_Office (ID)_New_Food Preparation_Natural Gas_Double Rack Oven_E4 | F4 | Commercial | Office (ID) | New | Food Preparation | Natural Gas | Double Rack Oven | E4 | Utility - Cost of Equipment | 0 | 0 | 0 | 0 | 0 | 0 | 0 | 0 | 0 | 0 | 0 | 0 | 0 | 0 | 0 | 0 | 0 | 0 | 0 | 0 | 0 | 0 | 0 | 0 | 0 | 0 | 0
F4_Commercial_Office (ID)_New_Food Preparation_Natural Gas_Double Rack Oven_E5 | F4 | Commercial | Office (ID) | New | Food Preparation | Natural Gas | Double Rack Oven | E5 | Utility - Cost of Equipment | 0 | 0 | 0 | 0 | 0 | 0 | 0 | 0 | 0 | 0 | 0 | 0 | 0 | 0 | 0 | 0 | 0 | 0 | 0 | 0 | 0 | 0 | 0 | 0 | 0 | 0 | 0
F4_Commercial_Office (ID)_New_Food Preparation_Natural Gas_Double Rack Oven_E6 | F4 | Commercial | Office (ID) | New | Food Preparation | Natural Gas | Double Rack Oven | E6 | Utility - Cost of Equipment | 0 | 0 | 0 | 0 | 0 | 0 | 0 | 0 | 0 | 0 | 0 | 0 | 0 | 0 | 0 | 0 | 0 | 0 | 0 | 0 | 0 | 0 | 0 | 0 | 0 | 0 | 0
F4_Commercial_Office (ID)_New_Food Preparation_Natural Gas_Double Rack Oven_E7 | F4 | Commercial | Office (ID) | New | Food Preparation | Natural Gas | Double Rack Oven | E7 | Utility - Cost of Equipment | 0 | 0 | 0 | 0 | 0 | 0 | 0 | 0 | 0 | 0 | 0 | 0 | 0 | 0 | 0 | 0 | 0 | 0 | 0 | 0 | 0 | 0 | 0 | 0 | 0 | 0 | 0
F4_Commercial_Office (ID)_New_Food Preparation_Natural Gas_Double Rack Oven_E8 | F4 | Commercial | Office (ID) | New | Food Preparation | Natural Gas | Double Rack Oven | E8 | Utility - Cost of Equipment | 0 | 0 | 0 | 0 | 0 | 0 | 0 | 0 | 0 | 0 | 0 | 0 | 0 | 0 | 0 | 0 | 0 | 0 | 0 | 0 | 0 | 0 | 0 | 0 | 0 | 0 | 0
F4_Commercial_Office (ID)_New_Food Preparation_Natural Gas_Double Rack Oven_E9 | F4 | Commercial | Office (ID) | New | Food Preparation | Natural Gas | Double Rack Oven | E9 | Utility - Cost of Equipment | 0 | 0 | 0 | 0 | 0 | 0 | 0 | 0 | 0 | 0 | 0 | 0 | 0 | 0 | 0 | 0 | 0 | 0 | 0 | 0 | 0 | 0 | 0 | 0 | 0 | 0 | 0
F4_Commercial_Office (ID)_New_Food Preparation_Natural Gas_Double Rack Oven_E10 | F4 | Commercial | Office (ID) | New | Food Preparation | Natural Gas | Double Rack Oven | E10 | Utility - Cost of Equipment | 0 | 0 | 0 | 0 | 0 | 0 | 0 | 0 | 0 | 0 | 0 | 0 | 0 | 0 | 0 | 0 | 0 | 0 | 0 | 0 | 0 | 0 | 0 | 0 | 0 | 0 | 0
F5_Commercial_Office (ID)_New_Food Preparation_Natural Gas_Double Rack Oven_E1 | F5 | Commercial | Office (ID) | New | Food Preparation | Natural Gas | Double Rack Oven | E1 | Utility - Cost of Operation | 0.039599 | 0.040597 | 0.04178 | 0.043135 | 0.044667 | 0.046531 | 0.04845 | 0.050351 | 0.05218 | 0.054035 | 0.055511 | 0.056894 | 0.05838 | 0.059834 | 0.061134 | 0.062351 | 0.063442 | 0.06452 | 0.06567 | 0.066793 | 0.067946 | 0.069145 | 0.070357 | 0.071607 | 0.072879 | 0.074174 | 0.075492
F5_Commercial_Office (ID)_New_Food Preparation_Natural Gas_Double Rack Oven_E2 | F5 | Commercial | Office (ID) | New | Food Preparation | Natural Gas | Double Rack Oven | E2 | Utility - Cost of Operation | 0.024533 | 0.025152 | 0.025884 | 0.026724 | 0.027673 | 0.028828 | 0.030017 | 0.031194 | 0.032328 | 0.033477 | 0.034391 | 0.035248 | 0.036168 | 0.037069 | 0.037875 | 0.038629 | 0.039305 | 0.039972 | 0.040685 | 0.041381 | 0.042095 | 0.042838 | 0.043589 | 0.044363 | 0.045151 | 0.045954 | 0.04677
F5_Commercial_Office (ID)_New_Food Preparation_Natural Gas_Double Rack Oven_E3 | F5 | Commercial | Office (ID) | New | Food Preparation | Natural Gas | Double Rack Oven | E3 | Utility - Cost of Operation | 0 | 0 | 0 | 0 | 0 | 0 | 0 | 0 | 0 | 0 | 0 | 0 | 0 | 0 | 0 | 0 | 0 | 0 | 0 | 0 | 0 | 0 | 0 | 0 | 0 | 0 | 0
F5_Commercial_Office (ID)_New_Food Preparation_Natural Gas_Double Rack Oven_E4 | F5 | Commercial | Office (ID) | New | Food Preparation | Natural Gas | Double Rack Oven | E4 | Utility - Cost of Operation | 0 | 0 | 0 | 0 | 0 | 0 | 0 | 0 | 0 | 0 | 0 | 0 | 0 | 0 | 0 | 0 | 0 | 0 | 0 | 0 | 0 | 0 | 0 | 0 | 0 | 0 | 0
F5_Commercial_Office (ID)_New_Food Preparation_Natural Gas_Double Rack Oven_E5 | F5 | Commercial | Office (ID) | New | Food Preparation | Natural Gas | Double Rack Oven | E5 | Utility - Cost of Operation | 0 | 0 | 0 | 0 | 0 | 0 | 0 | 0 | 0 | 0 | 0 | 0 | 0 | 0 | 0 | 0 | 0 | 0 | 0 | 0 | 0 | 0 | 0 | 0 | 0 | 0 | 0
F5_Commercial_Office (ID)_New_Food Preparation_Natural Gas_Double Rack Oven_E6 | F5 | Commercial | Office (ID) | New | Food Preparation | Natural Gas | Double Rack Oven | E6 | Utility - Cost of Operation | 0 | 0 | 0 | 0 | 0 | 0 | 0 | 0 | 0 | 0 | 0 | 0 | 0 | 0 | 0 | 0 | 0 | 0 | 0 | 0 | 0 | 0 | 0 | 0 | 0 | 0 | 0
F5_Commercial_Office (ID)_New_Food Preparation_Natural Gas_Double Rack Oven_E7 | F5 | Commercial | Office (ID) | New | Food Preparation | Natural Gas | Double Rack Oven | E7 | Utility - Cost of Operation | 0 | 0 | 0 | 0 | 0 | 0 | 0 | 0 | 0 | 0 | 0 | 0 | 0 | 0 | 0 | 0 | 0 | 0 | 0 | 0 | 0 | 0 | 0 | 0 | 0 | 0 | 0
F5_Commercial_Office (ID)_New_Food Preparation_Natural Gas_Double Rack Oven_E8 | F5 | Commercial | Office (ID) | New | Food Preparation | Natural Gas | Double Rack Oven | E8 | Utility - Cost of Operation | 0 | 0 | 0 | 0 | 0 | 0 | 0 | 0 | 0 | 0 | 0 | 0 | 0 | 0 | 0 | 0 | 0 | 0 | 0 | 0 | 0 | 0 | 0 | 0 | 0 | 0 | 0
F5_Commercial_Office (ID)_New_Food Preparation_Natural Gas_Double Rack Oven_E9 | F5 | Commercial | Office (ID) | New | Food Preparation | Natural Gas | Double Rack Oven | E9 | Utility - Cost of Operation | 0 | 0 | 0 | 0 | 0 | 0 | 0 | 0 | 0 | 0 | 0 | 0 | 0 | 0 | 0 | 0 | 0 | 0 | 0 | 0 | 0 | 0 | 0 | 0 | 0 | 0 | 0
F5_Commercial_Office (ID)_New_Food Preparation_Natural Gas_Double Rack Oven_E10 | F5 | Commercial | Office (ID) | New | Food Preparation | Natural Gas | Double Rack Oven | E10 | Utility - Cost of Operation | 0 | 0 | 0 | 0 | 0 | 0 | 0 | 0 | 0 | 0 | 0 | 0 | 0 | 0 | 0 | 0 | 0 | 0 | 0 | 0 | 0 | 0 | 0 | 0 | 0 | 0 | 0
F6_Commercial_Office (ID)_New_Food Preparation_Natural Gas_Double Rack Oven_E1 | F6 | Commercial | Office (ID) | New | Food Preparation | Natural Gas | Double Rack Oven | E1 | Utility - Value of Sales | 0.04664 | 0.047521 | 0.048555 | 0.049761 | 0.051142 | 0.052866 | 0.054594 | 0.056236 | 0.057721 | 0.059161 | 0.060654 | 0.06201 | 0.063441 | 0.064796 | 0.065961 | 0.067012 | 0.067901 | 0.068751 | 0.069654 | 0.070497 | 0.071344 | 0.072602 | 0.073875 | 0.075187 | 0.076523 | 0.077883 | 0.079266
F6_Commercial_Office (ID)_New_Food Preparation_Natural Gas_Double Rack Oven_E2 | F6 | Commercial | Office (ID) | New | Food Preparation | Natural Gas | Double Rack Oven | E2 | Utility - Value of Sales | 0.028895 | 0.029441 | 0.030082 | 0.030829 | 0.031685 | 0.032752 | 0.033823 | 0.03484 | 0.035761 | 0.036653 | 0.037577 | 0.038418 | 0.039304 | 0.040144 | 0.040865 | 0.041516 | 0.042068 | 0.042594 | 0.043153 | 0.043676 | 0.0442 | 0.04498 | 0.045768 | 0.046581 | 0.047409 | 0.048251 | 0.049108
F6_Commercial_Office (ID)_New_Food Preparation_Natural Gas_Double Rack Oven_E3 | F6 | Commercial | Office (ID) | New | Food Preparation | Natural Gas | Double Rack Oven | E3 | Utility - Value of Sales | 0 | 0 | 0 | 0 | 0 | 0 | 0 | 0 | 0 | 0 | 0 | 0 | 0 | 0 | 0 | 0 | 0 | 0 | 0 | 0 | 0 | 0 | 0 | 0 | 0 | 0 | 0
F6_Commercial_Office (ID)_New_Food Preparation_Natural Gas_Double Rack Oven_E4 | F6 | Commercial | Office (ID) | New | Food Preparation | Natural Gas | Double Rack Oven | E4 | Utility - Value of Sales | 0 | 0 | 0 | 0 | 0 | 0 | 0 | 0 | 0 | 0 | 0 | 0 | 0 | 0 | 0 | 0 | 0 | 0 | 0 | 0 | 0 | 0 | 0 | 0 | 0 | 0 | 0
F6_Commercial_Office (ID)_New_Food Preparation_Natural Gas_Double Rack Oven_E5 | F6 | Commercial | Office (ID) | New | Food Preparation | Natural Gas | Double Rack Oven | E5 | Utility - Value of Sales | 0 | 0 | 0 | 0 | 0 | 0 | 0 | 0 | 0 | 0 | 0 | 0 | 0 | 0 | 0 | 0 | 0 | 0 | 0 | 0 | 0 | 0 | 0 | 0 | 0 | 0 | 0
F6_Commercial_Office (ID)_New_Food Preparation_Natural Gas_Double Rack Oven_E6 | F6 | Commercial | Office (ID) | New | Food Preparation | Natural Gas | Double Rack Oven | E6 | Utility - Value of Sales | 0 | 0 | 0 | 0 | 0 | 0 | 0 | 0 | 0 | 0 | 0 | 0 | 0 | 0 | 0 | 0 | 0 | 0 | 0 | 0 | 0 | 0 | 0 | 0 | 0 | 0 | 0
F6_Commercial_Office (ID)_New_Food Preparation_Natural Gas_Double Rack Oven_E7 | F6 | Commercial | Office (ID) | New | Food Preparation | Natural Gas | Double Rack Oven | E7 | Utility - Value of Sales | 0 | 0 | 0 | 0 | 0 | 0 | 0 | 0 | 0 | 0 | 0 | 0 | 0 | 0 | 0 | 0 | 0 | 0 | 0 | 0 | 0 | 0 | 0 | 0 | 0 | 0 | 0
F6_Commercial_Office (ID)_New_Food Preparation_Natural Gas_Double Rack Oven_E8 | F6 | Commercial | Office (ID) | New | Food Preparation | Natural Gas | Double Rack Oven | E8 | Utility - Value of Sales | 0 | 0 | 0 | 0 | 0 | 0 | 0 | 0 | 0 | 0 | 0 | 0 | 0 | 0 | 0 | 0 | 0 | 0 | 0 | 0 | 0 | 0 | 0 | 0 | 0 | 0 | 0
F6_Commercial_Office (ID)_New_Food Preparation_Natural Gas_Double Rack Oven_E9 | F6 | Commercial | Office (ID) | New | Food Preparation | Natural Gas | Double Rack Oven | E9 | Utility - Value of Sales | 0 | 0 | 0 | 0 | 0 | 0 | 0 | 0 | 0 | 0 | 0 | 0 | 0 | 0 | 0 | 0 | 0 | 0 | 0 | 0 | 0 | 0 | 0 | 0 | 0 | 0 | 0
F6_Commercial_Office (ID)_New_Food Preparation_Natural Gas_Double Rack Oven_E10 | F6 | Commercial | Office (ID) | New | Food Preparation | Natural Gas | Double Rack Oven | E10 | Utility - Value of Sales | 0 | 0 | 0 | 0 | 0 | 0 | 0 | 0 | 0 | 0 | 0 | 0 | 0 | 0 | 0 | 0 | 0 | 0 | 0 | 0 | 0 | 0 | 0 | 0 | 0 | 0 | 0
F1_Commercial_Office (ID)_New_Food Preparation_Natural Gas_Fryer_E1 | F1 | Commercial | Office (ID) | New | Food Preparation | Natural Gas | Fryer | E1 | RVT - Cost of Equipment | 0.00016642 | 0.00016642 | 0.00016642 | 0.00016642 | 0.00016642 | 0.00016642 | 0.00016642 | 0.00016642 | 0.00016642 | 0.00016642 | 0.00016642 | 0.00016642 | 0.00016642 | 0.00016642 | 0.00016642 | 0.00016642 | 0.00016642 | 0.00016642 | 0.00016642 | 0.00016642 | 0.00016642 | 0.00016642 | 0.00016642 | 0.00016642 | 0.00016642 | 0.00016642 | 0.00016642
F1_Commercial_Office (ID)_New_Food Preparation_Natural Gas_Fryer_E2 | F1 | Commercial | Office (ID) | New | Food Preparation | Natural Gas | Fryer | E2 | RVT - Cost of Equipment | 0.0002463 | 0.0002463 | 0.0002463 | 0.0002463 | 0.0002463 | 0.0002463 | 0.0002463 | 0.0002463 | 0.0002463 | 0.0002463 | 0.0002463 | 0.0002463 | 0.0002463 | 0.0002463 | 0.0002463 | 0.0002463 | 0.0002463 | 0.0002463 | 0.0002463 | 0.0002463 | 0.0002463 | 0.0002463 | 0.0002463 | 0.0002463 | 0.0002463 | 0.0002463 | 0.0002463
F1_Commercial_Office (ID)_New_Food Preparation_Natural Gas_Fryer_E3 | F1 | Commercial | Office (ID) | New | Food Preparation | Natural Gas | Fryer | E3 | RVT - Cost of Equipment | 0 | 0 | 0 | 0 | 0 | 0 | 0 | 0 | 0 | 0 | 0 | 0 | 0 | 0 | 0 | 0 | 0 | 0 | 0 | 0 | 0 | 0 | 0 | 0 | 0 | 0 | 0
F1_Commercial_Office (ID)_New_Food Preparation_Natural Gas_Fryer_E4 | F1 | Commercial | Office (ID) | New | Food Preparation | Natural Gas | Fryer | E4 | RVT - Cost of Equipment | 0 | 0 | 0 | 0 | 0 | 0 | 0 | 0 | 0 | 0 | 0 | 0 | 0 | 0 | 0 | 0 | 0 | 0 | 0 | 0 | 0 | 0 | 0 | 0 | 0 | 0 | 0
F1_Commercial_Office (ID)_New_Food Preparation_Natural Gas_Fryer_E5 | F1 | Commercial | Office (ID) | New | Food Preparation | Natural Gas | Fryer | E5 | RVT - Cost of Equipment | 0 | 0 | 0 | 0 | 0 | 0 | 0 | 0 | 0 | 0 | 0 | 0 | 0 | 0 | 0 | 0 | 0 | 0 | 0 | 0 | 0 | 0 | 0 | 0 | 0 | 0 | 0
F1_Commercial_Office (ID)_New_Food Preparation_Natural Gas_Fryer_E6 | F1 | Commercial | Office (ID) | New | Food Preparation | Natural Gas | Fryer | E6 | RVT - Cost of Equipment | 0 | 0 | 0 | 0 | 0 | 0 | 0 | 0 | 0 | 0 | 0 | 0 | 0 | 0 | 0 | 0 | 0 | 0 | 0 | 0 | 0 | 0 | 0 | 0 | 0 | 0 | 0
F1_Commercial_Office (ID)_New_Food Preparation_Natural Gas_Fryer_E7 | F1 | Commercial | Office (ID) | New | Food Preparation | Natural Gas | Fryer | E7 | RVT - Cost of Equipment | 0 | 0 | 0 | 0 | 0 | 0 | 0 | 0 | 0 | 0 | 0 | 0 | 0 | 0 | 0 | 0 | 0 | 0 | 0 | 0 | 0 | 0 | 0 | 0 | 0 | 0 | 0
F1_Commercial_Office (ID)_New_Food Preparation_Natural Gas_Fryer_E8 | F1 | Commercial | Office (ID) | New | Food Preparation | Natural Gas | Fryer | E8 | RVT - Cost of Equipment | 0 | 0 | 0 | 0 | 0 | 0 | 0 | 0 | 0 | 0 | 0 | 0 | 0 | 0 | 0 | 0 | 0 | 0 | 0 | 0 | 0 | 0 | 0 | 0 | 0 | 0 | 0
F1_Commercial_Office (ID)_New_Food Preparation_Natural Gas_Fryer_E9 | F1 | Commercial | Office (ID) | New | Food Preparation | Natural Gas | Fryer | E9 | RVT - Cost of Equipment | 0 | 0 | 0 | 0 | 0 | 0 | 0 | 0 | 0 | 0 | 0 | 0 | 0 | 0 | 0 | 0 | 0 | 0 | 0 | 0 | 0 | 0 | 0 | 0 | 0 | 0 | 0
F1_Commercial_Office (ID)_New_Food Preparation_Natural Gas_Fryer_E10 | F1 | Commercial | Office (ID) | New | Food Preparation | Natural Gas | Fryer | E10 | RVT - Cost of Equipment | 0 | 0 | 0 | 0 | 0 | 0 | 0 | 0 | 0 | 0 | 0 | 0 | 0 | 0 | 0 | 0 | 0 | 0 | 0 | 0 | 0 | 0 | 0 | 0 | 0 | 0 | 0
F2_Commercial_Office (ID)_New_Food Preparation_Natural Gas_Fryer_E1 | F2 | Commercial | Office (ID) | New | Food Preparation | Natural Gas | Fryer | E1 | RVT - Cost of Operation | 0.02418 | 0.024666 | 0.025213 | 0.025827 | 0.026512 | 0.02734 | 0.028162 | 0.028938 | 0.029643 | 0.030329 | 0.031039 | 0.031691 | 0.032386 | 0.033061 | 0.033653 | 0.034198 | 0.034674 | 0.035134 | 0.035618 | 0.036079 | 0.036542 | 0.037187 | 0.03784 | 0.038512 | 0.039197 | 0.039893 | 0.040602
F2_Commercial_Office (ID)_New_Food Preparation_Natural Gas_Fryer_E2 | F2 | Commercial | Office (ID) | New | Food Preparation | Natural Gas | Fryer | E2 | RVT - Cost of Operation | 0.016677 | 0.017012 | 0.017389 | 0.017813 | 0.018285 | 0.018856 | 0.019423 | 0.019959 | 0.020445 | 0.020918 | 0.021408 | 0.021857 | 0.022337 | 0.022802 | 0.023211 | 0.023587 | 0.023915 | 0.024232 | 0.024566 | 0.024884 | 0.025203 | 0.025648 | 0.026098 | 0.026562 | 0.027034 | 0.027514 | 0.028003
F2_Commercial_Office (ID)_New_Food Preparation_Natural Gas_Fryer_E3 | F2 | Commercial | Office (ID) | New | Food Preparation | Natural Gas | Fryer | E3 | RVT - Cost of Operation | 0 | 0 | 0 | 0 | 0 | 0 | 0 | 0 | 0 | 0 | 0 | 0 | 0 | 0 | 0 | 0 | 0 | 0 | 0 | 0 | 0 | 0 | 0 | 0 | 0 | 0 | 0
F2_Commercial_Office (ID)_New_Food Preparation_Natural Gas_Fryer_E4 | F2 | Commercial | Office (ID) | New | Food Preparation | Natural Gas | Fryer | E4 | RVT - Cost of Operation | 0 | 0 | 0 | 0 | 0 | 0 | 0 | 0 | 0 | 0 | 0 | 0 | 0 | 0 | 0 | 0 | 0 | 0 | 0 | 0 | 0 | 0 | 0 | 0 | 0 | 0 | 0
F2_Commercial_Office (ID)_New_Food Preparation_Natural Gas_Fryer_E5 | F2 | Commercial | Office (ID) | New | Food Preparation | Natural Gas | Fryer | E5 | RVT - Cost of Operation | 0 | 0 | 0 | 0 | 0 | 0 | 0 | 0 | 0 | 0 | 0 | 0 | 0 | 0 | 0 | 0 | 0 | 0 | 0 | 0 | 0 | 0 | 0 | 0 | 0 | 0 | 0
F2_Commercial_Office (ID)_New_Food Preparation_Natural Gas_Fryer_E6 | F2 | Commercial | Office (ID) | New | Food Preparation | Natural Gas | Fryer | E6 | RVT - Cost of Operation | 0 | 0 | 0 | 0 | 0 | 0 | 0 | 0 | 0 | 0 | 0 | 0 | 0 | 0 | 0 | 0 | 0 | 0 | 0 | 0 | 0 | 0 | 0 | 0 | 0 | 0 | 0
F2_Commercial_Office (ID)_New_Food Preparation_Natural Gas_Fryer_E7 | F2 | Commercial | Office (ID) | New | Food Preparation | Natural Gas | Fryer | E7 | RVT - Cost of Operation | 0 | 0 | 0 | 0 | 0 | 0 | 0 | 0 | 0 | 0 | 0 | 0 | 0 | 0 | 0 | 0 | 0 | 0 | 0 | 0 | 0 | 0 | 0 | 0 | 0 | 0 | 0
F2_Commercial_Office (ID)_New_Food Preparation_Natural Gas_Fryer_E8 | F2 | Commercial | Office (ID) | New | Food Preparation | Natural Gas | Fryer | E8 | RVT - Cost of Operation | 0 | 0 | 0 | 0 | 0 | 0 | 0 | 0 | 0 | 0 | 0 | 0 | 0 | 0 | 0 | 0 | 0 | 0 | 0 | 0 | 0 | 0 | 0 | 0 | 0 | 0 | 0
F2_Commercial_Office (ID)_New_Food Preparation_Natural Gas_Fryer_E9 | F2 | Commercial | Office (ID) | New | Food Preparation | Natural Gas | Fryer | E9 | RVT - Cost of Operation | 0 | 0 | 0 | 0 | 0 | 0 | 0 | 0 | 0 | 0 | 0 | 0 | 0 | 0 | 0 | 0 | 0 | 0 | 0 | 0 | 0 | 0 | 0 | 0 | 0 | 0 | 0
F2_Commercial_Office (ID)_New_Food Preparation_Natural Gas_Fryer_E10 | F2 | Commercial | Office (ID) | New | Food Preparation | Natural Gas | Fryer | E10 | RVT - Cost of Operation | 0 | 0 | 0 | 0 | 0 | 0 | 0 | 0 | 0 | 0 | 0 | 0 | 0 | 0 | 0 | 0 | 0 | 0 | 0 | 0 | 0 | 0 | 0 | 0 | 0 | 0 | 0
F3_Commercial_Office (ID)_New_Food Preparation_Natural Gas_Fryer_E1 | F3 | Commercial | Office (ID) | New | Food Preparation | Natural Gas | Fryer | E1 | System - kBTUs of Consumption | 5.5943 | 5.5943 | 5.5943 | 5.5943 | 5.5943 | 5.5943 | 5.5943 | 5.5943 | 5.5943 | 5.5943 | 5.5943 | 5.5943 | 5.5943 | 5.5943 | 5.5943 | 5.5943 | 5.5943 | 5.5943 | 5.5943 | 5.5943 | 5.5943 | 5.5943 | 5.5943 | 5.5943 | 5.5943 | 5.5943 | 5.5943
F3_Commercial_Office (ID)_New_Food Preparation_Natural Gas_Fryer_E2 | F3 | Commercial | Office (ID) | New | Food Preparation | Natural Gas | Fryer | E2 | System - kBTUs of Consumption | 3.8584 | 3.8584 | 3.8584 | 3.8584 | 3.8584 | 3.8584 | 3.8584 | 3.8584 | 3.8584 | 3.8584 | 3.8584 | 3.8584 | 3.8584 | 3.8584 | 3.8584 | 3.8584 | 3.8584 | 3.8584 | 3.8584 | 3.8584 | 3.8584 | 3.8584 | 3.8584 | 3.8584 | 3.8584 | 3.8584 | 3.8584
F3_Commercial_Office (ID)_New_Food Preparation_Natural Gas_Fryer_E3 | F3 | Commercial | Office (ID) | New | Food Preparation | Natural Gas | Fryer | E3 | System - kBTUs of Consumption | 0 | 0 | 0 | 0 | 0 | 0 | 0 | 0 | 0 | 0 | 0 | 0 | 0 | 0 | 0 | 0 | 0 | 0 | 0 | 0 | 0 | 0 | 0 | 0 | 0 | 0 | 0
F3_Commercial_Office (ID)_New_Food Preparation_Natural Gas_Fryer_E4 | F3 | Commercial | Office (ID) | New | Food Preparation | Natural Gas | Fryer | E4 | System - kBTUs of Consumption | 0 | 0 | 0 | 0 | 0 | 0 | 0 | 0 | 0 | 0 | 0 | 0 | 0 | 0 | 0 | 0 | 0 | 0 | 0 | 0 | 0 | 0 | 0 | 0 | 0 | 0 | 0
F3_Commercial_Office (ID)_New_Food Preparation_Natural Gas_Fryer_E5 | F3 | Commercial | Office (ID) | New | Food Preparation | Natural Gas | Fryer | E5 | System - kBTUs of Consumption | 0 | 0 | 0 | 0 | 0 | 0 | 0 | 0 | 0 | 0 | 0 | 0 | 0 | 0 | 0 | 0 | 0 | 0 | 0 | 0 | 0 | 0 | 0 | 0 | 0 | 0 | 0
F3_Commercial_Office (ID)_New_Food Preparation_Natural Gas_Fryer_E6 | F3 | Commercial | Office (ID) | New | Food Preparation | Natural Gas | Fryer | E6 | System - kBTUs of Consumption | 0 | 0 | 0 | 0 | 0 | 0 | 0 | 0 | 0 | 0 | 0 | 0 | 0 | 0 | 0 | 0 | 0 | 0 | 0 | 0 | 0 | 0 | 0 | 0 | 0 | 0 | 0
F3_Commercial_Office (ID)_New_Food Preparation_Natural Gas_Fryer_E7 | F3 | Commercial | Office (ID) | New | Food Preparation | Natural Gas | Fryer | E7 | System - kBTUs of Consumption | 0 | 0 | 0 | 0 | 0 | 0 | 0 | 0 | 0 | 0 | 0 | 0 | 0 | 0 | 0 | 0 | 0 | 0 | 0 | 0 | 0 | 0 | 0 | 0 | 0 | 0 | 0
F3_Commercial_Office (ID)_New_Food Preparation_Natural Gas_Fryer_E8 | F3 | Commercial | Office (ID) | New | Food Preparation | Natural Gas | Fryer | E8 | System - kBTUs of Consumption | 0 | 0 | 0 | 0 | 0 | 0 | 0 | 0 | 0 | 0 | 0 | 0 | 0 | 0 | 0 | 0 | 0 | 0 | 0 | 0 | 0 | 0 | 0 | 0 | 0 | 0 | 0
F3_Commercial_Office (ID)_New_Food Preparation_Natural Gas_Fryer_E9 | F3 | Commercial | Office (ID) | New | Food Preparation | Natural Gas | Fryer | E9 | System - kBTUs of Consumption | 0 | 0 | 0 | 0 | 0 | 0 | 0 | 0 | 0 | 0 | 0 | 0 | 0 | 0 | 0 | 0 | 0 | 0 | 0 | 0 | 0 | 0 | 0 | 0 | 0 | 0 | 0
F3_Commercial_Office (ID)_New_Food Preparation_Natural Gas_Fryer_E10 | F3 | Commercial | Office (ID) | New | Food Preparation | Natural Gas | Fryer | E10 | System - kBTUs of Consumption | 0 | 0 | 0 | 0 | 0 | 0 | 0 | 0 | 0 | 0 | 0 | 0 | 0 | 0 | 0 | 0 | 0 | 0 | 0 | 0 | 0 | 0 | 0 | 0 | 0 | 0 | 0
F4_Commercial_Office (ID)_New_Food Preparation_Natural Gas_Fryer_E1 | F4 | Commercial | Office (ID) | New | Food Preparation | Natural Gas | Fryer | E1 | Utility - Cost of Equipment | 0.00016642 | 0.00016642 | 0.00016642 | 0.00016642 | 0.00016642 | 0.00016642 | 0.00016642 | 0.00016642 | 0.00016642 | 0.00016642 | 0.00016642 | 0.00016642 | 0.00016642 | 0.00016642 | 0.00016642 | 0.00016642 | 0.00016642 | 0.00016642 | 0.00016642 | 0.00016642 | 0.00016642 | 0.00016642 | 0.00016642 | 0.00016642 | 0.00016642 | 0.00016642 | 0.00016642
F4_Commercial_Office (ID)_New_Food Preparation_Natural Gas_Fryer_E2 | F4 | Commercial | Office (ID) | New | Food Preparation | Natural Gas | Fryer | E2 | Utility - Cost of Equipment | 0.0002463 | 0.0002463 | 0.0002463 | 0.0002463 | 0.0002463 | 0.0002463 | 0.0002463 | 0.0002463 | 0.0002463 | 0.0002463 | 0.0002463 | 0.0002463 | 0.0002463 | 0.0002463 | 0.0002463 | 0.0002463 | 0.0002463 | 0.0002463 | 0.0002463 | 0.0002463 | 0.0002463 | 0.0002463 | 0.0002463 | 0.0002463 | 0.0002463 | 0.0002463 | 0.0002463
F4_Commercial_Office (ID)_New_Food Preparation_Natural Gas_Fryer_E3 | F4 | Commercial | Office (ID) | New | Food Preparation | Natural Gas | Fryer | E3 | Utility - Cost of Equipment | 0 | 0 | 0 | 0 | 0 | 0 | 0 | 0 | 0 | 0 | 0 | 0 | 0 | 0 | 0 | 0 | 0 | 0 | 0 | 0 | 0 | 0 | 0 | 0 | 0 | 0 | 0
F4_Commercial_Office (ID)_New_Food Preparation_Natural Gas_Fryer_E4 | F4 | Commercial | Office (ID) | New | Food Preparation | Natural Gas | Fryer | E4 | Utility - Cost of Equipment | 0 | 0 | 0 | 0 | 0 | 0 | 0 | 0 | 0 | 0 | 0 | 0 | 0 | 0 | 0 | 0 | 0 | 0 | 0 | 0 | 0 | 0 | 0 | 0 | 0 | 0 | 0
F4_Commercial_Office (ID)_New_Food Preparation_Natural Gas_Fryer_E5 | F4 | Commercial | Office (ID) | New | Food Preparation | Natural Gas | Fryer | E5 | Utility - Cost of Equipment | 0 | 0 | 0 | 0 | 0 | 0 | 0 | 0 | 0 | 0 | 0 | 0 | 0 | 0 | 0 | 0 | 0 | 0 | 0 | 0 | 0 | 0 | 0 | 0 | 0 | 0 | 0
F4_Commercial_Office (ID)_New_Food Preparation_Natural Gas_Fryer_E6 | F4 | Commercial | Office (ID) | New | Food Preparation | Natural Gas | Fryer | E6 | Utility - Cost of Equipment | 0 | 0 | 0 | 0 | 0 | 0 | 0 | 0 | 0 | 0 | 0 | 0 | 0 | 0 | 0 | 0 | 0 | 0 | 0 | 0 | 0 | 0 | 0 | 0 | 0 | 0 | 0
F4_Commercial_Office (ID)_New_Food Preparation_Natural Gas_Fryer_E7 | F4 | Commercial | Office (ID) | New | Food Preparation | Natural Gas | Fryer | E7 | Utility - Cost of Equipment | 0 | 0 | 0 | 0 | 0 | 0 | 0 | 0 | 0 | 0 | 0 | 0 | 0 | 0 | 0 | 0 | 0 | 0 | 0 | 0 | 0 | 0 | 0 | 0 | 0 | 0 | 0
F4_Commercial_Office (ID)_New_Food Preparation_Natural Gas_Fryer_E8 | F4 | Commercial | Office (ID) | New | Food Preparation | Natural Gas | Fryer | E8 | Utility - Cost of Equipment | 0 | 0 | 0 | 0 | 0 | 0 | 0 | 0 | 0 | 0 | 0 | 0 | 0 | 0 | 0 | 0 | 0 | 0 | 0 | 0 | 0 | 0 | 0 | 0 | 0 | 0 | 0
F4_Commercial_Office (ID)_New_Food Preparation_Natural Gas_Fryer_E9 | F4 | Commercial | Office (ID) | New | Food Preparation | Natural Gas | Fryer | E9 | Utility - Cost of Equipment | 0 | 0 | 0 | 0 | 0 | 0 | 0 | 0 | 0 | 0 | 0 | 0 | 0 | 0 | 0 | 0 | 0 | 0 | 0 | 0 | 0 | 0 | 0 | 0 | 0 | 0 | 0
F4_Commercial_Office (ID)_New_Food Preparation_Natural Gas_Fryer_E10 | F4 | Commercial | Office (ID) | New | Food Preparation | Natural Gas | Fryer | E10 | Utility - Cost of Equipment | 0 | 0 | 0 | 0 | 0 | 0 | 0 | 0 | 0 | 0 | 0 | 0 | 0 | 0 | 0 | 0 | 0 | 0 | 0 | 0 | 0 | 0 | 0 | 0 | 0 | 0 | 0
F5_Commercial_Office (ID)_New_Food Preparation_Natural Gas_Fryer_E1 | F5 | Commercial | Office (ID) | New | Food Preparation | Natural Gas | Fryer | E1 | Utility - Cost of Operation | 0.020742 | 0.021287 | 0.021898 | 0.022583 | 0.023346 | 0.024248 | 0.025167 | 0.026072 | 0.026943 | 0.027826 | 0.028545 | 0.029224 | 0.02995 | 0.030664 | 0.031312 | 0.031926 | 0.032486 | 0.033041 | 0.03363 | 0.034208 | 0.034802 | 0.035416 | 0.036038 | 0.036678 | 0.03733 | 0.037993 | 0.038668
F5_Commercial_Office (ID)_New_Food Preparation_Natural Gas_Fryer_E2 | F5 | Commercial | Office (ID) | New | Food Preparation | Natural Gas | Fryer | E2 | Utility - Cost of Operation | 0.014306 | 0.014682 | 0.015103 | 0.015576 | 0.016102 | 0.016724 | 0.017358 | 0.017982 | 0.018583 | 0.019192 | 0.019688 | 0.020156 | 0.020657 | 0.021149 | 0.021596 | 0.022019 | 0.022406 | 0.022789 | 0.023195 | 0.023594 | 0.024003 | 0.024427 | 0.024856 | 0.025297 | 0.025747 | 0.026204 | 0.02667
F5_Commercial_Office (ID)_New_Food Preparation_Natural Gas_Fryer_E3 | F5 | Commercial | Office (ID) | New | Food Preparation | Natural Gas | Fryer | E3 | Utility - Cost of Operation | 0 | 0 | 0 | 0 | 0 | 0 | 0 | 0 | 0 | 0 | 0 | 0 | 0 | 0 | 0 | 0 | 0 | 0 | 0 | 0 | 0 | 0 | 0 | 0 | 0 | 0 | 0
F5_Commercial_Office (ID)_New_Food Preparation_Natural Gas_Fryer_E4 | F5 | Commercial | Office (ID) | New | Food Preparation | Natural Gas | Fryer | E4 | Utility - Cost of Operation | 0 | 0 | 0 | 0 | 0 | 0 | 0 | 0 | 0 | 0 | 0 | 0 | 0 | 0 | 0 | 0 | 0 | 0 | 0 | 0 | 0 | 0 | 0 | 0 | 0 | 0 | 0
F5_Commercial_Office (ID)_New_Food Preparation_Natural Gas_Fryer_E5 | F5 | Commercial | Office (ID) | New | Food Preparation | Natural Gas | Fryer | E5 | Utility - Cost of Operation | 0 | 0 | 0 | 0 | 0 | 0 | 0 | 0 | 0 | 0 | 0 | 0 | 0 | 0 | 0 | 0 | 0 | 0 | 0 | 0 | 0 | 0 | 0 | 0 | 0 | 0 | 0
F5_Commercial_Office (ID)_New_Food Preparation_Natural Gas_Fryer_E6 | F5 | Commercial | Office (ID) | New | Food Preparation | Natural Gas | Fryer | E6 | Utility - Cost of Operation | 0 | 0 | 0 | 0 | 0 | 0 | 0 | 0 | 0 | 0 | 0 | 0 | 0 | 0 | 0 | 0 | 0 | 0 | 0 | 0 | 0 | 0 | 0 | 0 | 0 | 0 | 0
F5_Commercial_Office (ID)_New_Food Preparation_Natural Gas_Fryer_E7 | F5 | Commercial | Office (ID) | New | Food Preparation | Natural Gas | Fryer | E7 | Utility - Cost of Operation | 0 | 0 | 0 | 0 | 0 | 0 | 0 | 0 | 0 | 0 | 0 | 0 | 0 | 0 | 0 | 0 | 0 | 0 | 0 | 0 | 0 | 0 | 0 | 0 | 0 | 0 | 0
F5_Commercial_Office (ID)_New_Food Preparation_Natural Gas_Fryer_E8 | F5 | Commercial | Office (ID) | New | Food Preparation | Natural Gas | Fryer | E8 | Utility - Cost of Operation | 0 | 0 | 0 | 0 | 0 | 0 | 0 | 0 | 0 | 0 | 0 | 0 | 0 | 0 | 0 | 0 | 0 | 0 | 0 | 0 | 0 | 0 | 0 | 0 | 0 | 0 | 0
F5_Commercial_Office (ID)_New_Food Preparation_Natural Gas_Fryer_E9 | F5 | Commercial | Office (ID) | New | Food Preparation | Natural Gas | Fryer | E9 | Utility - Cost of Operation | 0 | 0 | 0 | 0 | 0 | 0 | 0 | 0 | 0 | 0 | 0 | 0 | 0 | 0 | 0 | 0 | 0 | 0 | 0 | 0 | 0 | 0 | 0 | 0 | 0 | 0 | 0
F5_Commercial_Office (ID)_New_Food Preparation_Natural Gas_Fryer_E10 | F5 | Commercial | Office (ID) | New | Food Preparation | Natural Gas | Fryer | E10 | Utility - Cost of Operation | 0 | 0 | 0 | 0 | 0 | 0 | 0 | 0 | 0 | 0 | 0 | 0 | 0 | 0 | 0 | 0 | 0 | 0 | 0 | 0 | 0 | 0 | 0 | 0 | 0 | 0 | 0
F6_Commercial_Office (ID)_New_Food Preparation_Natural Gas_Fryer_E1 | F6 | Commercial | Office (ID) | New | Food Preparation | Natural Gas | Fryer | E1 | Utility - Value of Sales | 0.02418 | 0.024666 | 0.025213 | 0.025827 | 0.026512 | 0.02734 | 0.028162 | 0.028938 | 0.029643 | 0.030329 | 0.031039 | 0.031691 | 0.032386 | 0.033061 | 0.033653 | 0.034198 | 0.034674 | 0.035134 | 0.035618 | 0.036079 | 0.036542 | 0.037187 | 0.03784 | 0.038512 | 0.039197 | 0.039893 | 0.040602
F6_Commercial_Office (ID)_New_Food Preparation_Natural Gas_Fryer_E2 | F6 | Commercial | Office (ID) | New | Food Preparation | Natural Gas | Fryer | E2 | Utility - Value of Sales | 0.016677 | 0.017012 | 0.017389 | 0.017813 | 0.018285 | 0.018856 | 0.019423 | 0.019959 | 0.020445 | 0.020918 | 0.021408 | 0.021857 | 0.022337 | 0.022802 | 0.023211 | 0.023587 | 0.023915 | 0.024232 | 0.024566 | 0.024884 | 0.025203 | 0.025648 | 0.026098 | 0.026562 | 0.027034 | 0.027514 | 0.028003
F6_Commercial_Office (ID)_New_Food Preparation_Natural Gas_Fryer_E3 | F6 | Commercial | Office (ID) | New | Food Preparation | Natural Gas | Fryer | E3 | Utility - Value of Sales | 0 | 0 | 0 | 0 | 0 | 0 | 0 | 0 | 0 | 0 | 0 | 0 | 0 | 0 | 0 | 0 | 0 | 0 | 0 | 0 | 0 | 0 | 0 | 0 | 0 | 0 | 0
F6_Commercial_Office (ID)_New_Food Preparation_Natural Gas_Fryer_E4 | F6 | Commercial | Office (ID) | New | Food Preparation | Natural Gas | Fryer | E4 | Utility - Value of Sales | 0 | 0 | 0 | 0 | 0 | 0 | 0 | 0 | 0 | 0 | 0 | 0 | 0 | 0 | 0 | 0 | 0 | 0 | 0 | 0 | 0 | 0 | 0 | 0 | 0 | 0 | 0
F6_Commercial_Office (ID)_New_Food Preparation_Natural Gas_Fryer_E5 | F6 | Commercial | Office (ID) | New | Food Preparation | Natural Gas | Fryer | E5 | Utility - Value of Sales | 0 | 0 | 0 | 0 | 0 | 0 | 0 | 0 | 0 | 0 | 0 | 0 | 0 | 0 | 0 | 0 | 0 | 0 | 0 | 0 | 0 | 0 | 0 | 0 | 0 | 0 | 0
F6_Commercial_Office (ID)_New_Food Preparation_Natural Gas_Fryer_E6 | F6 | Commercial | Office (ID) | New | Food Preparation | Natural Gas | Fryer | E6 | Utility - Value of Sales | 0 | 0 | 0 | 0 | 0 | 0 | 0 | 0 | 0 | 0 | 0 | 0 | 0 | 0 | 0 | 0 | 0 | 0 | 0 | 0 | 0 | 0 | 0 | 0 | 0 | 0 | 0
F6_Commercial_Office (ID)_New_Food Preparation_Natural Gas_Fryer_E7 | F6 | Commercial | Office (ID) | New | Food Preparation | Natural Gas | Fryer | E7 | Utility - Value of Sales | 0 | 0 | 0 | 0 | 0 | 0 | 0 | 0 | 0 | 0 | 0 | 0 | 0 | 0 | 0 | 0 | 0 | 0 | 0 | 0 | 0 | 0 | 0 | 0 | 0 | 0 | 0
F6_Commercial_Office (ID)_New_Food Preparation_Natural Gas_Fryer_E8 | F6 | Commercial | Office (ID) | New | Food Preparation | Natural Gas | Fryer | E8 | Utility - Value of Sales | 0 | 0 | 0 | 0 | 0 | 0 | 0 | 0 | 0 | 0 | 0 | 0 | 0 | 0 | 0 | 0 | 0 | 0 | 0 | 0 | 0 | 0 | 0 | 0 | 0 | 0 | 0
F6_Commercial_Office (ID)_New_Food Preparation_Natural Gas_Fryer_E9 | F6 | Commercial | Office (ID) | New | Food Preparation | Natural Gas | Fryer | E9 | Utility - Value of Sales | 0 | 0 | 0 | 0 | 0 | 0 | 0 | 0 | 0 | 0 | 0 | 0 | 0 | 0 | 0 | 0 | 0 | 0 | 0 | 0 | 0 | 0 | 0 | 0 | 0 | 0 | 0
F6_Commercial_Office (ID)_New_Food Preparation_Natural Gas_Fryer_E10 | F6 | Commercial | Office (ID) | New | Food Preparation | Natural Gas | Fryer | E10 | Utility - Value of Sales | 0 | 0 | 0 | 0 | 0 | 0 | 0 | 0 | 0 | 0 | 0 | 0 | 0 | 0 | 0 | 0 | 0 | 0 | 0 | 0 | 0 | 0 | 0 | 0 | 0 | 0 | 0
F1_Commercial_Office (ID)_New_Food Preparation_Natural Gas_Broiler_E1 | F1 | Commercial | Office (ID) | New | Food Preparation | Natural Gas | Broiler | E1 | RVT - Cost of Equipment | 0.012089 | 0.012089 | 0.012089 | 0.012089 | 0.012089 | 0.012089 | 0.012089 | 0.012089 | 0.012089 | 0.012089 | 0.012089 | 0.012089 | 0.012089 | 0.012089 | 0.012089 | 0.012089 | 0.012089 | 0.012089 | 0.012089 | 0.012089 | 0.012089 | 0.012089 | 0.012089 | 0.012089 | 0.012089 | 0.012089 | 0.012089
F1_Commercial_Office (ID)_New_Food Preparation_Natural Gas_Broiler_E2 | F1 | Commercial | Office (ID) | New | Food Preparation | Natural Gas | Broiler | E2 | RVT - Cost of Equipment | 0.016925 | 0.016925 | 0.016925 | 0.016925 | 0.016925 | 0.016925 | 0.016925 | 0.016925 | 0.016925 | 0.016925 | 0.016925 | 0.016925 | 0.016925 | 0.016925 | 0.016925 | 0.016925 | 0.016925 | 0.016925 | 0.016925 | 0.016925 | 0.016925 | 0.016925 | 0.016925 | 0.016925 | 0.016925 | 0.016925 | 0.016925
F1_Commercial_Office (ID)_New_Food Preparation_Natural Gas_Broiler_E3 | F1 | Commercial | Office (ID) | New | Food Preparation | Natural Gas | Broiler | E3 | RVT - Cost of Equipment | 0 | 0 | 0 | 0 | 0 | 0 | 0 | 0 | 0 | 0 | 0 | 0 | 0 | 0 | 0 | 0 | 0 | 0 | 0 | 0 | 0 | 0 | 0 | 0 | 0 | 0 | 0
F1_Commercial_Office (ID)_New_Food Preparation_Natural Gas_Broiler_E4 | F1 | Commercial | Office (ID) | New | Food Preparation | Natural Gas | Broiler | E4 | RVT - Cost of Equipment | 0 | 0 | 0 | 0 | 0 | 0 | 0 | 0 | 0 | 0 | 0 | 0 | 0 | 0 | 0 | 0 | 0 | 0 | 0 | 0 | 0 | 0 | 0 | 0 | 0 | 0 | 0
F1_Commercial_Office (ID)_New_Food Preparation_Natural Gas_Broiler_E5 | F1 | Commercial | Office (ID) | New | Food Preparation | Natural Gas | Broiler | E5 | RVT - Cost of Equipment | 0 | 0 | 0 | 0 | 0 | 0 | 0 | 0 | 0 | 0 | 0 | 0 | 0 | 0 | 0 | 0 | 0 | 0 | 0 | 0 | 0 | 0 | 0 | 0 | 0 | 0 | 0
F1_Commercial_Office (ID)_New_Food Preparation_Natural Gas_Broiler_E6 | F1 | Commercial | Office (ID) | New | Food Preparation | Natural Gas | Broiler | E6 | RVT - Cost of Equipment | 0 | 0 | 0 | 0 | 0 | 0 | 0 | 0 | 0 | 0 | 0 | 0 | 0 | 0 | 0 | 0 | 0 | 0 | 0 | 0 | 0 | 0 | 0 | 0 | 0 | 0 | 0
F1_Commercial_Office (ID)_New_Food Preparation_Natural Gas_Broiler_E7 | F1 | Commercial | Office (ID) | New | Food Preparation | Natural Gas | Broiler | E7 | RVT - Cost of Equipment | 0 | 0 | 0 | 0 | 0 | 0 | 0 | 0 | 0 | 0 | 0 | 0 | 0 | 0 | 0 | 0 | 0 | 0 | 0 | 0 | 0 | 0 | 0 | 0 | 0 | 0 | 0
F1_Commercial_Office (ID)_New_Food Preparation_Natural Gas_Broiler_E8 | F1 | Commercial | Office (ID) | New | Food Preparation | Natural Gas | Broiler | E8 | RVT - Cost of Equipment | 0 | 0 | 0 | 0 | 0 | 0 | 0 | 0 | 0 | 0 | 0 | 0 | 0 | 0 | 0 | 0 | 0 | 0 | 0 | 0 | 0 | 0 | 0 | 0 | 0 | 0 | 0
F1_Commercial_Office (ID)_New_Food Preparation_Natural Gas_Broiler_E9 | F1 | Commercial | Office (ID) | New | Food Preparation | Natural Gas | Broiler | E9 | RVT - Cost of Equipment | 0 | 0 | 0 | 0 | 0 | 0 | 0 | 0 | 0 | 0 | 0 | 0 | 0 | 0 | 0 | 0 | 0 | 0 | 0 | 0 | 0 | 0 | 0 | 0 | 0 | 0 | 0
F1_Commercial_Office (ID)_New_Food Preparation_Natural Gas_Broiler_E10 | F1 | Commercial | Office (ID) | New | Food Preparation | Natural Gas | Broiler | E10 | RVT - Cost of Equipment | 0 | 0 | 0 | 0 | 0 | 0 | 0 | 0 | 0 | 0 | 0 | 0 | 0 | 0 | 0 | 0 | 0 | 0 | 0 | 0 | 0 | 0 | 0 | 0 | 0 | 0 | 0
F2_Commercial_Office (ID)_New_Food Preparation_Natural Gas_Broiler_E1 | F2 | Commercial | Office (ID) | New | Food Preparation | Natural Gas | Broiler | E1 | RVT - Cost of Operation | 0.023954 | 0.024407 | 0.024938 | 0.025557 | 0.026266 | 0.027152 | 0.02804 | 0.028882 | 0.029645 | 0.030385 | 0.031152 | 0.031848 | 0.032583 | 0.033279 | 0.033877 | 0.034417 | 0.034874 | 0.03531 | 0.035774 | 0.036207 | 0.036642 | 0.037288 | 0.037942 | 0.038616 | 0.039302 | 0.04 | 0.040711
F2_Commercial_Office (ID)_New_Food Preparation_Natural Gas_Broiler_E2 | F2 | Commercial | Office (ID) | New | Food Preparation | Natural Gas | Broiler | E2 | RVT - Cost of Operation | 0.020431 | 0.020817 | 0.02127 | 0.021798 | 0.022403 | 0.023158 | 0.023916 | 0.024635 | 0.025285 | 0.025916 | 0.02657 | 0.027164 | 0.027791 | 0.028384 | 0.028895 | 0.029355 | 0.029745 | 0.030117 | 0.030512 | 0.030882 | 0.031253 | 0.031804 | 0.032361 | 0.032936 | 0.033522 | 0.034117 | 0.034723
F2_Commercial_Office (ID)_New_Food Preparation_Natural Gas_Broiler_E3 | F2 | Commercial | Office (ID) | New | Food Preparation | Natural Gas | Broiler | E3 | RVT - Cost of Operation | 0 | 0 | 0 | 0 | 0 | 0 | 0 | 0 | 0 | 0 | 0 | 0 | 0 | 0 | 0 | 0 | 0 | 0 | 0 | 0 | 0 | 0 | 0 | 0 | 0 | 0 | 0
F2_Commercial_Office (ID)_New_Food Preparation_Natural Gas_Broiler_E4 | F2 | Commercial | Office (ID) | New | Food Preparation | Natural Gas | Broiler | E4 | RVT - Cost of Operation | 0 | 0 | 0 | 0 | 0 | 0 | 0 | 0 | 0 | 0 | 0 | 0 | 0 | 0 | 0 | 0 | 0 | 0 | 0 | 0 | 0 | 0 | 0 | 0 | 0 | 0 | 0
F2_Commercial_Office (ID)_New_Food Preparation_Natural Gas_Broiler_E5 | F2 | Commercial | Office (ID) | New | Food Preparation | Natural Gas | Broiler | E5 | RVT - Cost of Operation | 0 | 0 | 0 | 0 | 0 | 0 | 0 | 0 | 0 | 0 | 0 | 0 | 0 | 0 | 0 | 0 | 0 | 0 | 0 | 0 | 0 | 0 | 0 | 0 | 0 | 0 | 0
F2_Commercial_Office (ID)_New_Food Preparation_Natural Gas_Broiler_E6 | F2 | Commercial | Office (ID) | New | Food Preparation | Natural Gas | Broiler | E6 | RVT - Cost of Operation | 0 | 0 | 0 | 0 | 0 | 0 | 0 | 0 | 0 | 0 | 0 | 0 | 0 | 0 | 0 | 0 | 0 | 0 | 0 | 0 | 0 | 0 | 0 | 0 | 0 | 0 | 0
F2_Commercial_Office (ID)_New_Food Preparation_Natural Gas_Broiler_E7 | F2 | Commercial | Office (ID) | New | Food Preparation | Natural Gas | Broiler | E7 | RVT - Cost of Operation | 0 | 0 | 0 | 0 | 0 | 0 | 0 | 0 | 0 | 0 | 0 | 0 | 0 | 0 | 0 | 0 | 0 | 0 | 0 | 0 | 0 | 0 | 0 | 0 | 0 | 0 | 0
F2_Commercial_Office (ID)_New_Food Preparation_Natural Gas_Broiler_E8 | F2 | Commercial | Office (ID) | New | Food Preparation | Natural Gas | Broiler | E8 | RVT - Cost of Operation | 0 | 0 | 0 | 0 | 0 | 0 | 0 | 0 | 0 | 0 | 0 | 0 | 0 | 0 | 0 | 0 | 0 | 0 | 0 | 0 | 0 | 0 | 0 | 0 | 0 | 0 | 0
F2_Commercial_Office (ID)_New_Food Preparation_Natural Gas_Broiler_E9 | F2 | Commercial | Office (ID) | New | Food Preparation | Natural Gas | Broiler | E9 | RVT - Cost of Operation | 0 | 0 | 0 | 0 | 0 | 0 | 0 | 0 | 0 | 0 | 0 | 0 | 0 | 0 | 0 | 0 | 0 | 0 | 0 | 0 | 0 | 0 | 0 | 0 | 0 | 0 | 0
F2_Commercial_Office (ID)_New_Food Preparation_Natural Gas_Broiler_E10 | F2 | Commercial | Office (ID) | New | Food Preparation | Natural Gas | Broiler | E10 | RVT - Cost of Operation | 0 | 0 | 0 | 0 | 0 | 0 | 0 | 0 | 0 | 0 | 0 | 0 | 0 | 0 | 0 | 0 | 0 | 0 | 0 | 0 | 0 | 0 | 0 | 0 | 0 | 0 | 0
F3_Commercial_Office (ID)_New_Food Preparation_Natural Gas_Broiler_E1 | F3 | Commercial | Office (ID) | New | Food Preparation | Natural Gas | Broiler | E1 | System - kBTUs of Consumption | 5.7146 | 5.7146 | 5.7146 | 5.7146 | 5.7146 | 5.7146 | 5.7146 | 5.7146 | 5.7146 | 5.7146 | 5.7146 | 5.7146 | 5.7146 | 5.7146 | 5.7146 | 5.7146 | 5.7146 | 5.7146 | 5.7146 | 5.7146 | 5.7146 | 5.7146 | 5.7146 | 5.7146 | 5.7146 | 5.7146 | 5.7146
F3_Commercial_Office (ID)_New_Food Preparation_Natural Gas_Broiler_E2 | F3 | Commercial | Office (ID) | New | Food Preparation | Natural Gas | Broiler | E2 | System - kBTUs of Consumption | 4.8741 | 4.8741 | 4.8741 | 4.8741 | 4.8741 | 4.8741 | 4.8741 | 4.8741 | 4.8741 | 4.8741 | 4.8741 | 4.8741 | 4.8741 | 4.8741 | 4.8741 | 4.8741 | 4.8741 | 4.8741 | 4.8741 | 4.8741 | 4.8741 | 4.8741 | 4.8741 | 4.8741 | 4.8741 | 4.8741 | 4.8741
F3_Commercial_Office (ID)_New_Food Preparation_Natural Gas_Broiler_E3 | F3 | Commercial | Office (ID) | New | Food Preparation | Natural Gas | Broiler | E3 | System - kBTUs of Consumption | 0 | 0 | 0 | 0 | 0 | 0 | 0 | 0 | 0 | 0 | 0 | 0 | 0 | 0 | 0 | 0 | 0 | 0 | 0 | 0 | 0 | 0 | 0 | 0 | 0 | 0 | 0
F3_Commercial_Office (ID)_New_Food Preparation_Natural Gas_Broiler_E4 | F3 | Commercial | Office (ID) | New | Food Preparation | Natural Gas | Broiler | E4 | System - kBTUs of Consumption | 0 | 0 | 0 | 0 | 0 | 0 | 0 | 0 | 0 | 0 | 0 | 0 | 0 | 0 | 0 | 0 | 0 | 0 | 0 | 0 | 0 | 0 | 0 | 0 | 0 | 0 | 0
F3_Commercial_Office (ID)_New_Food Preparation_Natural Gas_Broiler_E5 | F3 | Commercial | Office (ID) | New | Food Preparation | Natural Gas | Broiler | E5 | System - kBTUs of Consumption | 0 | 0 | 0 | 0 | 0 | 0 | 0 | 0 | 0 | 0 | 0 | 0 | 0 | 0 | 0 | 0 | 0 | 0 | 0 | 0 | 0 | 0 | 0 | 0 | 0 | 0 | 0
F3_Commercial_Office (ID)_New_Food Preparation_Natural Gas_Broiler_E6 | F3 | Commercial | Office (ID) | New | Food Preparation | Natural Gas | Broiler | E6 | System - kBTUs of Consumption | 0 | 0 | 0 | 0 | 0 | 0 | 0 | 0 | 0 | 0 | 0 | 0 | 0 | 0 | 0 | 0 | 0 | 0 | 0 | 0 | 0 | 0 | 0 | 0 | 0 | 0 | 0
F3_Commercial_Office (ID)_New_Food Preparation_Natural Gas_Broiler_E7 | F3 | Commercial | Office (ID) | New | Food Preparation | Natural Gas | Broiler | E7 | System - kBTUs of Consumption | 0 | 0 | 0 | 0 | 0 | 0 | 0 | 0 | 0 | 0 | 0 | 0 | 0 | 0 | 0 | 0 | 0 | 0 | 0 | 0 | 0 | 0 | 0 | 0 | 0 | 0 | 0
F3_Commercial_Office (ID)_New_Food Preparation_Natural Gas_Broiler_E8 | F3 | Commercial | Office (ID) | New | Food Preparation | Natural Gas | Broiler | E8 | System - kBTUs of Consumption | 0 | 0 | 0 | 0 | 0 | 0 | 0 | 0 | 0 | 0 | 0 | 0 | 0 | 0 | 0 | 0 | 0 | 0 | 0 | 0 | 0 | 0 | 0 | 0 | 0 | 0 | 0
F3_Commercial_Office (ID)_New_Food Preparation_Natural Gas_Broiler_E9 | F3 | Commercial | Office (ID) | New | Food Preparation | Natural Gas | Broiler | E9 | System - kBTUs of Consumption | 0 | 0 | 0 | 0 | 0 | 0 | 0 | 0 | 0 | 0 | 0 | 0 | 0 | 0 | 0 | 0 | 0 | 0 | 0 | 0 | 0 | 0 | 0 | 0 | 0 | 0 | 0
F3_Commercial_Office (ID)_New_Food Preparation_Natural Gas_Broiler_E10 | F3 | Commercial | Office (ID) | New | Food Preparation | Natural Gas | Broiler | E10 | System - kBTUs of Consumption | 0 | 0 | 0 | 0 | 0 | 0 | 0 | 0 | 0 | 0 | 0 | 0 | 0 | 0 | 0 | 0 | 0 | 0 | 0 | 0 | 0 | 0 | 0 | 0 | 0 | 0 | 0
F4_Commercial_Office (ID)_New_Food Preparation_Natural Gas_Broiler_E1 | F4 | Commercial | Office (ID) | New | Food Preparation | Natural Gas | Broiler | E1 | Utility - Cost of Equipment | 0.012089 | 0.012089 | 0.012089 | 0.012089 | 0.012089 | 0.012089 | 0.012089 | 0.012089 | 0.012089 | 0.012089 | 0.012089 | 0.012089 | 0.012089 | 0.012089 | 0.012089 | 0.012089 | 0.012089 | 0.012089 | 0.012089 | 0.012089 | 0.012089 | 0.012089 | 0.012089 | 0.012089 | 0.012089 | 0.012089 | 0.012089
F4_Commercial_Office (ID)_New_Food Preparation_Natural Gas_Broiler_E2 | F4 | Commercial | Office (ID) | New | Food Preparation | Natural Gas | Broiler | E2 | Utility - Cost of Equipment | 0.016925 | 0.016925 | 0.016925 | 0.016925 | 0.016925 | 0.016925 | 0.016925 | 0.016925 | 0.016925 | 0.016925 | 0.016925 | 0.016925 | 0.016925 | 0.016925 | 0.016925 | 0.016925 | 0.016925 | 0.016925 | 0.016925 | 0.016925 | 0.016925 | 0.016925 | 0.016925 | 0.016925 | 0.016925 | 0.016925 | 0.016925
F4_Commercial_Office (ID)_New_Food Preparation_Natural Gas_Broiler_E3 | F4 | Commercial | Office (ID) | New | Food Preparation | Natural Gas | Broiler | E3 | Utility - Cost of Equipment | 0 | 0 | 0 | 0 | 0 | 0 | 0 | 0 | 0 | 0 | 0 | 0 | 0 | 0 | 0 | 0 | 0 | 0 | 0 | 0 | 0 | 0 | 0 | 0 | 0 | 0 | 0
F4_Commercial_Office (ID)_New_Food Preparation_Natural Gas_Broiler_E4 | F4 | Commercial | Office (ID) | New | Food Preparation | Natural Gas | Broiler | E4 | Utility - Cost of Equipment | 0 | 0 | 0 | 0 | 0 | 0 | 0 | 0 | 0 | 0 | 0 | 0 | 0 | 0 | 0 | 0 | 0 | 0 | 0 | 0 | 0 | 0 | 0 | 0 | 0 | 0 | 0
F4_Commercial_Office (ID)_New_Food Preparation_Natural Gas_Broiler_E5 | F4 | Commercial | Office (ID) | New | Food Preparation | Natural Gas | Broiler | E5 | Utility - Cost of Equipment | 0 | 0 | 0 | 0 | 0 | 0 | 0 | 0 | 0 | 0 | 0 | 0 | 0 | 0 | 0 | 0 | 0 | 0 | 0 | 0 | 0 | 0 | 0 | 0 | 0 | 0 | 0
F4_Commercial_Office (ID)_New_Food Preparation_Natural Gas_Broiler_E6 | F4 | Commercial | Office (ID) | New | Food Preparation | Natural Gas | Broiler | E6 | Utility - Cost of Equipment | 0 | 0 | 0 | 0 | 0 | 0 | 0 | 0 | 0 | 0 | 0 | 0 | 0 | 0 | 0 | 0 | 0 | 0 | 0 | 0 | 0 | 0 | 0 | 0 | 0 | 0 | 0
F4_Commercial_Office (ID)_New_Food Preparation_Natural Gas_Broiler_E7 | F4 | Commercial | Office (ID) | New | Food Preparation | Natural Gas | Broiler | E7 | Utility - Cost of Equipment | 0 | 0 | 0 | 0 | 0 | 0 | 0 | 0 | 0 | 0 | 0 | 0 | 0 | 0 | 0 | 0 | 0 | 0 | 0 | 0 | 0 | 0 | 0 | 0 | 0 | 0 | 0
F4_Commercial_Office (ID)_New_Food Preparation_Natural Gas_Broiler_E8 | F4 | Commercial | Office (ID) | New | Food Preparation | Natural Gas | Broiler | E8 | Utility - Cost of Equipment | 0 | 0 | 0 | 0 | 0 | 0 | 0 | 0 | 0 | 0 | 0 | 0 | 0 | 0 | 0 | 0 | 0 | 0 | 0 | 0 | 0 | 0 | 0 | 0 | 0 | 0 | 0
F4_Commercial_Office (ID)_New_Food Preparation_Natural Gas_Broiler_E9 | F4 | Commercial | Office (ID) | New | Food Preparation | Natural Gas | Broiler | E9 | Utility - Cost of Equipment | 0 | 0 | 0 | 0 | 0 | 0 | 0 | 0 | 0 | 0 | 0 | 0 | 0 | 0 | 0 | 0 | 0 | 0 | 0 | 0 | 0 | 0 | 0 | 0 | 0 | 0 | 0
F4_Commercial_Office (ID)_New_Food Preparation_Natural Gas_Broiler_E10 | F4 | Commercial | Office (ID) | New | Food Preparation | Natural Gas | Broiler | E10 | Utility - Cost of Equipment | 0 | 0 | 0 | 0 | 0 | 0 | 0 | 0 | 0 | 0 | 0 | 0 | 0 | 0 | 0 | 0 | 0 | 0 | 0 | 0 | 0 | 0 | 0 | 0 | 0 | 0 | 0
F5_Commercial_Office (ID)_New_Food Preparation_Natural Gas_Broiler_E1 | F5 | Commercial | Office (ID) | New | Food Preparation | Natural Gas | Broiler | E1 | Utility - Cost of Operation | 0.020338 | 0.020851 | 0.021458 | 0.022154 | 0.022941 | 0.023898 | 0.024884 | 0.02586 | 0.0268 | 0.027752 | 0.02851 | 0.029221 | 0.029984 | 0.03073 | 0.031398 | 0.032023 | 0.032584 | 0.033137 | 0.033728 | 0.034305 | 0.034897 | 0.035513 | 0.036135 | 0.036777 | 0.03743 | 0.038095 | 0.038772
F5_Commercial_Office (ID)_New_Food Preparation_Natural Gas_Broiler_E2 | F5 | Commercial | Office (ID) | New | Food Preparation | Natural Gas | Broiler | E2 | Utility - Cost of Operation | 0.017347 | 0.017784 | 0.018302 | 0.018896 | 0.019567 | 0.020384 | 0.021224 | 0.022057 | 0.022858 | 0.023671 | 0.024317 | 0.024923 | 0.025574 | 0.026211 | 0.02678 | 0.027313 | 0.027791 | 0.028263 | 0.028767 | 0.029259 | 0.029764 | 0.03029 | 0.03082 | 0.031368 | 0.031925 | 0.032492 | 0.03307
F5_Commercial_Office (ID)_New_Food Preparation_Natural Gas_Broiler_E3 | F5 | Commercial | Office (ID) | New | Food Preparation | Natural Gas | Broiler | E3 | Utility - Cost of Operation | 0 | 0 | 0 | 0 | 0 | 0 | 0 | 0 | 0 | 0 | 0 | 0 | 0 | 0 | 0 | 0 | 0 | 0 | 0 | 0 | 0 | 0 | 0 | 0 | 0 | 0 | 0
F5_Commercial_Office (ID)_New_Food Preparation_Natural Gas_Broiler_E4 | F5 | Commercial | Office (ID) | New | Food Preparation | Natural Gas | Broiler | E4 | Utility - Cost of Operation | 0 | 0 | 0 | 0 | 0 | 0 | 0 | 0 | 0 | 0 | 0 | 0 | 0 | 0 | 0 | 0 | 0 | 0 | 0 | 0 | 0 | 0 | 0 | 0 | 0 | 0 | 0
F5_Commercial_Office (ID)_New_Food Preparation_Natural Gas_Broiler_E5 | F5 | Commercial | Office (ID) | New | Food Preparation | Natural Gas | Broiler | E5 | Utility - Cost of Operation | 0 | 0 | 0 | 0 | 0 | 0 | 0 | 0 | 0 | 0 | 0 | 0 | 0 | 0 | 0 | 0 | 0 | 0 | 0 | 0 | 0 | 0 | 0 | 0 | 0 | 0 | 0
F5_Commercial_Office (ID)_New_Food Preparation_Natural Gas_Broiler_E6 | F5 | Commercial | Office (ID) | New | Food Preparation | Natural Gas | Broiler | E6 | Utility - Cost of Operation | 0 | 0 | 0 | 0 | 0 | 0 | 0 | 0 | 0 | 0 | 0 | 0 | 0 | 0 | 0 | 0 | 0 | 0 | 0 | 0 | 0 | 0 | 0 | 0 | 0 | 0 | 0
F5_Commercial_Office (ID)_New_Food Preparation_Natural Gas_Broiler_E7 | F5 | Commercial | Office (ID) | New | Food Preparation | Natural Gas | Broiler | E7 | Utility - Cost of Operation | 0 | 0 | 0 | 0 | 0 | 0 | 0 | 0 | 0 | 0 | 0 | 0 | 0 | 0 | 0 | 0 | 0 | 0 | 0 | 0 | 0 | 0 | 0 | 0 | 0 | 0 | 0
F5_Commercial_Office (ID)_New_Food Preparation_Natural Gas_Broiler_E8 | F5 | Commercial | Office (ID) | New | Food Preparation | Natural Gas | Broiler | E8 | Utility - Cost of Operation | 0 | 0 | 0 | 0 | 0 | 0 | 0 | 0 | 0 | 0 | 0 | 0 | 0 | 0 | 0 | 0 | 0 | 0 | 0 | 0 | 0 | 0 | 0 | 0 | 0 | 0 | 0
F5_Commercial_Office (ID)_New_Food Preparation_Natural Gas_Broiler_E9 | F5 | Commercial | Office (ID) | New | Food Preparation | Natural Gas | Broiler | E9 | Utility - Cost of Operation | 0 | 0 | 0 | 0 | 0 | 0 | 0 | 0 | 0 | 0 | 0 | 0 | 0 | 0 | 0 | 0 | 0 | 0 | 0 | 0 | 0 | 0 | 0 | 0 | 0 | 0 | 0
F5_Commercial_Office (ID)_New_Food Preparation_Natural Gas_Broiler_E10 | F5 | Commercial | Office (ID) | New | Food Preparation | Natural Gas | Broiler | E10 | Utility - Cost of Operation | 0 | 0 | 0 | 0 | 0 | 0 | 0 | 0 | 0 | 0 | 0 | 0 | 0 | 0 | 0 | 0 | 0 | 0 | 0 | 0 | 0 | 0 | 0 | 0 | 0 | 0 | 0
F6_Commercial_Office (ID)_New_Food Preparation_Natural Gas_Broiler_E1 | F6 | Commercial | Office (ID) | New | Food Preparation | Natural Gas | Broiler | E1 | Utility - Value of Sales | 0.023954 | 0.024407 | 0.024938 | 0.025557 | 0.026266 | 0.027152 | 0.02804 | 0.028882 | 0.029645 | 0.030385 | 0.031152 | 0.031848 | 0.032583 | 0.033279 | 0.033877 | 0.034417 | 0.034874 | 0.03531 | 0.035774 | 0.036207 | 0.036642 | 0.037288 | 0.037942 | 0.038616 | 0.039302 | 0.04 | 0.040711
F6_Commercial_Office (ID)_New_Food Preparation_Natural Gas_Broiler_E2 | F6 | Commercial | Office (ID) | New | Food Preparation | Natural Gas | Broiler | E2 | Utility - Value of Sales | 0.020431 | 0.020817 | 0.02127 | 0.021798 | 0.022403 | 0.023158 | 0.023916 | 0.024635 | 0.025285 | 0.025916 | 0.02657 | 0.027164 | 0.027791 | 0.028384 | 0.028895 | 0.029355 | 0.029745 | 0.030117 | 0.030512 | 0.030882 | 0.031253 | 0.031804 | 0.032361 | 0.032936 | 0.033522 | 0.034117 | 0.034723
F6_Commercial_Office (ID)_New_Food Preparation_Natural Gas_Broiler_E3 | F6 | Commercial | Office (ID) | New | Food Preparation | Natural Gas | Broiler | E3 | Utility - Value of Sales | 0 | 0 | 0 | 0 | 0 | 0 | 0 | 0 | 0 | 0 | 0 | 0 | 0 | 0 | 0 | 0 | 0 | 0 | 0 | 0 | 0 | 0 | 0 | 0 | 0 | 0 | 0
F6_Commercial_Office (ID)_New_Food Preparation_Natural Gas_Broiler_E4 | F6 | Commercial | Office (ID) | New | Food Preparation | Natural Gas | Broiler | E4 | Utility - Value of Sales | 0 | 0 | 0 | 0 | 0 | 0 | 0 | 0 | 0 | 0 | 0 | 0 | 0 | 0 | 0 | 0 | 0 | 0 | 0 | 0 | 0 | 0 | 0 | 0 | 0 | 0 | 0
F6_Commercial_Office (ID)_New_Food Preparation_Natural Gas_Broiler_E5 | F6 | Commercial | Office (ID) | New | Food Preparation | Natural Gas | Broiler | E5 | Utility - Value of Sales | 0 | 0 | 0 | 0 | 0 | 0 | 0 | 0 | 0 | 0 | 0 | 0 | 0 | 0 | 0 | 0 | 0 | 0 | 0 | 0 | 0 | 0 | 0 | 0 | 0 | 0 | 0
F6_Commercial_Office (ID)_New_Food Preparation_Natural Gas_Broiler_E6 | F6 | Commercial | Office (ID) | New | Food Preparation | Natural Gas | Broiler | E6 | Utility - Value of Sales | 0 | 0 | 0 | 0 | 0 | 0 | 0 | 0 | 0 | 0 | 0 | 0 | 0 | 0 | 0 | 0 | 0 | 0 | 0 | 0 | 0 | 0 | 0 | 0 | 0 | 0 | 0
F6_Commercial_Office (ID)_New_Food Preparation_Natural Gas_Broiler_E7 | F6 | Commercial | Office (ID) | New | Food Preparation | Natural Gas | Broiler | E7 | Utility - Value of Sales | 0 | 0 | 0 | 0 | 0 | 0 | 0 | 0 | 0 | 0 | 0 | 0 | 0 | 0 | 0 | 0 | 0 | 0 | 0 | 0 | 0 | 0 | 0 | 0 | 0 | 0 | 0
F6_Commercial_Office (ID)_New_Food Preparation_Natural Gas_Broiler_E8 | F6 | Commercial | Office (ID) | New | Food Preparation | Natural Gas | Broiler | E8 | Utility - Value of Sales | 0 | 0 | 0 | 0 | 0 | 0 | 0 | 0 | 0 | 0 | 0 | 0 | 0 | 0 | 0 | 0 | 0 | 0 | 0 | 0 | 0 | 0 | 0 | 0 | 0 | 0 | 0
F6_Commercial_Office (ID)_New_Food Preparation_Natural Gas_Broiler_E9 | F6 | Commercial | Office (ID) | New | Food Preparation | Natural Gas | Broiler | E9 | Utility - Value of Sales | 0 | 0 | 0 | 0 | 0 | 0 | 0 | 0 | 0 | 0 | 0 | 0 | 0 | 0 | 0 | 0 | 0 | 0 | 0 | 0 | 0 | 0 | 0 | 0 | 0 | 0 | 0
F6_Commercial_Office (ID)_New_Food Preparation_Natural Gas_Broiler_E10 | F6 | Commercial | Office (ID) | New | Food Preparation | Natural Gas | Broiler | E10 | Utility - Value of Sales | 0 | 0 | 0 | 0 | 0 | 0 | 0 | 0 | 0 | 0 | 0 | 0 | 0 | 0 | 0 | 0 | 0 | 0 | 0 | 0 | 0 | 0 | 0 | 0 | 0 | 0 | 0
F1_Commercial_Office (ID)_New_Food Preparation_Natural Gas_Griddle_E1 | F1 | Commercial | Office (ID) | New | Food Preparation | Natural Gas | Griddle | E1 | RVT - Cost of Equipment | 0.00035481 | 0.00035481 | 0.00035481 | 0.00035481 | 0.00035481 | 0.00035481 | 0.00035481 | 0.00035481 | 0.00035481 | 0.00035481 | 0.00035481 | 0.00035481 | 0.00035481 | 0.00035481 | 0.00035481 | 0.00035481 | 0.00035481 | 0.00035481 | 0.00035481 | 0.00035481 | 0.00035481 | 0.00035481 | 0.00035481 | 0.00035481 | 0.00035481 | 0.00035481 | 0.00035481
F1_Commercial_Office (ID)_New_Food Preparation_Natural Gas_Griddle_E2 | F1 | Commercial | Office (ID) | New | Food Preparation | Natural Gas | Griddle | E2 | RVT - Cost of Equipment | 0.00037961 | 0.00037961 | 0.00037961 | 0.00037961 | 0.00037961 | 0.00037961 | 0.00037961 | 0.00037961 | 0.00037961 | 0.00037961 | 0.00037961 | 0.00037961 | 0.00037961 | 0.00037961 | 0.00037961 | 0.00037961 | 0.00037961 | 0.00037961 | 0.00037961 | 0.00037961 | 0.00037961 | 0.00037961 | 0.00037961 | 0.00037961 | 0.00037961 | 0.00037961 | 0.00037961
F1_Commercial_Office (ID)_New_Food Preparation_Natural Gas_Griddle_E3 | F1 | Commercial | Office (ID) | New | Food Preparation | Natural Gas | Griddle | E3 | RVT - Cost of Equipment | 0 | 0 | 0 | 0 | 0 | 0 | 0 | 0 | 0 | 0 | 0 | 0 | 0 | 0 | 0 | 0 | 0 | 0 | 0 | 0 | 0 | 0 | 0 | 0 | 0 | 0 | 0
F1_Commercial_Office (ID)_New_Food Preparation_Natural Gas_Griddle_E4 | F1 | Commercial | Office (ID) | New | Food Preparation | Natural Gas | Griddle | E4 | RVT - Cost of Equipment | 0 | 0 | 0 | 0 | 0 | 0 | 0 | 0 | 0 | 0 | 0 | 0 | 0 | 0 | 0 | 0 | 0 | 0 | 0 | 0 | 0 | 0 | 0 | 0 | 0 | 0 | 0
F1_Commercial_Office (ID)_New_Food Preparation_Natural Gas_Griddle_E5 | F1 | Commercial | Office (ID) | New | Food Preparation | Natural Gas | Griddle | E5 | RVT - Cost of Equipment | 0 | 0 | 0 | 0 | 0 | 0 | 0 | 0 | 0 | 0 | 0 | 0 | 0 | 0 | 0 | 0 | 0 | 0 | 0 | 0 | 0 | 0 | 0 | 0 | 0 | 0 | 0
F1_Commercial_Office (ID)_New_Food Preparation_Natural Gas_Griddle_E6 | F1 | Commercial | Office (ID) | New | Food Preparation | Natural Gas | Griddle | E6 | RVT - Cost of Equipment | 0 | 0 | 0 | 0 | 0 | 0 | 0 | 0 | 0 | 0 | 0 | 0 | 0 | 0 | 0 | 0 | 0 | 0 | 0 | 0 | 0 | 0 | 0 | 0 | 0 | 0 | 0
F1_Commercial_Office (ID)_New_Food Preparation_Natural Gas_Griddle_E7 | F1 | Commercial | Office (ID) | New | Food Preparation | Natural Gas | Griddle | E7 | RVT - Cost of Equipment | 0 | 0 | 0 | 0 | 0 | 0 | 0 | 0 | 0 | 0 | 0 | 0 | 0 | 0 | 0 | 0 | 0 | 0 | 0 | 0 | 0 | 0 | 0 | 0 | 0 | 0 | 0
F1_Commercial_Office (ID)_New_Food Preparation_Natural Gas_Griddle_E8 | F1 | Commercial | Office (ID) | New | Food Preparation | Natural Gas | Griddle | E8 | RVT - Cost of Equipment | 0 | 0 | 0 | 0 | 0 | 0 | 0 | 0 | 0 | 0 | 0 | 0 | 0 | 0 | 0 | 0 | 0 | 0 | 0 | 0 | 0 | 0 | 0 | 0 | 0 | 0 | 0
F1_Commercial_Office (ID)_New_Food Preparation_Natural Gas_Griddle_E9 | F1 | Commercial | Office (ID) | New | Food Preparation | Natural Gas | Griddle | E9 | RVT - Cost of Equipment | 0 | 0 | 0 | 0 | 0 | 0 | 0 | 0 | 0 | 0 | 0 | 0 | 0 | 0 | 0 | 0 | 0 | 0 | 0 | 0 | 0 | 0 | 0 | 0 | 0 | 0 | 0
F1_Commercial_Office (ID)_New_Food Preparation_Natural Gas_Griddle_E10 | F1 | Commercial | Office (ID) | New | Food Preparation | Natural Gas | Griddle | E10 | RVT - Cost of Equipment | 0 | 0 | 0 | 0 | 0 | 0 | 0 | 0 | 0 | 0 | 0 | 0 | 0 | 0 | 0 | 0 | 0 | 0 | 0 | 0 | 0 | 0 | 0 | 0 | 0 | 0 | 0
F2_Commercial_Office (ID)_New_Food Preparation_Natural Gas_Griddle_E1 | F2 | Commercial | Office (ID) | New | Food Preparation | Natural Gas | Griddle | E1 | RVT - Cost of Operation | 0.016647 | 0.016962 | 0.017331 | 0.017761 | 0.018254 | 0.01887 | 0.019487 | 0.020072 | 0.020603 | 0.021117 | 0.021649 | 0.022133 | 0.022644 | 0.023128 | 0.023543 | 0.023919 | 0.024236 | 0.024539 | 0.024862 | 0.025163 | 0.025465 | 0.025914 | 0.026368 | 0.026837 | 0.027314 | 0.027799 | 0.028293
F2_Commercial_Office (ID)_New_Food Preparation_Natural Gas_Griddle_E2 | F2 | Commercial | Office (ID) | New | Food Preparation | Natural Gas | Griddle | E2 | RVT - Cost of Operation | 0.014612 | 0.014888 | 0.015212 | 0.015589 | 0.016022 | 0.016562 | 0.017103 | 0.017618 | 0.018083 | 0.018534 | 0.019002 | 0.019427 | 0.019875 | 0.020299 | 0.020664 | 0.020994 | 0.021272 | 0.021538 | 0.021821 | 0.022086 | 0.022351 | 0.022745 | 0.023144 | 0.023555 | 0.023973 | 0.024399 | 0.024833
F2_Commercial_Office (ID)_New_Food Preparation_Natural Gas_Griddle_E3 | F2 | Commercial | Office (ID) | New | Food Preparation | Natural Gas | Griddle | E3 | RVT - Cost of Operation | 0 | 0 | 0 | 0 | 0 | 0 | 0 | 0 | 0 | 0 | 0 | 0 | 0 | 0 | 0 | 0 | 0 | 0 | 0 | 0 | 0 | 0 | 0 | 0 | 0 | 0 | 0
F2_Commercial_Office (ID)_New_Food Preparation_Natural Gas_Griddle_E4 | F2 | Commercial | Office (ID) | New | Food Preparation | Natural Gas | Griddle | E4 | RVT - Cost of Operation | 0 | 0 | 0 | 0 | 0 | 0 | 0 | 0 | 0 | 0 | 0 | 0 | 0 | 0 | 0 | 0 | 0 | 0 | 0 | 0 | 0 | 0 | 0 | 0 | 0 | 0 | 0
F2_Commercial_Office (ID)_New_Food Preparation_Natural Gas_Griddle_E5 | F2 | Commercial | Office (ID) | New | Food Preparation | Natural Gas | Griddle | E5 | RVT - Cost of Operation | 0 | 0 | 0 | 0 | 0 | 0 | 0 | 0 | 0 | 0 | 0 | 0 | 0 | 0 | 0 | 0 | 0 | 0 | 0 | 0 | 0 | 0 | 0 | 0 | 0 | 0 | 0
F2_Commercial_Office (ID)_New_Food Preparation_Natural Gas_Griddle_E6 | F2 | Commercial | Office (ID) | New | Food Preparation | Natural Gas | Griddle | E6 | RVT - Cost of Operation | 0 | 0 | 0 | 0 | 0 | 0 | 0 | 0 | 0 | 0 | 0 | 0 | 0 | 0 | 0 | 0 | 0 | 0 | 0 | 0 | 0 | 0 | 0 | 0 | 0 | 0 | 0
F2_Commercial_Office (ID)_New_Food Preparation_Natural Gas_Griddle_E7 | F2 | Commercial | Office (ID) | New | Food Preparation | Natural Gas | Griddle | E7 | RVT - Cost of Operation | 0 | 0 | 0 | 0 | 0 | 0 | 0 | 0 | 0 | 0 | 0 | 0 | 0 | 0 | 0 | 0 | 0 | 0 | 0 | 0 | 0 | 0 | 0 | 0 | 0 | 0 | 0
F2_Commercial_Office (ID)_New_Food Preparation_Natural Gas_Griddle_E8 | F2 | Commercial | Office (ID) | New | Food Preparation | Natural Gas | Griddle | E8 | RVT - Cost of Operation | 0 | 0 | 0 | 0 | 0 | 0 | 0 | 0 | 0 | 0 | 0 | 0 | 0 | 0 | 0 | 0 | 0 | 0 | 0 | 0 | 0 | 0 | 0 | 0 | 0 | 0 | 0
F2_Commercial_Office (ID)_New_Food Preparation_Natural Gas_Griddle_E9 | F2 | Commercial | Office (ID) | New | Food Preparation | Natural Gas | Griddle | E9 | RVT - Cost of Operation | 0 | 0 | 0 | 0 | 0 | 0 | 0 | 0 | 0 | 0 | 0 | 0 | 0 | 0 | 0 | 0 | 0 | 0 | 0 | 0 | 0 | 0 | 0 | 0 | 0 | 0 | 0
F2_Commercial_Office (ID)_New_Food Preparation_Natural Gas_Griddle_E10 | F2 | Commercial | Office (ID) | New | Food Preparation | Natural Gas | Griddle | E10 | RVT - Cost of Operation | 0 | 0 | 0 | 0 | 0 | 0 | 0 | 0 | 0 | 0 | 0 | 0 | 0 | 0 | 0 | 0 | 0 | 0 | 0 | 0 | 0 | 0 | 0 | 0 | 0 | 0 | 0
F3_Commercial_Office (ID)_New_Food Preparation_Natural Gas_Griddle_E1 | F3 | Commercial | Office (ID) | New | Food Preparation | Natural Gas | Griddle | E1 | System - kBTUs of Consumption | 3.9714 | 3.9714 | 3.9714 | 3.9714 | 3.9714 | 3.9714 | 3.9714 | 3.9714 | 3.9714 | 3.9714 | 3.9714 | 3.9714 | 3.9714 | 3.9714 | 3.9714 | 3.9714 | 3.9714 | 3.9714 | 3.9714 | 3.9714 | 3.9714 | 3.9714 | 3.9714 | 3.9714 | 3.9714 | 3.9714 | 3.9714
F3_Commercial_Office (ID)_New_Food Preparation_Natural Gas_Griddle_E2 | F3 | Commercial | Office (ID) | New | Food Preparation | Natural Gas | Griddle | E2 | System - kBTUs of Consumption | 3.4858 | 3.4858 | 3.4858 | 3.4858 | 3.4858 | 3.4858 | 3.4858 | 3.4858 | 3.4858 | 3.4858 | 3.4858 | 3.4858 | 3.4858 | 3.4858 | 3.4858 | 3.4858 | 3.4858 | 3.4858 | 3.4858 | 3.4858 | 3.4858 | 3.4858 | 3.4858 | 3.4858 | 3.4858 | 3.4858 | 3.4858
F3_Commercial_Office (ID)_New_Food Preparation_Natural Gas_Griddle_E3 | F3 | Commercial | Office (ID) | New | Food Preparation | Natural Gas | Griddle | E3 | System - kBTUs of Consumption | 0 | 0 | 0 | 0 | 0 | 0 | 0 | 0 | 0 | 0 | 0 | 0 | 0 | 0 | 0 | 0 | 0 | 0 | 0 | 0 | 0 | 0 | 0 | 0 | 0 | 0 | 0
F3_Commercial_Office (ID)_New_Food Preparation_Natural Gas_Griddle_E4 | F3 | Commercial | Office (ID) | New | Food Preparation | Natural Gas | Griddle | E4 | System - kBTUs of Consumption | 0 | 0 | 0 | 0 | 0 | 0 | 0 | 0 | 0 | 0 | 0 | 0 | 0 | 0 | 0 | 0 | 0 | 0 | 0 | 0 | 0 | 0 | 0 | 0 | 0 | 0 | 0
F3_Commercial_Office (ID)_New_Food Preparation_Natural Gas_Griddle_E5 | F3 | Commercial | Office (ID) | New | Food Preparation | Natural Gas | Griddle | E5 | System - kBTUs of Consumption | 0 | 0 | 0 | 0 | 0 | 0 | 0 | 0 | 0 | 0 | 0 | 0 | 0 | 0 | 0 | 0 | 0 | 0 | 0 | 0 | 0 | 0 | 0 | 0 | 0 | 0 | 0
F3_Commercial_Office (ID)_New_Food Preparation_Natural Gas_Griddle_E6 | F3 | Commercial | Office (ID) | New | Food Preparation | Natural Gas | Griddle | E6 | System - kBTUs of Consumption | 0 | 0 | 0 | 0 | 0 | 0 | 0 | 0 | 0 | 0 | 0 | 0 | 0 | 0 | 0 | 0 | 0 | 0 | 0 | 0 | 0 | 0 | 0 | 0 | 0 | 0 | 0
F3_Commercial_Office (ID)_New_Food Preparation_Natural Gas_Griddle_E7 | F3 | Commercial | Office (ID) | New | Food Preparation | Natural Gas | Griddle | E7 | System - kBTUs of Consumption | 0 | 0 | 0 | 0 | 0 | 0 | 0 | 0 | 0 | 0 | 0 | 0 | 0 | 0 | 0 | 0 | 0 | 0 | 0 | 0 | 0 | 0 | 0 | 0 | 0 | 0 | 0
F3_Commercial_Office (ID)_New_Food Preparation_Natural Gas_Griddle_E8 | F3 | Commercial | Office (ID) | New | Food Preparation | Natural Gas | Griddle | E8 | System - kBTUs of Consumption | 0 | 0 | 0 | 0 | 0 | 0 | 0 | 0 | 0 | 0 | 0 | 0 | 0 | 0 | 0 | 0 | 0 | 0 | 0 | 0 | 0 | 0 | 0 | 0 | 0 | 0 | 0
F3_Commercial_Office (ID)_New_Food Preparation_Natural Gas_Griddle_E9 | F3 | Commercial | Office (ID) | New | Food Preparation | Natural Gas | Griddle | E9 | System - kBTUs of Consumption | 0 | 0 | 0 | 0 | 0 | 0 | 0 | 0 | 0 | 0 | 0 | 0 | 0 | 0 | 0 | 0 | 0 | 0 | 0 | 0 | 0 | 0 | 0 | 0 | 0 | 0 | 0
F3_Commercial_Office (ID)_New_Food Preparation_Natural Gas_Griddle_E10 | F3 | Commercial | Office (ID) | New | Food Preparation | Natural Gas | Griddle | E10 | System - kBTUs of Consumption | 0 | 0 | 0 | 0 | 0 | 0 | 0 | 0 | 0 | 0 | 0 | 0 | 0 | 0 | 0 | 0 | 0 | 0 | 0 | 0 | 0 | 0 | 0 | 0 | 0 | 0 | 0
F4_Commercial_Office (ID)_New_Food Preparation_Natural Gas_Griddle_E1 | F4 | Commercial | Office (ID) | New | Food Preparation | Natural Gas | Griddle | E1 | Utility - Cost of Equipment | 0.00035481 | 0.00035481 | 0.00035481 | 0.00035481 | 0.00035481 | 0.00035481 | 0.00035481 | 0.00035481 | 0.00035481 | 0.00035481 | 0.00035481 | 0.00035481 | 0.00035481 | 0.00035481 | 0.00035481 | 0.00035481 | 0.00035481 | 0.00035481 | 0.00035481 | 0.00035481 | 0.00035481 | 0.00035481 | 0.00035481 | 0.00035481 | 0.00035481 | 0.00035481 | 0.00035481
F4_Commercial_Office (ID)_New_Food Preparation_Natural Gas_Griddle_E2 | F4 | Commercial | Office (ID) | New | Food Preparation | Natural Gas | Griddle | E2 | Utility - Cost of Equipment | 0.00037961 | 0.00037961 | 0.00037961 | 0.00037961 | 0.00037961 | 0.00037961 | 0.00037961 | 0.00037961 | 0.00037961 | 0.00037961 | 0.00037961 | 0.00037961 | 0.00037961 | 0.00037961 | 0.00037961 | 0.00037961 | 0.00037961 | 0.00037961 | 0.00037961 | 0.00037961 | 0.00037961 | 0.00037961 | 0.00037961 | 0.00037961 | 0.00037961 | 0.00037961 | 0.00037961
F4_Commercial_Office (ID)_New_Food Preparation_Natural Gas_Griddle_E3 | F4 | Commercial | Office (ID) | New | Food Preparation | Natural Gas | Griddle | E3 | Utility - Cost of Equipment | 0 | 0 | 0 | 0 | 0 | 0 | 0 | 0 | 0 | 0 | 0 | 0 | 0 | 0 | 0 | 0 | 0 | 0 | 0 | 0 | 0 | 0 | 0 | 0 | 0 | 0 | 0
F4_Commercial_Office (ID)_New_Food Preparation_Natural Gas_Griddle_E4 | F4 | Commercial | Office (ID) | New | Food Preparation | Natural Gas | Griddle | E4 | Utility - Cost of Equipment | 0 | 0 | 0 | 0 | 0 | 0 | 0 | 0 | 0 | 0 | 0 | 0 | 0 | 0 | 0 | 0 | 0 | 0 | 0 | 0 | 0 | 0 | 0 | 0 | 0 | 0 | 0
F4_Commercial_Office (ID)_New_Food Preparation_Natural Gas_Griddle_E5 | F4 | Commercial | Office (ID) | New | Food Preparation | Natural Gas | Griddle | E5 | Utility - Cost of Equipment | 0 | 0 | 0 | 0 | 0 | 0 | 0 | 0 | 0 | 0 | 0 | 0 | 0 | 0 | 0 | 0 | 0 | 0 | 0 | 0 | 0 | 0 | 0 | 0 | 0 | 0 | 0
F4_Commercial_Office (ID)_New_Food Preparation_Natural Gas_Griddle_E6 | F4 | Commercial | Office (ID) | New | Food Preparation | Natural Gas | Griddle | E6 | Utility - Cost of Equipment | 0 | 0 | 0 | 0 | 0 | 0 | 0 | 0 | 0 | 0 | 0 | 0 | 0 | 0 | 0 | 0 | 0 | 0 | 0 | 0 | 0 | 0 | 0 | 0 | 0 | 0 | 0
F4_Commercial_Office (ID)_New_Food Preparation_Natural Gas_Griddle_E7 | F4 | Commercial | Office (ID) | New | Food Preparation | Natural Gas | Griddle | E7 | Utility - Cost of Equipment | 0 | 0 | 0 | 0 | 0 | 0 | 0 | 0 | 0 | 0 | 0 | 0 | 0 | 0 | 0 | 0 | 0 | 0 | 0 | 0 | 0 | 0 | 0 | 0 | 0 | 0 | 0
F4_Commercial_Office (ID)_New_Food Preparation_Natural Gas_Griddle_E8 | F4 | Commercial | Office (ID) | New | Food Preparation | Natural Gas | Griddle | E8 | Utility - Cost of Equipment | 0 | 0 | 0 | 0 | 0 | 0 | 0 | 0 | 0 | 0 | 0 | 0 | 0 | 0 | 0 | 0 | 0 | 0 | 0 | 0 | 0 | 0 | 0 | 0 | 0 | 0 | 0
F4_Commercial_Office (ID)_New_Food Preparation_Natural Gas_Griddle_E9 | F4 | Commercial | Office (ID) | New | Food Preparation | Natural Gas | Griddle | E9 | Utility - Cost of Equipment | 0 | 0 | 0 | 0 | 0 | 0 | 0 | 0 | 0 | 0 | 0 | 0 | 0 | 0 | 0 | 0 | 0 | 0 | 0 | 0 | 0 | 0 | 0 | 0 | 0 | 0 | 0
F4_Commercial_Office (ID)_New_Food Preparation_Natural Gas_Griddle_E10 | F4 | Commercial | Office (ID) | New | Food Preparation | Natural Gas | Griddle | E10 | Utility - Cost of Equipment | 0 | 0 | 0 | 0 | 0 | 0 | 0 | 0 | 0 | 0 | 0 | 0 | 0 | 0 | 0 | 0 | 0 | 0 | 0 | 0 | 0 | 0 | 0 | 0 | 0 | 0 | 0
F5_Commercial_Office (ID)_New_Food Preparation_Natural Gas_Griddle_E1 | F5 | Commercial | Office (ID) | New | Food Preparation | Natural Gas | Griddle | E1 | Utility - Cost of Operation | 0.014134 | 0.014491 | 0.014913 | 0.015396 | 0.015943 | 0.016609 | 0.017294 | 0.017972 | 0.018625 | 0.019287 | 0.019814 | 0.020307 | 0.020838 | 0.021357 | 0.021821 | 0.022255 | 0.022645 | 0.023029 | 0.02344 | 0.023841 | 0.024252 | 0.02468 | 0.025113 | 0.025559 | 0.026013 | 0.026475 | 0.026945
F5_Commercial_Office (ID)_New_Food Preparation_Natural Gas_Griddle_E2 | F5 | Commercial | Office (ID) | New | Food Preparation | Natural Gas | Griddle | E2 | Utility - Cost of Operation | 0.012406 | 0.012718 | 0.013089 | 0.013513 | 0.013993 | 0.014577 | 0.015179 | 0.015774 | 0.016347 | 0.016928 | 0.017391 | 0.017824 | 0.018289 | 0.018745 | 0.019152 | 0.019533 | 0.019875 | 0.020213 | 0.020573 | 0.020925 | 0.021286 | 0.021662 | 0.022042 | 0.022433 | 0.022832 | 0.023237 | 0.02365
F5_Commercial_Office (ID)_New_Food Preparation_Natural Gas_Griddle_E3 | F5 | Commercial | Office (ID) | New | Food Preparation | Natural Gas | Griddle | E3 | Utility - Cost of Operation | 0 | 0 | 0 | 0 | 0 | 0 | 0 | 0 | 0 | 0 | 0 | 0 | 0 | 0 | 0 | 0 | 0 | 0 | 0 | 0 | 0 | 0 | 0 | 0 | 0 | 0 | 0
F5_Commercial_Office (ID)_New_Food Preparation_Natural Gas_Griddle_E4 | F5 | Commercial | Office (ID) | New | Food Preparation | Natural Gas | Griddle | E4 | Utility - Cost of Operation | 0 | 0 | 0 | 0 | 0 | 0 | 0 | 0 | 0 | 0 | 0 | 0 | 0 | 0 | 0 | 0 | 0 | 0 | 0 | 0 | 0 | 0 | 0 | 0 | 0 | 0 | 0
F5_Commercial_Office (ID)_New_Food Preparation_Natural Gas_Griddle_E5 | F5 | Commercial | Office (ID) | New | Food Preparation | Natural Gas | Griddle | E5 | Utility - Cost of Operation | 0 | 0 | 0 | 0 | 0 | 0 | 0 | 0 | 0 | 0 | 0 | 0 | 0 | 0 | 0 | 0 | 0 | 0 | 0 | 0 | 0 | 0 | 0 | 0 | 0 | 0 | 0
F5_Commercial_Office (ID)_New_Food Preparation_Natural Gas_Griddle_E6 | F5 | Commercial | Office (ID) | New | Food Preparation | Natural Gas | Griddle | E6 | Utility - Cost of Operation | 0 | 0 | 0 | 0 | 0 | 0 | 0 | 0 | 0 | 0 | 0 | 0 | 0 | 0 | 0 | 0 | 0 | 0 | 0 | 0 | 0 | 0 | 0 | 0 | 0 | 0 | 0
F5_Commercial_Office (ID)_New_Food Preparation_Natural Gas_Griddle_E7 | F5 | Commercial | Office (ID) | New | Food Preparation | Natural Gas | Griddle | E7 | Utility - Cost of Operation | 0 | 0 | 0 | 0 | 0 | 0 | 0 | 0 | 0 | 0 | 0 | 0 | 0 | 0 | 0 | 0 | 0 | 0 | 0 | 0 | 0 | 0 | 0 | 0 | 0 | 0 | 0
F5_Commercial_Office (ID)_New_Food Preparation_Natural Gas_Griddle_E8 | F5 | Commercial | Office (ID) | New | Food Preparation | Natural Gas | Griddle | E8 | Utility - Cost of Operation | 0 | 0 | 0 | 0 | 0 | 0 | 0 | 0 | 0 | 0 | 0 | 0 | 0 | 0 | 0 | 0 | 0 | 0 | 0 | 0 | 0 | 0 | 0 | 0 | 0 | 0 | 0
F5_Commercial_Office (ID)_New_Food Preparation_Natural Gas_Griddle_E9 | F5 | Commercial | Office (ID) | New | Food Preparation | Natural Gas | Griddle | E9 | Utility - Cost of Operation | 0 | 0 | 0 | 0 | 0 | 0 | 0 | 0 | 0 | 0 | 0 | 0 | 0 | 0 | 0 | 0 | 0 | 0 | 0 | 0 | 0 | 0 | 0 | 0 | 0 | 0 | 0
F5_Commercial_Office (ID)_New_Food Preparation_Natural Gas_Griddle_E10 | F5 | Commercial | Office (ID) | New | Food Preparation | Natural Gas | Griddle | E10 | Utility - Cost of Operation | 0 | 0 | 0 | 0 | 0 | 0 | 0 | 0 | 0 | 0 | 0 | 0 | 0 | 0 | 0 | 0 | 0 | 0 | 0 | 0 | 0 | 0 | 0 | 0 | 0 | 0 | 0
F6_Commercial_Office (ID)_New_Food Preparation_Natural Gas_Griddle_E1 | F6 | Commercial | Office (ID) | New | Food Preparation | Natural Gas | Griddle | E1 | Utility - Value of Sales | 0.016647 | 0.016962 | 0.017331 | 0.017761 | 0.018254 | 0.01887 | 0.019487 | 0.020072 | 0.020603 | 0.021117 | 0.021649 | 0.022133 | 0.022644 | 0.023128 | 0.023543 | 0.023919 | 0.024236 | 0.024539 | 0.024862 | 0.025163 | 0.025465 | 0.025914 | 0.026368 | 0.026837 | 0.027314 | 0.027799 | 0.028293
F6_Commercial_Office (ID)_New_Food Preparation_Natural Gas_Griddle_E2 | F6 | Commercial | Office (ID) | New | Food Preparation | Natural Gas | Griddle | E2 | Utility - Value of Sales | 0.014612 | 0.014888 | 0.015212 | 0.015589 | 0.016022 | 0.016562 | 0.017103 | 0.017618 | 0.018083 | 0.018534 | 0.019002 | 0.019427 | 0.019875 | 0.020299 | 0.020664 | 0.020994 | 0.021272 | 0.021538 | 0.021821 | 0.022086 | 0.022351 | 0.022745 | 0.023144 | 0.023555 | 0.023973 | 0.024399 | 0.024833
F6_Commercial_Office (ID)_New_Food Preparation_Natural Gas_Griddle_E3 | F6 | Commercial | Office (ID) | New | Food Preparation | Natural Gas | Griddle | E3 | Utility - Value of Sales | 0 | 0 | 0 | 0 | 0 | 0 | 0 | 0 | 0 | 0 | 0 | 0 | 0 | 0 | 0 | 0 | 0 | 0 | 0 | 0 | 0 | 0 | 0 | 0 | 0 | 0 | 0
F6_Commercial_Office (ID)_New_Food Preparation_Natural Gas_Griddle_E4 | F6 | Commercial | Office (ID) | New | Food Preparation | Natural Gas | Griddle | E4 | Utility - Value of Sales | 0 | 0 | 0 | 0 | 0 | 0 | 0 | 0 | 0 | 0 | 0 | 0 | 0 | 0 | 0 | 0 | 0 | 0 | 0 | 0 | 0 | 0 | 0 | 0 | 0 | 0 | 0
F6_Commercial_Office (ID)_New_Food Preparation_Natural Gas_Griddle_E5 | F6 | Commercial | Office (ID) | New | Food Preparation | Natural Gas | Griddle | E5 | Utility - Value of Sales | 0 | 0 | 0 | 0 | 0 | 0 | 0 | 0 | 0 | 0 | 0 | 0 | 0 | 0 | 0 | 0 | 0 | 0 | 0 | 0 | 0 | 0 | 0 | 0 | 0 | 0 | 0
F6_Commercial_Office (ID)_New_Food Preparation_Natural Gas_Griddle_E6 | F6 | Commercial | Office (ID) | New | Food Preparation | Natural Gas | Griddle | E6 | Utility - Value of Sales | 0 | 0 | 0 | 0 | 0 | 0 | 0 | 0 | 0 | 0 | 0 | 0 | 0 | 0 | 0 | 0 | 0 | 0 | 0 | 0 | 0 | 0 | 0 | 0 | 0 | 0 | 0
F6_Commercial_Office (ID)_New_Food Preparation_Natural Gas_Griddle_E7 | F6 | Commercial | Office (ID) | New | Food Preparation | Natural Gas | Griddle | E7 | Utility - Value of Sales | 0 | 0 | 0 | 0 | 0 | 0 | 0 | 0 | 0 | 0 | 0 | 0 | 0 | 0 | 0 | 0 | 0 | 0 | 0 | 0 | 0 | 0 | 0 | 0 | 0 | 0 | 0
F6_Commercial_Office (ID)_New_Food Preparation_Natural Gas_Griddle_E8 | F6 | Commercial | Office (ID) | New | Food Preparation | Natural Gas | Griddle | E8 | Utility - Value of Sales | 0 | 0 | 0 | 0 | 0 | 0 | 0 | 0 | 0 | 0 | 0 | 0 | 0 | 0 | 0 | 0 | 0 | 0 | 0 | 0 | 0 | 0 | 0 | 0 | 0 | 0 | 0
F6_Commercial_Office (ID)_New_Food Preparation_Natural Gas_Griddle_E9 | F6 | Commercial | Office (ID) | New | Food Preparation | Natural Gas | Griddle | E9 | Utility - Value of Sales | 0 | 0 | 0 | 0 | 0 | 0 | 0 | 0 | 0 | 0 | 0 | 0 | 0 | 0 | 0 | 0 | 0 | 0 | 0 | 0 | 0 | 0 | 0 | 0 | 0 | 0 | 0
F6_Commercial_Office (ID)_New_Food Preparation_Natural Gas_Griddle_E10 | F6 | Commercial | Office (ID) | New | Food Preparation | Natural Gas | Griddle | E10 | Utility - Value of Sales | 0 | 0 | 0 | 0 | 0 | 0 | 0 | 0 | 0 | 0 | 0 | 0 | 0 | 0 | 0 | 0 | 0 | 0 | 0 | 0 | 0 | 0 | 0 | 0 | 0 | 0 | 0
F1_Commercial_Office (ID)_New_Food Preparation_Natural Gas_Range_E1 | F1 | Commercial | Office (ID) | New | Food Preparation | Natural Gas | Range | E1 | RVT - Cost of Equipment | 0.00041347 | 0.00041347 | 0.00041347 | 0.00041347 | 0.00041347 | 0.00041347 | 0.00041347 | 0.00041347 | 0.00041347 | 0.00041347 | 0.00041347 | 0.00041347 | 0.00041347 | 0.00041347 | 0.00041347 | 0.00041347 | 0.00041347 | 0.00041347 | 0.00041347 | 0.00041347 | 0.00041347 | 0.00041347 | 0.00041347 | 0.00041347 | 0.00041347 | 0.00041347 | 0.00041347
F1_Commercial_Office (ID)_New_Food Preparation_Natural Gas_Range_E2 | F1 | Commercial | Office (ID) | New | Food Preparation | Natural Gas | Range | E2 | RVT - Cost of Equipment | 0.00045023 | 0.00045023 | 0.00045023 | 0.00045023 | 0.00045023 | 0.00045023 | 0.00045023 | 0.00045023 | 0.00045023 | 0.00045023 | 0.00045023 | 0.00045023 | 0.00045023 | 0.00045023 | 0.00045023 | 0.00045023 | 0.00045023 | 0.00045023 | 0.00045023 | 0.00045023 | 0.00045023 | 0.00045023 | 0.00045023 | 0.00045023 | 0.00045023 | 0.00045023 | 0.00045023
F1_Commercial_Office (ID)_New_Food Preparation_Natural Gas_Range_E3 | F1 | Commercial | Office (ID) | New | Food Preparation | Natural Gas | Range | E3 | RVT - Cost of Equipment | 0 | 0 | 0 | 0 | 0 | 0 | 0 | 0 | 0 | 0 | 0 | 0 | 0 | 0 | 0 | 0 | 0 | 0 | 0 | 0 | 0 | 0 | 0 | 0 | 0 | 0 | 0
F1_Commercial_Office (ID)_New_Food Preparation_Natural Gas_Range_E4 | F1 | Commercial | Office (ID) | New | Food Preparation | Natural Gas | Range | E4 | RVT - Cost of Equipment | 0 | 0 | 0 | 0 | 0 | 0 | 0 | 0 | 0 | 0 | 0 | 0 | 0 | 0 | 0 | 0 | 0 | 0 | 0 | 0 | 0 | 0 | 0 | 0 | 0 | 0 | 0
F1_Commercial_Office (ID)_New_Food Preparation_Natural Gas_Range_E5 | F1 | Commercial | Office (ID) | New | Food Preparation | Natural Gas | Range | E5 | RVT - Cost of Equipment | 0 | 0 | 0 | 0 | 0 | 0 | 0 | 0 | 0 | 0 | 0 | 0 | 0 | 0 | 0 | 0 | 0 | 0 | 0 | 0 | 0 | 0 | 0 | 0 | 0 | 0 | 0
F1_Commercial_Office (ID)_New_Food Preparation_Natural Gas_Range_E6 | F1 | Commercial | Office (ID) | New | Food Preparation | Natural Gas | Range | E6 | RVT - Cost of Equipment | 0 | 0 | 0 | 0 | 0 | 0 | 0 | 0 | 0 | 0 | 0 | 0 | 0 | 0 | 0 | 0 | 0 | 0 | 0 | 0 | 0 | 0 | 0 | 0 | 0 | 0 | 0
F1_Commercial_Office (ID)_New_Food Preparation_Natural Gas_Range_E7 | F1 | Commercial | Office (ID) | New | Food Preparation | Natural Gas | Range | E7 | RVT - Cost of Equipment | 0 | 0 | 0 | 0 | 0 | 0 | 0 | 0 | 0 | 0 | 0 | 0 | 0 | 0 | 0 | 0 | 0 | 0 | 0 | 0 | 0 | 0 | 0 | 0 | 0 | 0 | 0
F1_Commercial_Office (ID)_New_Food Preparation_Natural Gas_Range_E8 | F1 | Commercial | Office (ID) | New | Food Preparation | Natural Gas | Range | E8 | RVT - Cost of Equipment | 0 | 0 | 0 | 0 | 0 | 0 | 0 | 0 | 0 | 0 | 0 | 0 | 0 | 0 | 0 | 0 | 0 | 0 | 0 | 0 | 0 | 0 | 0 | 0 | 0 | 0 | 0
F1_Commercial_Office (ID)_New_Food Preparation_Natural Gas_Range_E9 | F1 | Commercial | Office (ID) | New | Food Preparation | Natural Gas | Range | E9 | RVT - Cost of Equipment | 0 | 0 | 0 | 0 | 0 | 0 | 0 | 0 | 0 | 0 | 0 | 0 | 0 | 0 | 0 | 0 | 0 | 0 | 0 | 0 | 0 | 0 | 0 | 0 | 0 | 0 | 0
F1_Commercial_Office (ID)_New_Food Preparation_Natural Gas_Range_E10 | F1 | Commercial | Office (ID) | New | Food Preparation | Natural Gas | Range | E10 | RVT - Cost of Equipment | 0 | 0 | 0 | 0 | 0 | 0 | 0 | 0 | 0 | 0 | 0 | 0 | 0 | 0 | 0 | 0 | 0 | 0 | 0 | 0 | 0 | 0 | 0 | 0 | 0 | 0 | 0
F2_Commercial_Office (ID)_New_Food Preparation_Natural Gas_Range_E1 | F2 | Commercial | Office (ID) | New | Food Preparation | Natural Gas | Range | E1 | RVT - Cost of Operation | 0.022145 | 0.022514 | 0.022963 | 0.023509 | 0.024159 | 0.025017 | 0.025898 | 0.02675 | 0.027534 | 0.028287 | 0.029061 | 0.029752 | 0.030473 | 0.031139 | 0.0317 | 0.032197 | 0.032605 | 0.032989 | 0.033402 | 0.03378 | 0.034158 | 0.034761 | 0.035369 | 0.035997 | 0.036637 | 0.037287 | 0.03795
F2_Commercial_Office (ID)_New_Food Preparation_Natural Gas_Range_E2 | F2 | Commercial | Office (ID) | New | Food Preparation | Natural Gas | Range | E2 | RVT - Cost of Operation | 0.011073 | 0.011257 | 0.011482 | 0.011755 | 0.012079 | 0.012509 | 0.012949 | 0.013375 | 0.013767 | 0.014144 | 0.01453 | 0.014876 | 0.015236 | 0.015569 | 0.01585 | 0.016099 | 0.016303 | 0.016495 | 0.016701 | 0.01689 | 0.017079 | 0.01738 | 0.017684 | 0.017998 | 0.018318 | 0.018644 | 0.018975
F2_Commercial_Office (ID)_New_Food Preparation_Natural Gas_Range_E3 | F2 | Commercial | Office (ID) | New | Food Preparation | Natural Gas | Range | E3 | RVT - Cost of Operation | 0 | 0 | 0 | 0 | 0 | 0 | 0 | 0 | 0 | 0 | 0 | 0 | 0 | 0 | 0 | 0 | 0 | 0 | 0 | 0 | 0 | 0 | 0 | 0 | 0 | 0 | 0
F2_Commercial_Office (ID)_New_Food Preparation_Natural Gas_Range_E4 | F2 | Commercial | Office (ID) | New | Food Preparation | Natural Gas | Range | E4 | RVT - Cost of Operation | 0 | 0 | 0 | 0 | 0 | 0 | 0 | 0 | 0 | 0 | 0 | 0 | 0 | 0 | 0 | 0 | 0 | 0 | 0 | 0 | 0 | 0 | 0 | 0 | 0 | 0 | 0
F2_Commercial_Office (ID)_New_Food Preparation_Natural Gas_Range_E5 | F2 | Commercial | Office (ID) | New | Food Preparation | Natural Gas | Range | E5 | RVT - Cost of Operation | 0 | 0 | 0 | 0 | 0 | 0 | 0 | 0 | 0 | 0 | 0 | 0 | 0 | 0 | 0 | 0 | 0 | 0 | 0 | 0 | 0 | 0 | 0 | 0 | 0 | 0 | 0
F2_Commercial_Office (ID)_New_Food Preparation_Natural Gas_Range_E6 | F2 | Commercial | Office (ID) | New | Food Preparation | Natural Gas | Range | E6 | RVT - Cost of Operation | 0 | 0 | 0 | 0 | 0 | 0 | 0 | 0 | 0 | 0 | 0 | 0 | 0 | 0 | 0 | 0 | 0 | 0 | 0 | 0 | 0 | 0 | 0 | 0 | 0 | 0 | 0
F2_Commercial_Office (ID)_New_Food Preparation_Natural Gas_Range_E7 | F2 | Commercial | Office (ID) | New | Food Preparation | Natural Gas | Range | E7 | RVT - Cost of Operation | 0 | 0 | 0 | 0 | 0 | 0 | 0 | 0 | 0 | 0 | 0 | 0 | 0 | 0 | 0 | 0 | 0 | 0 | 0 | 0 | 0 | 0 | 0 | 0 | 0 | 0 | 0
F2_Commercial_Office (ID)_New_Food Preparation_Natural Gas_Range_E8 | F2 | Commercial | Office (ID) | New | Food Preparation | Natural Gas | Range | E8 | RVT - Cost of Operation | 0 | 0 | 0 | 0 | 0 | 0 | 0 | 0 | 0 | 0 | 0 | 0 | 0 | 0 | 0 | 0 | 0 | 0 | 0 | 0 | 0 | 0 | 0 | 0 | 0 | 0 | 0
F2_Commercial_Office (ID)_New_Food Preparation_Natural Gas_Range_E9 | F2 | Commercial | Office (ID) | New | Food Preparation | Natural Gas | Range | E9 | RVT - Cost of Operation | 0 | 0 | 0 | 0 | 0 | 0 | 0 | 0 | 0 | 0 | 0 | 0 | 0 | 0 | 0 | 0 | 0 | 0 | 0 | 0 | 0 | 0 | 0 | 0 | 0 | 0 | 0
F2_Commercial_Office (ID)_New_Food Preparation_Natural Gas_Range_E10 | F2 | Commercial | Office (ID) | New | Food Preparation | Natural Gas | Range | E10 | RVT - Cost of Operation | 0 | 0 | 0 | 0 | 0 | 0 | 0 | 0 | 0 | 0 | 0 | 0 | 0 | 0 | 0 | 0 | 0 | 0 | 0 | 0 | 0 | 0 | 0 | 0 | 0 | 0 | 0
F3_Commercial_Office (ID)_New_Food Preparation_Natural Gas_Range_E1 | F3 | Commercial | Office (ID) | New | Food Preparation | Natural Gas | Range | E1 | System - kBTUs of Consumption | 5.3678 | 5.3678 | 5.3678 | 5.3678 | 5.3678 | 5.3678 | 5.3678 | 5.3678 | 5.3678 | 5.3678 | 5.3678 | 5.3678 | 5.3678 | 5.3678 | 5.3678 | 5.3678 | 5.3678 | 5.3678 | 5.3678 | 5.3678 | 5.3678 | 5.3678 | 5.3678 | 5.3678 | 5.3678 | 5.3678 | 5.3678
F3_Commercial_Office (ID)_New_Food Preparation_Natural Gas_Range_E2 | F3 | Commercial | Office (ID) | New | Food Preparation | Natural Gas | Range | E2 | System - kBTUs of Consumption | 2.6839 | 2.6839 | 2.6839 | 2.6839 | 2.6839 | 2.6839 | 2.6839 | 2.6839 | 2.6839 | 2.6839 | 2.6839 | 2.6839 | 2.6839 | 2.6839 | 2.6839 | 2.6839 | 2.6839 | 2.6839 | 2.6839 | 2.6839 | 2.6839 | 2.6839 | 2.6839 | 2.6839 | 2.6839 | 2.6839 | 2.6839
F3_Commercial_Office (ID)_New_Food Preparation_Natural Gas_Range_E3 | F3 | Commercial | Office (ID) | New | Food Preparation | Natural Gas | Range | E3 | System - kBTUs of Consumption | 0 | 0 | 0 | 0 | 0 | 0 | 0 | 0 | 0 | 0 | 0 | 0 | 0 | 0 | 0 | 0 | 0 | 0 | 0 | 0 | 0 | 0 | 0 | 0 | 0 | 0 | 0
F3_Commercial_Office (ID)_New_Food Preparation_Natural Gas_Range_E4 | F3 | Commercial | Office (ID) | New | Food Preparation | Natural Gas | Range | E4 | System - kBTUs of Consumption | 0 | 0 | 0 | 0 | 0 | 0 | 0 | 0 | 0 | 0 | 0 | 0 | 0 | 0 | 0 | 0 | 0 | 0 | 0 | 0 | 0 | 0 | 0 | 0 | 0 | 0 | 0
F3_Commercial_Office (ID)_New_Food Preparation_Natural Gas_Range_E5 | F3 | Commercial | Office (ID) | New | Food Preparation | Natural Gas | Range | E5 | System - kBTUs of Consumption | 0 | 0 | 0 | 0 | 0 | 0 | 0 | 0 | 0 | 0 | 0 | 0 | 0 | 0 | 0 | 0 | 0 | 0 | 0 | 0 | 0 | 0 | 0 | 0 | 0 | 0 | 0
F3_Commercial_Office (ID)_New_Food Preparation_Natural Gas_Range_E6 | F3 | Commercial | Office (ID) | New | Food Preparation | Natural Gas | Range | E6 | System - kBTUs of Consumption | 0 | 0 | 0 | 0 | 0 | 0 | 0 | 0 | 0 | 0 | 0 | 0 | 0 | 0 | 0 | 0 | 0 | 0 | 0 | 0 | 0 | 0 | 0 | 0 | 0 | 0 | 0
F3_Commercial_Office (ID)_New_Food Preparation_Natural Gas_Range_E7 | F3 | Commercial | Office (ID) | New | Food Preparation | Natural Gas | Range | E7 | System - kBTUs of Consumption | 0 | 0 | 0 | 0 | 0 | 0 | 0 | 0 | 0 | 0 | 0 | 0 | 0 | 0 | 0 | 0 | 0 | 0 | 0 | 0 | 0 | 0 | 0 | 0 | 0 | 0 | 0
F3_Commercial_Office (ID)_New_Food Preparation_Natural Gas_Range_E8 | F3 | Commercial | Office (ID) | New | Food Preparation | Natural Gas | Range | E8 | System - kBTUs of Consumption | 0 | 0 | 0 | 0 | 0 | 0 | 0 | 0 | 0 | 0 | 0 | 0 | 0 | 0 | 0 | 0 | 0 | 0 | 0 | 0 | 0 | 0 | 0 | 0 | 0 | 0 | 0
F3_Commercial_Office (ID)_New_Food Preparation_Natural Gas_Range_E9 | F3 | Commercial | Office (ID) | New | Food Preparation | Natural Gas | Range | E9 | System - kBTUs of Consumption | 0 | 0 | 0 | 0 | 0 | 0 | 0 | 0 | 0 | 0 | 0 | 0 | 0 | 0 | 0 | 0 | 0 | 0 | 0 | 0 | 0 | 0 | 0 | 0 | 0 | 0 | 0
F3_Commercial_Office (ID)_New_Food Preparation_Natural Gas_Range_E10 | F3 | Commercial | Office (ID) | New | Food Preparation | Natural Gas | Range | E10 | System - kBTUs of Consumption | 0 | 0 | 0 | 0 | 0 | 0 | 0 | 0 | 0 | 0 | 0 | 0 | 0 | 0 | 0 | 0 | 0 | 0 | 0 | 0 | 0 | 0 | 0 | 0 | 0 | 0 | 0
F4_Commercial_Office (ID)_New_Food Preparation_Natural Gas_Range_E1 | F4 | Commercial | Office (ID) | New | Food Preparation | Natural Gas | Range | E1 | Utility - Cost of Equipment | 0.00041347 | 0.00041347 | 0.00041347 | 0.00041347 | 0.00041347 | 0.00041347 | 0.00041347 | 0.00041347 | 0.00041347 | 0.00041347 | 0.00041347 | 0.00041347 | 0.00041347 | 0.00041347 | 0.00041347 | 0.00041347 | 0.00041347 | 0.00041347 | 0.00041347 | 0.00041347 | 0.00041347 | 0.00041347 | 0.00041347 | 0.00041347 | 0.00041347 | 0.00041347 | 0.00041347
F4_Commercial_Office (ID)_New_Food Preparation_Natural Gas_Range_E2 | F4 | Commercial | Office (ID) | New | Food Preparation | Natural Gas | Range | E2 | Utility - Cost of Equipment | 0.00045023 | 0.00045023 | 0.00045023 | 0.00045023 | 0.00045023 | 0.00045023 | 0.00045023 | 0.00045023 | 0.00045023 | 0.00045023 | 0.00045023 | 0.00045023 | 0.00045023 | 0.00045023 | 0.00045023 | 0.00045023 | 0.00045023 | 0.00045023 | 0.00045023 | 0.00045023 | 0.00045023 | 0.00045023 | 0.00045023 | 0.00045023 | 0.00045023 | 0.00045023 | 0.00045023
F4_Commercial_Office (ID)_New_Food Preparation_Natural Gas_Range_E3 | F4 | Commercial | Office (ID) | New | Food Preparation | Natural Gas | Range | E3 | Utility - Cost of Equipment | 0 | 0 | 0 | 0 | 0 | 0 | 0 | 0 | 0 | 0 | 0 | 0 | 0 | 0 | 0 | 0 | 0 | 0 | 0 | 0 | 0 | 0 | 0 | 0 | 0 | 0 | 0
F4_Commercial_Office (ID)_New_Food Preparation_Natural Gas_Range_E4 | F4 | Commercial | Office (ID) | New | Food Preparation | Natural Gas | Range | E4 | Utility - Cost of Equipment | 0 | 0 | 0 | 0 | 0 | 0 | 0 | 0 | 0 | 0 | 0 | 0 | 0 | 0 | 0 | 0 | 0 | 0 | 0 | 0 | 0 | 0 | 0 | 0 | 0 | 0 | 0
F4_Commercial_Office (ID)_New_Food Preparation_Natural Gas_Range_E5 | F4 | Commercial | Office (ID) | New | Food Preparation | Natural Gas | Range | E5 | Utility - Cost of Equipment | 0 | 0 | 0 | 0 | 0 | 0 | 0 | 0 | 0 | 0 | 0 | 0 | 0 | 0 | 0 | 0 | 0 | 0 | 0 | 0 | 0 | 0 | 0 | 0 | 0 | 0 | 0
F4_Commercial_Office (ID)_New_Food Preparation_Natural Gas_Range_E6 | F4 | Commercial | Office (ID) | New | Food Preparation | Natural Gas | Range | E6 | Utility - Cost of Equipment | 0 | 0 | 0 | 0 | 0 | 0 | 0 | 0 | 0 | 0 | 0 | 0 | 0 | 0 | 0 | 0 | 0 | 0 | 0 | 0 | 0 | 0 | 0 | 0 | 0 | 0 | 0
F4_Commercial_Office (ID)_New_Food Preparation_Natural Gas_Range_E7 | F4 | Commercial | Office (ID) | New | Food Preparation | Natural Gas | Range | E7 | Utility - Cost of Equipment | 0 | 0 | 0 | 0 | 0 | 0 | 0 | 0 | 0 | 0 | 0 | 0 | 0 | 0 | 0 | 0 | 0 | 0 | 0 | 0 | 0 | 0 | 0 | 0 | 0 | 0 | 0
F4_Commercial_Office (ID)_New_Food Preparation_Natural Gas_Range_E8 | F4 | Commercial | Office (ID) | New | Food Preparation | Natural Gas | Range | E8 | Utility - Cost of Equipment | 0 | 0 | 0 | 0 | 0 | 0 | 0 | 0 | 0 | 0 | 0 | 0 | 0 | 0 | 0 | 0 | 0 | 0 | 0 | 0 | 0 | 0 | 0 | 0 | 0 | 0 | 0
F4_Commercial_Office (ID)_New_Food Preparation_Natural Gas_Range_E9 | F4 | Commercial | Office (ID) | New | Food Preparation | Natural Gas | Range | E9 | Utility - Cost of Equipment | 0 | 0 | 0 | 0 | 0 | 0 | 0 | 0 | 0 | 0 | 0 | 0 | 0 | 0 | 0 | 0 | 0 | 0 | 0 | 0 | 0 | 0 | 0 | 0 | 0 | 0 | 0
F4_Commercial_Office (ID)_New_Food Preparation_Natural Gas_Range_E10 | F4 | Commercial | Office (ID) | New | Food Preparation | Natural Gas | Range | E10 | Utility - Cost of Equipment | 0 | 0 | 0 | 0 | 0 | 0 | 0 | 0 | 0 | 0 | 0 | 0 | 0 | 0 | 0 | 0 | 0 | 0 | 0 | 0 | 0 | 0 | 0 | 0 | 0 | 0 | 0
F5_Commercial_Office (ID)_New_Food Preparation_Natural Gas_Range_E1 | F5 | Commercial | Office (ID) | New | Food Preparation | Natural Gas | Range | E1 | Utility - Cost of Operation | 0.018616 | 0.019046 | 0.019586 | 0.020224 | 0.020966 | 0.021901 | 0.022875 | 0.023847 | 0.024783 | 0.025733 | 0.026475 | 0.027164 | 0.027907 | 0.028632 | 0.02927 | 0.029862 | 0.030383 | 0.030896 | 0.031447 | 0.031982 | 0.032532 | 0.033105 | 0.033684 | 0.034283 | 0.034892 | 0.035512 | 0.036143
F5_Commercial_Office (ID)_New_Food Preparation_Natural Gas_Range_E2 | F5 | Commercial | Office (ID) | New | Food Preparation | Natural Gas | Range | E2 | Utility - Cost of Operation | 0.009308 | 0.0095229 | 0.0097932 | 0.010112 | 0.010483 | 0.010951 | 0.011438 | 0.011923 | 0.012392 | 0.012867 | 0.013237 | 0.013582 | 0.013954 | 0.014316 | 0.014635 | 0.014931 | 0.015192 | 0.015448 | 0.015724 | 0.015991 | 0.016266 | 0.016553 | 0.016842 | 0.017141 | 0.017446 | 0.017756 | 0.018071
F5_Commercial_Office (ID)_New_Food Preparation_Natural Gas_Range_E3 | F5 | Commercial | Office (ID) | New | Food Preparation | Natural Gas | Range | E3 | Utility - Cost of Operation | 0 | 0 | 0 | 0 | 0 | 0 | 0 | 0 | 0 | 0 | 0 | 0 | 0 | 0 | 0 | 0 | 0 | 0 | 0 | 0 | 0 | 0 | 0 | 0 | 0 | 0 | 0
F5_Commercial_Office (ID)_New_Food Preparation_Natural Gas_Range_E4 | F5 | Commercial | Office (ID) | New | Food Preparation | Natural Gas | Range | E4 | Utility - Cost of Operation | 0 | 0 | 0 | 0 | 0 | 0 | 0 | 0 | 0 | 0 | 0 | 0 | 0 | 0 | 0 | 0 | 0 | 0 | 0 | 0 | 0 | 0 | 0 | 0 | 0 | 0 | 0
F5_Commercial_Office (ID)_New_Food Preparation_Natural Gas_Range_E5 | F5 | Commercial | Office (ID) | New | Food Preparation | Natural Gas | Range | E5 | Utility - Cost of Operation | 0 | 0 | 0 | 0 | 0 | 0 | 0 | 0 | 0 | 0 | 0 | 0 | 0 | 0 | 0 | 0 | 0 | 0 | 0 | 0 | 0 | 0 | 0 | 0 | 0 | 0 | 0
F5_Commercial_Office (ID)_New_Food Preparation_Natural Gas_Range_E6 | F5 | Commercial | Office (ID) | New | Food Preparation | Natural Gas | Range | E6 | Utility - Cost of Operation | 0 | 0 | 0 | 0 | 0 | 0 | 0 | 0 | 0 | 0 | 0 | 0 | 0 | 0 | 0 | 0 | 0 | 0 | 0 | 0 | 0 | 0 | 0 | 0 | 0 | 0 | 0
F5_Commercial_Office (ID)_New_Food Preparation_Natural Gas_Range_E7 | F5 | Commercial | Office (ID) | New | Food Preparation | Natural Gas | Range | E7 | Utility - Cost of Operation | 0 | 0 | 0 | 0 | 0 | 0 | 0 | 0 | 0 | 0 | 0 | 0 | 0 | 0 | 0 | 0 | 0 | 0 | 0 | 0 | 0 | 0 | 0 | 0 | 0 | 0 | 0
F5_Commercial_Office (ID)_New_Food Preparation_Natural Gas_Range_E8 | F5 | Commercial | Office (ID) | New | Food Preparation | Natural Gas | Range | E8 | Utility - Cost of Operation | 0 | 0 | 0 | 0 | 0 | 0 | 0 | 0 | 0 | 0 | 0 | 0 | 0 | 0 | 0 | 0 | 0 | 0 | 0 | 0 | 0 | 0 | 0 | 0 | 0 | 0 | 0
F5_Commercial_Office (ID)_New_Food Preparation_Natural Gas_Range_E9 | F5 | Commercial | Office (ID) | New | Food Preparation | Natural Gas | Range | E9 | Utility - Cost of Operation | 0 | 0 | 0 | 0 | 0 | 0 | 0 | 0 | 0 | 0 | 0 | 0 | 0 | 0 | 0 | 0 | 0 | 0 | 0 | 0 | 0 | 0 | 0 | 0 | 0 | 0 | 0
F5_Commercial_Office (ID)_New_Food Preparation_Natural Gas_Range_E10 | F5 | Commercial | Office (ID) | New | Food Preparation | Natural Gas | Range | E10 | Utility - Cost of Operation | 0 | 0 | 0 | 0 | 0 | 0 | 0 | 0 | 0 | 0 | 0 | 0 | 0 | 0 | 0 | 0 | 0 | 0 | 0 | 0 | 0 | 0 | 0 | 0 | 0 | 0 | 0
F6_Commercial_Office (ID)_New_Food Preparation_Natural Gas_Range_E1 | F6 | Commercial | Office (ID) | New | Food Preparation | Natural Gas | Range | E1 | Utility - Value of Sales | 0.022145 | 0.022514 | 0.022963 | 0.023509 | 0.024159 | 0.025017 | 0.025898 | 0.02675 | 0.027534 | 0.028287 | 0.029061 | 0.029752 | 0.030473 | 0.031139 | 0.0317 | 0.032197 | 0.032605 | 0.032989 | 0.033402 | 0.03378 | 0.034158 | 0.034761 | 0.035369 | 0.035997 | 0.036637 | 0.037287 | 0.03795
F6_Commercial_Office (ID)_New_Food Preparation_Natural Gas_Range_E2 | F6 | Commercial | Office (ID) | New | Food Preparation | Natural Gas | Range | E2 | Utility - Value of Sales | 0.011073 | 0.011257 | 0.011482 | 0.011755 | 0.012079 | 0.012509 | 0.012949 | 0.013375 | 0.013767 | 0.014144 | 0.01453 | 0.014876 | 0.015236 | 0.015569 | 0.01585 | 0.016099 | 0.016303 | 0.016495 | 0.016701 | 0.01689 | 0.017079 | 0.01738 | 0.017684 | 0.017998 | 0.018318 | 0.018644 | 0.018975
F6_Commercial_Office (ID)_New_Food Preparation_Natural Gas_Range_E3 | F6 | Commercial | Office (ID) | New | Food Preparation | Natural Gas | Range | E3 | Utility - Value of Sales | 0 | 0 | 0 | 0 | 0 | 0 | 0 | 0 | 0 | 0 | 0 | 0 | 0 | 0 | 0 | 0 | 0 | 0 | 0 | 0 | 0 | 0 | 0 | 0 | 0 | 0 | 0
F6_Commercial_Office (ID)_New_Food Preparation_Natural Gas_Range_E4 | F6 | Commercial | Office (ID) | New | Food Preparation | Natural Gas | Range | E4 | Utility - Value of Sales | 0 | 0 | 0 | 0 | 0 | 0 | 0 | 0 | 0 | 0 | 0 | 0 | 0 | 0 | 0 | 0 | 0 | 0 | 0 | 0 | 0 | 0 | 0 | 0 | 0 | 0 | 0
F6_Commercial_Office (ID)_New_Food Preparation_Natural Gas_Range_E5 | F6 | Commercial | Office (ID) | New | Food Preparation | Natural Gas | Range | E5 | Utility - Value of Sales | 0 | 0 | 0 | 0 | 0 | 0 | 0 | 0 | 0 | 0 | 0 | 0 | 0 | 0 | 0 | 0 | 0 | 0 | 0 | 0 | 0 | 0 | 0 | 0 | 0 | 0 | 0
F6_Commercial_Office (ID)_New_Food Preparation_Natural Gas_Range_E6 | F6 | Commercial | Office (ID) | New | Food Preparation | Natural Gas | Range | E6 | Utility - Value of Sales | 0 | 0 | 0 | 0 | 0 | 0 | 0 | 0 | 0 | 0 | 0 | 0 | 0 | 0 | 0 | 0 | 0 | 0 | 0 | 0 | 0 | 0 | 0 | 0 | 0 | 0 | 0
F6_Commercial_Office (ID)_New_Food Preparation_Natural Gas_Range_E7 | F6 | Commercial | Office (ID) | New | Food Preparation | Natural Gas | Range | E7 | Utility - Value of Sales | 0 | 0 | 0 | 0 | 0 | 0 | 0 | 0 | 0 | 0 | 0 | 0 | 0 | 0 | 0 | 0 | 0 | 0 | 0 | 0 | 0 | 0 | 0 | 0 | 0 | 0 | 0
F6_Commercial_Office (ID)_New_Food Preparation_Natural Gas_Range_E8 | F6 | Commercial | Office (ID) | New | Food Preparation | Natural Gas | Range | E8 | Utility - Value of Sales | 0 | 0 | 0 | 0 | 0 | 0 | 0 | 0 | 0 | 0 | 0 | 0 | 0 | 0 | 0 | 0 | 0 | 0 | 0 | 0 | 0 | 0 | 0 | 0 | 0 | 0 | 0
F6_Commercial_Office (ID)_New_Food Preparation_Natural Gas_Range_E9 | F6 | Commercial | Office (ID) | New | Food Preparation | Natural Gas | Range | E9 | Utility - Value of Sales | 0 | 0 | 0 | 0 | 0 | 0 | 0 | 0 | 0 | 0 | 0 | 0 | 0 | 0 | 0 | 0 | 0 | 0 | 0 | 0 | 0 | 0 | 0 | 0 | 0 | 0 | 0
F6_Commercial_Office (ID)_New_Food Preparation_Natural Gas_Range_E10 | F6 | Commercial | Office (ID) | New | Food Preparation | Natural Gas | Range | E10 | Utility - Value of Sales | 0 | 0 | 0 | 0 | 0 | 0 | 0 | 0 | 0 | 0 | 0 | 0 | 0 | 0 | 0 | 0 | 0 | 0 | 0 | 0 | 0 | 0 | 0 | 0 | 0 | 0 | 0
F1_Commercial_Office (ID)_New_Food Preparation_Natural Gas_Steamer_E1 | F1 | Commercial | Office (ID) | New | Food Preparation | Natural Gas | Steamer | E1 | RVT - Cost of Equipment | 0.10483 | 0.10483 | 0.10483 | 0.10483 | 0.10483 | 0.10483 | 0.10483 | 0.10483 | 0.10483 | 0.10483 | 0.10483 | 0.10483 | 0.10483 | 0.10483 | 0.10483 | 0.10483 | 0.10483 | 0.10483 | 0.10483 | 0.10483 | 0.10483 | 0.10483 | 0.10483 | 0.10483 | 0.10483 | 0.10483 | 0.10483
F1_Commercial_Office (ID)_New_Food Preparation_Natural Gas_Steamer_E2 | F1 | Commercial | Office (ID) | New | Food Preparation | Natural Gas | Steamer | E2 | RVT - Cost of Equipment | 0.11264 | 0.11264 | 0.11264 | 0.11264 | 0.11264 | 0.11264 | 0.11264 | 0.11264 | 0.11264 | 0.11264 | 0.11264 | 0.11264 | 0.11264 | 0.11264 | 0.11264 | 0.11264 | 0.11264 | 0.11264 | 0.11264 | 0.11264 | 0.11264 | 0.11264 | 0.11264 | 0.11264 | 0.11264 | 0.11264 | 0.11264
F1_Commercial_Office (ID)_New_Food Preparation_Natural Gas_Steamer_E3 | F1 | Commercial | Office (ID) | New | Food Preparation | Natural Gas | Steamer | E3 | RVT - Cost of Equipment | 0 | 0 | 0 | 0 | 0 | 0 | 0 | 0 | 0 | 0 | 0 | 0 | 0 | 0 | 0 | 0 | 0 | 0 | 0 | 0 | 0 | 0 | 0 | 0 | 0 | 0 | 0
F1_Commercial_Office (ID)_New_Food Preparation_Natural Gas_Steamer_E4 | F1 | Commercial | Office (ID) | New | Food Preparation | Natural Gas | Steamer | E4 | RVT - Cost of Equipment | 0 | 0 | 0 | 0 | 0 | 0 | 0 | 0 | 0 | 0 | 0 | 0 | 0 | 0 | 0 | 0 | 0 | 0 | 0 | 0 | 0 | 0 | 0 | 0 | 0 | 0 | 0
F1_Commercial_Office (ID)_New_Food Preparation_Natural Gas_Steamer_E5 | F1 | Commercial | Office (ID) | New | Food Preparation | Natural Gas | Steamer | E5 | RVT - Cost of Equipment | 0 | 0 | 0 | 0 | 0 | 0 | 0 | 0 | 0 | 0 | 0 | 0 | 0 | 0 | 0 | 0 | 0 | 0 | 0 | 0 | 0 | 0 | 0 | 0 | 0 | 0 | 0
F1_Commercial_Office (ID)_New_Food Preparation_Natural Gas_Steamer_E6 | F1 | Commercial | Office (ID) | New | Food Preparation | Natural Gas | Steamer | E6 | RVT - Cost of Equipment | 0 | 0 | 0 | 0 | 0 | 0 | 0 | 0 | 0 | 0 | 0 | 0 | 0 | 0 | 0 | 0 | 0 | 0 | 0 | 0 | 0 | 0 | 0 | 0 | 0 | 0 | 0
F1_Commercial_Office (ID)_New_Food Preparation_Natural Gas_Steamer_E7 | F1 | Commercial | Office (ID) | New | Food Preparation | Natural Gas | Steamer | E7 | RVT - Cost of Equipment | 0 | 0 | 0 | 0 | 0 | 0 | 0 | 0 | 0 | 0 | 0 | 0 | 0 | 0 | 0 | 0 | 0 | 0 | 0 | 0 | 0 | 0 | 0 | 0 | 0 | 0 | 0
F1_Commercial_Office (ID)_New_Food Preparation_Natural Gas_Steamer_E8 | F1 | Commercial | Office (ID) | New | Food Preparation | Natural Gas | Steamer | E8 | RVT - Cost of Equipment | 0 | 0 | 0 | 0 | 0 | 0 | 0 | 0 | 0 | 0 | 0 | 0 | 0 | 0 | 0 | 0 | 0 | 0 | 0 | 0 | 0 | 0 | 0 | 0 | 0 | 0 | 0
F1_Commercial_Office (ID)_New_Food Preparation_Natural Gas_Steamer_E9 | F1 | Commercial | Office (ID) | New | Food Preparation | Natural Gas | Steamer | E9 | RVT - Cost of Equipment | 0 | 0 | 0 | 0 | 0 | 0 | 0 | 0 | 0 | 0 | 0 | 0 | 0 | 0 | 0 | 0 | 0 | 0 | 0 | 0 | 0 | 0 | 0 | 0 | 0 | 0 | 0
F1_Commercial_Office (ID)_New_Food Preparation_Natural Gas_Steamer_E10 | F1 | Commercial | Office (ID) | New | Food Preparation | Natural Gas | Steamer | E10 | RVT - Cost of Equipment | 0 | 0 | 0 | 0 | 0 | 0 | 0 | 0 | 0 | 0 | 0 | 0 | 0 | 0 | 0 | 0 | 0 | 0 | 0 | 0 | 0 | 0 | 0 | 0 | 0 | 0 | 0
F2_Commercial_Office (ID)_New_Food Preparation_Natural Gas_Steamer_E1 | F2 | Commercial | Office (ID) | New | Food Preparation | Natural Gas | Steamer | E1 | RVT - Cost of Operation | 0.030843 | 0.031426 | 0.03211 | 0.032907 | 0.03382 | 0.03496 | 0.036103 | 0.037189 | 0.038171 | 0.039124 | 0.04011 | 0.041007 | 0.041954 | 0.04285 | 0.04362 | 0.044315 | 0.044903 | 0.045465 | 0.046062 | 0.04662 | 0.04718 | 0.048012 | 0.048854 | 0.049722 | 0.050605 | 0.051504 | 0.052419
F2_Commercial_Office (ID)_New_Food Preparation_Natural Gas_Steamer_E2 | F2 | Commercial | Office (ID) | New | Food Preparation | Natural Gas | Steamer | E2 | RVT - Cost of Operation | 0.0058193 | 0.0059292 | 0.0060583 | 0.0062087 | 0.006381 | 0.0065961 | 0.0068118 | 0.0070166 | 0.0072019 | 0.0073816 | 0.0075678 | 0.007737 | 0.0079156 | 0.0080846 | 0.0082299 | 0.0083611 | 0.0084721 | 0.0085781 | 0.0086908 | 0.008796 | 0.0089016 | 0.0090587 | 0.0092174 | 0.0093812 | 0.0095478 | 0.0097174 | 0.0098901
F2_Commercial_Office (ID)_New_Food Preparation_Natural Gas_Steamer_E3 | F2 | Commercial | Office (ID) | New | Food Preparation | Natural Gas | Steamer | E3 | RVT - Cost of Operation | 0 | 0 | 0 | 0 | 0 | 0 | 0 | 0 | 0 | 0 | 0 | 0 | 0 | 0 | 0 | 0 | 0 | 0 | 0 | 0 | 0 | 0 | 0 | 0 | 0 | 0 | 0
F2_Commercial_Office (ID)_New_Food Preparation_Natural Gas_Steamer_E4 | F2 | Commercial | Office (ID) | New | Food Preparation | Natural Gas | Steamer | E4 | RVT - Cost of Operation | 0 | 0 | 0 | 0 | 0 | 0 | 0 | 0 | 0 | 0 | 0 | 0 | 0 | 0 | 0 | 0 | 0 | 0 | 0 | 0 | 0 | 0 | 0 | 0 | 0 | 0 | 0
F2_Commercial_Office (ID)_New_Food Preparation_Natural Gas_Steamer_E5 | F2 | Commercial | Office (ID) | New | Food Preparation | Natural Gas | Steamer | E5 | RVT - Cost of Operation | 0 | 0 | 0 | 0 | 0 | 0 | 0 | 0 | 0 | 0 | 0 | 0 | 0 | 0 | 0 | 0 | 0 | 0 | 0 | 0 | 0 | 0 | 0 | 0 | 0 | 0 | 0
F2_Commercial_Office (ID)_New_Food Preparation_Natural Gas_Steamer_E6 | F2 | Commercial | Office (ID) | New | Food Preparation | Natural Gas | Steamer | E6 | RVT - Cost of Operation | 0 | 0 | 0 | 0 | 0 | 0 | 0 | 0 | 0 | 0 | 0 | 0 | 0 | 0 | 0 | 0 | 0 | 0 | 0 | 0 | 0 | 0 | 0 | 0 | 0 | 0 | 0
F2_Commercial_Office (ID)_New_Food Preparation_Natural Gas_Steamer_E7 | F2 | Commercial | Office (ID) | New | Food Preparation | Natural Gas | Steamer | E7 | RVT - Cost of Operation | 0 | 0 | 0 | 0 | 0 | 0 | 0 | 0 | 0 | 0 | 0 | 0 | 0 | 0 | 0 | 0 | 0 | 0 | 0 | 0 | 0 | 0 | 0 | 0 | 0 | 0 | 0
F2_Commercial_Office (ID)_New_Food Preparation_Natural Gas_Steamer_E8 | F2 | Commercial | Office (ID) | New | Food Preparation | Natural Gas | Steamer | E8 | RVT - Cost of Operation | 0 | 0 | 0 | 0 | 0 | 0 | 0 | 0 | 0 | 0 | 0 | 0 | 0 | 0 | 0 | 0 | 0 | 0 | 0 | 0 | 0 | 0 | 0 | 0 | 0 | 0 | 0
F2_Commercial_Office (ID)_New_Food Preparation_Natural Gas_Steamer_E9 | F2 | Commercial | Office (ID) | New | Food Preparation | Natural Gas | Steamer | E9 | RVT - Cost of Operation | 0 | 0 | 0 | 0 | 0 | 0 | 0 | 0 | 0 | 0 | 0 | 0 | 0 | 0 | 0 | 0 | 0 | 0 | 0 | 0 | 0 | 0 | 0 | 0 | 0 | 0 | 0
F2_Commercial_Office (ID)_New_Food Preparation_Natural Gas_Steamer_E10 | F2 | Commercial | Office (ID) | New | Food Preparation | Natural Gas | Steamer | E10 | RVT - Cost of Operation | 0 | 0 | 0 | 0 | 0 | 0 | 0 | 0 | 0 | 0 | 0 | 0 | 0 | 0 | 0 | 0 | 0 | 0 | 0 | 0 | 0 | 0 | 0 | 0 | 0 | 0 | 0
F3_Commercial_Office (ID)_New_Food Preparation_Natural Gas_Steamer_E1 | F3 | Commercial | Office (ID) | New | Food Preparation | Natural Gas | Steamer | E1 | System - kBTUs of Consumption | 7.358 | 7.358 | 7.358 | 7.358 | 7.358 | 7.358 | 7.358 | 7.358 | 7.358 | 7.358 | 7.358 | 7.358 | 7.358 | 7.358 | 7.358 | 7.358 | 7.358 | 7.358 | 7.358 | 7.358 | 7.358 | 7.358 | 7.358 | 7.358 | 7.358 | 7.358 | 7.358
F3_Commercial_Office (ID)_New_Food Preparation_Natural Gas_Steamer_E2 | F3 | Commercial | Office (ID) | New | Food Preparation | Natural Gas | Steamer | E2 | System - kBTUs of Consumption | 1.3883 | 1.3883 | 1.3883 | 1.3883 | 1.3883 | 1.3883 | 1.3883 | 1.3883 | 1.3883 | 1.3883 | 1.3883 | 1.3883 | 1.3883 | 1.3883 | 1.3883 | 1.3883 | 1.3883 | 1.3883 | 1.3883 | 1.3883 | 1.3883 | 1.3883 | 1.3883 | 1.3883 | 1.3883 | 1.3883 | 1.3883
F3_Commercial_Office (ID)_New_Food Preparation_Natural Gas_Steamer_E3 | F3 | Commercial | Office (ID) | New | Food Preparation | Natural Gas | Steamer | E3 | System - kBTUs of Consumption | 0 | 0 | 0 | 0 | 0 | 0 | 0 | 0 | 0 | 0 | 0 | 0 | 0 | 0 | 0 | 0 | 0 | 0 | 0 | 0 | 0 | 0 | 0 | 0 | 0 | 0 | 0
F3_Commercial_Office (ID)_New_Food Preparation_Natural Gas_Steamer_E4 | F3 | Commercial | Office (ID) | New | Food Preparation | Natural Gas | Steamer | E4 | System - kBTUs of Consumption | 0 | 0 | 0 | 0 | 0 | 0 | 0 | 0 | 0 | 0 | 0 | 0 | 0 | 0 | 0 | 0 | 0 | 0 | 0 | 0 | 0 | 0 | 0 | 0 | 0 | 0 | 0
F3_Commercial_Office (ID)_New_Food Preparation_Natural Gas_Steamer_E5 | F3 | Commercial | Office (ID) | New | Food Preparation | Natural Gas | Steamer | E5 | System - kBTUs of Consumption | 0 | 0 | 0 | 0 | 0 | 0 | 0 | 0 | 0 | 0 | 0 | 0 | 0 | 0 | 0 | 0 | 0 | 0 | 0 | 0 | 0 | 0 | 0 | 0 | 0 | 0 | 0
F3_Commercial_Office (ID)_New_Food Preparation_Natural Gas_Steamer_E6 | F3 | Commercial | Office (ID) | New | Food Preparation | Natural Gas | Steamer | E6 | System - kBTUs of Consumption | 0 | 0 | 0 | 0 | 0 | 0 | 0 | 0 | 0 | 0 | 0 | 0 | 0 | 0 | 0 | 0 | 0 | 0 | 0 | 0 | 0 | 0 | 0 | 0 | 0 | 0 | 0
F3_Commercial_Office (ID)_New_Food Preparation_Natural Gas_Steamer_E7 | F3 | Commercial | Office (ID) | New | Food Preparation | Natural Gas | Steamer | E7 | System - kBTUs of Consumption | 0 | 0 | 0 | 0 | 0 | 0 | 0 | 0 | 0 | 0 | 0 | 0 | 0 | 0 | 0 | 0 | 0 | 0 | 0 | 0 | 0 | 0 | 0 | 0 | 0 | 0 | 0
F3_Commercial_Office (ID)_New_Food Preparation_Natural Gas_Steamer_E8 | F3 | Commercial | Office (ID) | New | Food Preparation | Natural Gas | Steamer | E8 | System - kBTUs of Consumption | 0 | 0 | 0 | 0 | 0 | 0 | 0 | 0 | 0 | 0 | 0 | 0 | 0 | 0 | 0 | 0 | 0 | 0 | 0 | 0 | 0 | 0 | 0 | 0 | 0 | 0 | 0
F3_Commercial_Office (ID)_New_Food Preparation_Natural Gas_Steamer_E9 | F3 | Commercial | Office (ID) | New | Food Preparation | Natural Gas | Steamer | E9 | System - kBTUs of Consumption | 0 | 0 | 0 | 0 | 0 | 0 | 0 | 0 | 0 | 0 | 0 | 0 | 0 | 0 | 0 | 0 | 0 | 0 | 0 | 0 | 0 | 0 | 0 | 0 | 0 | 0 | 0
F3_Commercial_Office (ID)_New_Food Preparation_Natural Gas_Steamer_E10 | F3 | Commercial | Office (ID) | New | Food Preparation | Natural Gas | Steamer | E10 | System - kBTUs of Consumption | 0 | 0 | 0 | 0 | 0 | 0 | 0 | 0 | 0 | 0 | 0 | 0 | 0 | 0 | 0 | 0 | 0 | 0 | 0 | 0 | 0 | 0 | 0 | 0 | 0 | 0 | 0
F4_Commercial_Office (ID)_New_Food Preparation_Natural Gas_Steamer_E1 | F4 | Commercial | Office (ID) | New | Food Preparation | Natural Gas | Steamer | E1 | Utility - Cost of Equipment | 0.10483 | 0.10483 | 0.10483 | 0.10483 | 0.10483 | 0.10483 | 0.10483 | 0.10483 | 0.10483 | 0.10483 | 0.10483 | 0.10483 | 0.10483 | 0.10483 | 0.10483 | 0.10483 | 0.10483 | 0.10483 | 0.10483 | 0.10483 | 0.10483 | 0.10483 | 0.10483 | 0.10483 | 0.10483 | 0.10483 | 0.10483
F4_Commercial_Office (ID)_New_Food Preparation_Natural Gas_Steamer_E2 | F4 | Commercial | Office (ID) | New | Food Preparation | Natural Gas | Steamer | E2 | Utility - Cost of Equipment | 0.11264 | 0.11264 | 0.11264 | 0.11264 | 0.11264 | 0.11264 | 0.11264 | 0.11264 | 0.11264 | 0.11264 | 0.11264 | 0.11264 | 0.11264 | 0.11264 | 0.11264 | 0.11264 | 0.11264 | 0.11264 | 0.11264 | 0.11264 | 0.11264 | 0.11264 | 0.11264 | 0.11264 | 0.11264 | 0.11264 | 0.11264
F4_Commercial_Office (ID)_New_Food Preparation_Natural Gas_Steamer_E3 | F4 | Commercial | Office (ID) | New | Food Preparation | Natural Gas | Steamer | E3 | Utility - Cost of Equipment | 0 | 0 | 0 | 0 | 0 | 0 | 0 | 0 | 0 | 0 | 0 | 0 | 0 | 0 | 0 | 0 | 0 | 0 | 0 | 0 | 0 | 0 | 0 | 0 | 0 | 0 | 0
F4_Commercial_Office (ID)_New_Food Preparation_Natural Gas_Steamer_E4 | F4 | Commercial | Office (ID) | New | Food Preparation | Natural Gas | Steamer | E4 | Utility - Cost of Equipment | 0 | 0 | 0 | 0 | 0 | 0 | 0 | 0 | 0 | 0 | 0 | 0 | 0 | 0 | 0 | 0 | 0 | 0 | 0 | 0 | 0 | 0 | 0 | 0 | 0 | 0 | 0
F4_Commercial_Office (ID)_New_Food Preparation_Natural Gas_Steamer_E5 | F4 | Commercial | Office (ID) | New | Food Preparation | Natural Gas | Steamer | E5 | Utility - Cost of Equipment | 0 | 0 | 0 | 0 | 0 | 0 | 0 | 0 | 0 | 0 | 0 | 0 | 0 | 0 | 0 | 0 | 0 | 0 | 0 | 0 | 0 | 0 | 0 | 0 | 0 | 0 | 0
F4_Commercial_Office (ID)_New_Food Preparation_Natural Gas_Steamer_E6 | F4 | Commercial | Office (ID) | New | Food Preparation | Natural Gas | Steamer | E6 | Utility - Cost of Equipment | 0 | 0 | 0 | 0 | 0 | 0 | 0 | 0 | 0 | 0 | 0 | 0 | 0 | 0 | 0 | 0 | 0 | 0 | 0 | 0 | 0 | 0 | 0 | 0 | 0 | 0 | 0
F4_Commercial_Office (ID)_New_Food Preparation_Natural Gas_Steamer_E7 | F4 | Commercial | Office (ID) | New | Food Preparation | Natural Gas | Steamer | E7 | Utility - Cost of Equipment | 0 | 0 | 0 | 0 | 0 | 0 | 0 | 0 | 0 | 0 | 0 | 0 | 0 | 0 | 0 | 0 | 0 | 0 | 0 | 0 | 0 | 0 | 0 | 0 | 0 | 0 | 0
F4_Commercial_Office (ID)_New_Food Preparation_Natural Gas_Steamer_E8 | F4 | Commercial | Office (ID) | New | Food Preparation | Natural Gas | Steamer | E8 | Utility - Cost of Equipment | 0 | 0 | 0 | 0 | 0 | 0 | 0 | 0 | 0 | 0 | 0 | 0 | 0 | 0 | 0 | 0 | 0 | 0 | 0 | 0 | 0 | 0 | 0 | 0 | 0 | 0 | 0
F4_Commercial_Office (ID)_New_Food Preparation_Natural Gas_Steamer_E9 | F4 | Commercial | Office (ID) | New | Food Preparation | Natural Gas | Steamer | E9 | Utility - Cost of Equipment | 0 | 0 | 0 | 0 | 0 | 0 | 0 | 0 | 0 | 0 | 0 | 0 | 0 | 0 | 0 | 0 | 0 | 0 | 0 | 0 | 0 | 0 | 0 | 0 | 0 | 0 | 0
F4_Commercial_Office (ID)_New_Food Preparation_Natural Gas_Steamer_E10 | F4 | Commercial | Office (ID) | New | Food Preparation | Natural Gas | Steamer | E10 | Utility - Cost of Equipment | 0 | 0 | 0 | 0 | 0 | 0 | 0 | 0 | 0 | 0 | 0 | 0 | 0 | 0 | 0 | 0 | 0 | 0 | 0 | 0 | 0 | 0 | 0 | 0 | 0 | 0 | 0
F5_Commercial_Office (ID)_New_Food Preparation_Natural Gas_Steamer_E1 | F5 | Commercial | Office (ID) | New | Food Preparation | Natural Gas | Steamer | E1 | Utility - Cost of Operation | 0.026187 | 0.026847 | 0.027629 | 0.028525 | 0.029538 | 0.030771 | 0.03204 | 0.033297 | 0.034507 | 0.035734 | 0.03671 | 0.037624 | 0.038607 | 0.039568 | 0.040428 | 0.041233 | 0.041954 | 0.042667 | 0.043428 | 0.04417 | 0.044933 | 0.045726 | 0.046527 | 0.047354 | 0.048195 | 0.049051 | 0.049923
F5_Commercial_Office (ID)_New_Food Preparation_Natural Gas_Steamer_E2 | F5 | Commercial | Office (ID) | New | Food Preparation | Natural Gas | Steamer | E2 | Utility - Cost of Operation | 0.0049408 | 0.0050654 | 0.0052129 | 0.005382 | 0.0055731 | 0.0058058 | 0.0060452 | 0.0062823 | 0.0065106 | 0.006742 | 0.0069262 | 0.0070987 | 0.007284 | 0.0074655 | 0.0076277 | 0.0077796 | 0.0079157 | 0.0080501 | 0.0081937 | 0.0083338 | 0.0084777 | 0.0086273 | 0.0087785 | 0.0089344 | 0.0090932 | 0.0092547 | 0.0094191
F5_Commercial_Office (ID)_New_Food Preparation_Natural Gas_Steamer_E3 | F5 | Commercial | Office (ID) | New | Food Preparation | Natural Gas | Steamer | E3 | Utility - Cost of Operation | 0 | 0 | 0 | 0 | 0 | 0 | 0 | 0 | 0 | 0 | 0 | 0 | 0 | 0 | 0 | 0 | 0 | 0 | 0 | 0 | 0 | 0 | 0 | 0 | 0 | 0 | 0
F5_Commercial_Office (ID)_New_Food Preparation_Natural Gas_Steamer_E4 | F5 | Commercial | Office (ID) | New | Food Preparation | Natural Gas | Steamer | E4 | Utility - Cost of Operation | 0 | 0 | 0 | 0 | 0 | 0 | 0 | 0 | 0 | 0 | 0 | 0 | 0 | 0 | 0 | 0 | 0 | 0 | 0 | 0 | 0 | 0 | 0 | 0 | 0 | 0 | 0
F5_Commercial_Office (ID)_New_Food Preparation_Natural Gas_Steamer_E5 | F5 | Commercial | Office (ID) | New | Food Preparation | Natural Gas | Steamer | E5 | Utility - Cost of Operation | 0 | 0 | 0 | 0 | 0 | 0 | 0 | 0 | 0 | 0 | 0 | 0 | 0 | 0 | 0 | 0 | 0 | 0 | 0 | 0 | 0 | 0 | 0 | 0 | 0 | 0 | 0
F5_Commercial_Office (ID)_New_Food Preparation_Natural Gas_Steamer_E6 | F5 | Commercial | Office (ID) | New | Food Preparation | Natural Gas | Steamer | E6 | Utility - Cost of Operation | 0 | 0 | 0 | 0 | 0 | 0 | 0 | 0 | 0 | 0 | 0 | 0 | 0 | 0 | 0 | 0 | 0 | 0 | 0 | 0 | 0 | 0 | 0 | 0 | 0 | 0 | 0
F5_Commercial_Office (ID)_New_Food Preparation_Natural Gas_Steamer_E7 | F5 | Commercial | Office (ID) | New | Food Preparation | Natural Gas | Steamer | E7 | Utility - Cost of Operation | 0 | 0 | 0 | 0 | 0 | 0 | 0 | 0 | 0 | 0 | 0 | 0 | 0 | 0 | 0 | 0 | 0 | 0 | 0 | 0 | 0 | 0 | 0 | 0 | 0 | 0 | 0
F5_Commercial_Office (ID)_New_Food Preparation_Natural Gas_Steamer_E8 | F5 | Commercial | Office (ID) | New | Food Preparation | Natural Gas | Steamer | E8 | Utility - Cost of Operation | 0 | 0 | 0 | 0 | 0 | 0 | 0 | 0 | 0 | 0 | 0 | 0 | 0 | 0 | 0 | 0 | 0 | 0 | 0 | 0 | 0 | 0 | 0 | 0 | 0 | 0 | 0
F5_Commercial_Office (ID)_New_Food Preparation_Natural Gas_Steamer_E9 | F5 | Commercial | Office (ID) | New | Food Preparation | Natural Gas | Steamer | E9 | Utility - Cost of Operation | 0 | 0 | 0 | 0 | 0 | 0 | 0 | 0 | 0 | 0 | 0 | 0 | 0 | 0 | 0 | 0 | 0 | 0 | 0 | 0 | 0 | 0 | 0 | 0 | 0 | 0 | 0
F5_Commercial_Office (ID)_New_Food Preparation_Natural Gas_Steamer_E10 | F5 | Commercial | Office (ID) | New | Food Preparation | Natural Gas | Steamer | E10 | Utility - Cost of Operation | 0 | 0 | 0 | 0 | 0 | 0 | 0 | 0 | 0 | 0 | 0 | 0 | 0 | 0 | 0 | 0 | 0 | 0 | 0 | 0 | 0 | 0 | 0 | 0 | 0 | 0 | 0
F6_Commercial_Office (ID)_New_Food Preparation_Natural Gas_Steamer_E1 | F6 | Commercial | Office (ID) | New | Food Preparation | Natural Gas | Steamer | E1 | Utility - Value of Sales | 0.030843 | 0.031426 | 0.03211 | 0.032907 | 0.03382 | 0.03496 | 0.036103 | 0.037189 | 0.038171 | 0.039124 | 0.04011 | 0.041007 | 0.041954 | 0.04285 | 0.04362 | 0.044315 | 0.044903 | 0.045465 | 0.046062 | 0.04662 | 0.04718 | 0.048012 | 0.048854 | 0.049722 | 0.050605 | 0.051504 | 0.052419
F6_Commercial_Office (ID)_New_Food Preparation_Natural Gas_Steamer_E2 | F6 | Commercial | Office (ID) | New | Food Preparation | Natural Gas | Steamer | E2 | Utility - Value of Sales | 0.0058193 | 0.0059292 | 0.0060583 | 0.0062087 | 0.006381 | 0.0065961 | 0.0068118 | 0.0070166 | 0.0072019 | 0.0073816 | 0.0075678 | 0.007737 | 0.0079156 | 0.0080846 | 0.0082299 | 0.0083611 | 0.0084721 | 0.0085781 | 0.0086908 | 0.008796 | 0.0089016 | 0.0090587 | 0.0092174 | 0.0093812 | 0.0095478 | 0.0097174 | 0.0098901
F6_Commercial_Office (ID)_New_Food Preparation_Natural Gas_Steamer_E3 | F6 | Commercial | Office (ID) | New | Food Preparation | Natural Gas | Steamer | E3 | Utility - Value of Sales | 0 | 0 | 0 | 0 | 0 | 0 | 0 | 0 | 0 | 0 | 0 | 0 | 0 | 0 | 0 | 0 | 0 | 0 | 0 | 0 | 0 | 0 | 0 | 0 | 0 | 0 | 0
F6_Commercial_Office (ID)_New_Food Preparation_Natural Gas_Steamer_E4 | F6 | Commercial | Office (ID) | New | Food Preparation | Natural Gas | Steamer | E4 | Utility - Value of Sales | 0 | 0 | 0 | 0 | 0 | 0 | 0 | 0 | 0 | 0 | 0 | 0 | 0 | 0 | 0 | 0 | 0 | 0 | 0 | 0 | 0 | 0 | 0 | 0 | 0 | 0 | 0
F6_Commercial_Office (ID)_New_Food Preparation_Natural Gas_Steamer_E5 | F6 | Commercial | Office (ID) | New | Food Preparation | Natural Gas | Steamer | E5 | Utility - Value of Sales | 0 | 0 | 0 | 0 | 0 | 0 | 0 | 0 | 0 | 0 | 0 | 0 | 0 | 0 | 0 | 0 | 0 | 0 | 0 | 0 | 0 | 0 | 0 | 0 | 0 | 0 | 0
F6_Commercial_Office (ID)_New_Food Preparation_Natural Gas_Steamer_E6 | F6 | Commercial | Office (ID) | New | Food Preparation | Natural Gas | Steamer | E6 | Utility - Value of Sales | 0 | 0 | 0 | 0 | 0 | 0 | 0 | 0 | 0 | 0 | 0 | 0 | 0 | 0 | 0 | 0 | 0 | 0 | 0 | 0 | 0 | 0 | 0 | 0 | 0 | 0 | 0
F6_Commercial_Office (ID)_New_Food Preparation_Natural Gas_Steamer_E7 | F6 | Commercial | Office (ID) | New | Food Preparation | Natural Gas | Steamer | E7 | Utility - Value of Sales | 0 | 0 | 0 | 0 | 0 | 0 | 0 | 0 | 0 | 0 | 0 | 0 | 0 | 0 | 0 | 0 | 0 | 0 | 0 | 0 | 0 | 0 | 0 | 0 | 0 | 0 | 0
F6_Commercial_Office (ID)_New_Food Preparation_Natural Gas_Steamer_E8 | F6 | Commercial | Office (ID) | New | Food Preparation | Natural Gas | Steamer | E8 | Utility - Value of Sales | 0 | 0 | 0 | 0 | 0 | 0 | 0 | 0 | 0 | 0 | 0 | 0 | 0 | 0 | 0 | 0 | 0 | 0 | 0 | 0 | 0 | 0 | 0 | 0 | 0 | 0 | 0
F6_Commercial_Office (ID)_New_Food Preparation_Natural Gas_Steamer_E9 | F6 | Commercial | Office (ID) | New | Food Preparation | Natural Gas | Steamer | E9 | Utility - Value of Sales | 0 | 0 | 0 | 0 | 0 | 0 | 0 | 0 | 0 | 0 | 0 | 0 | 0 | 0 | 0 | 0 | 0 | 0 | 0 | 0 | 0 | 0 | 0 | 0 | 0 | 0 | 0
F6_Commercial_Office (ID)_New_Food Preparation_Natural Gas_Steamer_E10 | F6 | Commercial | Office (ID) | New | Food Preparation | Natural Gas | Steamer | E10 | Utility - Value of Sales | 0 | 0 | 0 | 0 | 0 | 0 | 0 | 0 | 0 | 0 | 0 | 0 | 0 | 0 | 0 | 0 | 0 | 0 | 0 | 0 | 0 | 0 | 0 | 0 | 0 | 0 | 0
F1_Commercial_Office (ID)_New_Food Preparation_Natural Gas_Food Prep Other_E1 | F1 | Commercial | Office (ID) | New | Food Preparation | Natural Gas | Food Prep Other | E1 | RVT - Cost of Equipment | 0.0017624 | 0.0017624 | 0.0017624 | 0.0017624 | 0.0017624 | 0.0017624 | 0.0017624 | 0.0017624 | 0.0017624 | 0.0017624 | 0.0017624 | 0.0017624 | 0.0017624 | 0.0017624 | 0.0017624 | 0.0017624 | 0.0017624 | 0.0017624 | 0.0017624 | 0.0017624 | 0.0017624 | 0.0017624 | 0.0017624 | 0.0017624 | 0.0017624 | 0.0017624 | 0.0017624
F1_Commercial_Office (ID)_New_Food Preparation_Natural Gas_Food Prep Other_E2 | F1 | Commercial | Office (ID) | New | Food Preparation | Natural Gas | Food Prep Other | E2 | RVT - Cost of Equipment | 0.0017642 | 0.0017642 | 0.0017642 | 0.0017642 | 0.0017642 | 0.0017642 | 0.0017642 | 0.0017642 | 0.0017642 | 0.0017642 | 0.0017642 | 0.0017642 | 0.0017642 | 0.0017642 | 0.0017642 | 0.0017642 | 0.0017642 | 0.0017642 | 0.0017642 | 0.0017642 | 0.0017642 | 0.0017642 | 0.0017642 | 0.0017642 | 0.0017642 | 0.0017642 | 0.0017642
F1_Commercial_Office (ID)_New_Food Preparation_Natural Gas_Food Prep Other_E3 | F1 | Commercial | Office (ID) | New | Food Preparation | Natural Gas | Food Prep Other | E3 | RVT - Cost of Equipment | 0 | 0 | 0 | 0 | 0 | 0 | 0 | 0 | 0 | 0 | 0 | 0 | 0 | 0 | 0 | 0 | 0 | 0 | 0 | 0 | 0 | 0 | 0 | 0 | 0 | 0 | 0
F1_Commercial_Office (ID)_New_Food Preparation_Natural Gas_Food Prep Other_E4 | F1 | Commercial | Office (ID) | New | Food Preparation | Natural Gas | Food Prep Other | E4 | RVT - Cost of Equipment | 0 | 0 | 0 | 0 | 0 | 0 | 0 | 0 | 0 | 0 | 0 | 0 | 0 | 0 | 0 | 0 | 0 | 0 | 0 | 0 | 0 | 0 | 0 | 0 | 0 | 0 | 0
F1_Commercial_Office (ID)_New_Food Preparation_Natural Gas_Food Prep Other_E5 | F1 | Commercial | Office (ID) | New | Food Preparation | Natural Gas | Food Prep Other | E5 | RVT - Cost of Equipment | 0 | 0 | 0 | 0 | 0 | 0 | 0 | 0 | 0 | 0 | 0 | 0 | 0 | 0 | 0 | 0 | 0 | 0 | 0 | 0 | 0 | 0 | 0 | 0 | 0 | 0 | 0
F1_Commercial_Office (ID)_New_Food Preparation_Natural Gas_Food Prep Other_E6 | F1 | Commercial | Office (ID) | New | Food Preparation | Natural Gas | Food Prep Other | E6 | RVT - Cost of Equipment | 0 | 0 | 0 | 0 | 0 | 0 | 0 | 0 | 0 | 0 | 0 | 0 | 0 | 0 | 0 | 0 | 0 | 0 | 0 | 0 | 0 | 0 | 0 | 0 | 0 | 0 | 0
F1_Commercial_Office (ID)_New_Food Preparation_Natural Gas_Food Prep Other_E7 | F1 | Commercial | Office (ID) | New | Food Preparation | Natural Gas | Food Prep Other | E7 | RVT - Cost of Equipment | 0 | 0 | 0 | 0 | 0 | 0 | 0 | 0 | 0 | 0 | 0 | 0 | 0 | 0 | 0 | 0 | 0 | 0 | 0 | 0 | 0 | 0 | 0 | 0 | 0 | 0 | 0
F1_Commercial_Office (ID)_New_Food Preparation_Natural Gas_Food Prep Other_E8 | F1 | Commercial | Office (ID) | New | Food Preparation | Natural Gas | Food Prep Other | E8 | RVT - Cost of Equipment | 0 | 0 | 0 | 0 | 0 | 0 | 0 | 0 | 0 | 0 | 0 | 0 | 0 | 0 | 0 | 0 | 0 | 0 | 0 | 0 | 0 | 0 | 0 | 0 | 0 | 0 | 0
F1_Commercial_Office (ID)_New_Food Preparation_Natural Gas_Food Prep Other_E9 | F1 | Commercial | Office (ID) | New | Food Preparation | Natural Gas | Food Prep Other | E9 | RVT - Cost of Equipment | 0 | 0 | 0 | 0 | 0 | 0 | 0 | 0 | 0 | 0 | 0 | 0 | 0 | 0 | 0 | 0 | 0 | 0 | 0 | 0 | 0 | 0 | 0 | 0 | 0 | 0 | 0
F1_Commercial_Office (ID)_New_Food Preparation_Natural Gas_Food Prep Other_E10 | F1 | Commercial | Office (ID) | New | Food Preparation | Natural Gas | Food Prep Other | E10 | RVT - Cost of Equipment | 0 | 0 | 0 | 0 | 0 | 0 | 0 | 0 | 0 | 0 | 0 | 0 | 0 | 0 | 0 | 0 | 0 | 0 | 0 | 0 | 0 | 0 | 0 | 0 | 0 | 0 | 0
F2_Commercial_Office (ID)_New_Food Preparation_Natural Gas_Food Prep Other_E1 | F2 | Commercial | Office (ID) | New | Food Preparation | Natural Gas | Food Prep Other | E1 | RVT - Cost of Operation | 0.0065156 | 0.0066241 | 0.0067562 | 0.0069169 | 0.007108 | 0.0073606 | 0.0076197 | 0.0078704 | 0.0081011 | 0.0083227 | 0.0085503 | 0.0087536 | 0.0089657 | 0.0091617 | 0.0093268 | 0.0094731 | 0.0095931 | 0.0097062 | 0.0098275 | 0.0099388 | 0.01005 | 0.010227 | 0.010406 | 0.010591 | 0.010779 | 0.010971 | 0.011166
F2_Commercial_Office (ID)_New_Food Preparation_Natural Gas_Food Prep Other_E2 | F2 | Commercial | Office (ID) | New | Food Preparation | Natural Gas | Food Prep Other | E2 | RVT - Cost of Operation | 0.0065156 | 0.006624 | 0.0067562 | 0.0069168 | 0.0071079 | 0.0073605 | 0.0076197 | 0.0078703 | 0.0081011 | 0.0083226 | 0.0085503 | 0.0087536 | 0.0089657 | 0.0091617 | 0.0093268 | 0.0094731 | 0.009593 | 0.0097061 | 0.0098274 | 0.0099387 | 0.01005 | 0.010227 | 0.010406 | 0.010591 | 0.010779 | 0.010971 | 0.011166
F2_Commercial_Office (ID)_New_Food Preparation_Natural Gas_Food Prep Other_E3 | F2 | Commercial | Office (ID) | New | Food Preparation | Natural Gas | Food Prep Other | E3 | RVT - Cost of Operation | 0 | 0 | 0 | 0 | 0 | 0 | 0 | 0 | 0 | 0 | 0 | 0 | 0 | 0 | 0 | 0 | 0 | 0 | 0 | 0 | 0 | 0 | 0 | 0 | 0 | 0 | 0
F2_Commercial_Office (ID)_New_Food Preparation_Natural Gas_Food Prep Other_E4 | F2 | Commercial | Office (ID) | New | Food Preparation | Natural Gas | Food Prep Other | E4 | RVT - Cost of Operation | 0 | 0 | 0 | 0 | 0 | 0 | 0 | 0 | 0 | 0 | 0 | 0 | 0 | 0 | 0 | 0 | 0 | 0 | 0 | 0 | 0 | 0 | 0 | 0 | 0 | 0 | 0
F2_Commercial_Office (ID)_New_Food Preparation_Natural Gas_Food Prep Other_E5 | F2 | Commercial | Office (ID) | New | Food Preparation | Natural Gas | Food Prep Other | E5 | RVT - Cost of Operation | 0 | 0 | 0 | 0 | 0 | 0 | 0 | 0 | 0 | 0 | 0 | 0 | 0 | 0 | 0 | 0 | 0 | 0 | 0 | 0 | 0 | 0 | 0 | 0 | 0 | 0 | 0
F2_Commercial_Office (ID)_New_Food Preparation_Natural Gas_Food Prep Other_E6 | F2 | Commercial | Office (ID) | New | Food Preparation | Natural Gas | Food Prep Other | E6 | RVT - Cost of Operation | 0 | 0 | 0 | 0 | 0 | 0 | 0 | 0 | 0 | 0 | 0 | 0 | 0 | 0 | 0 | 0 | 0 | 0 | 0 | 0 | 0 | 0 | 0 | 0 | 0 | 0 | 0
F2_Commercial_Office (ID)_New_Food Preparation_Natural Gas_Food Prep Other_E7 | F2 | Commercial | Office (ID) | New | Food Preparation | Natural Gas | Food Prep Other | E7 | RVT - Cost of Operation | 0 | 0 | 0 | 0 | 0 | 0 | 0 | 0 | 0 | 0 | 0 | 0 | 0 | 0 | 0 | 0 | 0 | 0 | 0 | 0 | 0 | 0 | 0 | 0 | 0 | 0 | 0
F2_Commercial_Office (ID)_New_Food Preparation_Natural Gas_Food Prep Other_E8 | F2 | Commercial | Office (ID) | New | Food Preparation | Natural Gas | Food Prep Other | E8 | RVT - Cost of Operation | 0 | 0 | 0 | 0 | 0 | 0 | 0 | 0 | 0 | 0 | 0 | 0 | 0 | 0 | 0 | 0 | 0 | 0 | 0 | 0 | 0 | 0 | 0 | 0 | 0 | 0 | 0
F2_Commercial_Office (ID)_New_Food Preparation_Natural Gas_Food Prep Other_E9 | F2 | Commercial | Office (ID) | New | Food Preparation | Natural Gas | Food Prep Other | E9 | RVT - Cost of Operation | 0 | 0 | 0 | 0 | 0 | 0 | 0 | 0 | 0 | 0 | 0 | 0 | 0 | 0 | 0 | 0 | 0 | 0 | 0 | 0 | 0 | 0 | 0 | 0 | 0 | 0 | 0
F2_Commercial_Office (ID)_New_Food Preparation_Natural Gas_Food Prep Other_E10 | F2 | Commercial | Office (ID) | New | Food Preparation | Natural Gas | Food Prep Other | E10 | RVT - Cost of Operation | 0 | 0 | 0 | 0 | 0 | 0 | 0 | 0 | 0 | 0 | 0 | 0 | 0 | 0 | 0 | 0 | 0 | 0 | 0 | 0 | 0 | 0 | 0 | 0 | 0 | 0 | 0
F3_Commercial_Office (ID)_New_Food Preparation_Natural Gas_Food Prep Other_E1 | F3 | Commercial | Office (ID) | New | Food Preparation | Natural Gas | Food Prep Other | E1 | System - kBTUs of Consumption | 1.5793 | 1.5793 | 1.5793 | 1.5793 | 1.5793 | 1.5793 | 1.5793 | 1.5793 | 1.5793 | 1.5793 | 1.5793 | 1.5793 | 1.5793 | 1.5793 | 1.5793 | 1.5793 | 1.5793 | 1.5793 | 1.5793 | 1.5793 | 1.5793 | 1.5793 | 1.5793 | 1.5793 | 1.5793 | 1.5793 | 1.5793
F3_Commercial_Office (ID)_New_Food Preparation_Natural Gas_Food Prep Other_E2 | F3 | Commercial | Office (ID) | New | Food Preparation | Natural Gas | Food Prep Other | E2 | System - kBTUs of Consumption | 1.5793 | 1.5793 | 1.5793 | 1.5793 | 1.5793 | 1.5793 | 1.5793 | 1.5793 | 1.5793 | 1.5793 | 1.5793 | 1.5793 | 1.5793 | 1.5793 | 1.5793 | 1.5793 | 1.5793 | 1.5793 | 1.5793 | 1.5793 | 1.5793 | 1.5793 | 1.5793 | 1.5793 | 1.5793 | 1.5793 | 1.5793
F3_Commercial_Office (ID)_New_Food Preparation_Natural Gas_Food Prep Other_E3 | F3 | Commercial | Office (ID) | New | Food Preparation | Natural Gas | Food Prep Other | E3 | System - kBTUs of Consumption | 0 | 0 | 0 | 0 | 0 | 0 | 0 | 0 | 0 | 0 | 0 | 0 | 0 | 0 | 0 | 0 | 0 | 0 | 0 | 0 | 0 | 0 | 0 | 0 | 0 | 0 | 0
F3_Commercial_Office (ID)_New_Food Preparation_Natural Gas_Food Prep Other_E4 | F3 | Commercial | Office (ID) | New | Food Preparation | Natural Gas | Food Prep Other | E4 | System - kBTUs of Consumption | 0 | 0 | 0 | 0 | 0 | 0 | 0 | 0 | 0 | 0 | 0 | 0 | 0 | 0 | 0 | 0 | 0 | 0 | 0 | 0 | 0 | 0 | 0 | 0 | 0 | 0 | 0
F3_Commercial_Office (ID)_New_Food Preparation_Natural Gas_Food Prep Other_E5 | F3 | Commercial | Office (ID) | New | Food Preparation | Natural Gas | Food Prep Other | E5 | System - kBTUs of Consumption | 0 | 0 | 0 | 0 | 0 | 0 | 0 | 0 | 0 | 0 | 0 | 0 | 0 | 0 | 0 | 0 | 0 | 0 | 0 | 0 | 0 | 0 | 0 | 0 | 0 | 0 | 0
F3_Commercial_Office (ID)_New_Food Preparation_Natural Gas_Food Prep Other_E6 | F3 | Commercial | Office (ID) | New | Food Preparation | Natural Gas | Food Prep Other | E6 | System - kBTUs of Consumption | 0 | 0 | 0 | 0 | 0 | 0 | 0 | 0 | 0 | 0 | 0 | 0 | 0 | 0 | 0 | 0 | 0 | 0 | 0 | 0 | 0 | 0 | 0 | 0 | 0 | 0 | 0
F3_Commercial_Office (ID)_New_Food Preparation_Natural Gas_Food Prep Other_E7 | F3 | Commercial | Office (ID) | New | Food Preparation | Natural Gas | Food Prep Other | E7 | System - kBTUs of Consumption | 0 | 0 | 0 | 0 | 0 | 0 | 0 | 0 | 0 | 0 | 0 | 0 | 0 | 0 | 0 | 0 | 0 | 0 | 0 | 0 | 0 | 0 | 0 | 0 | 0 | 0 | 0
F3_Commercial_Office (ID)_New_Food Preparation_Natural Gas_Food Prep Other_E8 | F3 | Commercial | Office (ID) | New | Food Preparation | Natural Gas | Food Prep Other | E8 | System - kBTUs of Consumption | 0 | 0 | 0 | 0 | 0 | 0 | 0 | 0 | 0 | 0 | 0 | 0 | 0 | 0 | 0 | 0 | 0 | 0 | 0 | 0 | 0 | 0 | 0 | 0 | 0 | 0 | 0
F3_Commercial_Office (ID)_New_Food Preparation_Natural Gas_Food Prep Other_E9 | F3 | Commercial | Office (ID) | New | Food Preparation | Natural Gas | Food Prep Other | E9 | System - kBTUs of Consumption | 0 | 0 | 0 | 0 | 0 | 0 | 0 | 0 | 0 | 0 | 0 | 0 | 0 | 0 | 0 | 0 | 0 | 0 | 0 | 0 | 0 | 0 | 0 | 0 | 0 | 0 | 0
F3_Commercial_Office (ID)_New_Food Preparation_Natural Gas_Food Prep Other_E10 | F3 | Commercial | Office (ID) | New | Food Preparation | Natural Gas | Food Prep Other | E10 | System - kBTUs of Consumption | 0 | 0 | 0 | 0 | 0 | 0 | 0 | 0 | 0 | 0 | 0 | 0 | 0 | 0 | 0 | 0 | 0 | 0 | 0 | 0 | 0 | 0 | 0 | 0 | 0 | 0 | 0
F4_Commercial_Office (ID)_New_Food Preparation_Natural Gas_Food Prep Other_E1 | F4 | Commercial | Office (ID) | New | Food Preparation | Natural Gas | Food Prep Other | E1 | Utility - Cost of Equipment | 0.0017624 | 0.0017624 | 0.0017624 | 0.0017624 | 0.0017624 | 0.0017624 | 0.0017624 | 0.0017624 | 0.0017624 | 0.0017624 | 0.0017624 | 0.0017624 | 0.0017624 | 0.0017624 | 0.0017624 | 0.0017624 | 0.0017624 | 0.0017624 | 0.0017624 | 0.0017624 | 0.0017624 | 0.0017624 | 0.0017624 | 0.0017624 | 0.0017624 | 0.0017624 | 0.0017624
F4_Commercial_Office (ID)_New_Food Preparation_Natural Gas_Food Prep Other_E2 | F4 | Commercial | Office (ID) | New | Food Preparation | Natural Gas | Food Prep Other | E2 | Utility - Cost of Equipment | 0.0017642 | 0.0017642 | 0.0017642 | 0.0017642 | 0.0017642 | 0.0017642 | 0.0017642 | 0.0017642 | 0.0017642 | 0.0017642 | 0.0017642 | 0.0017642 | 0.0017642 | 0.0017642 | 0.0017642 | 0.0017642 | 0.0017642 | 0.0017642 | 0.0017642 | 0.0017642 | 0.0017642 | 0.0017642 | 0.0017642 | 0.0017642 | 0.0017642 | 0.0017642 | 0.0017642
F4_Commercial_Office (ID)_New_Food Preparation_Natural Gas_Food Prep Other_E3 | F4 | Commercial | Office (ID) | New | Food Preparation | Natural Gas | Food Prep Other | E3 | Utility - Cost of Equipment | 0 | 0 | 0 | 0 | 0 | 0 | 0 | 0 | 0 | 0 | 0 | 0 | 0 | 0 | 0 | 0 | 0 | 0 | 0 | 0 | 0 | 0 | 0 | 0 | 0 | 0 | 0
F4_Commercial_Office (ID)_New_Food Preparation_Natural Gas_Food Prep Other_E4 | F4 | Commercial | Office (ID) | New | Food Preparation | Natural Gas | Food Prep Other | E4 | Utility - Cost of Equipment | 0 | 0 | 0 | 0 | 0 | 0 | 0 | 0 | 0 | 0 | 0 | 0 | 0 | 0 | 0 | 0 | 0 | 0 | 0 | 0 | 0 | 0 | 0 | 0 | 0 | 0 | 0
F4_Commercial_Office (ID)_New_Food Preparation_Natural Gas_Food Prep Other_E5 | F4 | Commercial | Office (ID) | New | Food Preparation | Natural Gas | Food Prep Other | E5 | Utility - Cost of Equipment | 0 | 0 | 0 | 0 | 0 | 0 | 0 | 0 | 0 | 0 | 0 | 0 | 0 | 0 | 0 | 0 | 0 | 0 | 0 | 0 | 0 | 0 | 0 | 0 | 0 | 0 | 0
F4_Commercial_Office (ID)_New_Food Preparation_Natural Gas_Food Prep Other_E6 | F4 | Commercial | Office (ID) | New | Food Preparation | Natural Gas | Food Prep Other | E6 | Utility - Cost of Equipment | 0 | 0 | 0 | 0 | 0 | 0 | 0 | 0 | 0 | 0 | 0 | 0 | 0 | 0 | 0 | 0 | 0 | 0 | 0 | 0 | 0 | 0 | 0 | 0 | 0 | 0 | 0
F4_Commercial_Office (ID)_New_Food Preparation_Natural Gas_Food Prep Other_E7 | F4 | Commercial | Office (ID) | New | Food Preparation | Natural Gas | Food Prep Other | E7 | Utility - Cost of Equipment | 0 | 0 | 0 | 0 | 0 | 0 | 0 | 0 | 0 | 0 | 0 | 0 | 0 | 0 | 0 | 0 | 0 | 0 | 0 | 0 | 0 | 0 | 0 | 0 | 0 | 0 | 0
F4_Commercial_Office (ID)_New_Food Preparation_Natural Gas_Food Prep Other_E8 | F4 | Commercial | Office (ID) | New | Food Preparation | Natural Gas | Food Prep Other | E8 | Utility - Cost of Equipment | 0 | 0 | 0 | 0 | 0 | 0 | 0 | 0 | 0 | 0 | 0 | 0 | 0 | 0 | 0 | 0 | 0 | 0 | 0 | 0 | 0 | 0 | 0 | 0 | 0 | 0 | 0
F4_Commercial_Office (ID)_New_Food Preparation_Natural Gas_Food Prep Other_E9 | F4 | Commercial | Office (ID) | New | Food Preparation | Natural Gas | Food Prep Other | E9 | Utility - Cost of Equipment | 0 | 0 | 0 | 0 | 0 | 0 | 0 | 0 | 0 | 0 | 0 | 0 | 0 | 0 | 0 | 0 | 0 | 0 | 0 | 0 | 0 | 0 | 0 | 0 | 0 | 0 | 0
F4_Commercial_Office (ID)_New_Food Preparation_Natural Gas_Food Prep Other_E10 | F4 | Commercial | Office (ID) | New | Food Preparation | Natural Gas | Food Prep Other | E10 | Utility - Cost of Equipment | 0 | 0 | 0 | 0 | 0 | 0 | 0 | 0 | 0 | 0 | 0 | 0 | 0 | 0 | 0 | 0 | 0 | 0 | 0 | 0 | 0 | 0 | 0 | 0 | 0 | 0 | 0
F5_Commercial_Office (ID)_New_Food Preparation_Natural Gas_Food Prep Other_E1 | F5 | Commercial | Office (ID) | New | Food Preparation | Natural Gas | Food Prep Other | E1 | Utility - Cost of Operation | 0.0054772 | 0.0056037 | 0.0057627 | 0.0059504 | 0.0061686 | 0.0064438 | 0.0067304 | 0.0070162 | 0.0072918 | 0.0075713 | 0.0077894 | 0.0079922 | 0.008211 | 0.0084241 | 0.008612 | 0.008786 | 0.0089394 | 0.0090902 | 0.0092525 | 0.0094098 | 0.0095716 | 0.0097403 | 0.0099107 | 0.010087 | 0.010266 | 0.010448 | 0.010634
F5_Commercial_Office (ID)_New_Food Preparation_Natural Gas_Food Prep Other_E2 | F5 | Commercial | Office (ID) | New | Food Preparation | Natural Gas | Food Prep Other | E2 | Utility - Cost of Operation | 0.0054772 | 0.0056036 | 0.0057627 | 0.0059503 | 0.0061685 | 0.0064437 | 0.0067303 | 0.0070161 | 0.0072918 | 0.0075712 | 0.0077893 | 0.0079922 | 0.0082109 | 0.008424 | 0.0086119 | 0.0087859 | 0.0089393 | 0.0090902 | 0.0092524 | 0.0094097 | 0.0095715 | 0.0097402 | 0.0099106 | 0.010087 | 0.010266 | 0.010448 | 0.010634
F5_Commercial_Office (ID)_New_Food Preparation_Natural Gas_Food Prep Other_E3 | F5 | Commercial | Office (ID) | New | Food Preparation | Natural Gas | Food Prep Other | E3 | Utility - Cost of Operation | 0 | 0 | 0 | 0 | 0 | 0 | 0 | 0 | 0 | 0 | 0 | 0 | 0 | 0 | 0 | 0 | 0 | 0 | 0 | 0 | 0 | 0 | 0 | 0 | 0 | 0 | 0
F5_Commercial_Office (ID)_New_Food Preparation_Natural Gas_Food Prep Other_E4 | F5 | Commercial | Office (ID) | New | Food Preparation | Natural Gas | Food Prep Other | E4 | Utility - Cost of Operation | 0 | 0 | 0 | 0 | 0 | 0 | 0 | 0 | 0 | 0 | 0 | 0 | 0 | 0 | 0 | 0 | 0 | 0 | 0 | 0 | 0 | 0 | 0 | 0 | 0 | 0 | 0
F5_Commercial_Office (ID)_New_Food Preparation_Natural Gas_Food Prep Other_E5 | F5 | Commercial | Office (ID) | New | Food Preparation | Natural Gas | Food Prep Other | E5 | Utility - Cost of Operation | 0 | 0 | 0 | 0 | 0 | 0 | 0 | 0 | 0 | 0 | 0 | 0 | 0 | 0 | 0 | 0 | 0 | 0 | 0 | 0 | 0 | 0 | 0 | 0 | 0 | 0 | 0
F5_Commercial_Office (ID)_New_Food Preparation_Natural Gas_Food Prep Other_E6 | F5 | Commercial | Office (ID) | New | Food Preparation | Natural Gas | Food Prep Other | E6 | Utility - Cost of Operation | 0 | 0 | 0 | 0 | 0 | 0 | 0 | 0 | 0 | 0 | 0 | 0 | 0 | 0 | 0 | 0 | 0 | 0 | 0 | 0 | 0 | 0 | 0 | 0 | 0 | 0 | 0
F5_Commercial_Office (ID)_New_Food Preparation_Natural Gas_Food Prep Other_E7 | F5 | Commercial | Office (ID) | New | Food Preparation | Natural Gas | Food Prep Other | E7 | Utility - Cost of Operation | 0 | 0 | 0 | 0 | 0 | 0 | 0 | 0 | 0 | 0 | 0 | 0 | 0 | 0 | 0 | 0 | 0 | 0 | 0 | 0 | 0 | 0 | 0 | 0 | 0 | 0 | 0
F5_Commercial_Office (ID)_New_Food Preparation_Natural Gas_Food Prep Other_E8 | F5 | Commercial | Office (ID) | New | Food Preparation | Natural Gas | Food Prep Other | E8 | Utility - Cost of Operation | 0 | 0 | 0 | 0 | 0 | 0 | 0 | 0 | 0 | 0 | 0 | 0 | 0 | 0 | 0 | 0 | 0 | 0 | 0 | 0 | 0 | 0 | 0 | 0 | 0 | 0 | 0
F5_Commercial_Office (ID)_New_Food Preparation_Natural Gas_Food Prep Other_E9 | F5 | Commercial | Office (ID) | New | Food Preparation | Natural Gas | Food Prep Other | E9 | Utility - Cost of Operation | 0 | 0 | 0 | 0 | 0 | 0 | 0 | 0 | 0 | 0 | 0 | 0 | 0 | 0 | 0 | 0 | 0 | 0 | 0 | 0 | 0 | 0 | 0 | 0 | 0 | 0 | 0
F5_Commercial_Office (ID)_New_Food Preparation_Natural Gas_Food Prep Other_E10 | F5 | Commercial | Office (ID) | New | Food Preparation | Natural Gas | Food Prep Other | E10 | Utility - Cost of Operation | 0 | 0 | 0 | 0 | 0 | 0 | 0 | 0 | 0 | 0 | 0 | 0 | 0 | 0 | 0 | 0 | 0 | 0 | 0 | 0 | 0 | 0 | 0 | 0 | 0 | 0 | 0
F6_Commercial_Office (ID)_New_Food Preparation_Natural Gas_Food Prep Other_E1 | F6 | Commercial | Office (ID) | New | Food Preparation | Natural Gas | Food Prep Other | E1 | Utility - Value of Sales | 0.0065156 | 0.0066241 | 0.0067562 | 0.0069169 | 0.007108 | 0.0073606 | 0.0076197 | 0.0078704 | 0.0081011 | 0.0083227 | 0.0085503 | 0.0087536 | 0.0089657 | 0.0091617 | 0.0093268 | 0.0094731 | 0.0095931 | 0.0097062 | 0.0098275 | 0.0099388 | 0.01005 | 0.010227 | 0.010406 | 0.010591 | 0.010779 | 0.010971 | 0.011166
F6_Commercial_Office (ID)_New_Food Preparation_Natural Gas_Food Prep Other_E2 | F6 | Commercial | Office (ID) | New | Food Preparation | Natural Gas | Food Prep Other | E2 | Utility - Value of Sales | 0.0065156 | 0.006624 | 0.0067562 | 0.0069168 | 0.0071079 | 0.0073605 | 0.0076197 | 0.0078703 | 0.0081011 | 0.0083226 | 0.0085503 | 0.0087536 | 0.0089657 | 0.0091617 | 0.0093268 | 0.0094731 | 0.009593 | 0.0097061 | 0.0098274 | 0.0099387 | 0.01005 | 0.010227 | 0.010406 | 0.010591 | 0.010779 | 0.010971 | 0.011166
F6_Commercial_Office (ID)_New_Food Preparation_Natural Gas_Food Prep Other_E3 | F6 | Commercial | Office (ID) | New | Food Preparation | Natural Gas | Food Prep Other | E3 | Utility - Value of Sales | 0 | 0 | 0 | 0 | 0 | 0 | 0 | 0 | 0 | 0 | 0 | 0 | 0 | 0 | 0 | 0 | 0 | 0 | 0 | 0 | 0 | 0 | 0 | 0 | 0 | 0 | 0
F6_Commercial_Office (ID)_New_Food Preparation_Natural Gas_Food Prep Other_E4 | F6 | Commercial | Office (ID) | New | Food Preparation | Natural Gas | Food Prep Other | E4 | Utility - Value of Sales | 0 | 0 | 0 | 0 | 0 | 0 | 0 | 0 | 0 | 0 | 0 | 0 | 0 | 0 | 0 | 0 | 0 | 0 | 0 | 0 | 0 | 0 | 0 | 0 | 0 | 0 | 0
F6_Commercial_Office (ID)_New_Food Preparation_Natural Gas_Food Prep Other_E5 | F6 | Commercial | Office (ID) | New | Food Preparation | Natural Gas | Food Prep Other | E5 | Utility - Value of Sales | 0 | 0 | 0 | 0 | 0 | 0 | 0 | 0 | 0 | 0 | 0 | 0 | 0 | 0 | 0 | 0 | 0 | 0 | 0 | 0 | 0 | 0 | 0 | 0 | 0 | 0 | 0
F6_Commercial_Office (ID)_New_Food Preparation_Natural Gas_Food Prep Other_E6 | F6 | Commercial | Office (ID) | New | Food Preparation | Natural Gas | Food Prep Other | E6 | Utility - Value of Sales | 0 | 0 | 0 | 0 | 0 | 0 | 0 | 0 | 0 | 0 | 0 | 0 | 0 | 0 | 0 | 0 | 0 | 0 | 0 | 0 | 0 | 0 | 0 | 0 | 0 | 0 | 0
F6_Commercial_Office (ID)_New_Food Preparation_Natural Gas_Food Prep Other_E7 | F6 | Commercial | Office (ID) | New | Food Preparation | Natural Gas | Food Prep Other | E7 | Utility - Value of Sales | 0 | 0 | 0 | 0 | 0 | 0 | 0 | 0 | 0 | 0 | 0 | 0 | 0 | 0 | 0 | 0 | 0 | 0 | 0 | 0 | 0 | 0 | 0 | 0 | 0 | 0 | 0
F6_Commercial_Office (ID)_New_Food Preparation_Natural Gas_Food Prep Other_E8 | F6 | Commercial | Office (ID) | New | Food Preparation | Natural Gas | Food Prep Other | E8 | Utility - Value of Sales | 0 | 0 | 0 | 0 | 0 | 0 | 0 | 0 | 0 | 0 | 0 | 0 | 0 | 0 | 0 | 0 | 0 | 0 | 0 | 0 | 0 | 0 | 0 | 0 | 0 | 0 | 0
F6_Commercial_Office (ID)_New_Food Preparation_Natural Gas_Food Prep Other_E9 | F6 | Commercial | Office (ID) | New | Food Preparation | Natural Gas | Food Prep Other | E9 | Utility - Value of Sales | 0 | 0 | 0 | 0 | 0 | 0 | 0 | 0 | 0 | 0 | 0 | 0 | 0 | 0 | 0 | 0 | 0 | 0 | 0 | 0 | 0 | 0 | 0 | 0 | 0 | 0 | 0
F6_Commercial_Office (ID)_New_Food Preparation_Natural Gas_Food Prep Other_E10 | F6 | Commercial | Office (ID) | New | Food Preparation | Natural Gas | Food Prep Other | E10 | Utility - Value of Sales | 0 | 0 | 0 | 0 | 0 | 0 | 0 | 0 | 0 | 0 | 0 | 0 | 0 | 0 | 0 | 0 | 0 | 0 | 0 | 0 | 0 | 0 | 0 | 0 | 0 | 0 | 0
F1_Commercial_Office (ID)_New_Miscellaneous_Natural Gas_Pool Heater_E1 | F1 | Commercial | Office (ID) | New | Miscellaneous | Natural Gas | Pool Heater | E1 | RVT - Cost of Equipment | 0.0026828 | 0.0026828 | 0.0026828 | 0.0026828 | 0.0026828 | 0.0026828 | 0.0026828 | 0.0026828 | 0.0026828 | 0.0026828 | 0.0026828 | 0.0026828 | 0.0026828 | 0.0026828 | 0.0026828 | 0.0026828 | 0.0026828 | 0.0026828 | 0.0026828 | 0.0026828 | 0.0026828 | 0.0026828 | 0.0026828 | 0.0026828 | 0.0026828 | 0.0026828 | 0.0026828
F1_Commercial_Office (ID)_New_Miscellaneous_Natural Gas_Pool Heater_E2 | F1 | Commercial | Office (ID) | New | Miscellaneous | Natural Gas | Pool Heater | E2 | RVT - Cost of Equipment | 0.0043927 | 0.0043927 | 0.0043927 | 0.0043927 | 0.0043927 | 0.0043927 | 0.0043927 | 0.0043927 | 0.0043927 | 0.0043927 | 0.0043927 | 0.0043927 | 0.0043927 | 0.0043927 | 0.0043927 | 0.0043927 | 0.0043927 | 0.0043927 | 0.0043927 | 0.0043927 | 0.0043927 | 0.0043927 | 0.0043927 | 0.0043927 | 0.0043927 | 0.0043927 | 0.0043927
F1_Commercial_Office (ID)_New_Miscellaneous_Natural Gas_Pool Heater_E3 | F1 | Commercial | Office (ID) | New | Miscellaneous | Natural Gas | Pool Heater | E3 | RVT - Cost of Equipment | 0 | 0 | 0 | 0 | 0 | 0 | 0 | 0 | 0 | 0 | 0 | 0 | 0 | 0 | 0 | 0 | 0 | 0 | 0 | 0 | 0 | 0 | 0 | 0 | 0 | 0 | 0
F1_Commercial_Office (ID)_New_Miscellaneous_Natural Gas_Pool Heater_E4 | F1 | Commercial | Office (ID) | New | Miscellaneous | Natural Gas | Pool Heater | E4 | RVT - Cost of Equipment | 0 | 0 | 0 | 0 | 0 | 0 | 0 | 0 | 0 | 0 | 0 | 0 | 0 | 0 | 0 | 0 | 0 | 0 | 0 | 0 | 0 | 0 | 0 | 0 | 0 | 0 | 0
F1_Commercial_Office (ID)_New_Miscellaneous_Natural Gas_Pool Heater_E5 | F1 | Commercial | Office (ID) | New | Miscellaneous | Natural Gas | Pool Heater | E5 | RVT - Cost of Equipment | 0 | 0 | 0 | 0 | 0 | 0 | 0 | 0 | 0 | 0 | 0 | 0 | 0 | 0 | 0 | 0 | 0 | 0 | 0 | 0 | 0 | 0 | 0 | 0 | 0 | 0 | 0
F1_Commercial_Office (ID)_New_Miscellaneous_Natural Gas_Pool Heater_E6 | F1 | Commercial | Office (ID) | New | Miscellaneous | Natural Gas | Pool Heater | E6 | RVT - Cost of Equipment | 0 | 0 | 0 | 0 | 0 | 0 | 0 | 0 | 0 | 0 | 0 | 0 | 0 | 0 | 0 | 0 | 0 | 0 | 0 | 0 | 0 | 0 | 0 | 0 | 0 | 0 | 0
F1_Commercial_Office (ID)_New_Miscellaneous_Natural Gas_Pool Heater_E7 | F1 | Commercial | Office (ID) | New | Miscellaneous | Natural Gas | Pool Heater | E7 | RVT - Cost of Equipment | 0 | 0 | 0 | 0 | 0 | 0 | 0 | 0 | 0 | 0 | 0 | 0 | 0 | 0 | 0 | 0 | 0 | 0 | 0 | 0 | 0 | 0 | 0 | 0 | 0 | 0 | 0
F1_Commercial_Office (ID)_New_Miscellaneous_Natural Gas_Pool Heater_E8 | F1 | Commercial | Office (ID) | New | Miscellaneous | Natural Gas | Pool Heater | E8 | RVT - Cost of Equipment | 0 | 0 | 0 | 0 | 0 | 0 | 0 | 0 | 0 | 0 | 0 | 0 | 0 | 0 | 0 | 0 | 0 | 0 | 0 | 0 | 0 | 0 | 0 | 0 | 0 | 0 | 0
F1_Commercial_Office (ID)_New_Miscellaneous_Natural Gas_Pool Heater_E9 | F1 | Commercial | Office (ID) | New | Miscellaneous | Natural Gas | Pool Heater | E9 | RVT - Cost of Equipment | 0 | 0 | 0 | 0 | 0 | 0 | 0 | 0 | 0 | 0 | 0 | 0 | 0 | 0 | 0 | 0 | 0 | 0 | 0 | 0 | 0 | 0 | 0 | 0 | 0 | 0 | 0
F1_Commercial_Office (ID)_New_Miscellaneous_Natural Gas_Pool Heater_E10 | F1 | Commercial | Office (ID) | New | Miscellaneous | Natural Gas | Pool Heater | E10 | RVT - Cost of Equipment | 0 | 0 | 0 | 0 | 0 | 0 | 0 | 0 | 0 | 0 | 0 | 0 | 0 | 0 | 0 | 0 | 0 | 0 | 0 | 0 | 0 | 0 | 0 | 0 | 0 | 0 | 0
F2_Commercial_Office (ID)_New_Miscellaneous_Natural Gas_Pool Heater_E1 | F2 | Commercial | Office (ID) | New | Miscellaneous | Natural Gas | Pool Heater | E1 | RVT - Cost of Operation | 0.0040313 | 0.0040618 | 0.0041171 | 0.0042004 | 0.0043098 | 0.0044691 | 0.0046299 | 0.0047841 | 0.0049232 | 0.0050695 | 0.0052372 | 0.0053946 | 0.0055725 | 0.0057371 | 0.0058657 | 0.0059701 | 0.0060403 | 0.0060938 | 0.006154 | 0.0062033 | 0.0062516 | 0.0063614 | 0.0064717 | 0.0065867 | 0.0067037 | 0.0068228 | 0.006944
F2_Commercial_Office (ID)_New_Miscellaneous_Natural Gas_Pool Heater_E2 | F2 | Commercial | Office (ID) | New | Miscellaneous | Natural Gas | Pool Heater | E2 | RVT - Cost of Operation | 0.0034266 | 0.0034526 | 0.0034995 | 0.0035703 | 0.0036633 | 0.0037987 | 0.0039354 | 0.0040665 | 0.0041847 | 0.0043091 | 0.0044516 | 0.0045854 | 0.0047366 | 0.0048765 | 0.0049858 | 0.0050746 | 0.0051343 | 0.0051797 | 0.0052309 | 0.0052728 | 0.0053139 | 0.0054072 | 0.005501 | 0.0055987 | 0.0056982 | 0.0057994 | 0.0059024
F2_Commercial_Office (ID)_New_Miscellaneous_Natural Gas_Pool Heater_E3 | F2 | Commercial | Office (ID) | New | Miscellaneous | Natural Gas | Pool Heater | E3 | RVT - Cost of Operation | 0 | 0 | 0 | 0 | 0 | 0 | 0 | 0 | 0 | 0 | 0 | 0 | 0 | 0 | 0 | 0 | 0 | 0 | 0 | 0 | 0 | 0 | 0 | 0 | 0 | 0 | 0
F2_Commercial_Office (ID)_New_Miscellaneous_Natural Gas_Pool Heater_E4 | F2 | Commercial | Office (ID) | New | Miscellaneous | Natural Gas | Pool Heater | E4 | RVT - Cost of Operation | 0 | 0 | 0 | 0 | 0 | 0 | 0 | 0 | 0 | 0 | 0 | 0 | 0 | 0 | 0 | 0 | 0 | 0 | 0 | 0 | 0 | 0 | 0 | 0 | 0 | 0 | 0
F2_Commercial_Office (ID)_New_Miscellaneous_Natural Gas_Pool Heater_E5 | F2 | Commercial | Office (ID) | New | Miscellaneous | Natural Gas | Pool Heater | E5 | RVT - Cost of Operation | 0 | 0 | 0 | 0 | 0 | 0 | 0 | 0 | 0 | 0 | 0 | 0 | 0 | 0 | 0 | 0 | 0 | 0 | 0 | 0 | 0 | 0 | 0 | 0 | 0 | 0 | 0
F2_Commercial_Office (ID)_New_Miscellaneous_Natural Gas_Pool Heater_E6 | F2 | Commercial | Office (ID) | New | Miscellaneous | Natural Gas | Pool Heater | E6 | RVT - Cost of Operation | 0 | 0 | 0 | 0 | 0 | 0 | 0 | 0 | 0 | 0 | 0 | 0 | 0 | 0 | 0 | 0 | 0 | 0 | 0 | 0 | 0 | 0 | 0 | 0 | 0 | 0 | 0
F2_Commercial_Office (ID)_New_Miscellaneous_Natural Gas_Pool Heater_E7 | F2 | Commercial | Office (ID) | New | Miscellaneous | Natural Gas | Pool Heater | E7 | RVT - Cost of Operation | 0 | 0 | 0 | 0 | 0 | 0 | 0 | 0 | 0 | 0 | 0 | 0 | 0 | 0 | 0 | 0 | 0 | 0 | 0 | 0 | 0 | 0 | 0 | 0 | 0 | 0 | 0
F2_Commercial_Office (ID)_New_Miscellaneous_Natural Gas_Pool Heater_E8 | F2 | Commercial | Office (ID) | New | Miscellaneous | Natural Gas | Pool Heater | E8 | RVT - Cost of Operation | 0 | 0 | 0 | 0 | 0 | 0 | 0 | 0 | 0 | 0 | 0 | 0 | 0 | 0 | 0 | 0 | 0 | 0 | 0 | 0 | 0 | 0 | 0 | 0 | 0 | 0 | 0
F2_Commercial_Office (ID)_New_Miscellaneous_Natural Gas_Pool Heater_E9 | F2 | Commercial | Office (ID) | New | Miscellaneous | Natural Gas | Pool Heater | E9 | RVT - Cost of Operation | 0 | 0 | 0 | 0 | 0 | 0 | 0 | 0 | 0 | 0 | 0 | 0 | 0 | 0 | 0 | 0 | 0 | 0 | 0 | 0 | 0 | 0 | 0 | 0 | 0 | 0 | 0
F2_Commercial_Office (ID)_New_Miscellaneous_Natural Gas_Pool Heater_E10 | F2 | Commercial | Office (ID) | New | Miscellaneous | Natural Gas | Pool Heater | E10 | RVT - Cost of Operation | 0 | 0 | 0 | 0 | 0 | 0 | 0 | 0 | 0 | 0 | 0 | 0 | 0 | 0 | 0 | 0 | 0 | 0 | 0 | 0 | 0 | 0 | 0 | 0 | 0 | 0 | 0
F3_Commercial_Office (ID)_New_Miscellaneous_Natural Gas_Pool Heater_E1 | F3 | Commercial | Office (ID) | New | Miscellaneous | Natural Gas | Pool Heater | E1 | System - kBTUs of Consumption | 1.0152 | 1.0152 | 1.0152 | 1.0152 | 1.0152 | 1.0152 | 1.0152 | 1.0152 | 1.0152 | 1.0152 | 1.0152 | 1.0152 | 1.0152 | 1.0152 | 1.0152 | 1.0152 | 1.0152 | 1.0152 | 1.0152 | 1.0152 | 1.0152 | 1.0152 | 1.0152 | 1.0152 | 1.0152 | 1.0152 | 1.0152
F3_Commercial_Office (ID)_New_Miscellaneous_Natural Gas_Pool Heater_E2 | F3 | Commercial | Office (ID) | New | Miscellaneous | Natural Gas | Pool Heater | E2 | System - kBTUs of Consumption | 0.86294 | 0.86294 | 0.86294 | 0.86294 | 0.86294 | 0.86294 | 0.86294 | 0.86294 | 0.86294 | 0.86294 | 0.86294 | 0.86294 | 0.86294 | 0.86294 | 0.86294 | 0.86294 | 0.86294 | 0.86294 | 0.86294 | 0.86294 | 0.86294 | 0.86294 | 0.86294 | 0.86294 | 0.86294 | 0.86294 | 0.86294
F3_Commercial_Office (ID)_New_Miscellaneous_Natural Gas_Pool Heater_E3 | F3 | Commercial | Office (ID) | New | Miscellaneous | Natural Gas | Pool Heater | E3 | System - kBTUs of Consumption | 0 | 0 | 0 | 0 | 0 | 0 | 0 | 0 | 0 | 0 | 0 | 0 | 0 | 0 | 0 | 0 | 0 | 0 | 0 | 0 | 0 | 0 | 0 | 0 | 0 | 0 | 0
F3_Commercial_Office (ID)_New_Miscellaneous_Natural Gas_Pool Heater_E4 | F3 | Commercial | Office (ID) | New | Miscellaneous | Natural Gas | Pool Heater | E4 | System - kBTUs of Consumption | 0 | 0 | 0 | 0 | 0 | 0 | 0 | 0 | 0 | 0 | 0 | 0 | 0 | 0 | 0 | 0 | 0 | 0 | 0 | 0 | 0 | 0 | 0 | 0 | 0 | 0 | 0
F3_Commercial_Office (ID)_New_Miscellaneous_Natural Gas_Pool Heater_E5 | F3 | Commercial | Office (ID) | New | Miscellaneous | Natural Gas | Pool Heater | E5 | System - kBTUs of Consumption | 0 | 0 | 0 | 0 | 0 | 0 | 0 | 0 | 0 | 0 | 0 | 0 | 0 | 0 | 0 | 0 | 0 | 0 | 0 | 0 | 0 | 0 | 0 | 0 | 0 | 0 | 0
F3_Commercial_Office (ID)_New_Miscellaneous_Natural Gas_Pool Heater_E6 | F3 | Commercial | Office (ID) | New | Miscellaneous | Natural Gas | Pool Heater | E6 | System - kBTUs of Consumption | 0 | 0 | 0 | 0 | 0 | 0 | 0 | 0 | 0 | 0 | 0 | 0 | 0 | 0 | 0 | 0 | 0 | 0 | 0 | 0 | 0 | 0 | 0 | 0 | 0 | 0 | 0
F3_Commercial_Office (ID)_New_Miscellaneous_Natural Gas_Pool Heater_E7 | F3 | Commercial | Office (ID) | New | Miscellaneous | Natural Gas | Pool Heater | E7 | System - kBTUs of Consumption | 0 | 0 | 0 | 0 | 0 | 0 | 0 | 0 | 0 | 0 | 0 | 0 | 0 | 0 | 0 | 0 | 0 | 0 | 0 | 0 | 0 | 0 | 0 | 0 | 0 | 0 | 0
F3_Commercial_Office (ID)_New_Miscellaneous_Natural Gas_Pool Heater_E8 | F3 | Commercial | Office (ID) | New | Miscellaneous | Natural Gas | Pool Heater | E8 | System - kBTUs of Consumption | 0 | 0 | 0 | 0 | 0 | 0 | 0 | 0 | 0 | 0 | 0 | 0 | 0 | 0 | 0 | 0 | 0 | 0 | 0 | 0 | 0 | 0 | 0 | 0 | 0 | 0 | 0
F3_Commercial_Office (ID)_New_Miscellaneous_Natural Gas_Pool Heater_E9 | F3 | Commercial | Office (ID) | New | Miscellaneous | Natural Gas | Pool Heater | E9 | System - kBTUs of Consumption | 0 | 0 | 0 | 0 | 0 | 0 | 0 | 0 | 0 | 0 | 0 | 0 | 0 | 0 | 0 | 0 | 0 | 0 | 0 | 0 | 0 | 0 | 0 | 0 | 0 | 0 | 0
F3_Commercial_Office (ID)_New_Miscellaneous_Natural Gas_Pool Heater_E10 | F3 | Commercial | Office (ID) | New | Miscellaneous | Natural Gas | Pool Heater | E10 | System - kBTUs of Consumption | 0 | 0 | 0 | 0 | 0 | 0 | 0 | 0 | 0 | 0 | 0 | 0 | 0 | 0 | 0 | 0 | 0 | 0 | 0 | 0 | 0 | 0 | 0 | 0 | 0 | 0 | 0
F4_Commercial_Office (ID)_New_Miscellaneous_Natural Gas_Pool Heater_E1 | F4 | Commercial | Office (ID) | New | Miscellaneous | Natural Gas | Pool Heater | E1 | Utility - Cost of Equipment | 0.0026828 | 0.0026828 | 0.0026828 | 0.0026828 | 0.0026828 | 0.0026828 | 0.0026828 | 0.0026828 | 0.0026828 | 0.0026828 | 0.0026828 | 0.0026828 | 0.0026828 | 0.0026828 | 0.0026828 | 0.0026828 | 0.0026828 | 0.0026828 | 0.0026828 | 0.0026828 | 0.0026828 | 0.0026828 | 0.0026828 | 0.0026828 | 0.0026828 | 0.0026828 | 0.0026828
F4_Commercial_Office (ID)_New_Miscellaneous_Natural Gas_Pool Heater_E2 | F4 | Commercial | Office (ID) | New | Miscellaneous | Natural Gas | Pool Heater | E2 | Utility - Cost of Equipment | 0.0043927 | 0.0043927 | 0.0043927 | 0.0043927 | 0.0043927 | 0.0043927 | 0.0043927 | 0.0043927 | 0.0043927 | 0.0043927 | 0.0043927 | 0.0043927 | 0.0043927 | 0.0043927 | 0.0043927 | 0.0043927 | 0.0043927 | 0.0043927 | 0.0043927 | 0.0043927 | 0.0043927 | 0.0043927 | 0.0043927 | 0.0043927 | 0.0043927 | 0.0043927 | 0.0043927
F4_Commercial_Office (ID)_New_Miscellaneous_Natural Gas_Pool Heater_E3 | F4 | Commercial | Office (ID) | New | Miscellaneous | Natural Gas | Pool Heater | E3 | Utility - Cost of Equipment | 0 | 0 | 0 | 0 | 0 | 0 | 0 | 0 | 0 | 0 | 0 | 0 | 0 | 0 | 0 | 0 | 0 | 0 | 0 | 0 | 0 | 0 | 0 | 0 | 0 | 0 | 0
F4_Commercial_Office (ID)_New_Miscellaneous_Natural Gas_Pool Heater_E4 | F4 | Commercial | Office (ID) | New | Miscellaneous | Natural Gas | Pool Heater | E4 | Utility - Cost of Equipment | 0 | 0 | 0 | 0 | 0 | 0 | 0 | 0 | 0 | 0 | 0 | 0 | 0 | 0 | 0 | 0 | 0 | 0 | 0 | 0 | 0 | 0 | 0 | 0 | 0 | 0 | 0
F4_Commercial_Office (ID)_New_Miscellaneous_Natural Gas_Pool Heater_E5 | F4 | Commercial | Office (ID) | New | Miscellaneous | Natural Gas | Pool Heater | E5 | Utility - Cost of Equipment | 0 | 0 | 0 | 0 | 0 | 0 | 0 | 0 | 0 | 0 | 0 | 0 | 0 | 0 | 0 | 0 | 0 | 0 | 0 | 0 | 0 | 0 | 0 | 0 | 0 | 0 | 0
F4_Commercial_Office (ID)_New_Miscellaneous_Natural Gas_Pool Heater_E6 | F4 | Commercial | Office (ID) | New | Miscellaneous | Natural Gas | Pool Heater | E6 | Utility - Cost of Equipment | 0 | 0 | 0 | 0 | 0 | 0 | 0 | 0 | 0 | 0 | 0 | 0 | 0 | 0 | 0 | 0 | 0 | 0 | 0 | 0 | 0 | 0 | 0 | 0 | 0 | 0 | 0
F4_Commercial_Office (ID)_New_Miscellaneous_Natural Gas_Pool Heater_E7 | F4 | Commercial | Office (ID) | New | Miscellaneous | Natural Gas | Pool Heater | E7 | Utility - Cost of Equipment | 0 | 0 | 0 | 0 | 0 | 0 | 0 | 0 | 0 | 0 | 0 | 0 | 0 | 0 | 0 | 0 | 0 | 0 | 0 | 0 | 0 | 0 | 0 | 0 | 0 | 0 | 0
F4_Commercial_Office (ID)_New_Miscellaneous_Natural Gas_Pool Heater_E8 | F4 | Commercial | Office (ID) | New | Miscellaneous | Natural Gas | Pool Heater | E8 | Utility - Cost of Equipment | 0 | 0 | 0 | 0 | 0 | 0 | 0 | 0 | 0 | 0 | 0 | 0 | 0 | 0 | 0 | 0 | 0 | 0 | 0 | 0 | 0 | 0 | 0 | 0 | 0 | 0 | 0
F4_Commercial_Office (ID)_New_Miscellaneous_Natural Gas_Pool Heater_E9 | F4 | Commercial | Office (ID) | New | Miscellaneous | Natural Gas | Pool Heater | E9 | Utility - Cost of Equipment | 0 | 0 | 0 | 0 | 0 | 0 | 0 | 0 | 0 | 0 | 0 | 0 | 0 | 0 | 0 | 0 | 0 | 0 | 0 | 0 | 0 | 0 | 0 | 0 | 0 | 0 | 0
F4_Commercial_Office (ID)_New_Miscellaneous_Natural Gas_Pool Heater_E10 | F4 | Commercial | Office (ID) | New | Miscellaneous | Natural Gas | Pool Heater | E10 | Utility - Cost of Equipment | 0 | 0 | 0 | 0 | 0 | 0 | 0 | 0 | 0 | 0 | 0 | 0 | 0 | 0 | 0 | 0 | 0 | 0 | 0 | 0 | 0 | 0 | 0 | 0 | 0 | 0 | 0
F5_Commercial_Office (ID)_New_Miscellaneous_Natural Gas_Pool Heater_E1 | F5 | Commercial | Office (ID) | New | Miscellaneous | Natural Gas | Pool Heater | E1 | Utility - Cost of Operation | 0.0033594 | 0.0033849 | 0.0034397 | 0.0035283 | 0.0036504 | 0.0038279 | 0.0040225 | 0.0042176 | 0.0044066 | 0.0046086 | 0.0047611 | 0.0049042 | 0.0050659 | 0.005222 | 0.0053527 | 0.00547 | 0.0055659 | 0.0056578 | 0.0057594 | 0.005855 | 0.0059539 | 0.0060585 | 0.0061636 | 0.0062731 | 0.0063845 | 0.0064979 | 0.0066134
F5_Commercial_Office (ID)_New_Miscellaneous_Natural Gas_Pool Heater_E2 | F5 | Commercial | Office (ID) | New | Miscellaneous | Natural Gas | Pool Heater | E2 | Utility - Cost of Operation | 0.0028555 | 0.0028771 | 0.0029237 | 0.002999 | 0.0031029 | 0.0032537 | 0.0034191 | 0.003585 | 0.0037456 | 0.0039173 | 0.0040469 | 0.0041685 | 0.004306 | 0.0044387 | 0.0045498 | 0.0046495 | 0.004731 | 0.0048091 | 0.0048955 | 0.0049767 | 0.0050608 | 0.0051497 | 0.005239 | 0.0053321 | 0.0054268 | 0.0055232 | 0.0056214
F5_Commercial_Office (ID)_New_Miscellaneous_Natural Gas_Pool Heater_E3 | F5 | Commercial | Office (ID) | New | Miscellaneous | Natural Gas | Pool Heater | E3 | Utility - Cost of Operation | 0 | 0 | 0 | 0 | 0 | 0 | 0 | 0 | 0 | 0 | 0 | 0 | 0 | 0 | 0 | 0 | 0 | 0 | 0 | 0 | 0 | 0 | 0 | 0 | 0 | 0 | 0
F5_Commercial_Office (ID)_New_Miscellaneous_Natural Gas_Pool Heater_E4 | F5 | Commercial | Office (ID) | New | Miscellaneous | Natural Gas | Pool Heater | E4 | Utility - Cost of Operation | 0 | 0 | 0 | 0 | 0 | 0 | 0 | 0 | 0 | 0 | 0 | 0 | 0 | 0 | 0 | 0 | 0 | 0 | 0 | 0 | 0 | 0 | 0 | 0 | 0 | 0 | 0
F5_Commercial_Office (ID)_New_Miscellaneous_Natural Gas_Pool Heater_E5 | F5 | Commercial | Office (ID) | New | Miscellaneous | Natural Gas | Pool Heater | E5 | Utility - Cost of Operation | 0 | 0 | 0 | 0 | 0 | 0 | 0 | 0 | 0 | 0 | 0 | 0 | 0 | 0 | 0 | 0 | 0 | 0 | 0 | 0 | 0 | 0 | 0 | 0 | 0 | 0 | 0
F5_Commercial_Office (ID)_New_Miscellaneous_Natural Gas_Pool Heater_E6 | F5 | Commercial | Office (ID) | New | Miscellaneous | Natural Gas | Pool Heater | E6 | Utility - Cost of Operation | 0 | 0 | 0 | 0 | 0 | 0 | 0 | 0 | 0 | 0 | 0 | 0 | 0 | 0 | 0 | 0 | 0 | 0 | 0 | 0 | 0 | 0 | 0 | 0 | 0 | 0 | 0
F5_Commercial_Office (ID)_New_Miscellaneous_Natural Gas_Pool Heater_E7 | F5 | Commercial | Office (ID) | New | Miscellaneous | Natural Gas | Pool Heater | E7 | Utility - Cost of Operation | 0 | 0 | 0 | 0 | 0 | 0 | 0 | 0 | 0 | 0 | 0 | 0 | 0 | 0 | 0 | 0 | 0 | 0 | 0 | 0 | 0 | 0 | 0 | 0 | 0 | 0 | 0
F5_Commercial_Office (ID)_New_Miscellaneous_Natural Gas_Pool Heater_E8 | F5 | Commercial | Office (ID) | New | Miscellaneous | Natural Gas | Pool Heater | E8 | Utility - Cost of Operation | 0 | 0 | 0 | 0 | 0 | 0 | 0 | 0 | 0 | 0 | 0 | 0 | 0 | 0 | 0 | 0 | 0 | 0 | 0 | 0 | 0 | 0 | 0 | 0 | 0 | 0 | 0
F5_Commercial_Office (ID)_New_Miscellaneous_Natural Gas_Pool Heater_E9 | F5 | Commercial | Office (ID) | New | Miscellaneous | Natural Gas | Pool Heater | E9 | Utility - Cost of Operation | 0 | 0 | 0 | 0 | 0 | 0 | 0 | 0 | 0 | 0 | 0 | 0 | 0 | 0 | 0 | 0 | 0 | 0 | 0 | 0 | 0 | 0 | 0 | 0 | 0 | 0 | 0
F5_Commercial_Office (ID)_New_Miscellaneous_Natural Gas_Pool Heater_E10 | F5 | Commercial | Office (ID) | New | Miscellaneous | Natural Gas | Pool Heater | E10 | Utility - Cost of Operation | 0 | 0 | 0 | 0 | 0 | 0 | 0 | 0 | 0 | 0 | 0 | 0 | 0 | 0 | 0 | 0 | 0 | 0 | 0 | 0 | 0 | 0 | 0 | 0 | 0 | 0 | 0
F6_Commercial_Office (ID)_New_Miscellaneous_Natural Gas_Pool Heater_E1 | F6 | Commercial | Office (ID) | New | Miscellaneous | Natural Gas | Pool Heater | E1 | Utility - Value of Sales | 0.0040313 | 0.0040618 | 0.0041171 | 0.0042004 | 0.0043098 | 0.0044691 | 0.0046299 | 0.0047841 | 0.0049232 | 0.0050695 | 0.0052372 | 0.0053946 | 0.0055725 | 0.0057371 | 0.0058657 | 0.0059701 | 0.0060403 | 0.0060938 | 0.006154 | 0.0062033 | 0.0062516 | 0.0063614 | 0.0064717 | 0.0065867 | 0.0067037 | 0.0068228 | 0.006944
F6_Commercial_Office (ID)_New_Miscellaneous_Natural Gas_Pool Heater_E2 | F6 | Commercial | Office (ID) | New | Miscellaneous | Natural Gas | Pool Heater | E2 | Utility - Value of Sales | 0.0034266 | 0.0034526 | 0.0034995 | 0.0035703 | 0.0036633 | 0.0037987 | 0.0039354 | 0.0040665 | 0.0041847 | 0.0043091 | 0.0044516 | 0.0045854 | 0.0047366 | 0.0048765 | 0.0049858 | 0.0050746 | 0.0051343 | 0.0051797 | 0.0052309 | 0.0052728 | 0.0053139 | 0.0054072 | 0.005501 | 0.0055987 | 0.0056982 | 0.0057994 | 0.0059024
F6_Commercial_Office (ID)_New_Miscellaneous_Natural Gas_Pool Heater_E3 | F6 | Commercial | Office (ID) | New | Miscellaneous | Natural Gas | Pool Heater | E3 | Utility - Value of Sales | 0 | 0 | 0 | 0 | 0 | 0 | 0 | 0 | 0 | 0 | 0 | 0 | 0 | 0 | 0 | 0 | 0 | 0 | 0 | 0 | 0 | 0 | 0 | 0 | 0 | 0 | 0
F6_Commercial_Office (ID)_New_Miscellaneous_Natural Gas_Pool Heater_E4 | F6 | Commercial | Office (ID) | New | Miscellaneous | Natural Gas | Pool Heater | E4 | Utility - Value of Sales | 0 | 0 | 0 | 0 | 0 | 0 | 0 | 0 | 0 | 0 | 0 | 0 | 0 | 0 | 0 | 0 | 0 | 0 | 0 | 0 | 0 | 0 | 0 | 0 | 0 | 0 | 0
F6_Commercial_Office (ID)_New_Miscellaneous_Natural Gas_Pool Heater_E5 | F6 | Commercial | Office (ID) | New | Miscellaneous | Natural Gas | Pool Heater | E5 | Utility - Value of Sales | 0 | 0 | 0 | 0 | 0 | 0 | 0 | 0 | 0 | 0 | 0 | 0 | 0 | 0 | 0 | 0 | 0 | 0 | 0 | 0 | 0 | 0 | 0 | 0 | 0 | 0 | 0
F6_Commercial_Office (ID)_New_Miscellaneous_Natural Gas_Pool Heater_E6 | F6 | Commercial | Office (ID) | New | Miscellaneous | Natural Gas | Pool Heater | E6 | Utility - Value of Sales | 0 | 0 | 0 | 0 | 0 | 0 | 0 | 0 | 0 | 0 | 0 | 0 | 0 | 0 | 0 | 0 | 0 | 0 | 0 | 0 | 0 | 0 | 0 | 0 | 0 | 0 | 0
F6_Commercial_Office (ID)_New_Miscellaneous_Natural Gas_Pool Heater_E7 | F6 | Commercial | Office (ID) | New | Miscellaneous | Natural Gas | Pool Heater | E7 | Utility - Value of Sales | 0 | 0 | 0 | 0 | 0 | 0 | 0 | 0 | 0 | 0 | 0 | 0 | 0 | 0 | 0 | 0 | 0 | 0 | 0 | 0 | 0 | 0 | 0 | 0 | 0 | 0 | 0
F6_Commercial_Office (ID)_New_Miscellaneous_Natural Gas_Pool Heater_E8 | F6 | Commercial | Office (ID) | New | Miscellaneous | Natural Gas | Pool Heater | E8 | Utility - Value of Sales | 0 | 0 | 0 | 0 | 0 | 0 | 0 | 0 | 0 | 0 | 0 | 0 | 0 | 0 | 0 | 0 | 0 | 0 | 0 | 0 | 0 | 0 | 0 | 0 | 0 | 0 | 0
F6_Commercial_Office (ID)_New_Miscellaneous_Natural Gas_Pool Heater_E9 | F6 | Commercial | Office (ID) | New | Miscellaneous | Natural Gas | Pool Heater | E9 | Utility - Value of Sales | 0 | 0 | 0 | 0 | 0 | 0 | 0 | 0 | 0 | 0 | 0 | 0 | 0 | 0 | 0 | 0 | 0 | 0 | 0 | 0 | 0 | 0 | 0 | 0 | 0 | 0 | 0
F6_Commercial_Office (ID)_New_Miscellaneous_Natural Gas_Pool Heater_E10 | F6 | Commercial | Office (ID) | New | Miscellaneous | Natural Gas | Pool Heater | E10 | Utility - Value of Sales | 0 | 0 | 0 | 0 | 0 | 0 | 0 | 0 | 0 | 0 | 0 | 0 | 0 | 0 | 0 | 0 | 0 | 0 | 0 | 0 | 0 | 0 | 0 | 0 | 0 | 0 | 0
F1_Commercial_Office (ID)_New_Miscellaneous_Natural Gas_Miscellaneous_E1 | F1 | Commercial | Office (ID) | New | Miscellaneous | Natural Gas | Miscellaneous | E1 | RVT - Cost of Equipment | 0.24753 | 0.24753 | 0.24753 | 0.24753 | 0.24753 | 0.24753 | 0.24753 | 0.24753 | 0.24753 | 0.24753 | 0.24753 | 0.24753 | 0.24753 | 0.24753 | 0.24753 | 0.24753 | 0.24753 | 0.24753 | 0.24753 | 0.24753 | 0.24753 | 0.24753 | 0.24753 | 0.24753 | 0.24753 | 0.24753 | 0.24753
F1_Commercial_Office (ID)_New_Miscellaneous_Natural Gas_Miscellaneous_E2 | F1 | Commercial | Office (ID) | New | Miscellaneous | Natural Gas | Miscellaneous | E2 | RVT - Cost of Equipment | 0 | 0 | 0 | 0 | 0 | 0 | 0 | 0 | 0 | 0 | 0 | 0 | 0 | 0 | 0 | 0 | 0 | 0 | 0 | 0 | 0 | 0 | 0 | 0 | 0 | 0 | 0
F1_Commercial_Office (ID)_New_Miscellaneous_Natural Gas_Miscellaneous_E3 | F1 | Commercial | Office (ID) | New | Miscellaneous | Natural Gas | Miscellaneous | E3 | RVT - Cost of Equipment | 0 | 0 | 0 | 0 | 0 | 0 | 0 | 0 | 0 | 0 | 0 | 0 | 0 | 0 | 0 | 0 | 0 | 0 | 0 | 0 | 0 | 0 | 0 | 0 | 0 | 0 | 0
F1_Commercial_Office (ID)_New_Miscellaneous_Natural Gas_Miscellaneous_E4 | F1 | Commercial | Office (ID) | New | Miscellaneous | Natural Gas | Miscellaneous | E4 | RVT - Cost of Equipment | 0 | 0 | 0 | 0 | 0 | 0 | 0 | 0 | 0 | 0 | 0 | 0 | 0 | 0 | 0 | 0 | 0 | 0 | 0 | 0 | 0 | 0 | 0 | 0 | 0 | 0 | 0
F1_Commercial_Office (ID)_New_Miscellaneous_Natural Gas_Miscellaneous_E5 | F1 | Commercial | Office (ID) | New | Miscellaneous | Natural Gas | Miscellaneous | E5 | RVT - Cost of Equipment | 0 | 0 | 0 | 0 | 0 | 0 | 0 | 0 | 0 | 0 | 0 | 0 | 0 | 0 | 0 | 0 | 0 | 0 | 0 | 0 | 0 | 0 | 0 | 0 | 0 | 0 | 0
F1_Commercial_Office (ID)_New_Miscellaneous_Natural Gas_Miscellaneous_E6 | F1 | Commercial | Office (ID) | New | Miscellaneous | Natural Gas | Miscellaneous | E6 | RVT - Cost of Equipment | 0 | 0 | 0 | 0 | 0 | 0 | 0 | 0 | 0 | 0 | 0 | 0 | 0 | 0 | 0 | 0 | 0 | 0 | 0 | 0 | 0 | 0 | 0 | 0 | 0 | 0 | 0
F1_Commercial_Office (ID)_New_Miscellaneous_Natural Gas_Miscellaneous_E7 | F1 | Commercial | Office (ID) | New | Miscellaneous | Natural Gas | Miscellaneous | E7 | RVT - Cost of Equipment | 0 | 0 | 0 | 0 | 0 | 0 | 0 | 0 | 0 | 0 | 0 | 0 | 0 | 0 | 0 | 0 | 0 | 0 | 0 | 0 | 0 | 0 | 0 | 0 | 0 | 0 | 0
F1_Commercial_Office (ID)_New_Miscellaneous_Natural Gas_Miscellaneous_E8 | F1 | Commercial | Office (ID) | New | Miscellaneous | Natural Gas | Miscellaneous | E8 | RVT - Cost of Equipment | 0 | 0 | 0 | 0 | 0 | 0 | 0 | 0 | 0 | 0 | 0 | 0 | 0 | 0 | 0 | 0 | 0 | 0 | 0 | 0 | 0 | 0 | 0 | 0 | 0 | 0 | 0
F1_Commercial_Office (ID)_New_Miscellaneous_Natural Gas_Miscellaneous_E9 | F1 | Commercial | Office (ID) | New | Miscellaneous | Natural Gas | Miscellaneous | E9 | RVT - Cost of Equipment | 0 | 0 | 0 | 0 | 0 | 0 | 0 | 0 | 0 | 0 | 0 | 0 | 0 | 0 | 0 | 0 | 0 | 0 | 0 | 0 | 0 | 0 | 0 | 0 | 0 | 0 | 0
F1_Commercial_Office (ID)_New_Miscellaneous_Natural Gas_Miscellaneous_E10 | F1 | Commercial | Office (ID) | New | Miscellaneous | Natural Gas | Miscellaneous | E10 | RVT - Cost of Equipment | 0 | 0 | 0 | 0 | 0 | 0 | 0 | 0 | 0 | 0 | 0 | 0 | 0 | 0 | 0 | 0 | 0 | 0 | 0 | 0 | 0 | 0 | 0 | 0 | 0 | 0 | 0
F2_Commercial_Office (ID)_New_Miscellaneous_Natural Gas_Miscellaneous_E1 | F2 | Commercial | Office (ID) | New | Miscellaneous | Natural Gas | Miscellaneous | E1 | RVT - Cost of Operation | 0.0012868 | 0.001295 | 0.0013088 | 0.0013302 | 0.0013617 | 0.0014136 | 0.0014671 | 0.001517 | 0.0015606 | 0.0016058 | 0.0016577 | 0.0017064 | 0.0017645 | 0.0018201 | 0.0018643 | 0.0019002 | 0.0019243 | 0.0019437 | 0.0019631 | 0.0019755 | 0.0019875 | 0.0020223 | 0.0020572 | 0.0020938 | 0.0021309 | 0.0021688 | 0.0022073
F2_Commercial_Office (ID)_New_Miscellaneous_Natural Gas_Miscellaneous_E2 | F2 | Commercial | Office (ID) | New | Miscellaneous | Natural Gas | Miscellaneous | E2 | RVT - Cost of Operation | 0 | 0 | 0 | 0 | 0 | 0 | 0 | 0 | 0 | 0 | 0 | 0 | 0 | 0 | 0 | 0 | 0 | 0 | 0 | 0 | 0 | 0 | 0 | 0 | 0 | 0 | 0
F2_Commercial_Office (ID)_New_Miscellaneous_Natural Gas_Miscellaneous_E3 | F2 | Commercial | Office (ID) | New | Miscellaneous | Natural Gas | Miscellaneous | E3 | RVT - Cost of Operation | 0 | 0 | 0 | 0 | 0 | 0 | 0 | 0 | 0 | 0 | 0 | 0 | 0 | 0 | 0 | 0 | 0 | 0 | 0 | 0 | 0 | 0 | 0 | 0 | 0 | 0 | 0
F2_Commercial_Office (ID)_New_Miscellaneous_Natural Gas_Miscellaneous_E4 | F2 | Commercial | Office (ID) | New | Miscellaneous | Natural Gas | Miscellaneous | E4 | RVT - Cost of Operation | 0 | 0 | 0 | 0 | 0 | 0 | 0 | 0 | 0 | 0 | 0 | 0 | 0 | 0 | 0 | 0 | 0 | 0 | 0 | 0 | 0 | 0 | 0 | 0 | 0 | 0 | 0
F2_Commercial_Office (ID)_New_Miscellaneous_Natural Gas_Miscellaneous_E5 | F2 | Commercial | Office (ID) | New | Miscellaneous | Natural Gas | Miscellaneous | E5 | RVT - Cost of Operation | 0 | 0 | 0 | 0 | 0 | 0 | 0 | 0 | 0 | 0 | 0 | 0 | 0 | 0 | 0 | 0 | 0 | 0 | 0 | 0 | 0 | 0 | 0 | 0 | 0 | 0 | 0
F2_Commercial_Office (ID)_New_Miscellaneous_Natural Gas_Miscellaneous_E6 | F2 | Commercial | Office (ID) | New | Miscellaneous | Natural Gas | Miscellaneous | E6 | RVT - Cost of Operation | 0 | 0 | 0 | 0 | 0 | 0 | 0 | 0 | 0 | 0 | 0 | 0 | 0 | 0 | 0 | 0 | 0 | 0 | 0 | 0 | 0 | 0 | 0 | 0 | 0 | 0 | 0
F2_Commercial_Office (ID)_New_Miscellaneous_Natural Gas_Miscellaneous_E7 | F2 | Commercial | Office (ID) | New | Miscellaneous | Natural Gas | Miscellaneous | E7 | RVT - Cost of Operation | 0 | 0 | 0 | 0 | 0 | 0 | 0 | 0 | 0 | 0 | 0 | 0 | 0 | 0 | 0 | 0 | 0 | 0 | 0 | 0 | 0 | 0 | 0 | 0 | 0 | 0 | 0
F2_Commercial_Office (ID)_New_Miscellaneous_Natural Gas_Miscellaneous_E8 | F2 | Commercial | Office (ID) | New | Miscellaneous | Natural Gas | Miscellaneous | E8 | RVT - Cost of Operation | 0 | 0 | 0 | 0 | 0 | 0 | 0 | 0 | 0 | 0 | 0 | 0 | 0 | 0 | 0 | 0 | 0 | 0 | 0 | 0 | 0 | 0 | 0 | 0 | 0 | 0 | 0
F2_Commercial_Office (ID)_New_Miscellaneous_Natural Gas_Miscellaneous_E9 | F2 | Commercial | Office (ID) | New | Miscellaneous | Natural Gas | Miscellaneous | E9 | RVT - Cost of Operation | 0 | 0 | 0 | 0 | 0 | 0 | 0 | 0 | 0 | 0 | 0 | 0 | 0 | 0 | 0 | 0 | 0 | 0 | 0 | 0 | 0 | 0 | 0 | 0 | 0 | 0 | 0
F2_Commercial_Office (ID)_New_Miscellaneous_Natural Gas_Miscellaneous_E10 | F2 | Commercial | Office (ID) | New | Miscellaneous | Natural Gas | Miscellaneous | E10 | RVT - Cost of Operation | 0 | 0 | 0 | 0 | 0 | 0 | 0 | 0 | 0 | 0 | 0 | 0 | 0 | 0 | 0 | 0 | 0 | 0 | 0 | 0 | 0 | 0 | 0 | 0 | 0 | 0 | 0
F3_Commercial_Office (ID)_New_Miscellaneous_Natural Gas_Miscellaneous_E1 | F3 | Commercial | Office (ID) | New | Miscellaneous | Natural Gas | Miscellaneous | E1 | System - kBTUs of Consumption | 0.32869 | 0.32869 | 0.32869 | 0.32869 | 0.32869 | 0.32869 | 0.32869 | 0.32869 | 0.32869 | 0.32869 | 0.32869 | 0.32869 | 0.32869 | 0.32869 | 0.32869 | 0.32869 | 0.32869 | 0.32869 | 0.32869 | 0.32869 | 0.32869 | 0.32869 | 0.32869 | 0.32869 | 0.32869 | 0.32869 | 0.32869
F3_Commercial_Office (ID)_New_Miscellaneous_Natural Gas_Miscellaneous_E2 | F3 | Commercial | Office (ID) | New | Miscellaneous | Natural Gas | Miscellaneous | E2 | System - kBTUs of Consumption | 0 | 0 | 0 | 0 | 0 | 0 | 0 | 0 | 0 | 0 | 0 | 0 | 0 | 0 | 0 | 0 | 0 | 0 | 0 | 0 | 0 | 0 | 0 | 0 | 0 | 0 | 0
F3_Commercial_Office (ID)_New_Miscellaneous_Natural Gas_Miscellaneous_E3 | F3 | Commercial | Office (ID) | New | Miscellaneous | Natural Gas | Miscellaneous | E3 | System - kBTUs of Consumption | 0 | 0 | 0 | 0 | 0 | 0 | 0 | 0 | 0 | 0 | 0 | 0 | 0 | 0 | 0 | 0 | 0 | 0 | 0 | 0 | 0 | 0 | 0 | 0 | 0 | 0 | 0
F3_Commercial_Office (ID)_New_Miscellaneous_Natural Gas_Miscellaneous_E4 | F3 | Commercial | Office (ID) | New | Miscellaneous | Natural Gas | Miscellaneous | E4 | System - kBTUs of Consumption | 0 | 0 | 0 | 0 | 0 | 0 | 0 | 0 | 0 | 0 | 0 | 0 | 0 | 0 | 0 | 0 | 0 | 0 | 0 | 0 | 0 | 0 | 0 | 0 | 0 | 0 | 0
F3_Commercial_Office (ID)_New_Miscellaneous_Natural Gas_Miscellaneous_E5 | F3 | Commercial | Office (ID) | New | Miscellaneous | Natural Gas | Miscellaneous | E5 | System - kBTUs of Consumption | 0 | 0 | 0 | 0 | 0 | 0 | 0 | 0 | 0 | 0 | 0 | 0 | 0 | 0 | 0 | 0 | 0 | 0 | 0 | 0 | 0 | 0 | 0 | 0 | 0 | 0 | 0
F3_Commercial_Office (ID)_New_Miscellaneous_Natural Gas_Miscellaneous_E6 | F3 | Commercial | Office (ID) | New | Miscellaneous | Natural Gas | Miscellaneous | E6 | System - kBTUs of Consumption | 0 | 0 | 0 | 0 | 0 | 0 | 0 | 0 | 0 | 0 | 0 | 0 | 0 | 0 | 0 | 0 | 0 | 0 | 0 | 0 | 0 | 0 | 0 | 0 | 0 | 0 | 0
F3_Commercial_Office (ID)_New_Miscellaneous_Natural Gas_Miscellaneous_E7 | F3 | Commercial | Office (ID) | New | Miscellaneous | Natural Gas | Miscellaneous | E7 | System - kBTUs of Consumption | 0 | 0 | 0 | 0 | 0 | 0 | 0 | 0 | 0 | 0 | 0 | 0 | 0 | 0 | 0 | 0 | 0 | 0 | 0 | 0 | 0 | 0 | 0 | 0 | 0 | 0 | 0
F3_Commercial_Office (ID)_New_Miscellaneous_Natural Gas_Miscellaneous_E8 | F3 | Commercial | Office (ID) | New | Miscellaneous | Natural Gas | Miscellaneous | E8 | System - kBTUs of Consumption | 0 | 0 | 0 | 0 | 0 | 0 | 0 | 0 | 0 | 0 | 0 | 0 | 0 | 0 | 0 | 0 | 0 | 0 | 0 | 0 | 0 | 0 | 0 | 0 | 0 | 0 | 0
F3_Commercial_Office (ID)_New_Miscellaneous_Natural Gas_Miscellaneous_E9 | F3 | Commercial | Office (ID) | New | Miscellaneous | Natural Gas | Miscellaneous | E9 | System - kBTUs of Consumption | 0 | 0 | 0 | 0 | 0 | 0 | 0 | 0 | 0 | 0 | 0 | 0 | 0 | 0 | 0 | 0 | 0 | 0 | 0 | 0 | 0 | 0 | 0 | 0 | 0 | 0 | 0
F3_Commercial_Office (ID)_New_Miscellaneous_Natural Gas_Miscellaneous_E10 | F3 | Commercial | Office (ID) | New | Miscellaneous | Natural Gas | Miscellaneous | E10 | System - kBTUs of Consumption | 0 | 0 | 0 | 0 | 0 | 0 | 0 | 0 | 0 | 0 | 0 | 0 | 0 | 0 | 0 | 0 | 0 | 0 | 0 | 0 | 0 | 0 | 0 | 0 | 0 | 0 | 0
F4_Commercial_Office (ID)_New_Miscellaneous_Natural Gas_Miscellaneous_E1 | F4 | Commercial | Office (ID) | New | Miscellaneous | Natural Gas | Miscellaneous | E1 | Utility - Cost of Equipment | 0.24753 | 0.24753 | 0.24753 | 0.24753 | 0.24753 | 0.24753 | 0.24753 | 0.24753 | 0.24753 | 0.24753 | 0.24753 | 0.24753 | 0.24753 | 0.24753 | 0.24753 | 0.24753 | 0.24753 | 0.24753 | 0.24753 | 0.24753 | 0.24753 | 0.24753 | 0.24753 | 0.24753 | 0.24753 | 0.24753 | 0.24753
F4_Commercial_Office (ID)_New_Miscellaneous_Natural Gas_Miscellaneous_E2 | F4 | Commercial | Office (ID) | New | Miscellaneous | Natural Gas | Miscellaneous | E2 | Utility - Cost of Equipment | 0 | 0 | 0 | 0 | 0 | 0 | 0 | 0 | 0 | 0 | 0 | 0 | 0 | 0 | 0 | 0 | 0 | 0 | 0 | 0 | 0 | 0 | 0 | 0 | 0 | 0 | 0
F4_Commercial_Office (ID)_New_Miscellaneous_Natural Gas_Miscellaneous_E3 | F4 | Commercial | Office (ID) | New | Miscellaneous | Natural Gas | Miscellaneous | E3 | Utility - Cost of Equipment | 0 | 0 | 0 | 0 | 0 | 0 | 0 | 0 | 0 | 0 | 0 | 0 | 0 | 0 | 0 | 0 | 0 | 0 | 0 | 0 | 0 | 0 | 0 | 0 | 0 | 0 | 0
F4_Commercial_Office (ID)_New_Miscellaneous_Natural Gas_Miscellaneous_E4 | F4 | Commercial | Office (ID) | New | Miscellaneous | Natural Gas | Miscellaneous | E4 | Utility - Cost of Equipment | 0 | 0 | 0 | 0 | 0 | 0 | 0 | 0 | 0 | 0 | 0 | 0 | 0 | 0 | 0 | 0 | 0 | 0 | 0 | 0 | 0 | 0 | 0 | 0 | 0 | 0 | 0
F4_Commercial_Office (ID)_New_Miscellaneous_Natural Gas_Miscellaneous_E5 | F4 | Commercial | Office (ID) | New | Miscellaneous | Natural Gas | Miscellaneous | E5 | Utility - Cost of Equipment | 0 | 0 | 0 | 0 | 0 | 0 | 0 | 0 | 0 | 0 | 0 | 0 | 0 | 0 | 0 | 0 | 0 | 0 | 0 | 0 | 0 | 0 | 0 | 0 | 0 | 0 | 0
F4_Commercial_Office (ID)_New_Miscellaneous_Natural Gas_Miscellaneous_E6 | F4 | Commercial | Office (ID) | New | Miscellaneous | Natural Gas | Miscellaneous | E6 | Utility - Cost of Equipment | 0 | 0 | 0 | 0 | 0 | 0 | 0 | 0 | 0 | 0 | 0 | 0 | 0 | 0 | 0 | 0 | 0 | 0 | 0 | 0 | 0 | 0 | 0 | 0 | 0 | 0 | 0
F4_Commercial_Office (ID)_New_Miscellaneous_Natural Gas_Miscellaneous_E7 | F4 | Commercial | Office (ID) | New | Miscellaneous | Natural Gas | Miscellaneous | E7 | Utility - Cost of Equipment | 0 | 0 | 0 | 0 | 0 | 0 | 0 | 0 | 0 | 0 | 0 | 0 | 0 | 0 | 0 | 0 | 0 | 0 | 0 | 0 | 0 | 0 | 0 | 0 | 0 | 0 | 0
F4_Commercial_Office (ID)_New_Miscellaneous_Natural Gas_Miscellaneous_E8 | F4 | Commercial | Office (ID) | New | Miscellaneous | Natural Gas | Miscellaneous | E8 | Utility - Cost of Equipment | 0 | 0 | 0 | 0 | 0 | 0 | 0 | 0 | 0 | 0 | 0 | 0 | 0 | 0 | 0 | 0 | 0 | 0 | 0 | 0 | 0 | 0 | 0 | 0 | 0 | 0 | 0
F4_Commercial_Office (ID)_New_Miscellaneous_Natural Gas_Miscellaneous_E9 | F4 | Commercial | Office (ID) | New | Miscellaneous | Natural Gas | Miscellaneous | E9 | Utility - Cost of Equipment | 0 | 0 | 0 | 0 | 0 | 0 | 0 | 0 | 0 | 0 | 0 | 0 | 0 | 0 | 0 | 0 | 0 | 0 | 0 | 0 | 0 | 0 | 0 | 0 | 0 | 0 | 0
F4_Commercial_Office (ID)_New_Miscellaneous_Natural Gas_Miscellaneous_E10 | F4 | Commercial | Office (ID) | New | Miscellaneous | Natural Gas | Miscellaneous | E10 | Utility - Cost of Equipment | 0 | 0 | 0 | 0 | 0 | 0 | 0 | 0 | 0 | 0 | 0 | 0 | 0 | 0 | 0 | 0 | 0 | 0 | 0 | 0 | 0 | 0 | 0 | 0 | 0 | 0 | 0
F5_Commercial_Office (ID)_New_Miscellaneous_Natural Gas_Miscellaneous_E1 | F5 | Commercial | Office (ID) | New | Miscellaneous | Natural Gas | Miscellaneous | E1 | Utility - Cost of Operation | 0.0010724 | 0.0010792 | 0.001093 | 0.001116 | 0.0011506 | 0.0012059 | 0.0012667 | 0.0013295 | 0.0013927 | 0.0014598 | 0.001507 | 0.0015513 | 0.0016041 | 0.0016563 | 0.0017003 | 0.0017389 | 0.0017695 | 0.0017988 | 0.0018314 | 0.0018615 | 0.0018928 | 0.001926 | 0.0019592 | 0.001994 | 0.0020295 | 0.0020655 | 0.0021022
F5_Commercial_Office (ID)_New_Miscellaneous_Natural Gas_Miscellaneous_E2 | F5 | Commercial | Office (ID) | New | Miscellaneous | Natural Gas | Miscellaneous | E2 | Utility - Cost of Operation | 0 | 0 | 0 | 0 | 0 | 0 | 0 | 0 | 0 | 0 | 0 | 0 | 0 | 0 | 0 | 0 | 0 | 0 | 0 | 0 | 0 | 0 | 0 | 0 | 0 | 0 | 0
F5_Commercial_Office (ID)_New_Miscellaneous_Natural Gas_Miscellaneous_E3 | F5 | Commercial | Office (ID) | New | Miscellaneous | Natural Gas | Miscellaneous | E3 | Utility - Cost of Operation | 0 | 0 | 0 | 0 | 0 | 0 | 0 | 0 | 0 | 0 | 0 | 0 | 0 | 0 | 0 | 0 | 0 | 0 | 0 | 0 | 0 | 0 | 0 | 0 | 0 | 0 | 0
F5_Commercial_Office (ID)_New_Miscellaneous_Natural Gas_Miscellaneous_E4 | F5 | Commercial | Office (ID) | New | Miscellaneous | Natural Gas | Miscellaneous | E4 | Utility - Cost of Operation | 0 | 0 | 0 | 0 | 0 | 0 | 0 | 0 | 0 | 0 | 0 | 0 | 0 | 0 | 0 | 0 | 0 | 0 | 0 | 0 | 0 | 0 | 0 | 0 | 0 | 0 | 0
F5_Commercial_Office (ID)_New_Miscellaneous_Natural Gas_Miscellaneous_E5 | F5 | Commercial | Office (ID) | New | Miscellaneous | Natural Gas | Miscellaneous | E5 | Utility - Cost of Operation | 0 | 0 | 0 | 0 | 0 | 0 | 0 | 0 | 0 | 0 | 0 | 0 | 0 | 0 | 0 | 0 | 0 | 0 | 0 | 0 | 0 | 0 | 0 | 0 | 0 | 0 | 0
F5_Commercial_Office (ID)_New_Miscellaneous_Natural Gas_Miscellaneous_E6 | F5 | Commercial | Office (ID) | New | Miscellaneous | Natural Gas | Miscellaneous | E6 | Utility - Cost of Operation | 0 | 0 | 0 | 0 | 0 | 0 | 0 | 0 | 0 | 0 | 0 | 0 | 0 | 0 | 0 | 0 | 0 | 0 | 0 | 0 | 0 | 0 | 0 | 0 | 0 | 0 | 0
F5_Commercial_Office (ID)_New_Miscellaneous_Natural Gas_Miscellaneous_E7 | F5 | Commercial | Office (ID) | New | Miscellaneous | Natural Gas | Miscellaneous | E7 | Utility - Cost of Operation | 0 | 0 | 0 | 0 | 0 | 0 | 0 | 0 | 0 | 0 | 0 | 0 | 0 | 0 | 0 | 0 | 0 | 0 | 0 | 0 | 0 | 0 | 0 | 0 | 0 | 0 | 0
F5_Commercial_Office (ID)_New_Miscellaneous_Natural Gas_Miscellaneous_E8 | F5 | Commercial | Office (ID) | New | Miscellaneous | Natural Gas | Miscellaneous | E8 | Utility - Cost of Operation | 0 | 0 | 0 | 0 | 0 | 0 | 0 | 0 | 0 | 0 | 0 | 0 | 0 | 0 | 0 | 0 | 0 | 0 | 0 | 0 | 0 | 0 | 0 | 0 | 0 | 0 | 0
F5_Commercial_Office (ID)_New_Miscellaneous_Natural Gas_Miscellaneous_E9 | F5 | Commercial | Office (ID) | New | Miscellaneous | Natural Gas | Miscellaneous | E9 | Utility - Cost of Operation | 0 | 0 | 0 | 0 | 0 | 0 | 0 | 0 | 0 | 0 | 0 | 0 | 0 | 0 | 0 | 0 | 0 | 0 | 0 | 0 | 0 | 0 | 0 | 0 | 0 | 0 | 0
F5_Commercial_Office (ID)_New_Miscellaneous_Natural Gas_Miscellaneous_E10 | F5 | Commercial | Office (ID) | New | Miscellaneous | Natural Gas | Miscellaneous | E10 | Utility - Cost of Operation | 0 | 0 | 0 | 0 | 0 | 0 | 0 | 0 | 0 | 0 | 0 | 0 | 0 | 0 | 0 | 0 | 0 | 0 | 0 | 0 | 0 | 0 | 0 | 0 | 0 | 0 | 0
F6_Commercial_Office (ID)_New_Miscellaneous_Natural Gas_Miscellaneous_E1 | F6 | Commercial | Office (ID) | New | Miscellaneous | Natural Gas | Miscellaneous | E1 | Utility - Value of Sales | 0.0012868 | 0.001295 | 0.0013088 | 0.0013302 | 0.0013617 | 0.0014136 | 0.0014671 | 0.001517 | 0.0015606 | 0.0016058 | 0.0016577 | 0.0017064 | 0.0017645 | 0.0018201 | 0.0018643 | 0.0019002 | 0.0019243 | 0.0019437 | 0.0019631 | 0.0019755 | 0.0019875 | 0.0020223 | 0.0020572 | 0.0020938 | 0.0021309 | 0.0021688 | 0.0022073
F6_Commercial_Office (ID)_New_Miscellaneous_Natural Gas_Miscellaneous_E2 | F6 | Commercial | Office (ID) | New | Miscellaneous | Natural Gas | Miscellaneous | E2 | Utility - Value of Sales | 0 | 0 | 0 | 0 | 0 | 0 | 0 | 0 | 0 | 0 | 0 | 0 | 0 | 0 | 0 | 0 | 0 | 0 | 0 | 0 | 0 | 0 | 0 | 0 | 0 | 0 | 0
F6_Commercial_Office (ID)_New_Miscellaneous_Natural Gas_Miscellaneous_E3 | F6 | Commercial | Office (ID) | New | Miscellaneous | Natural Gas | Miscellaneous | E3 | Utility - Value of Sales | 0 | 0 | 0 | 0 | 0 | 0 | 0 | 0 | 0 | 0 | 0 | 0 | 0 | 0 | 0 | 0 | 0 | 0 | 0 | 0 | 0 | 0 | 0 | 0 | 0 | 0 | 0
F6_Commercial_Office (ID)_New_Miscellaneous_Natural Gas_Miscellaneous_E4 | F6 | Commercial | Office (ID) | New | Miscellaneous | Natural Gas | Miscellaneous | E4 | Utility - Value of Sales | 0 | 0 | 0 | 0 | 0 | 0 | 0 | 0 | 0 | 0 | 0 | 0 | 0 | 0 | 0 | 0 | 0 | 0 | 0 | 0 | 0 | 0 | 0 | 0 | 0 | 0 | 0
F6_Commercial_Office (ID)_New_Miscellaneous_Natural Gas_Miscellaneous_E5 | F6 | Commercial | Office (ID) | New | Miscellaneous | Natural Gas | Miscellaneous | E5 | Utility - Value of Sales | 0 | 0 | 0 | 0 | 0 | 0 | 0 | 0 | 0 | 0 | 0 | 0 | 0 | 0 | 0 | 0 | 0 | 0 | 0 | 0 | 0 | 0 | 0 | 0 | 0 | 0 | 0
F6_Commercial_Office (ID)_New_Miscellaneous_Natural Gas_Miscellaneous_E6 | F6 | Commercial | Office (ID) | New | Miscellaneous | Natural Gas | Miscellaneous | E6 | Utility - Value of Sales | 0 | 0 | 0 | 0 | 0 | 0 | 0 | 0 | 0 | 0 | 0 | 0 | 0 | 0 | 0 | 0 | 0 | 0 | 0 | 0 | 0 | 0 | 0 | 0 | 0 | 0 | 0
F6_Commercial_Office (ID)_New_Miscellaneous_Natural Gas_Miscellaneous_E7 | F6 | Commercial | Office (ID) | New | Miscellaneous | Natural Gas | Miscellaneous | E7 | Utility - Value of Sales | 0 | 0 | 0 | 0 | 0 | 0 | 0 | 0 | 0 | 0 | 0 | 0 | 0 | 0 | 0 | 0 | 0 | 0 | 0 | 0 | 0 | 0 | 0 | 0 | 0 | 0 | 0
F6_Commercial_Office (ID)_New_Miscellaneous_Natural Gas_Miscellaneous_E8 | F6 | Commercial | Office (ID) | New | Miscellaneous | Natural Gas | Miscellaneous | E8 | Utility - Value of Sales | 0 | 0 | 0 | 0 | 0 | 0 | 0 | 0 | 0 | 0 | 0 | 0 | 0 | 0 | 0 | 0 | 0 | 0 | 0 | 0 | 0 | 0 | 0 | 0 | 0 | 0 | 0
F6_Commercial_Office (ID)_New_Miscellaneous_Natural Gas_Miscellaneous_E9 | F6 | Commercial | Office (ID) | New | Miscellaneous | Natural Gas | Miscellaneous | E9 | Utility - Value of Sales | 0 | 0 | 0 | 0 | 0 | 0 | 0 | 0 | 0 | 0 | 0 | 0 | 0 | 0 | 0 | 0 | 0 | 0 | 0 | 0 | 0 | 0 | 0 | 0 | 0 | 0 | 0
F6_Commercial_Office (ID)_New_Miscellaneous_Natural Gas_Miscellaneous_E10 | F6 | Commercial | Office (ID) | New | Miscellaneous | Natural Gas | Miscellaneous | E10 | Utility - Value of Sales | 0 | 0 | 0 | 0 | 0 | 0 | 0 | 0 | 0 | 0 | 0 | 0 | 0 | 0 | 0 | 0 | 0 | 0 | 0 | 0 | 0 | 0 | 0 | 0 | 0 | 0 | 0
F1_Commercial_Restaurant (ID)_Existing_Space Heating_Natural Gas_Furnace_E1 | F1 | Commercial | Restaurant (ID) | Existing | Space Heating | Natural Gas | Furnace | E1 | RVT - Cost of Equipment | 0.12876 | 0.12876 | 0.12876 | 0.12876 | 0.12876 | 0.12876 | 0.12876 | 0.12876 | 0.12876 | 0.12876 | 0.12876 | 0.12876 | 0.12876 | 0.12876 | 0.12876 | 0.12876 | 0.12876 | 0.12876 | 0.12876 | 0.12876 | 0.12876 | 0.12876 | 0.12876 | 0.12876 | 0.12876 | 0.12876 | 0.12876
F1_Commercial_Restaurant (ID)_Existing_Space Heating_Natural Gas_Furnace_E2 | F1 | Commercial | Restaurant (ID) | Existing | Space Heating | Natural Gas | Furnace | E2 | RVT - Cost of Equipment | 0.26027 | 0.26027 | 0.26027 | 0.26027 | 0.26027 | 0.26027 | 0.26027 | 0.26027 | 0.26027 | 0.26027 | 0.26027 | 0.26027 | 0.26027 | 0.26027 | 0.26027 | 0.26027 | 0.26027 | 0.26027 | 0.26027 | 0.26027 | 0.26027 | 0.26027 | 0.26027 | 0.26027 | 0.26027 | 0.26027 | 0.26027
F1_Commercial_Restaurant (ID)_Existing_Space Heating_Natural Gas_Furnace_E3 | F1 | Commercial | Restaurant (ID) | Existing | Space Heating | Natural Gas | Furnace | E3 | RVT - Cost of Equipment | 0.15822 | 0.15822 | 0.15822 | 0.15822 | 0.15822 | 0.15822 | 0.15822 | 0.15822 | 0.15822 | 0.15822 | 0.15822 | 0.15822 | 0.15822 | 0.15822 | 0.15822 | 0.15822 | 0.15822 | 0.15822 | 0.15822 | 0.15822 | 0.15822 | 0.15822 | 0.15822 | 0.15822 | 0.15822 | 0.15822 | 0.15822
F1_Commercial_Restaurant (ID)_Existing_Space Heating_Natural Gas_Furnace_E4 | F1 | Commercial | Restaurant (ID) | Existing | Space Heating | Natural Gas | Furnace | E4 | RVT - Cost of Equipment | 0 | 0 | 0 | 0 | 0 | 0 | 0 | 0 | 0 | 0 | 0 | 0 | 0 | 0 | 0 | 0 | 0 | 0 | 0 | 0 | 0 | 0 | 0 | 0 | 0 | 0 | 0
F1_Commercial_Restaurant (ID)_Existing_Space Heating_Natural Gas_Furnace_E5 | F1 | Commercial | Restaurant (ID) | Existing | Space Heating | Natural Gas | Furnace | E5 | RVT - Cost of Equipment | 0 | 0 | 0 | 0 | 0 | 0 | 0 | 0 | 0 | 0 | 0 | 0 | 0 | 0 | 0 | 0 | 0 | 0 | 0 | 0 | 0 | 0 | 0 | 0 | 0 | 0 | 0
F1_Commercial_Restaurant (ID)_Existing_Space Heating_Natural Gas_Furnace_E6 | F1 | Commercial | Restaurant (ID) | Existing | Space Heating | Natural Gas | Furnace | E6 | RVT - Cost of Equipment | 0 | 0 | 0 | 0 | 0 | 0 | 0 | 0 | 0 | 0 | 0 | 0 | 0 | 0 | 0 | 0 | 0 | 0 | 0 | 0 | 0 | 0 | 0 | 0 | 0 | 0 | 0
F1_Commercial_Restaurant (ID)_Existing_Space Heating_Natural Gas_Furnace_E7 | F1 | Commercial | Restaurant (ID) | Existing | Space Heating | Natural Gas | Furnace | E7 | RVT - Cost of Equipment | 0 | 0 | 0 | 0 | 0 | 0 | 0 | 0 | 0 | 0 | 0 | 0 | 0 | 0 | 0 | 0 | 0 | 0 | 0 | 0 | 0 | 0 | 0 | 0 | 0 | 0 | 0
F1_Commercial_Restaurant (ID)_Existing_Space Heating_Natural Gas_Furnace_E8 | F1 | Commercial | Restaurant (ID) | Existing | Space Heating | Natural Gas | Furnace | E8 | RVT - Cost of Equipment | 0 | 0 | 0 | 0 | 0 | 0 | 0 | 0 | 0 | 0 | 0 | 0 | 0 | 0 | 0 | 0 | 0 | 0 | 0 | 0 | 0 | 0 | 0 | 0 | 0 | 0 | 0
F1_Commercial_Restaurant (ID)_Existing_Space Heating_Natural Gas_Furnace_E9 | F1 | Commercial | Restaurant (ID) | Existing | Space Heating | Natural Gas | Furnace | E9 | RVT - Cost of Equipment | 0 | 0 | 0 | 0 | 0 | 0 | 0 | 0 | 0 | 0 | 0 | 0 | 0 | 0 | 0 | 0 | 0 | 0 | 0 | 0 | 0 | 0 | 0 | 0 | 0 | 0 | 0
F1_Commercial_Restaurant (ID)_Existing_Space Heating_Natural Gas_Furnace_E10 | F1 | Commercial | Restaurant (ID) | Existing | Space Heating | Natural Gas | Furnace | E10 | RVT - Cost of Equipment | 0 | 0 | 0 | 0 | 0 | 0 | 0 | 0 | 0 | 0 | 0 | 0 | 0 | 0 | 0 | 0 | 0 | 0 | 0 | 0 | 0 | 0 | 0 | 0 | 0 | 0 | 0
F2_Commercial_Restaurant (ID)_Existing_Space Heating_Natural Gas_Furnace_E1 | F2 | Commercial | Restaurant (ID) | Existing | Space Heating | Natural Gas | Furnace | E1 | RVT - Cost of Operation | 0.23899 | 0.24097 | 0.24428 | 0.2481 | 0.25247 | 0.2596 | 0.26667 | 0.27407 | 0.28056 | 0.28685 | 0.29399 | 0.30023 | 0.30717 | 0.31432 | 0.32068 | 0.32679 | 0.33217 | 0.33767 | 0.34337 | 0.34913 | 0.3549 | 0.36264 | 0.37181 | 0.37971 | 0.38777 | 0.396 | 0.4044
F2_Commercial_Restaurant (ID)_Existing_Space Heating_Natural Gas_Furnace_E2 | F2 | Commercial | Restaurant (ID) | Existing | Space Heating | Natural Gas | Furnace | E2 | RVT - Cost of Operation | 0.21241 | 0.21418 | 0.21712 | 0.22051 | 0.2244 | 0.23074 | 0.23702 | 0.2436 | 0.24936 | 0.25496 | 0.26131 | 0.26685 | 0.27302 | 0.27937 | 0.28503 | 0.29046 | 0.29524 | 0.30013 | 0.30519 | 0.31031 | 0.31544 | 0.32232 | 0.33047 | 0.33749 | 0.34465 | 0.35197 | 0.35944
F2_Commercial_Restaurant (ID)_Existing_Space Heating_Natural Gas_Furnace_E3 | F2 | Commercial | Restaurant (ID) | Existing | Space Heating | Natural Gas | Furnace | E3 | RVT - Cost of Operation | 0.19921 | 0.20086 | 0.20362 | 0.2068 | 0.21045 | 0.21639 | 0.22229 | 0.22845 | 0.23386 | 0.23911 | 0.24506 | 0.25026 | 0.25604 | 0.262 | 0.26731 | 0.2724 | 0.27689 | 0.28147 | 0.28621 | 0.29102 | 0.29583 | 0.30228 | 0.30993 | 0.31651 | 0.32322 | 0.33008 | 0.33709
F2_Commercial_Restaurant (ID)_Existing_Space Heating_Natural Gas_Furnace_E4 | F2 | Commercial | Restaurant (ID) | Existing | Space Heating | Natural Gas | Furnace | E4 | RVT - Cost of Operation | 0 | 0 | 0 | 0 | 0 | 0 | 0 | 0 | 0 | 0 | 0 | 0 | 0 | 0 | 0 | 0 | 0 | 0 | 0 | 0 | 0 | 0 | 0 | 0 | 0 | 0 | 0
F2_Commercial_Restaurant (ID)_Existing_Space Heating_Natural Gas_Furnace_E5 | F2 | Commercial | Restaurant (ID) | Existing | Space Heating | Natural Gas | Furnace | E5 | RVT - Cost of Operation | 0 | 0 | 0 | 0 | 0 | 0 | 0 | 0 | 0 | 0 | 0 | 0 | 0 | 0 | 0 | 0 | 0 | 0 | 0 | 0 | 0 | 0 | 0 | 0 | 0 | 0 | 0
F2_Commercial_Restaurant (ID)_Existing_Space Heating_Natural Gas_Furnace_E6 | F2 | Commercial | Restaurant (ID) | Existing | Space Heating | Natural Gas | Furnace | E6 | RVT - Cost of Operation | 0 | 0 | 0 | 0 | 0 | 0 | 0 | 0 | 0 | 0 | 0 | 0 | 0 | 0 | 0 | 0 | 0 | 0 | 0 | 0 | 0 | 0 | 0 | 0 | 0 | 0 | 0
F2_Commercial_Restaurant (ID)_Existing_Space Heating_Natural Gas_Furnace_E7 | F2 | Commercial | Restaurant (ID) | Existing | Space Heating | Natural Gas | Furnace | E7 | RVT - Cost of Operation | 0 | 0 | 0 | 0 | 0 | 0 | 0 | 0 | 0 | 0 | 0 | 0 | 0 | 0 | 0 | 0 | 0 | 0 | 0 | 0 | 0 | 0 | 0 | 0 | 0 | 0 | 0
F2_Commercial_Restaurant (ID)_Existing_Space Heating_Natural Gas_Furnace_E8 | F2 | Commercial | Restaurant (ID) | Existing | Space Heating | Natural Gas | Furnace | E8 | RVT - Cost of Operation | 0 | 0 | 0 | 0 | 0 | 0 | 0 | 0 | 0 | 0 | 0 | 0 | 0 | 0 | 0 | 0 | 0 | 0 | 0 | 0 | 0 | 0 | 0 | 0 | 0 | 0 | 0
F2_Commercial_Restaurant (ID)_Existing_Space Heating_Natural Gas_Furnace_E9 | F2 | Commercial | Restaurant (ID) | Existing | Space Heating | Natural Gas | Furnace | E9 | RVT - Cost of Operation | 0 | 0 | 0 | 0 | 0 | 0 | 0 | 0 | 0 | 0 | 0 | 0 | 0 | 0 | 0 | 0 | 0 | 0 | 0 | 0 | 0 | 0 | 0 | 0 | 0 | 0 | 0
F2_Commercial_Restaurant (ID)_Existing_Space Heating_Natural Gas_Furnace_E10 | F2 | Commercial | Restaurant (ID) | Existing | Space Heating | Natural Gas | Furnace | E10 | RVT - Cost of Operation | 0 | 0 | 0 | 0 | 0 | 0 | 0 | 0 | 0 | 0 | 0 | 0 | 0 | 0 | 0 | 0 | 0 | 0 | 0 | 0 | 0 | 0 | 0 | 0 | 0 | 0 | 0
F3_Commercial_Restaurant (ID)_Existing_Space Heating_Natural Gas_Furnace_E1 | F3 | Commercial | Restaurant (ID) | Existing | Space Heating | Natural Gas | Furnace | E1 | System - kBTUs of Consumption | 52.5922 | 52.4602 | 52.4602 | 52.4602 | 52.4602 | 52.4602 | 52.4602 | 52.4602 | 52.4602 | 52.4602 | 52.4602 | 52.4602 | 52.4602 | 52.4602 | 52.4602 | 52.4602 | 52.4602 | 52.4602 | 52.4602 | 52.4602 | 52.4602 | 52.4602 | 52.4602 | 52.4602 | 52.4602 | 52.4602 | 52.4602
F3_Commercial_Restaurant (ID)_Existing_Space Heating_Natural Gas_Furnace_E2 | F3 | Commercial | Restaurant (ID) | Existing | Space Heating | Natural Gas | Furnace | E2 | System - kBTUs of Consumption | 46.7448 | 46.6274 | 46.6274 | 46.6274 | 46.6274 | 46.6274 | 46.6274 | 46.6274 | 46.6274 | 46.6274 | 46.6274 | 46.6274 | 46.6274 | 46.6274 | 46.6274 | 46.6274 | 46.6274 | 46.6274 | 46.6274 | 46.6274 | 46.6274 | 46.6274 | 46.6274 | 46.6274 | 46.6274 | 46.6274 | 46.6274
F3_Commercial_Restaurant (ID)_Existing_Space Heating_Natural Gas_Furnace_E3 | F3 | Commercial | Restaurant (ID) | Existing | Space Heating | Natural Gas | Furnace | E3 | System - kBTUs of Consumption | 43.8385 | 43.7285 | 43.7285 | 43.7285 | 43.7285 | 43.7285 | 43.7285 | 43.7285 | 43.7285 | 43.7285 | 43.7285 | 43.7285 | 43.7285 | 43.7285 | 43.7285 | 43.7285 | 43.7285 | 43.7285 | 43.7285 | 43.7285 | 43.7285 | 43.7285 | 43.7285 | 43.7285 | 43.7285 | 43.7285 | 43.7285
F3_Commercial_Restaurant (ID)_Existing_Space Heating_Natural Gas_Furnace_E4 | F3 | Commercial | Restaurant (ID) | Existing | Space Heating | Natural Gas | Furnace | E4 | System - kBTUs of Consumption | 0 | 0 | 0 | 0 | 0 | 0 | 0 | 0 | 0 | 0 | 0 | 0 | 0 | 0 | 0 | 0 | 0 | 0 | 0 | 0 | 0 | 0 | 0 | 0 | 0 | 0 | 0
F3_Commercial_Restaurant (ID)_Existing_Space Heating_Natural Gas_Furnace_E5 | F3 | Commercial | Restaurant (ID) | Existing | Space Heating | Natural Gas | Furnace | E5 | System - kBTUs of Consumption | 0 | 0 | 0 | 0 | 0 | 0 | 0 | 0 | 0 | 0 | 0 | 0 | 0 | 0 | 0 | 0 | 0 | 0 | 0 | 0 | 0 | 0 | 0 | 0 | 0 | 0 | 0
F3_Commercial_Restaurant (ID)_Existing_Space Heating_Natural Gas_Furnace_E6 | F3 | Commercial | Restaurant (ID) | Existing | Space Heating | Natural Gas | Furnace | E6 | System - kBTUs of Consumption | 0 | 0 | 0 | 0 | 0 | 0 | 0 | 0 | 0 | 0 | 0 | 0 | 0 | 0 | 0 | 0 | 0 | 0 | 0 | 0 | 0 | 0 | 0 | 0 | 0 | 0 | 0
F3_Commercial_Restaurant (ID)_Existing_Space Heating_Natural Gas_Furnace_E7 | F3 | Commercial | Restaurant (ID) | Existing | Space Heating | Natural Gas | Furnace | E7 | System - kBTUs of Consumption | 0 | 0 | 0 | 0 | 0 | 0 | 0 | 0 | 0 | 0 | 0 | 0 | 0 | 0 | 0 | 0 | 0 | 0 | 0 | 0 | 0 | 0 | 0 | 0 | 0 | 0 | 0
F3_Commercial_Restaurant (ID)_Existing_Space Heating_Natural Gas_Furnace_E8 | F3 | Commercial | Restaurant (ID) | Existing | Space Heating | Natural Gas | Furnace | E8 | System - kBTUs of Consumption | 0 | 0 | 0 | 0 | 0 | 0 | 0 | 0 | 0 | 0 | 0 | 0 | 0 | 0 | 0 | 0 | 0 | 0 | 0 | 0 | 0 | 0 | 0 | 0 | 0 | 0 | 0
F3_Commercial_Restaurant (ID)_Existing_Space Heating_Natural Gas_Furnace_E9 | F3 | Commercial | Restaurant (ID) | Existing | Space Heating | Natural Gas | Furnace | E9 | System - kBTUs of Consumption | 0 | 0 | 0 | 0 | 0 | 0 | 0 | 0 | 0 | 0 | 0 | 0 | 0 | 0 | 0 | 0 | 0 | 0 | 0 | 0 | 0 | 0 | 0 | 0 | 0 | 0 | 0
F3_Commercial_Restaurant (ID)_Existing_Space Heating_Natural Gas_Furnace_E10 | F3 | Commercial | Restaurant (ID) | Existing | Space Heating | Natural Gas | Furnace | E10 | System - kBTUs of Consumption | 0 | 0 | 0 | 0 | 0 | 0 | 0 | 0 | 0 | 0 | 0 | 0 | 0 | 0 | 0 | 0 | 0 | 0 | 0 | 0 | 0 | 0 | 0 | 0 | 0 | 0 | 0
F4_Commercial_Restaurant (ID)_Existing_Space Heating_Natural Gas_Furnace_E1 | F4 | Commercial | Restaurant (ID) | Existing | Space Heating | Natural Gas | Furnace | E1 | Utility - Cost of Equipment | 0.12876 | 0.12876 | 0.12876 | 0.12876 | 0.12876 | 0.12876 | 0.12876 | 0.12876 | 0.12876 | 0.12876 | 0.12876 | 0.12876 | 0.12876 | 0.12876 | 0.12876 | 0.12876 | 0.12876 | 0.12876 | 0.12876 | 0.12876 | 0.12876 | 0.12876 | 0.12876 | 0.12876 | 0.12876 | 0.12876 | 0.12876
F4_Commercial_Restaurant (ID)_Existing_Space Heating_Natural Gas_Furnace_E2 | F4 | Commercial | Restaurant (ID) | Existing | Space Heating | Natural Gas | Furnace | E2 | Utility - Cost of Equipment | 0.26027 | 0.26027 | 0.26027 | 0.26027 | 0.26027 | 0.26027 | 0.26027 | 0.26027 | 0.26027 | 0.26027 | 0.26027 | 0.26027 | 0.26027 | 0.26027 | 0.26027 | 0.26027 | 0.26027 | 0.26027 | 0.26027 | 0.26027 | 0.26027 | 0.26027 | 0.26027 | 0.26027 | 0.26027 | 0.26027 | 0.26027
F4_Commercial_Restaurant (ID)_Existing_Space Heating_Natural Gas_Furnace_E3 | F4 | Commercial | Restaurant (ID) | Existing | Space Heating | Natural Gas | Furnace | E3 | Utility - Cost of Equipment | 0.15822 | 0.15822 | 0.15822 | 0.15822 | 0.15822 | 0.15822 | 0.15822 | 0.15822 | 0.15822 | 0.15822 | 0.15822 | 0.15822 | 0.15822 | 0.15822 | 0.15822 | 0.15822 | 0.15822 | 0.15822 | 0.15822 | 0.15822 | 0.15822 | 0.15822 | 0.15822 | 0.15822 | 0.15822 | 0.15822 | 0.15822
F4_Commercial_Restaurant (ID)_Existing_Space Heating_Natural Gas_Furnace_E4 | F4 | Commercial | Restaurant (ID) | Existing | Space Heating | Natural Gas | Furnace | E4 | Utility - Cost of Equipment | 0 | 0 | 0 | 0 | 0 | 0 | 0 | 0 | 0 | 0 | 0 | 0 | 0 | 0 | 0 | 0 | 0 | 0 | 0 | 0 | 0 | 0 | 0 | 0 | 0 | 0 | 0
F4_Commercial_Restaurant (ID)_Existing_Space Heating_Natural Gas_Furnace_E5 | F4 | Commercial | Restaurant (ID) | Existing | Space Heating | Natural Gas | Furnace | E5 | Utility - Cost of Equipment | 0 | 0 | 0 | 0 | 0 | 0 | 0 | 0 | 0 | 0 | 0 | 0 | 0 | 0 | 0 | 0 | 0 | 0 | 0 | 0 | 0 | 0 | 0 | 0 | 0 | 0 | 0
F4_Commercial_Restaurant (ID)_Existing_Space Heating_Natural Gas_Furnace_E6 | F4 | Commercial | Restaurant (ID) | Existing | Space Heating | Natural Gas | Furnace | E6 | Utility - Cost of Equipment | 0 | 0 | 0 | 0 | 0 | 0 | 0 | 0 | 0 | 0 | 0 | 0 | 0 | 0 | 0 | 0 | 0 | 0 | 0 | 0 | 0 | 0 | 0 | 0 | 0 | 0 | 0
F4_Commercial_Restaurant (ID)_Existing_Space Heating_Natural Gas_Furnace_E7 | F4 | Commercial | Restaurant (ID) | Existing | Space Heating | Natural Gas | Furnace | E7 | Utility - Cost of Equipment | 0 | 0 | 0 | 0 | 0 | 0 | 0 | 0 | 0 | 0 | 0 | 0 | 0 | 0 | 0 | 0 | 0 | 0 | 0 | 0 | 0 | 0 | 0 | 0 | 0 | 0 | 0
F4_Commercial_Restaurant (ID)_Existing_Space Heating_Natural Gas_Furnace_E8 | F4 | Commercial | Restaurant (ID) | Existing | Space Heating | Natural Gas | Furnace | E8 | Utility - Cost of Equipment | 0 | 0 | 0 | 0 | 0 | 0 | 0 | 0 | 0 | 0 | 0 | 0 | 0 | 0 | 0 | 0 | 0 | 0 | 0 | 0 | 0 | 0 | 0 | 0 | 0 | 0 | 0
F4_Commercial_Restaurant (ID)_Existing_Space Heating_Natural Gas_Furnace_E9 | F4 | Commercial | Restaurant (ID) | Existing | Space Heating | Natural Gas | Furnace | E9 | Utility - Cost of Equipment | 0 | 0 | 0 | 0 | 0 | 0 | 0 | 0 | 0 | 0 | 0 | 0 | 0 | 0 | 0 | 0 | 0 | 0 | 0 | 0 | 0 | 0 | 0 | 0 | 0 | 0 | 0
F4_Commercial_Restaurant (ID)_Existing_Space Heating_Natural Gas_Furnace_E10 | F4 | Commercial | Restaurant (ID) | Existing | Space Heating | Natural Gas | Furnace | E10 | Utility - Cost of Equipment | 0 | 0 | 0 | 0 | 0 | 0 | 0 | 0 | 0 | 0 | 0 | 0 | 0 | 0 | 0 | 0 | 0 | 0 | 0 | 0 | 0 | 0 | 0 | 0 | 0 | 0 | 0
F5_Commercial_Restaurant (ID)_Existing_Space Heating_Natural Gas_Furnace_E1 | F5 | Commercial | Restaurant (ID) | Existing | Space Heating | Natural Gas | Furnace | E1 | Utility - Cost of Operation | 0.20474 | 0.20772 | 0.21194 | 0.21675 | 0.22222 | 0.23016 | 0.23827 | 0.24688 | 0.25499 | 0.2632 | 0.2704 | 0.27689 | 0.28411 | 0.29159 | 0.29844 | 0.30514 | 0.31128 | 0.31762 | 0.32425 | 0.33106 | 0.338 | 0.34537 | 0.35411 | 0.36163 | 0.3693 | 0.37714 | 0.38514
F5_Commercial_Restaurant (ID)_Existing_Space Heating_Natural Gas_Furnace_E2 | F5 | Commercial | Restaurant (ID) | Existing | Space Heating | Natural Gas | Furnace | E2 | Utility - Cost of Operation | 0.18198 | 0.18462 | 0.18837 | 0.19265 | 0.19751 | 0.20457 | 0.21178 | 0.21943 | 0.22664 | 0.23394 | 0.24033 | 0.24611 | 0.25252 | 0.25917 | 0.26526 | 0.27122 | 0.27667 | 0.28231 | 0.2882 | 0.29425 | 0.30042 | 0.30697 | 0.31474 | 0.32142 | 0.32824 | 0.33521 | 0.34232
F5_Commercial_Restaurant (ID)_Existing_Space Heating_Natural Gas_Furnace_E3 | F5 | Commercial | Restaurant (ID) | Existing | Space Heating | Natural Gas | Furnace | E3 | Utility - Cost of Operation | 0.17066 | 0.17314 | 0.17666 | 0.18068 | 0.18523 | 0.19185 | 0.19862 | 0.20579 | 0.21255 | 0.2194 | 0.22539 | 0.23081 | 0.23682 | 0.24306 | 0.24877 | 0.25435 | 0.25947 | 0.26475 | 0.27028 | 0.27596 | 0.28174 | 0.28788 | 0.29517 | 0.30143 | 0.30783 | 0.31437 | 0.32104
F5_Commercial_Restaurant (ID)_Existing_Space Heating_Natural Gas_Furnace_E4 | F5 | Commercial | Restaurant (ID) | Existing | Space Heating | Natural Gas | Furnace | E4 | Utility - Cost of Operation | 0 | 0 | 0 | 0 | 0 | 0 | 0 | 0 | 0 | 0 | 0 | 0 | 0 | 0 | 0 | 0 | 0 | 0 | 0 | 0 | 0 | 0 | 0 | 0 | 0 | 0 | 0
F5_Commercial_Restaurant (ID)_Existing_Space Heating_Natural Gas_Furnace_E5 | F5 | Commercial | Restaurant (ID) | Existing | Space Heating | Natural Gas | Furnace | E5 | Utility - Cost of Operation | 0 | 0 | 0 | 0 | 0 | 0 | 0 | 0 | 0 | 0 | 0 | 0 | 0 | 0 | 0 | 0 | 0 | 0 | 0 | 0 | 0 | 0 | 0 | 0 | 0 | 0 | 0
F5_Commercial_Restaurant (ID)_Existing_Space Heating_Natural Gas_Furnace_E6 | F5 | Commercial | Restaurant (ID) | Existing | Space Heating | Natural Gas | Furnace | E6 | Utility - Cost of Operation | 0 | 0 | 0 | 0 | 0 | 0 | 0 | 0 | 0 | 0 | 0 | 0 | 0 | 0 | 0 | 0 | 0 | 0 | 0 | 0 | 0 | 0 | 0 | 0 | 0 | 0 | 0
F5_Commercial_Restaurant (ID)_Existing_Space Heating_Natural Gas_Furnace_E7 | F5 | Commercial | Restaurant (ID) | Existing | Space Heating | Natural Gas | Furnace | E7 | Utility - Cost of Operation | 0 | 0 | 0 | 0 | 0 | 0 | 0 | 0 | 0 | 0 | 0 | 0 | 0 | 0 | 0 | 0 | 0 | 0 | 0 | 0 | 0 | 0 | 0 | 0 | 0 | 0 | 0
F5_Commercial_Restaurant (ID)_Existing_Space Heating_Natural Gas_Furnace_E8 | F5 | Commercial | Restaurant (ID) | Existing | Space Heating | Natural Gas | Furnace | E8 | Utility - Cost of Operation | 0 | 0 | 0 | 0 | 0 | 0 | 0 | 0 | 0 | 0 | 0 | 0 | 0 | 0 | 0 | 0 | 0 | 0 | 0 | 0 | 0 | 0 | 0 | 0 | 0 | 0 | 0
F5_Commercial_Restaurant (ID)_Existing_Space Heating_Natural Gas_Furnace_E9 | F5 | Commercial | Restaurant (ID) | Existing | Space Heating | Natural Gas | Furnace | E9 | Utility - Cost of Operation | 0 | 0 | 0 | 0 | 0 | 0 | 0 | 0 | 0 | 0 | 0 | 0 | 0 | 0 | 0 | 0 | 0 | 0 | 0 | 0 | 0 | 0 | 0 | 0 | 0 | 0 | 0
F5_Commercial_Restaurant (ID)_Existing_Space Heating_Natural Gas_Furnace_E10 | F5 | Commercial | Restaurant (ID) | Existing | Space Heating | Natural Gas | Furnace | E10 | Utility - Cost of Operation | 0 | 0 | 0 | 0 | 0 | 0 | 0 | 0 | 0 | 0 | 0 | 0 | 0 | 0 | 0 | 0 | 0 | 0 | 0 | 0 | 0 | 0 | 0 | 0 | 0 | 0 | 0
F6_Commercial_Restaurant (ID)_Existing_Space Heating_Natural Gas_Furnace_E1 | F6 | Commercial | Restaurant (ID) | Existing | Space Heating | Natural Gas | Furnace | E1 | Utility - Value of Sales | 0.23899 | 0.24097 | 0.24428 | 0.2481 | 0.25247 | 0.2596 | 0.26667 | 0.27407 | 0.28056 | 0.28685 | 0.29399 | 0.30023 | 0.30717 | 0.31432 | 0.32068 | 0.32679 | 0.33217 | 0.33767 | 0.34337 | 0.34913 | 0.3549 | 0.36264 | 0.37181 | 0.37971 | 0.38777 | 0.396 | 0.4044
F6_Commercial_Restaurant (ID)_Existing_Space Heating_Natural Gas_Furnace_E2 | F6 | Commercial | Restaurant (ID) | Existing | Space Heating | Natural Gas | Furnace | E2 | Utility - Value of Sales | 0.21241 | 0.21418 | 0.21712 | 0.22051 | 0.2244 | 0.23074 | 0.23702 | 0.2436 | 0.24936 | 0.25496 | 0.26131 | 0.26685 | 0.27302 | 0.27937 | 0.28503 | 0.29046 | 0.29524 | 0.30013 | 0.30519 | 0.31031 | 0.31544 | 0.32232 | 0.33047 | 0.33749 | 0.34465 | 0.35197 | 0.35944
F6_Commercial_Restaurant (ID)_Existing_Space Heating_Natural Gas_Furnace_E3 | F6 | Commercial | Restaurant (ID) | Existing | Space Heating | Natural Gas | Furnace | E3 | Utility - Value of Sales | 0.19921 | 0.20086 | 0.20362 | 0.2068 | 0.21045 | 0.21639 | 0.22229 | 0.22845 | 0.23386 | 0.23911 | 0.24506 | 0.25026 | 0.25604 | 0.262 | 0.26731 | 0.2724 | 0.27689 | 0.28147 | 0.28621 | 0.29102 | 0.29583 | 0.30228 | 0.30993 | 0.31651 | 0.32322 | 0.33008 | 0.33709
F6_Commercial_Restaurant (ID)_Existing_Space Heating_Natural Gas_Furnace_E4 | F6 | Commercial | Restaurant (ID) | Existing | Space Heating | Natural Gas | Furnace | E4 | Utility - Value of Sales | 0 | 0 | 0 | 0 | 0 | 0 | 0 | 0 | 0 | 0 | 0 | 0 | 0 | 0 | 0 | 0 | 0 | 0 | 0 | 0 | 0 | 0 | 0 | 0 | 0 | 0 | 0
F6_Commercial_Restaurant (ID)_Existing_Space Heating_Natural Gas_Furnace_E5 | F6 | Commercial | Restaurant (ID) | Existing | Space Heating | Natural Gas | Furnace | E5 | Utility - Value of Sales | 0 | 0 | 0 | 0 | 0 | 0 | 0 | 0 | 0 | 0 | 0 | 0 | 0 | 0 | 0 | 0 | 0 | 0 | 0 | 0 | 0 | 0 | 0 | 0 | 0 | 0 | 0
F6_Commercial_Restaurant (ID)_Existing_Space Heating_Natural Gas_Furnace_E6 | F6 | Commercial | Restaurant (ID) | Existing | Space Heating | Natural Gas | Furnace | E6 | Utility - Value of Sales | 0 | 0 | 0 | 0 | 0 | 0 | 0 | 0 | 0 | 0 | 0 | 0 | 0 | 0 | 0 | 0 | 0 | 0 | 0 | 0 | 0 | 0 | 0 | 0 | 0 | 0 | 0
F6_Commercial_Restaurant (ID)_Existing_Space Heating_Natural Gas_Furnace_E7 | F6 | Commercial | Restaurant (ID) | Existing | Space Heating | Natural Gas | Furnace | E7 | Utility - Value of Sales | 0 | 0 | 0 | 0 | 0 | 0 | 0 | 0 | 0 | 0 | 0 | 0 | 0 | 0 | 0 | 0 | 0 | 0 | 0 | 0 | 0 | 0 | 0 | 0 | 0 | 0 | 0
F6_Commercial_Restaurant (ID)_Existing_Space Heating_Natural Gas_Furnace_E8 | F6 | Commercial | Restaurant (ID) | Existing | Space Heating | Natural Gas | Furnace | E8 | Utility - Value of Sales | 0 | 0 | 0 | 0 | 0 | 0 | 0 | 0 | 0 | 0 | 0 | 0 | 0 | 0 | 0 | 0 | 0 | 0 | 0 | 0 | 0 | 0 | 0 | 0 | 0 | 0 | 0
F6_Commercial_Restaurant (ID)_Existing_Space Heating_Natural Gas_Furnace_E9 | F6 | Commercial | Restaurant (ID) | Existing | Space Heating | Natural Gas | Furnace | E9 | Utility - Value of Sales | 0 | 0 | 0 | 0 | 0 | 0 | 0 | 0 | 0 | 0 | 0 | 0 | 0 | 0 | 0 | 0 | 0 | 0 | 0 | 0 | 0 | 0 | 0 | 0 | 0 | 0 | 0
F6_Commercial_Restaurant (ID)_Existing_Space Heating_Natural Gas_Furnace_E10 | F6 | Commercial | Restaurant (ID) | Existing | Space Heating | Natural Gas | Furnace | E10 | Utility - Value of Sales | 0 | 0 | 0 | 0 | 0 | 0 | 0 | 0 | 0 | 0 | 0 | 0 | 0 | 0 | 0 | 0 | 0 | 0 | 0 | 0 | 0 | 0 | 0 | 0 | 0 | 0 | 0
F1_Commercial_Restaurant (ID)_Existing_Space Heating_Natural Gas_Boiler_E1 | F1 | Commercial | Restaurant (ID) | Existing | Space Heating | Natural Gas | Boiler | E1 | RVT - Cost of Equipment | 0.24158 | 0.24158 | 0.24158 | 0.24158 | 0.24158 | 0.24158 | 0.24158 | 0.24158 | 0.24158 | 0.24158 | 0.24158 | 0.24158 | 0.24158 | 0.24158 | 0.24158 | 0.24158 | 0.24158 | 0.24158 | 0.24158 | 0.24158 | 0.24158 | 0.24158 | 0.24158 | 0.24158 | 0.24158 | 0.24158 | 0.24158
F1_Commercial_Restaurant (ID)_Existing_Space Heating_Natural Gas_Boiler_E2 | F1 | Commercial | Restaurant (ID) | Existing | Space Heating | Natural Gas | Boiler | E2 | RVT - Cost of Equipment | 0.25171 | 0.25171 | 0.25171 | 0.25171 | 0.25171 | 0.25171 | 0.25171 | 0.25171 | 0.25171 | 0.25171 | 0.25171 | 0.25171 | 0.25171 | 0.25171 | 0.25171 | 0.25171 | 0.25171 | 0.25171 | 0.25171 | 0.25171 | 0.25171 | 0.25171 | 0.25171 | 0.25171 | 0.25171 | 0.25171 | 0.25171
F1_Commercial_Restaurant (ID)_Existing_Space Heating_Natural Gas_Boiler_E3 | F1 | Commercial | Restaurant (ID) | Existing | Space Heating | Natural Gas | Boiler | E3 | RVT - Cost of Equipment | 0.23498 | 0.23498 | 0.23498 | 0.23498 | 0.23498 | 0.23498 | 0.23498 | 0.23498 | 0.23498 | 0.23498 | 0.23498 | 0.23498 | 0.23498 | 0.23498 | 0.23498 | 0.23498 | 0.23498 | 0.23498 | 0.23498 | 0.23498 | 0.23498 | 0.23498 | 0.23498 | 0.23498 | 0.23498 | 0.23498 | 0.23498
F1_Commercial_Restaurant (ID)_Existing_Space Heating_Natural Gas_Boiler_E4 | F1 | Commercial | Restaurant (ID) | Existing | Space Heating | Natural Gas | Boiler | E4 | RVT - Cost of Equipment | 1.9379 | 1.9379 | 1.9379 | 1.9379 | 1.9379 | 1.9379 | 1.9379 | 1.9379 | 1.9379 | 1.9379 | 1.9379 | 1.9379 | 1.9379 | 1.9379 | 1.9379 | 1.9379 | 1.9379 | 1.9379 | 1.9379 | 1.9379 | 1.9379 | 1.9379 | 1.9379 | 1.9379 | 1.9379 | 1.9379 | 1.9379
F1_Commercial_Restaurant (ID)_Existing_Space Heating_Natural Gas_Boiler_E5 | F1 | Commercial | Restaurant (ID) | Existing | Space Heating | Natural Gas | Boiler | E5 | RVT - Cost of Equipment | 0 | 0 | 0 | 0 | 0 | 0 | 0 | 0 | 0 | 0 | 0 | 0 | 0 | 0 | 0 | 0 | 0 | 0 | 0 | 0 | 0 | 0 | 0 | 0 | 0 | 0 | 0
F1_Commercial_Restaurant (ID)_Existing_Space Heating_Natural Gas_Boiler_E6 | F1 | Commercial | Restaurant (ID) | Existing | Space Heating | Natural Gas | Boiler | E6 | RVT - Cost of Equipment | 0 | 0 | 0 | 0 | 0 | 0 | 0 | 0 | 0 | 0 | 0 | 0 | 0 | 0 | 0 | 0 | 0 | 0 | 0 | 0 | 0 | 0 | 0 | 0 | 0 | 0 | 0
F1_Commercial_Restaurant (ID)_Existing_Space Heating_Natural Gas_Boiler_E7 | F1 | Commercial | Restaurant (ID) | Existing | Space Heating | Natural Gas | Boiler | E7 | RVT - Cost of Equipment | 0 | 0 | 0 | 0 | 0 | 0 | 0 | 0 | 0 | 0 | 0 | 0 | 0 | 0 | 0 | 0 | 0 | 0 | 0 | 0 | 0 | 0 | 0 | 0 | 0 | 0 | 0
F1_Commercial_Restaurant (ID)_Existing_Space Heating_Natural Gas_Boiler_E8 | F1 | Commercial | Restaurant (ID) | Existing | Space Heating | Natural Gas | Boiler | E8 | RVT - Cost of Equipment | 0 | 0 | 0 | 0 | 0 | 0 | 0 | 0 | 0 | 0 | 0 | 0 | 0 | 0 | 0 | 0 | 0 | 0 | 0 | 0 | 0 | 0 | 0 | 0 | 0 | 0 | 0
F1_Commercial_Restaurant (ID)_Existing_Space Heating_Natural Gas_Boiler_E9 | F1 | Commercial | Restaurant (ID) | Existing | Space Heating | Natural Gas | Boiler | E9 | RVT - Cost of Equipment | 0 | 0 | 0 | 0 | 0 | 0 | 0 | 0 | 0 | 0 | 0 | 0 | 0 | 0 | 0 | 0 | 0 | 0 | 0 | 0 | 0 | 0 | 0 | 0 | 0 | 0 | 0
F1_Commercial_Restaurant (ID)_Existing_Space Heating_Natural Gas_Boiler_E10 | F1 | Commercial | Restaurant (ID) | Existing | Space Heating | Natural Gas | Boiler | E10 | RVT - Cost of Equipment | 0 | 0 | 0 | 0 | 0 | 0 | 0 | 0 | 0 | 0 | 0 | 0 | 0 | 0 | 0 | 0 | 0 | 0 | 0 | 0 | 0 | 0 | 0 | 0 | 0 | 0 | 0
F2_Commercial_Restaurant (ID)_Existing_Space Heating_Natural Gas_Boiler_E1 | F2 | Commercial | Restaurant (ID) | Existing | Space Heating | Natural Gas | Boiler | E1 | RVT - Cost of Operation | 0.90559 | 0.91651 | 0.93092 | 0.94665 | 0.9638 | 0.98802 | 1.0123 | 1.0376 | 1.061 | 1.0842 | 1.1098 | 1.1336 | 1.1592 | 1.1854 | 1.2098 | 1.2337 | 1.256 | 1.2787 | 1.3021 | 1.3259 | 1.3499 | 1.3789 | 1.4116 | 1.4409 | 1.4706 | 1.4932 | 1.5136
F2_Commercial_Restaurant (ID)_Existing_Space Heating_Natural Gas_Boiler_E2 | F2 | Commercial | Restaurant (ID) | Existing | Space Heating | Natural Gas | Boiler | E2 | RVT - Cost of Operation | 0.85235 | 0.86262 | 0.87618 | 0.89099 | 0.90713 | 0.92993 | 0.95275 | 0.97662 | 0.99861 | 1.0204 | 1.0446 | 1.0669 | 1.0911 | 1.1157 | 1.1387 | 1.1612 | 1.1821 | 1.2035 | 1.2256 | 1.248 | 1.2705 | 1.2979 | 1.3286 | 1.3562 | 1.3841 | 1.4054 | 1.4246
F2_Commercial_Restaurant (ID)_Existing_Space Heating_Natural Gas_Boiler_E3 | F2 | Commercial | Restaurant (ID) | Existing | Space Heating | Natural Gas | Boiler | E3 | RVT - Cost of Operation | 0.7468 | 0.7558 | 0.76768 | 0.78065 | 0.7948 | 0.81477 | 0.83477 | 0.85568 | 0.87495 | 0.89407 | 0.91522 | 0.93479 | 0.95596 | 0.97756 | 0.99767 | 1.0174 | 1.0358 | 1.0545 | 1.0738 | 1.0934 | 1.1132 | 1.1371 | 1.1641 | 1.1883 | 1.2127 | 1.2314 | 1.2482
F2_Commercial_Restaurant (ID)_Existing_Space Heating_Natural Gas_Boiler_E4 | F2 | Commercial | Restaurant (ID) | Existing | Space Heating | Natural Gas | Boiler | E4 | RVT - Cost of Operation | 0.47186 | 0.47578 | 0.4823 | 0.48984 | 0.49849 | 0.51256 | 0.52652 | 0.54112 | 0.55394 | 0.56637 | 0.58046 | 0.59277 | 0.60648 | 0.6206 | 0.63316 | 0.64522 | 0.65585 | 0.6667 | 0.67795 | 0.68933 | 0.70072 | 0.716 | 0.73412 | 0.7497 | 0.76561 | 0.78186 | 0.79846
F2_Commercial_Restaurant (ID)_Existing_Space Heating_Natural Gas_Boiler_E5 | F2 | Commercial | Restaurant (ID) | Existing | Space Heating | Natural Gas | Boiler | E5 | RVT - Cost of Operation | 0 | 0 | 0 | 0 | 0 | 0 | 0 | 0 | 0 | 0 | 0 | 0 | 0 | 0 | 0 | 0 | 0 | 0 | 0 | 0 | 0 | 0 | 0 | 0 | 0 | 0 | 0
F2_Commercial_Restaurant (ID)_Existing_Space Heating_Natural Gas_Boiler_E6 | F2 | Commercial | Restaurant (ID) | Existing | Space Heating | Natural Gas | Boiler | E6 | RVT - Cost of Operation | 0 | 0 | 0 | 0 | 0 | 0 | 0 | 0 | 0 | 0 | 0 | 0 | 0 | 0 | 0 | 0 | 0 | 0 | 0 | 0 | 0 | 0 | 0 | 0 | 0 | 0 | 0
F2_Commercial_Restaurant (ID)_Existing_Space Heating_Natural Gas_Boiler_E7 | F2 | Commercial | Restaurant (ID) | Existing | Space Heating | Natural Gas | Boiler | E7 | RVT - Cost of Operation | 0 | 0 | 0 | 0 | 0 | 0 | 0 | 0 | 0 | 0 | 0 | 0 | 0 | 0 | 0 | 0 | 0 | 0 | 0 | 0 | 0 | 0 | 0 | 0 | 0 | 0 | 0
F2_Commercial_Restaurant (ID)_Existing_Space Heating_Natural Gas_Boiler_E8 | F2 | Commercial | Restaurant (ID) | Existing | Space Heating | Natural Gas | Boiler | E8 | RVT - Cost of Operation | 0 | 0 | 0 | 0 | 0 | 0 | 0 | 0 | 0 | 0 | 0 | 0 | 0 | 0 | 0 | 0 | 0 | 0 | 0 | 0 | 0 | 0 | 0 | 0 | 0 | 0 | 0
F2_Commercial_Restaurant (ID)_Existing_Space Heating_Natural Gas_Boiler_E9 | F2 | Commercial | Restaurant (ID) | Existing | Space Heating | Natural Gas | Boiler | E9 | RVT - Cost of Operation | 0 | 0 | 0 | 0 | 0 | 0 | 0 | 0 | 0 | 0 | 0 | 0 | 0 | 0 | 0 | 0 | 0 | 0 | 0 | 0 | 0 | 0 | 0 | 0 | 0 | 0 | 0
F2_Commercial_Restaurant (ID)_Existing_Space Heating_Natural Gas_Boiler_E10 | F2 | Commercial | Restaurant (ID) | Existing | Space Heating | Natural Gas | Boiler | E10 | RVT - Cost of Operation | 0 | 0 | 0 | 0 | 0 | 0 | 0 | 0 | 0 | 0 | 0 | 0 | 0 | 0 | 0 | 0 | 0 | 0 | 0 | 0 | 0 | 0 | 0 | 0 | 0 | 0 | 0
F3_Commercial_Restaurant (ID)_Existing_Space Heating_Natural Gas_Boiler_E1 | F3 | Commercial | Restaurant (ID) | Existing | Space Heating | Natural Gas | Boiler | E1 | System - kBTUs of Consumption | 178.1941 | 177.966 | 177.966 | 177.966 | 177.966 | 177.966 | 177.966 | 177.966 | 177.966 | 177.966 | 177.966 | 177.966 | 177.966 | 177.966 | 177.966 | 177.966 | 177.966 | 177.966 | 177.966 | 177.966 | 177.966 | 177.966 | 177.966 | 177.966 | 177.966 | 175.7689 | 173.0225
F3_Commercial_Restaurant (ID)_Existing_Space Heating_Natural Gas_Boiler_E2 | F3 | Commercial | Restaurant (ID) | Existing | Space Heating | Natural Gas | Boiler | E2 | System - kBTUs of Consumption | 167.7165 | 167.5018 | 167.5018 | 167.5018 | 167.5018 | 167.5018 | 167.5018 | 167.5018 | 167.5018 | 167.5018 | 167.5018 | 167.5018 | 167.5018 | 167.5018 | 167.5018 | 167.5018 | 167.5018 | 167.5018 | 167.5018 | 167.5018 | 167.5018 | 167.5018 | 167.5018 | 167.5018 | 167.5018 | 165.4338 | 162.8489
F3_Commercial_Restaurant (ID)_Existing_Space Heating_Natural Gas_Boiler_E3 | F3 | Commercial | Restaurant (ID) | Existing | Space Heating | Natural Gas | Boiler | E3 | System - kBTUs of Consumption | 146.9477 | 146.7595 | 146.7595 | 146.7595 | 146.7595 | 146.7595 | 146.7595 | 146.7595 | 146.7595 | 146.7595 | 146.7595 | 146.7595 | 146.7595 | 146.7595 | 146.7595 | 146.7595 | 146.7595 | 146.7595 | 146.7595 | 146.7595 | 146.7595 | 146.7595 | 146.7595 | 146.7595 | 146.7595 | 144.9477 | 142.6829
F3_Commercial_Restaurant (ID)_Existing_Space Heating_Natural Gas_Boiler_E4 | F3 | Commercial | Restaurant (ID) | Existing | Space Heating | Natural Gas | Boiler | E4 | System - kBTUs of Consumption | 103.8388 | 103.5781 | 103.5781 | 103.5781 | 103.5781 | 103.5781 | 103.5781 | 103.5781 | 103.5781 | 103.5781 | 103.5781 | 103.5781 | 103.5781 | 103.5781 | 103.5781 | 103.5781 | 103.5781 | 103.5781 | 103.5781 | 103.5781 | 103.5781 | 103.5781 | 103.5781 | 103.5781 | 103.5781 | 103.5781 | 103.5781
F3_Commercial_Restaurant (ID)_Existing_Space Heating_Natural Gas_Boiler_E5 | F3 | Commercial | Restaurant (ID) | Existing | Space Heating | Natural Gas | Boiler | E5 | System - kBTUs of Consumption | 0 | 0 | 0 | 0 | 0 | 0 | 0 | 0 | 0 | 0 | 0 | 0 | 0 | 0 | 0 | 0 | 0 | 0 | 0 | 0 | 0 | 0 | 0 | 0 | 0 | 0 | 0
F3_Commercial_Restaurant (ID)_Existing_Space Heating_Natural Gas_Boiler_E6 | F3 | Commercial | Restaurant (ID) | Existing | Space Heating | Natural Gas | Boiler | E6 | System - kBTUs of Consumption | 0 | 0 | 0 | 0 | 0 | 0 | 0 | 0 | 0 | 0 | 0 | 0 | 0 | 0 | 0 | 0 | 0 | 0 | 0 | 0 | 0 | 0 | 0 | 0 | 0 | 0 | 0
F3_Commercial_Restaurant (ID)_Existing_Space Heating_Natural Gas_Boiler_E7 | F3 | Commercial | Restaurant (ID) | Existing | Space Heating | Natural Gas | Boiler | E7 | System - kBTUs of Consumption | 0 | 0 | 0 | 0 | 0 | 0 | 0 | 0 | 0 | 0 | 0 | 0 | 0 | 0 | 0 | 0 | 0 | 0 | 0 | 0 | 0 | 0 | 0 | 0 | 0 | 0 | 0
F3_Commercial_Restaurant (ID)_Existing_Space Heating_Natural Gas_Boiler_E8 | F3 | Commercial | Restaurant (ID) | Existing | Space Heating | Natural Gas | Boiler | E8 | System - kBTUs of Consumption | 0 | 0 | 0 | 0 | 0 | 0 | 0 | 0 | 0 | 0 | 0 | 0 | 0 | 0 | 0 | 0 | 0 | 0 | 0 | 0 | 0 | 0 | 0 | 0 | 0 | 0 | 0
F3_Commercial_Restaurant (ID)_Existing_Space Heating_Natural Gas_Boiler_E9 | F3 | Commercial | Restaurant (ID) | Existing | Space Heating | Natural Gas | Boiler | E9 | System - kBTUs of Consumption | 0 | 0 | 0 | 0 | 0 | 0 | 0 | 0 | 0 | 0 | 0 | 0 | 0 | 0 | 0 | 0 | 0 | 0 | 0 | 0 | 0 | 0 | 0 | 0 | 0 | 0 | 0
F3_Commercial_Restaurant (ID)_Existing_Space Heating_Natural Gas_Boiler_E10 | F3 | Commercial | Restaurant (ID) | Existing | Space Heating | Natural Gas | Boiler | E10 | System - kBTUs of Consumption | 0 | 0 | 0 | 0 | 0 | 0 | 0 | 0 | 0 | 0 | 0 | 0 | 0 | 0 | 0 | 0 | 0 | 0 | 0 | 0 | 0 | 0 | 0 | 0 | 0 | 0 | 0
F4_Commercial_Restaurant (ID)_Existing_Space Heating_Natural Gas_Boiler_E1 | F4 | Commercial | Restaurant (ID) | Existing | Space Heating | Natural Gas | Boiler | E1 | Utility - Cost of Equipment | 0.24158 | 0.24158 | 0.24158 | 0.24158 | 0.24158 | 0.24158 | 0.24158 | 0.24158 | 0.24158 | 0.24158 | 0.24158 | 0.24158 | 0.24158 | 0.24158 | 0.24158 | 0.24158 | 0.24158 | 0.24158 | 0.24158 | 0.24158 | 0.24158 | 0.24158 | 0.24158 | 0.24158 | 0.24158 | 0.24158 | 0.24158
F4_Commercial_Restaurant (ID)_Existing_Space Heating_Natural Gas_Boiler_E2 | F4 | Commercial | Restaurant (ID) | Existing | Space Heating | Natural Gas | Boiler | E2 | Utility - Cost of Equipment | 0.25171 | 0.25171 | 0.25171 | 0.25171 | 0.25171 | 0.25171 | 0.25171 | 0.25171 | 0.25171 | 0.25171 | 0.25171 | 0.25171 | 0.25171 | 0.25171 | 0.25171 | 0.25171 | 0.25171 | 0.25171 | 0.25171 | 0.25171 | 0.25171 | 0.25171 | 0.25171 | 0.25171 | 0.25171 | 0.25171 | 0.25171
F4_Commercial_Restaurant (ID)_Existing_Space Heating_Natural Gas_Boiler_E3 | F4 | Commercial | Restaurant (ID) | Existing | Space Heating | Natural Gas | Boiler | E3 | Utility - Cost of Equipment | 0.23498 | 0.23498 | 0.23498 | 0.23498 | 0.23498 | 0.23498 | 0.23498 | 0.23498 | 0.23498 | 0.23498 | 0.23498 | 0.23498 | 0.23498 | 0.23498 | 0.23498 | 0.23498 | 0.23498 | 0.23498 | 0.23498 | 0.23498 | 0.23498 | 0.23498 | 0.23498 | 0.23498 | 0.23498 | 0.23498 | 0.23498
F4_Commercial_Restaurant (ID)_Existing_Space Heating_Natural Gas_Boiler_E4 | F4 | Commercial | Restaurant (ID) | Existing | Space Heating | Natural Gas | Boiler | E4 | Utility - Cost of Equipment | 1.9379 | 1.9379 | 1.9379 | 1.9379 | 1.9379 | 1.9379 | 1.9379 | 1.9379 | 1.9379 | 1.9379 | 1.9379 | 1.9379 | 1.9379 | 1.9379 | 1.9379 | 1.9379 | 1.9379 | 1.9379 | 1.9379 | 1.9379 | 1.9379 | 1.9379 | 1.9379 | 1.9379 | 1.9379 | 1.9379 | 1.9379
F4_Commercial_Restaurant (ID)_Existing_Space Heating_Natural Gas_Boiler_E5 | F4 | Commercial | Restaurant (ID) | Existing | Space Heating | Natural Gas | Boiler | E5 | Utility - Cost of Equipment | 0 | 0 | 0 | 0 | 0 | 0 | 0 | 0 | 0 | 0 | 0 | 0 | 0 | 0 | 0 | 0 | 0 | 0 | 0 | 0 | 0 | 0 | 0 | 0 | 0 | 0 | 0
F4_Commercial_Restaurant (ID)_Existing_Space Heating_Natural Gas_Boiler_E6 | F4 | Commercial | Restaurant (ID) | Existing | Space Heating | Natural Gas | Boiler | E6 | Utility - Cost of Equipment | 0 | 0 | 0 | 0 | 0 | 0 | 0 | 0 | 0 | 0 | 0 | 0 | 0 | 0 | 0 | 0 | 0 | 0 | 0 | 0 | 0 | 0 | 0 | 0 | 0 | 0 | 0
F4_Commercial_Restaurant (ID)_Existing_Space Heating_Natural Gas_Boiler_E7 | F4 | Commercial | Restaurant (ID) | Existing | Space Heating | Natural Gas | Boiler | E7 | Utility - Cost of Equipment | 0 | 0 | 0 | 0 | 0 | 0 | 0 | 0 | 0 | 0 | 0 | 0 | 0 | 0 | 0 | 0 | 0 | 0 | 0 | 0 | 0 | 0 | 0 | 0 | 0 | 0 | 0
F4_Commercial_Restaurant (ID)_Existing_Space Heating_Natural Gas_Boiler_E8 | F4 | Commercial | Restaurant (ID) | Existing | Space Heating | Natural Gas | Boiler | E8 | Utility - Cost of Equipment | 0 | 0 | 0 | 0 | 0 | 0 | 0 | 0 | 0 | 0 | 0 | 0 | 0 | 0 | 0 | 0 | 0 | 0 | 0 | 0 | 0 | 0 | 0 | 0 | 0 | 0 | 0
F4_Commercial_Restaurant (ID)_Existing_Space Heating_Natural Gas_Boiler_E9 | F4 | Commercial | Restaurant (ID) | Existing | Space Heating | Natural Gas | Boiler | E9 | Utility - Cost of Equipment | 0 | 0 | 0 | 0 | 0 | 0 | 0 | 0 | 0 | 0 | 0 | 0 | 0 | 0 | 0 | 0 | 0 | 0 | 0 | 0 | 0 | 0 | 0 | 0 | 0 | 0 | 0
F4_Commercial_Restaurant (ID)_Existing_Space Heating_Natural Gas_Boiler_E10 | F4 | Commercial | Restaurant (ID) | Existing | Space Heating | Natural Gas | Boiler | E10 | Utility - Cost of Equipment | 0 | 0 | 0 | 0 | 0 | 0 | 0 | 0 | 0 | 0 | 0 | 0 | 0 | 0 | 0 | 0 | 0 | 0 | 0 | 0 | 0 | 0 | 0 | 0 | 0 | 0 | 0
F5_Commercial_Restaurant (ID)_Existing_Space Heating_Natural Gas_Boiler_E1 | F5 | Commercial | Restaurant (ID) | Existing | Space Heating | Natural Gas | Boiler | E1 | Utility - Cost of Operation | 0.79882 | 0.81276 | 0.82998 | 0.84871 | 0.86905 | 0.89573 | 0.92293 | 0.95158 | 0.97913 | 1.0071 | 1.0327 | 1.0567 | 1.0827 | 1.1094 | 1.1346 | 1.1596 | 1.1834 | 1.2078 | 1.2332 | 1.2591 | 1.2856 | 1.3133 | 1.3444 | 1.3723 | 1.4005 | 1.4221 | 1.4415
F5_Commercial_Restaurant (ID)_Existing_Space Heating_Natural Gas_Boiler_E2 | F5 | Commercial | Restaurant (ID) | Existing | Space Heating | Natural Gas | Boiler | E2 | Utility - Cost of Operation | 0.75185 | 0.76497 | 0.78118 | 0.79881 | 0.81795 | 0.84306 | 0.86866 | 0.89562 | 0.92156 | 0.94791 | 0.972 | 0.9946 | 1.0191 | 1.0441 | 1.0679 | 1.0914 | 1.1138 | 1.1368 | 1.1606 | 1.1851 | 1.21 | 1.2361 | 1.2653 | 1.2916 | 1.3182 | 1.3385 | 1.3568
F5_Commercial_Restaurant (ID)_Existing_Space Heating_Natural Gas_Boiler_E3 | F5 | Commercial | Restaurant (ID) | Existing | Space Heating | Natural Gas | Boiler | E3 | Utility - Cost of Operation | 0.65875 | 0.67024 | 0.68444 | 0.69989 | 0.71666 | 0.73866 | 0.76109 | 0.78472 | 0.80744 | 0.83053 | 0.85163 | 0.87144 | 0.89286 | 0.91484 | 0.93563 | 0.95626 | 0.97585 | 0.99601 | 1.0169 | 1.0383 | 1.0602 | 1.083 | 1.1086 | 1.1317 | 1.155 | 1.1727 | 1.1888
F5_Commercial_Restaurant (ID)_Existing_Space Heating_Natural Gas_Boiler_E4 | F5 | Commercial | Restaurant (ID) | Existing | Space Heating | Natural Gas | Boiler | E4 | Utility - Cost of Operation | 0.40425 | 0.41012 | 0.41845 | 0.42796 | 0.43875 | 0.45444 | 0.47045 | 0.48745 | 0.50345 | 0.51967 | 0.53387 | 0.5467 | 0.56095 | 0.57572 | 0.58924 | 0.60248 | 0.6146 | 0.62712 | 0.64021 | 0.65365 | 0.66735 | 0.6819 | 0.69916 | 0.714 | 0.72915 | 0.74463 | 0.76043
F5_Commercial_Restaurant (ID)_Existing_Space Heating_Natural Gas_Boiler_E5 | F5 | Commercial | Restaurant (ID) | Existing | Space Heating | Natural Gas | Boiler | E5 | Utility - Cost of Operation | 0 | 0 | 0 | 0 | 0 | 0 | 0 | 0 | 0 | 0 | 0 | 0 | 0 | 0 | 0 | 0 | 0 | 0 | 0 | 0 | 0 | 0 | 0 | 0 | 0 | 0 | 0
F5_Commercial_Restaurant (ID)_Existing_Space Heating_Natural Gas_Boiler_E6 | F5 | Commercial | Restaurant (ID) | Existing | Space Heating | Natural Gas | Boiler | E6 | Utility - Cost of Operation | 0 | 0 | 0 | 0 | 0 | 0 | 0 | 0 | 0 | 0 | 0 | 0 | 0 | 0 | 0 | 0 | 0 | 0 | 0 | 0 | 0 | 0 | 0 | 0 | 0 | 0 | 0
F5_Commercial_Restaurant (ID)_Existing_Space Heating_Natural Gas_Boiler_E7 | F5 | Commercial | Restaurant (ID) | Existing | Space Heating | Natural Gas | Boiler | E7 | Utility - Cost of Operation | 0 | 0 | 0 | 0 | 0 | 0 | 0 | 0 | 0 | 0 | 0 | 0 | 0 | 0 | 0 | 0 | 0 | 0 | 0 | 0 | 0 | 0 | 0 | 0 | 0 | 0 | 0
F5_Commercial_Restaurant (ID)_Existing_Space Heating_Natural Gas_Boiler_E8 | F5 | Commercial | Restaurant (ID) | Existing | Space Heating | Natural Gas | Boiler | E8 | Utility - Cost of Operation | 0 | 0 | 0 | 0 | 0 | 0 | 0 | 0 | 0 | 0 | 0 | 0 | 0 | 0 | 0 | 0 | 0 | 0 | 0 | 0 | 0 | 0 | 0 | 0 | 0 | 0 | 0
F5_Commercial_Restaurant (ID)_Existing_Space Heating_Natural Gas_Boiler_E9 | F5 | Commercial | Restaurant (ID) | Existing | Space Heating | Natural Gas | Boiler | E9 | Utility - Cost of Operation | 0 | 0 | 0 | 0 | 0 | 0 | 0 | 0 | 0 | 0 | 0 | 0 | 0 | 0 | 0 | 0 | 0 | 0 | 0 | 0 | 0 | 0 | 0 | 0 | 0 | 0 | 0
F5_Commercial_Restaurant (ID)_Existing_Space Heating_Natural Gas_Boiler_E10 | F5 | Commercial | Restaurant (ID) | Existing | Space Heating | Natural Gas | Boiler | E10 | Utility - Cost of Operation | 0 | 0 | 0 | 0 | 0 | 0 | 0 | 0 | 0 | 0 | 0 | 0 | 0 | 0 | 0 | 0 | 0 | 0 | 0 | 0 | 0 | 0 | 0 | 0 | 0 | 0 | 0
F6_Commercial_Restaurant (ID)_Existing_Space Heating_Natural Gas_Boiler_E1 | F6 | Commercial | Restaurant (ID) | Existing | Space Heating | Natural Gas | Boiler | E1 | Utility - Value of Sales | 0.90559 | 0.91651 | 0.93092 | 0.94665 | 0.9638 | 0.98802 | 1.0123 | 1.0376 | 1.061 | 1.0842 | 1.1098 | 1.1336 | 1.1592 | 1.1854 | 1.2098 | 1.2337 | 1.256 | 1.2787 | 1.3021 | 1.3259 | 1.3499 | 1.3789 | 1.4116 | 1.4409 | 1.4706 | 1.4932 | 1.5136
F6_Commercial_Restaurant (ID)_Existing_Space Heating_Natural Gas_Boiler_E2 | F6 | Commercial | Restaurant (ID) | Existing | Space Heating | Natural Gas | Boiler | E2 | Utility - Value of Sales | 0.85235 | 0.86262 | 0.87618 | 0.89099 | 0.90713 | 0.92993 | 0.95275 | 0.97662 | 0.99861 | 1.0204 | 1.0446 | 1.0669 | 1.0911 | 1.1157 | 1.1387 | 1.1612 | 1.1821 | 1.2035 | 1.2256 | 1.248 | 1.2705 | 1.2979 | 1.3286 | 1.3562 | 1.3841 | 1.4054 | 1.4246
F6_Commercial_Restaurant (ID)_Existing_Space Heating_Natural Gas_Boiler_E3 | F6 | Commercial | Restaurant (ID) | Existing | Space Heating | Natural Gas | Boiler | E3 | Utility - Value of Sales | 0.7468 | 0.7558 | 0.76768 | 0.78065 | 0.7948 | 0.81477 | 0.83477 | 0.85568 | 0.87495 | 0.89407 | 0.91522 | 0.93479 | 0.95596 | 0.97756 | 0.99767 | 1.0174 | 1.0358 | 1.0545 | 1.0738 | 1.0934 | 1.1132 | 1.1371 | 1.1641 | 1.1883 | 1.2127 | 1.2314 | 1.2482
F6_Commercial_Restaurant (ID)_Existing_Space Heating_Natural Gas_Boiler_E4 | F6 | Commercial | Restaurant (ID) | Existing | Space Heating | Natural Gas | Boiler | E4 | Utility - Value of Sales | 0.47186 | 0.47578 | 0.4823 | 0.48984 | 0.49849 | 0.51256 | 0.52652 | 0.54112 | 0.55394 | 0.56637 | 0.58046 | 0.59277 | 0.60648 | 0.6206 | 0.63316 | 0.64522 | 0.65585 | 0.6667 | 0.67795 | 0.68933 | 0.70072 | 0.716 | 0.73412 | 0.7497 | 0.76561 | 0.78186 | 0.79846
F6_Commercial_Restaurant (ID)_Existing_Space Heating_Natural Gas_Boiler_E5 | F6 | Commercial | Restaurant (ID) | Existing | Space Heating | Natural Gas | Boiler | E5 | Utility - Value of Sales | 0 | 0 | 0 | 0 | 0 | 0 | 0 | 0 | 0 | 0 | 0 | 0 | 0 | 0 | 0 | 0 | 0 | 0 | 0 | 0 | 0 | 0 | 0 | 0 | 0 | 0 | 0
F6_Commercial_Restaurant (ID)_Existing_Space Heating_Natural Gas_Boiler_E6 | F6 | Commercial | Restaurant (ID) | Existing | Space Heating | Natural Gas | Boiler | E6 | Utility - Value of Sales | 0 | 0 | 0 | 0 | 0 | 0 | 0 | 0 | 0 | 0 | 0 | 0 | 0 | 0 | 0 | 0 | 0 | 0 | 0 | 0 | 0 | 0 | 0 | 0 | 0 | 0 | 0
F6_Commercial_Restaurant (ID)_Existing_Space Heating_Natural Gas_Boiler_E7 | F6 | Commercial | Restaurant (ID) | Existing | Space Heating | Natural Gas | Boiler | E7 | Utility - Value of Sales | 0 | 0 | 0 | 0 | 0 | 0 | 0 | 0 | 0 | 0 | 0 | 0 | 0 | 0 | 0 | 0 | 0 | 0 | 0 | 0 | 0 | 0 | 0 | 0 | 0 | 0 | 0
F6_Commercial_Restaurant (ID)_Existing_Space Heating_Natural Gas_Boiler_E8 | F6 | Commercial | Restaurant (ID) | Existing | Space Heating | Natural Gas | Boiler | E8 | Utility - Value of Sales | 0 | 0 | 0 | 0 | 0 | 0 | 0 | 0 | 0 | 0 | 0 | 0 | 0 | 0 | 0 | 0 | 0 | 0 | 0 | 0 | 0 | 0 | 0 | 0 | 0 | 0 | 0
F6_Commercial_Restaurant (ID)_Existing_Space Heating_Natural Gas_Boiler_E9 | F6 | Commercial | Restaurant (ID) | Existing | Space Heating | Natural Gas | Boiler | E9 | Utility - Value of Sales | 0 | 0 | 0 | 0 | 0 | 0 | 0 | 0 | 0 | 0 | 0 | 0 | 0 | 0 | 0 | 0 | 0 | 0 | 0 | 0 | 0 | 0 | 0 | 0 | 0 | 0 | 0
F6_Commercial_Restaurant (ID)_Existing_Space Heating_Natural Gas_Boiler_E10 | F6 | Commercial | Restaurant (ID) | Existing | Space Heating | Natural Gas | Boiler | E10 | Utility - Value of Sales | 0 | 0 | 0 | 0 | 0 | 0 | 0 | 0 | 0 | 0 | 0 | 0 | 0 | 0 | 0 | 0 | 0 | 0 | 0 | 0 | 0 | 0 | 0 | 0 | 0 | 0 | 0
F1_Commercial_Restaurant (ID)_Existing_Space Heating_Natural Gas_Unit Heater_E1 | F1 | Commercial | Restaurant (ID) | Existing | Space Heating | Natural Gas | Unit Heater | E1 | RVT - Cost of Equipment | 0.00013423 | 0.00013423 | 0.00013423 | 0.00013423 | 0.00013423 | 0.00013423 | 0.00013423 | 0.00013423 | 0.00013423 | 0.00013423 | 0.00013423 | 0.00013423 | 0.00013423 | 0.00013423 | 0.00013423 | 0.00013423 | 0.00013423 | 0.00013423 | 0.00013423 | 0.00013423 | 0.00013423 | 0.00013423 | 0.00013423 | 0.00013423 | 0.00013423 | 0.00013423 | 0.00013423
F1_Commercial_Restaurant (ID)_Existing_Space Heating_Natural Gas_Unit Heater_E2 | F1 | Commercial | Restaurant (ID) | Existing | Space Heating | Natural Gas | Unit Heater | E2 | RVT - Cost of Equipment | 0.00029439 | 0.00029439 | 0.00029439 | 0.00029439 | 0.00029439 | 0.00029439 | 0.00029439 | 0.00029439 | 0.00029439 | 0.00029439 | 0.00029439 | 0.00029439 | 0.00029439 | 0.00029439 | 0.00029439 | 0.00029439 | 0.00029439 | 0.00029439 | 0.00029439 | 0.00029439 | 0.00029439 | 0.00029439 | 0.00029439 | 0.00029439 | 0.00029439 | 0.00029439 | 0.00029439
F1_Commercial_Restaurant (ID)_Existing_Space Heating_Natural Gas_Unit Heater_E3 | F1 | Commercial | Restaurant (ID) | Existing | Space Heating | Natural Gas | Unit Heater | E3 | RVT - Cost of Equipment | 0.00018668 | 0.00018668 | 0.00018668 | 0.00018668 | 0.00018668 | 0.00018668 | 0.00018668 | 0.00018668 | 0.00018668 | 0.00018668 | 0.00018668 | 0.00018668 | 0.00018668 | 0.00018668 | 0.00018668 | 0.00018668 | 0.00018668 | 0.00018668 | 0.00018668 | 0.00018668 | 0.00018668 | 0.00018668 | 0.00018668 | 0.00018668 | 0.00018668 | 0.00018668 | 0.00018668
F1_Commercial_Restaurant (ID)_Existing_Space Heating_Natural Gas_Unit Heater_E4 | F1 | Commercial | Restaurant (ID) | Existing | Space Heating | Natural Gas | Unit Heater | E4 | RVT - Cost of Equipment | 0 | 0 | 0 | 0 | 0 | 0 | 0 | 0 | 0 | 0 | 0 | 0 | 0 | 0 | 0 | 0 | 0 | 0 | 0 | 0 | 0 | 0 | 0 | 0 | 0 | 0 | 0
F1_Commercial_Restaurant (ID)_Existing_Space Heating_Natural Gas_Unit Heater_E5 | F1 | Commercial | Restaurant (ID) | Existing | Space Heating | Natural Gas | Unit Heater | E5 | RVT - Cost of Equipment | 0 | 0 | 0 | 0 | 0 | 0 | 0 | 0 | 0 | 0 | 0 | 0 | 0 | 0 | 0 | 0 | 0 | 0 | 0 | 0 | 0 | 0 | 0 | 0 | 0 | 0 | 0
F1_Commercial_Restaurant (ID)_Existing_Space Heating_Natural Gas_Unit Heater_E6 | F1 | Commercial | Restaurant (ID) | Existing | Space Heating | Natural Gas | Unit Heater | E6 | RVT - Cost of Equipment | 0 | 0 | 0 | 0 | 0 | 0 | 0 | 0 | 0 | 0 | 0 | 0 | 0 | 0 | 0 | 0 | 0 | 0 | 0 | 0 | 0 | 0 | 0 | 0 | 0 | 0 | 0
F1_Commercial_Restaurant (ID)_Existing_Space Heating_Natural Gas_Unit Heater_E7 | F1 | Commercial | Restaurant (ID) | Existing | Space Heating | Natural Gas | Unit Heater | E7 | RVT - Cost of Equipment | 0 | 0 | 0 | 0 | 0 | 0 | 0 | 0 | 0 | 0 | 0 | 0 | 0 | 0 | 0 | 0 | 0 | 0 | 0 | 0 | 0 | 0 | 0 | 0 | 0 | 0 | 0
F1_Commercial_Restaurant (ID)_Existing_Space Heating_Natural Gas_Unit Heater_E8 | F1 | Commercial | Restaurant (ID) | Existing | Space Heating | Natural Gas | Unit Heater | E8 | RVT - Cost of Equipment | 0 | 0 | 0 | 0 | 0 | 0 | 0 | 0 | 0 | 0 | 0 | 0 | 0 | 0 | 0 | 0 | 0 | 0 | 0 | 0 | 0 | 0 | 0 | 0 | 0 | 0 | 0
F1_Commercial_Restaurant (ID)_Existing_Space Heating_Natural Gas_Unit Heater_E9 | F1 | Commercial | Restaurant (ID) | Existing | Space Heating | Natural Gas | Unit Heater | E9 | RVT - Cost of Equipment | 0 | 0 | 0 | 0 | 0 | 0 | 0 | 0 | 0 | 0 | 0 | 0 | 0 | 0 | 0 | 0 | 0 | 0 | 0 | 0 | 0 | 0 | 0 | 0 | 0 | 0 | 0
F1_Commercial_Restaurant (ID)_Existing_Space Heating_Natural Gas_Unit Heater_E10 | F1 | Commercial | Restaurant (ID) | Existing | Space Heating | Natural Gas | Unit Heater | E10 | RVT - Cost of Equipment | 0 | 0 | 0 | 0 | 0 | 0 | 0 | 0 | 0 | 0 | 0 | 0 | 0 | 0 | 0 | 0 | 0 | 0 | 0 | 0 | 0 | 0 | 0 | 0 | 0 | 0 | 0
F2_Commercial_Restaurant (ID)_Existing_Space Heating_Natural Gas_Unit Heater_E1 | F2 | Commercial | Restaurant (ID) | Existing | Space Heating | Natural Gas | Unit Heater | E1 | RVT - Cost of Operation | 0.14219 | 0.14369 | 0.14583 | 0.1482 | 0.1508 | 0.15473 | 0.15863 | 0.16272 | 0.16643 | 0.1701 | 0.17422 | 0.17795 | 0.18204 | 0.18621 | 0.19002 | 0.19371 | 0.19705 | 0.20047 | 0.20401 | 0.20759 | 0.21119 | 0.21577 | 0.22108 | 0.22577 | 0.23056 | 0.23546 | 0.24046
F2_Commercial_Restaurant (ID)_Existing_Space Heating_Natural Gas_Unit Heater_E2 | F2 | Commercial | Restaurant (ID) | Existing | Space Heating | Natural Gas | Unit Heater | E2 | RVT - Cost of Operation | 0.12647 | 0.1278 | 0.12971 | 0.13181 | 0.13412 | 0.13762 | 0.14109 | 0.14473 | 0.14803 | 0.15129 | 0.15495 | 0.15827 | 0.16191 | 0.16562 | 0.169 | 0.17229 | 0.17527 | 0.17831 | 0.18145 | 0.18463 | 0.18784 | 0.19191 | 0.19663 | 0.20081 | 0.20507 | 0.20942 | 0.21387
F2_Commercial_Restaurant (ID)_Existing_Space Heating_Natural Gas_Unit Heater_E3 | F2 | Commercial | Restaurant (ID) | Existing | Space Heating | Natural Gas | Unit Heater | E3 | RVT - Cost of Operation | 0.12084 | 0.12184 | 0.12351 | 0.12544 | 0.12766 | 0.13126 | 0.13484 | 0.13857 | 0.14186 | 0.14504 | 0.14865 | 0.1518 | 0.15531 | 0.15893 | 0.16214 | 0.16523 | 0.16795 | 0.17073 | 0.17361 | 0.17653 | 0.17944 | 0.18336 | 0.188 | 0.19199 | 0.19606 | 0.20022 | 0.20447
F2_Commercial_Restaurant (ID)_Existing_Space Heating_Natural Gas_Unit Heater_E4 | F2 | Commercial | Restaurant (ID) | Existing | Space Heating | Natural Gas | Unit Heater | E4 | RVT - Cost of Operation | 0 | 0 | 0 | 0 | 0 | 0 | 0 | 0 | 0 | 0 | 0 | 0 | 0 | 0 | 0 | 0 | 0 | 0 | 0 | 0 | 0 | 0 | 0 | 0 | 0 | 0 | 0
F2_Commercial_Restaurant (ID)_Existing_Space Heating_Natural Gas_Unit Heater_E5 | F2 | Commercial | Restaurant (ID) | Existing | Space Heating | Natural Gas | Unit Heater | E5 | RVT - Cost of Operation | 0 | 0 | 0 | 0 | 0 | 0 | 0 | 0 | 0 | 0 | 0 | 0 | 0 | 0 | 0 | 0 | 0 | 0 | 0 | 0 | 0 | 0 | 0 | 0 | 0 | 0 | 0
F2_Commercial_Restaurant (ID)_Existing_Space Heating_Natural Gas_Unit Heater_E6 | F2 | Commercial | Restaurant (ID) | Existing | Space Heating | Natural Gas | Unit Heater | E6 | RVT - Cost of Operation | 0 | 0 | 0 | 0 | 0 | 0 | 0 | 0 | 0 | 0 | 0 | 0 | 0 | 0 | 0 | 0 | 0 | 0 | 0 | 0 | 0 | 0 | 0 | 0 | 0 | 0 | 0
F2_Commercial_Restaurant (ID)_Existing_Space Heating_Natural Gas_Unit Heater_E7 | F2 | Commercial | Restaurant (ID) | Existing | Space Heating | Natural Gas | Unit Heater | E7 | RVT - Cost of Operation | 0 | 0 | 0 | 0 | 0 | 0 | 0 | 0 | 0 | 0 | 0 | 0 | 0 | 0 | 0 | 0 | 0 | 0 | 0 | 0 | 0 | 0 | 0 | 0 | 0 | 0 | 0
F2_Commercial_Restaurant (ID)_Existing_Space Heating_Natural Gas_Unit Heater_E8 | F2 | Commercial | Restaurant (ID) | Existing | Space Heating | Natural Gas | Unit Heater | E8 | RVT - Cost of Operation | 0 | 0 | 0 | 0 | 0 | 0 | 0 | 0 | 0 | 0 | 0 | 0 | 0 | 0 | 0 | 0 | 0 | 0 | 0 | 0 | 0 | 0 | 0 | 0 | 0 | 0 | 0
F2_Commercial_Restaurant (ID)_Existing_Space Heating_Natural Gas_Unit Heater_E9 | F2 | Commercial | Restaurant (ID) | Existing | Space Heating | Natural Gas | Unit Heater | E9 | RVT - Cost of Operation | 0 | 0 | 0 | 0 | 0 | 0 | 0 | 0 | 0 | 0 | 0 | 0 | 0 | 0 | 0 | 0 | 0 | 0 | 0 | 0 | 0 | 0 | 0 | 0 | 0 | 0 | 0
F2_Commercial_Restaurant (ID)_Existing_Space Heating_Natural Gas_Unit Heater_E10 | F2 | Commercial | Restaurant (ID) | Existing | Space Heating | Natural Gas | Unit Heater | E10 | RVT - Cost of Operation | 0 | 0 | 0 | 0 | 0 | 0 | 0 | 0 | 0 | 0 | 0 | 0 | 0 | 0 | 0 | 0 | 0 | 0 | 0 | 0 | 0 | 0 | 0 | 0 | 0 | 0 | 0
F3_Commercial_Restaurant (ID)_Existing_Space Heating_Natural Gas_Unit Heater_E1 | F3 | Commercial | Restaurant (ID) | Existing | Space Heating | Natural Gas | Unit Heater | E1 | System - kBTUs of Consumption | 30.0413 | 29.9847 | 29.9847 | 29.9847 | 29.9847 | 29.9847 | 29.9847 | 29.9847 | 29.9847 | 29.9847 | 29.9847 | 29.9847 | 29.9847 | 29.9847 | 29.9847 | 29.9847 | 29.9847 | 29.9847 | 29.9847 | 29.9847 | 29.9847 | 29.9847 | 29.9847 | 29.9847 | 29.9847 | 29.9847 | 29.9847
F3_Commercial_Restaurant (ID)_Existing_Space Heating_Natural Gas_Unit Heater_E2 | F3 | Commercial | Restaurant (ID) | Existing | Space Heating | Natural Gas | Unit Heater | E2 | System - kBTUs of Consumption | 26.7195 | 26.6691 | 26.6691 | 26.6691 | 26.6691 | 26.6691 | 26.6691 | 26.6691 | 26.6691 | 26.6691 | 26.6691 | 26.6691 | 26.6691 | 26.6691 | 26.6691 | 26.6691 | 26.6691 | 26.6691 | 26.6691 | 26.6691 | 26.6691 | 26.6691 | 26.6691 | 26.6691 | 26.6691 | 26.6691 | 26.6691
F3_Commercial_Restaurant (ID)_Existing_Space Heating_Natural Gas_Unit Heater_E3 | F3 | Commercial | Restaurant (ID) | Existing | Space Heating | Natural Gas | Unit Heater | E3 | System - kBTUs of Consumption | 26.5917 | 26.525 | 26.525 | 26.525 | 26.525 | 26.525 | 26.525 | 26.525 | 26.525 | 26.525 | 26.525 | 26.525 | 26.525 | 26.525 | 26.525 | 26.525 | 26.525 | 26.525 | 26.525 | 26.525 | 26.525 | 26.525 | 26.525 | 26.525 | 26.525 | 26.525 | 26.525
F3_Commercial_Restaurant (ID)_Existing_Space Heating_Natural Gas_Unit Heater_E4 | F3 | Commercial | Restaurant (ID) | Existing | Space Heating | Natural Gas | Unit Heater | E4 | System - kBTUs of Consumption | 0 | 0 | 0 | 0 | 0 | 0 | 0 | 0 | 0 | 0 | 0 | 0 | 0 | 0 | 0 | 0 | 0 | 0 | 0 | 0 | 0 | 0 | 0 | 0 | 0 | 0 | 0
F3_Commercial_Restaurant (ID)_Existing_Space Heating_Natural Gas_Unit Heater_E5 | F3 | Commercial | Restaurant (ID) | Existing | Space Heating | Natural Gas | Unit Heater | E5 | System - kBTUs of Consumption | 0 | 0 | 0 | 0 | 0 | 0 | 0 | 0 | 0 | 0 | 0 | 0 | 0 | 0 | 0 | 0 | 0 | 0 | 0 | 0 | 0 | 0 | 0 | 0 | 0 | 0 | 0
F3_Commercial_Restaurant (ID)_Existing_Space Heating_Natural Gas_Unit Heater_E6 | F3 | Commercial | Restaurant (ID) | Existing | Space Heating | Natural Gas | Unit Heater | E6 | System - kBTUs of Consumption | 0 | 0 | 0 | 0 | 0 | 0 | 0 | 0 | 0 | 0 | 0 | 0 | 0 | 0 | 0 | 0 | 0 | 0 | 0 | 0 | 0 | 0 | 0 | 0 | 0 | 0 | 0
F3_Commercial_Restaurant (ID)_Existing_Space Heating_Natural Gas_Unit Heater_E7 | F3 | Commercial | Restaurant (ID) | Existing | Space Heating | Natural Gas | Unit Heater | E7 | System - kBTUs of Consumption | 0 | 0 | 0 | 0 | 0 | 0 | 0 | 0 | 0 | 0 | 0 | 0 | 0 | 0 | 0 | 0 | 0 | 0 | 0 | 0 | 0 | 0 | 0 | 0 | 0 | 0 | 0
F3_Commercial_Restaurant (ID)_Existing_Space Heating_Natural Gas_Unit Heater_E8 | F3 | Commercial | Restaurant (ID) | Existing | Space Heating | Natural Gas | Unit Heater | E8 | System - kBTUs of Consumption | 0 | 0 | 0 | 0 | 0 | 0 | 0 | 0 | 0 | 0 | 0 | 0 | 0 | 0 | 0 | 0 | 0 | 0 | 0 | 0 | 0 | 0 | 0 | 0 | 0 | 0 | 0
F3_Commercial_Restaurant (ID)_Existing_Space Heating_Natural Gas_Unit Heater_E9 | F3 | Commercial | Restaurant (ID) | Existing | Space Heating | Natural Gas | Unit Heater | E9 | System - kBTUs of Consumption | 0 | 0 | 0 | 0 | 0 | 0 | 0 | 0 | 0 | 0 | 0 | 0 | 0 | 0 | 0 | 0 | 0 | 0 | 0 | 0 | 0 | 0 | 0 | 0 | 0 | 0 | 0
F3_Commercial_Restaurant (ID)_Existing_Space Heating_Natural Gas_Unit Heater_E10 | F3 | Commercial | Restaurant (ID) | Existing | Space Heating | Natural Gas | Unit Heater | E10 | System - kBTUs of Consumption | 0 | 0 | 0 | 0 | 0 | 0 | 0 | 0 | 0 | 0 | 0 | 0 | 0 | 0 | 0 | 0 | 0 | 0 | 0 | 0 | 0 | 0 | 0 | 0 | 0 | 0 | 0
F4_Commercial_Restaurant (ID)_Existing_Space Heating_Natural Gas_Unit Heater_E1 | F4 | Commercial | Restaurant (ID) | Existing | Space Heating | Natural Gas | Unit Heater | E1 | Utility - Cost of Equipment | 0.00013423 | 0.00013423 | 0.00013423 | 0.00013423 | 0.00013423 | 0.00013423 | 0.00013423 | 0.00013423 | 0.00013423 | 0.00013423 | 0.00013423 | 0.00013423 | 0.00013423 | 0.00013423 | 0.00013423 | 0.00013423 | 0.00013423 | 0.00013423 | 0.00013423 | 0.00013423 | 0.00013423 | 0.00013423 | 0.00013423 | 0.00013423 | 0.00013423 | 0.00013423 | 0.00013423
F4_Commercial_Restaurant (ID)_Existing_Space Heating_Natural Gas_Unit Heater_E2 | F4 | Commercial | Restaurant (ID) | Existing | Space Heating | Natural Gas | Unit Heater | E2 | Utility - Cost of Equipment | 0.00029439 | 0.00029439 | 0.00029439 | 0.00029439 | 0.00029439 | 0.00029439 | 0.00029439 | 0.00029439 | 0.00029439 | 0.00029439 | 0.00029439 | 0.00029439 | 0.00029439 | 0.00029439 | 0.00029439 | 0.00029439 | 0.00029439 | 0.00029439 | 0.00029439 | 0.00029439 | 0.00029439 | 0.00029439 | 0.00029439 | 0.00029439 | 0.00029439 | 0.00029439 | 0.00029439
F4_Commercial_Restaurant (ID)_Existing_Space Heating_Natural Gas_Unit Heater_E3 | F4 | Commercial | Restaurant (ID) | Existing | Space Heating | Natural Gas | Unit Heater | E3 | Utility - Cost of Equipment | 0.00018668 | 0.00018668 | 0.00018668 | 0.00018668 | 0.00018668 | 0.00018668 | 0.00018668 | 0.00018668 | 0.00018668 | 0.00018668 | 0.00018668 | 0.00018668 | 0.00018668 | 0.00018668 | 0.00018668 | 0.00018668 | 0.00018668 | 0.00018668 | 0.00018668 | 0.00018668 | 0.00018668 | 0.00018668 | 0.00018668 | 0.00018668 | 0.00018668 | 0.00018668 | 0.00018668
F4_Commercial_Restaurant (ID)_Existing_Space Heating_Natural Gas_Unit Heater_E4 | F4 | Commercial | Restaurant (ID) | Existing | Space Heating | Natural Gas | Unit Heater | E4 | Utility - Cost of Equipment | 0 | 0 | 0 | 0 | 0 | 0 | 0 | 0 | 0 | 0 | 0 | 0 | 0 | 0 | 0 | 0 | 0 | 0 | 0 | 0 | 0 | 0 | 0 | 0 | 0 | 0 | 0
F4_Commercial_Restaurant (ID)_Existing_Space Heating_Natural Gas_Unit Heater_E5 | F4 | Commercial | Restaurant (ID) | Existing | Space Heating | Natural Gas | Unit Heater | E5 | Utility - Cost of Equipment | 0 | 0 | 0 | 0 | 0 | 0 | 0 | 0 | 0 | 0 | 0 | 0 | 0 | 0 | 0 | 0 | 0 | 0 | 0 | 0 | 0 | 0 | 0 | 0 | 0 | 0 | 0
F4_Commercial_Restaurant (ID)_Existing_Space Heating_Natural Gas_Unit Heater_E6 | F4 | Commercial | Restaurant (ID) | Existing | Space Heating | Natural Gas | Unit Heater | E6 | Utility - Cost of Equipment | 0 | 0 | 0 | 0 | 0 | 0 | 0 | 0 | 0 | 0 | 0 | 0 | 0 | 0 | 0 | 0 | 0 | 0 | 0 | 0 | 0 | 0 | 0 | 0 | 0 | 0 | 0
F4_Commercial_Restaurant (ID)_Existing_Space Heating_Natural Gas_Unit Heater_E7 | F4 | Commercial | Restaurant (ID) | Existing | Space Heating | Natural Gas | Unit Heater | E7 | Utility - Cost of Equipment | 0 | 0 | 0 | 0 | 0 | 0 | 0 | 0 | 0 | 0 | 0 | 0 | 0 | 0 | 0 | 0 | 0 | 0 | 0 | 0 | 0 | 0 | 0 | 0 | 0 | 0 | 0
F4_Commercial_Restaurant (ID)_Existing_Space Heating_Natural Gas_Unit Heater_E8 | F4 | Commercial | Restaurant (ID) | Existing | Space Heating | Natural Gas | Unit Heater | E8 | Utility - Cost of Equipment | 0 | 0 | 0 | 0 | 0 | 0 | 0 | 0 | 0 | 0 | 0 | 0 | 0 | 0 | 0 | 0 | 0 | 0 | 0 | 0 | 0 | 0 | 0 | 0 | 0 | 0 | 0
F4_Commercial_Restaurant (ID)_Existing_Space Heating_Natural Gas_Unit Heater_E9 | F4 | Commercial | Restaurant (ID) | Existing | Space Heating | Natural Gas | Unit Heater | E9 | Utility - Cost of Equipment | 0 | 0 | 0 | 0 | 0 | 0 | 0 | 0 | 0 | 0 | 0 | 0 | 0 | 0 | 0 | 0 | 0 | 0 | 0 | 0 | 0 | 0 | 0 | 0 | 0 | 0 | 0
F4_Commercial_Restaurant (ID)_Existing_Space Heating_Natural Gas_Unit Heater_E10 | F4 | Commercial | Restaurant (ID) | Existing | Space Heating | Natural Gas | Unit Heater | E10 | Utility - Cost of Equipment | 0 | 0 | 0 | 0 | 0 | 0 | 0 | 0 | 0 | 0 | 0 | 0 | 0 | 0 | 0 | 0 | 0 | 0 | 0 | 0 | 0 | 0 | 0 | 0 | 0 | 0 | 0
F5_Commercial_Restaurant (ID)_Existing_Space Heating_Natural Gas_Unit Heater_E1 | F5 | Commercial | Restaurant (ID) | Existing | Space Heating | Natural Gas | Unit Heater | E1 | Utility - Cost of Operation | 0.12335 | 0.12538 | 0.12803 | 0.13094 | 0.13415 | 0.13858 | 0.14308 | 0.14786 | 0.15242 | 0.15706 | 0.16121 | 0.16504 | 0.16923 | 0.17354 | 0.17754 | 0.18149 | 0.18518 | 0.18898 | 0.19294 | 0.197 | 0.20113 | 0.2055 | 0.21055 | 0.21502 | 0.21958 | 0.22425 | 0.22901
F5_Commercial_Restaurant (ID)_Existing_Space Heating_Natural Gas_Unit Heater_E2 | F5 | Commercial | Restaurant (ID) | Existing | Space Heating | Natural Gas | Unit Heater | E2 | Utility - Cost of Operation | 0.10971 | 0.11152 | 0.11387 | 0.11646 | 0.11932 | 0.12325 | 0.12726 | 0.13151 | 0.13557 | 0.13969 | 0.14339 | 0.14679 | 0.15052 | 0.15435 | 0.15791 | 0.16143 | 0.1647 | 0.16808 | 0.1716 | 0.17521 | 0.17889 | 0.18278 | 0.18727 | 0.19124 | 0.1953 | 0.19945 | 0.20368
F5_Commercial_Restaurant (ID)_Existing_Space Heating_Natural Gas_Unit Heater_E3 | F5 | Commercial | Restaurant (ID) | Existing | Space Heating | Natural Gas | Unit Heater | E3 | Utility - Cost of Operation | 0.10352 | 0.10503 | 0.10716 | 0.1096 | 0.11236 | 0.11637 | 0.12048 | 0.12483 | 0.12893 | 0.13308 | 0.13672 | 0.14 | 0.14365 | 0.14743 | 0.1509 | 0.15429 | 0.15739 | 0.1606 | 0.16395 | 0.16739 | 0.1709 | 0.17463 | 0.17904 | 0.18285 | 0.18673 | 0.19069 | 0.19474
F5_Commercial_Restaurant (ID)_Existing_Space Heating_Natural Gas_Unit Heater_E4 | F5 | Commercial | Restaurant (ID) | Existing | Space Heating | Natural Gas | Unit Heater | E4 | Utility - Cost of Operation | 0 | 0 | 0 | 0 | 0 | 0 | 0 | 0 | 0 | 0 | 0 | 0 | 0 | 0 | 0 | 0 | 0 | 0 | 0 | 0 | 0 | 0 | 0 | 0 | 0 | 0 | 0
F5_Commercial_Restaurant (ID)_Existing_Space Heating_Natural Gas_Unit Heater_E5 | F5 | Commercial | Restaurant (ID) | Existing | Space Heating | Natural Gas | Unit Heater | E5 | Utility - Cost of Operation | 0 | 0 | 0 | 0 | 0 | 0 | 0 | 0 | 0 | 0 | 0 | 0 | 0 | 0 | 0 | 0 | 0 | 0 | 0 | 0 | 0 | 0 | 0 | 0 | 0 | 0 | 0
F5_Commercial_Restaurant (ID)_Existing_Space Heating_Natural Gas_Unit Heater_E6 | F5 | Commercial | Restaurant (ID) | Existing | Space Heating | Natural Gas | Unit Heater | E6 | Utility - Cost of Operation | 0 | 0 | 0 | 0 | 0 | 0 | 0 | 0 | 0 | 0 | 0 | 0 | 0 | 0 | 0 | 0 | 0 | 0 | 0 | 0 | 0 | 0 | 0 | 0 | 0 | 0 | 0
F5_Commercial_Restaurant (ID)_Existing_Space Heating_Natural Gas_Unit Heater_E7 | F5 | Commercial | Restaurant (ID) | Existing | Space Heating | Natural Gas | Unit Heater | E7 | Utility - Cost of Operation | 0 | 0 | 0 | 0 | 0 | 0 | 0 | 0 | 0 | 0 | 0 | 0 | 0 | 0 | 0 | 0 | 0 | 0 | 0 | 0 | 0 | 0 | 0 | 0 | 0 | 0 | 0
F5_Commercial_Restaurant (ID)_Existing_Space Heating_Natural Gas_Unit Heater_E8 | F5 | Commercial | Restaurant (ID) | Existing | Space Heating | Natural Gas | Unit Heater | E8 | Utility - Cost of Operation | 0 | 0 | 0 | 0 | 0 | 0 | 0 | 0 | 0 | 0 | 0 | 0 | 0 | 0 | 0 | 0 | 0 | 0 | 0 | 0 | 0 | 0 | 0 | 0 | 0 | 0 | 0
F5_Commercial_Restaurant (ID)_Existing_Space Heating_Natural Gas_Unit Heater_E9 | F5 | Commercial | Restaurant (ID) | Existing | Space Heating | Natural Gas | Unit Heater | E9 | Utility - Cost of Operation | 0 | 0 | 0 | 0 | 0 | 0 | 0 | 0 | 0 | 0 | 0 | 0 | 0 | 0 | 0 | 0 | 0 | 0 | 0 | 0 | 0 | 0 | 0 | 0 | 0 | 0 | 0
F5_Commercial_Restaurant (ID)_Existing_Space Heating_Natural Gas_Unit Heater_E10 | F5 | Commercial | Restaurant (ID) | Existing | Space Heating | Natural Gas | Unit Heater | E10 | Utility - Cost of Operation | 0 | 0 | 0 | 0 | 0 | 0 | 0 | 0 | 0 | 0 | 0 | 0 | 0 | 0 | 0 | 0 | 0 | 0 | 0 | 0 | 0 | 0 | 0 | 0 | 0 | 0 | 0
F6_Commercial_Restaurant (ID)_Existing_Space Heating_Natural Gas_Unit Heater_E1 | F6 | Commercial | Restaurant (ID) | Existing | Space Heating | Natural Gas | Unit Heater | E1 | Utility - Value of Sales | 0.14219 | 0.14369 | 0.14583 | 0.1482 | 0.1508 | 0.15473 | 0.15863 | 0.16272 | 0.16643 | 0.1701 | 0.17422 | 0.17795 | 0.18204 | 0.18621 | 0.19002 | 0.19371 | 0.19705 | 0.20047 | 0.20401 | 0.20759 | 0.21119 | 0.21577 | 0.22108 | 0.22577 | 0.23056 | 0.23546 | 0.24046
F6_Commercial_Restaurant (ID)_Existing_Space Heating_Natural Gas_Unit Heater_E2 | F6 | Commercial | Restaurant (ID) | Existing | Space Heating | Natural Gas | Unit Heater | E2 | Utility - Value of Sales | 0.12647 | 0.1278 | 0.12971 | 0.13181 | 0.13412 | 0.13762 | 0.14109 | 0.14473 | 0.14803 | 0.15129 | 0.15495 | 0.15827 | 0.16191 | 0.16562 | 0.169 | 0.17229 | 0.17527 | 0.17831 | 0.18145 | 0.18463 | 0.18784 | 0.19191 | 0.19663 | 0.20081 | 0.20507 | 0.20942 | 0.21387
F6_Commercial_Restaurant (ID)_Existing_Space Heating_Natural Gas_Unit Heater_E3 | F6 | Commercial | Restaurant (ID) | Existing | Space Heating | Natural Gas | Unit Heater | E3 | Utility - Value of Sales | 0.12084 | 0.12184 | 0.12351 | 0.12544 | 0.12766 | 0.13126 | 0.13484 | 0.13857 | 0.14186 | 0.14504 | 0.14865 | 0.1518 | 0.15531 | 0.15893 | 0.16214 | 0.16523 | 0.16795 | 0.17073 | 0.17361 | 0.17653 | 0.17944 | 0.18336 | 0.188 | 0.19199 | 0.19606 | 0.20022 | 0.20447
F6_Commercial_Restaurant (ID)_Existing_Space Heating_Natural Gas_Unit Heater_E4 | F6 | Commercial | Restaurant (ID) | Existing | Space Heating | Natural Gas | Unit Heater | E4 | Utility - Value of Sales | 0 | 0 | 0 | 0 | 0 | 0 | 0 | 0 | 0 | 0 | 0 | 0 | 0 | 0 | 0 | 0 | 0 | 0 | 0 | 0 | 0 | 0 | 0 | 0 | 0 | 0 | 0
F6_Commercial_Restaurant (ID)_Existing_Space Heating_Natural Gas_Unit Heater_E5 | F6 | Commercial | Restaurant (ID) | Existing | Space Heating | Natural Gas | Unit Heater | E5 | Utility - Value of Sales | 0 | 0 | 0 | 0 | 0 | 0 | 0 | 0 | 0 | 0 | 0 | 0 | 0 | 0 | 0 | 0 | 0 | 0 | 0 | 0 | 0 | 0 | 0 | 0 | 0 | 0 | 0
F6_Commercial_Restaurant (ID)_Existing_Space Heating_Natural Gas_Unit Heater_E6 | F6 | Commercial | Restaurant (ID) | Existing | Space Heating | Natural Gas | Unit Heater | E6 | Utility - Value of Sales | 0 | 0 | 0 | 0 | 0 | 0 | 0 | 0 | 0 | 0 | 0 | 0 | 0 | 0 | 0 | 0 | 0 | 0 | 0 | 0 | 0 | 0 | 0 | 0 | 0 | 0 | 0
F6_Commercial_Restaurant (ID)_Existing_Space Heating_Natural Gas_Unit Heater_E7 | F6 | Commercial | Restaurant (ID) | Existing | Space Heating | Natural Gas | Unit Heater | E7 | Utility - Value of Sales | 0 | 0 | 0 | 0 | 0 | 0 | 0 | 0 | 0 | 0 | 0 | 0 | 0 | 0 | 0 | 0 | 0 | 0 | 0 | 0 | 0 | 0 | 0 | 0 | 0 | 0 | 0
F6_Commercial_Restaurant (ID)_Existing_Space Heating_Natural Gas_Unit Heater_E8 | F6 | Commercial | Restaurant (ID) | Existing | Space Heating | Natural Gas | Unit Heater | E8 | Utility - Value of Sales | 0 | 0 | 0 | 0 | 0 | 0 | 0 | 0 | 0 | 0 | 0 | 0 | 0 | 0 | 0 | 0 | 0 | 0 | 0 | 0 | 0 | 0 | 0 | 0 | 0 | 0 | 0
F6_Commercial_Restaurant (ID)_Existing_Space Heating_Natural Gas_Unit Heater_E9 | F6 | Commercial | Restaurant (ID) | Existing | Space Heating | Natural Gas | Unit Heater | E9 | Utility - Value of Sales | 0 | 0 | 0 | 0 | 0 | 0 | 0 | 0 | 0 | 0 | 0 | 0 | 0 | 0 | 0 | 0 | 0 | 0 | 0 | 0 | 0 | 0 | 0 | 0 | 0 | 0 | 0
F6_Commercial_Restaurant (ID)_Existing_Space Heating_Natural Gas_Unit Heater_E10 | F6 | Commercial | Restaurant (ID) | Existing | Space Heating | Natural Gas | Unit Heater | E10 | Utility - Value of Sales | 0 | 0 | 0 | 0 | 0 | 0 | 0 | 0 | 0 | 0 | 0 | 0 | 0 | 0 | 0 | 0 | 0 | 0 | 0 | 0 | 0 | 0 | 0 | 0 | 0 | 0 | 0
F1_Commercial_Restaurant (ID)_Existing_Water Heating_Natural Gas_Water Heater_E1 | F1 | Commercial | Restaurant (ID) | Existing | Water Heating | Natural Gas | Water Heater | E1 | RVT - Cost of Equipment | 0.043291 | 0.043291 | 0.043291 | 0.043291 | 0.043291 | 0.043291 | 0.043291 | 0.043291 | 0.043291 | 0.043291 | 0.043291 | 0.043291 | 0.043291 | 0.043291 | 0.043291 | 0.043291 | 0.043291 | 0.043291 | 0.043291 | 0.043291 | 0.043291 | 0.043291 | 0.043291 | 0.043291 | 0.043291 | 0.043291 | 0.043291
F1_Commercial_Restaurant (ID)_Existing_Water Heating_Natural Gas_Water Heater_E2 | F1 | Commercial | Restaurant (ID) | Existing | Water Heating | Natural Gas | Water Heater | E2 | RVT - Cost of Equipment | 0.051949 | 0.051949 | 0.051949 | 0.051949 | 0.051949 | 0.051949 | 0.051949 | 0.051949 | 0.051949 | 0.051949 | 0.051949 | 0.051949 | 0.051949 | 0.051949 | 0.051949 | 0.051949 | 0.051949 | 0.051949 | 0.051949 | 0.051949 | 0.051949 | 0.051949 | 0.051949 | 0.051949 | 0.051949 | 0.051949 | 0.051949
F1_Commercial_Restaurant (ID)_Existing_Water Heating_Natural Gas_Water Heater_E3 | F1 | Commercial | Restaurant (ID) | Existing | Water Heating | Natural Gas | Water Heater | E3 | RVT - Cost of Equipment | 0.063859 | 0.063859 | 0.063859 | 0.063859 | 0.063859 | 0.063859 | 0.063859 | 0.063859 | 0.063859 | 0.063859 | 0.063859 | 0.063859 | 0.063859 | 0.063859 | 0.063859 | 0.063859 | 0.063859 | 0.063859 | 0.063859 | 0.063859 | 0.063859 | 0.063859 | 0.063859 | 0.063859 | 0.063859 | 0.063859 | 0.063859
F1_Commercial_Restaurant (ID)_Existing_Water Heating_Natural Gas_Water Heater_E4 | F1 | Commercial | Restaurant (ID) | Existing | Water Heating | Natural Gas | Water Heater | E4 | RVT - Cost of Equipment | 0.064364 | 0.064364 | 0.064364 | 0.064364 | 0.064364 | 0.064364 | 0.064364 | 0.064364 | 0.064364 | 0.064364 | 0.064364 | 0.064364 | 0.064364 | 0.064364 | 0.064364 | 0.064364 | 0.064364 | 0.064364 | 0.064364 | 0.064364 | 0.064364 | 0.064364 | 0.064364 | 0.064364 | 0.064364 | 0.064364 | 0.064364
F1_Commercial_Restaurant (ID)_Existing_Water Heating_Natural Gas_Water Heater_E5 | F1 | Commercial | Restaurant (ID) | Existing | Water Heating | Natural Gas | Water Heater | E5 | RVT - Cost of Equipment | 0.13894 | 0.13894 | 0.13894 | 0.13894 | 0.13894 | 0.13894 | 0.13894 | 0.13894 | 0.13894 | 0.13894 | 0.13894 | 0.13894 | 0.13894 | 0.13894 | 0.13894 | 0.13894 | 0.13894 | 0.13894 | 0.13894 | 0.13894 | 0.13894 | 0.13894 | 0.13894 | 0.13894 | 0.13894 | 0.13894 | 0.13894
F1_Commercial_Restaurant (ID)_Existing_Water Heating_Natural Gas_Water Heater_E6 | F1 | Commercial | Restaurant (ID) | Existing | Water Heating | Natural Gas | Water Heater | E6 | RVT - Cost of Equipment | 0 | 0 | 0 | 0 | 0 | 0 | 0 | 0 | 0 | 0 | 0 | 0 | 0 | 0 | 0 | 0 | 0 | 0 | 0 | 0 | 0 | 0 | 0 | 0 | 0 | 0 | 0
F1_Commercial_Restaurant (ID)_Existing_Water Heating_Natural Gas_Water Heater_E7 | F1 | Commercial | Restaurant (ID) | Existing | Water Heating | Natural Gas | Water Heater | E7 | RVT - Cost of Equipment | 0 | 0 | 0 | 0 | 0 | 0 | 0 | 0 | 0 | 0 | 0 | 0 | 0 | 0 | 0 | 0 | 0 | 0 | 0 | 0 | 0 | 0 | 0 | 0 | 0 | 0 | 0
F1_Commercial_Restaurant (ID)_Existing_Water Heating_Natural Gas_Water Heater_E8 | F1 | Commercial | Restaurant (ID) | Existing | Water Heating | Natural Gas | Water Heater | E8 | RVT - Cost of Equipment | 0 | 0 | 0 | 0 | 0 | 0 | 0 | 0 | 0 | 0 | 0 | 0 | 0 | 0 | 0 | 0 | 0 | 0 | 0 | 0 | 0 | 0 | 0 | 0 | 0 | 0 | 0
F1_Commercial_Restaurant (ID)_Existing_Water Heating_Natural Gas_Water Heater_E9 | F1 | Commercial | Restaurant (ID) | Existing | Water Heating | Natural Gas | Water Heater | E9 | RVT - Cost of Equipment | 0 | 0 | 0 | 0 | 0 | 0 | 0 | 0 | 0 | 0 | 0 | 0 | 0 | 0 | 0 | 0 | 0 | 0 | 0 | 0 | 0 | 0 | 0 | 0 | 0 | 0 | 0
F1_Commercial_Restaurant (ID)_Existing_Water Heating_Natural Gas_Water Heater_E10 | F1 | Commercial | Restaurant (ID) | Existing | Water Heating | Natural Gas | Water Heater | E10 | RVT - Cost of Equipment | 0 | 0 | 0 | 0 | 0 | 0 | 0 | 0 | 0 | 0 | 0 | 0 | 0 | 0 | 0 | 0 | 0 | 0 | 0 | 0 | 0 | 0 | 0 | 0 | 0 | 0 | 0
F2_Commercial_Restaurant (ID)_Existing_Water Heating_Natural Gas_Water Heater_E1 | F2 | Commercial | Restaurant (ID) | Existing | Water Heating | Natural Gas | Water Heater | E1 | RVT - Cost of Operation | 0.29635 | 0.30231 | 0.30902 | 0.31654 | 0.32494 | 0.33509 | 0.34515 | 0.35468 | 0.36331 | 0.37172 | 0.38042 | 0.38841 | 0.39693 | 0.4052 | 0.41246 | 0.41914 | 0.42497 | 0.43061 | 0.43655 | 0.44219 | 0.44786 | 0.45577 | 0.46378 | 0.47202 | 0.4804 | 0.48894 | 0.49762
F2_Commercial_Restaurant (ID)_Existing_Water Heating_Natural Gas_Water Heater_E2 | F2 | Commercial | Restaurant (ID) | Existing | Water Heating | Natural Gas | Water Heater | E2 | RVT - Cost of Operation | 0.26343 | 0.26872 | 0.27468 | 0.28137 | 0.28883 | 0.29785 | 0.3068 | 0.31527 | 0.32294 | 0.33041 | 0.33816 | 0.34525 | 0.35283 | 0.36018 | 0.36663 | 0.37257 | 0.37775 | 0.38276 | 0.38804 | 0.39306 | 0.3981 | 0.40513 | 0.41225 | 0.41957 | 0.42702 | 0.43461 | 0.44233
F2_Commercial_Restaurant (ID)_Existing_Water Heating_Natural Gas_Water Heater_E3 | F2 | Commercial | Restaurant (ID) | Existing | Water Heating | Natural Gas | Water Heater | E3 | RVT - Cost of Operation | 0.25222 | 0.25729 | 0.26299 | 0.2694 | 0.27654 | 0.28518 | 0.29375 | 0.30185 | 0.3092 | 0.31635 | 0.32377 | 0.33056 | 0.33782 | 0.34485 | 0.35103 | 0.35672 | 0.36168 | 0.36647 | 0.37153 | 0.37633 | 0.38116 | 0.38789 | 0.3947 | 0.40172 | 0.40885 | 0.41612 | 0.42351
F2_Commercial_Restaurant (ID)_Existing_Water Heating_Natural Gas_Water Heater_E4 | F2 | Commercial | Restaurant (ID) | Existing | Water Heating | Natural Gas | Water Heater | E4 | RVT - Cost of Operation | 0.26442 | 0.26974 | 0.27554 | 0.28185 | 0.28872 | 0.29681 | 0.3048 | 0.31245 | 0.3195 | 0.32646 | 0.33372 | 0.34054 | 0.34777 | 0.35483 | 0.36119 | 0.36713 | 0.37247 | 0.37769 | 0.38315 | 0.38842 | 0.39373 | 0.40069 | 0.40774 | 0.41498 | 0.42235 | 0.42986 | 0.43749
F2_Commercial_Restaurant (ID)_Existing_Water Heating_Natural Gas_Water Heater_E5 | F2 | Commercial | Restaurant (ID) | Existing | Water Heating | Natural Gas | Water Heater | E5 | RVT - Cost of Operation | 0.15548 | 0.15853 | 0.16207 | 0.16617 | 0.17085 | 0.17656 | 0.18222 | 0.18754 | 0.19232 | 0.19694 | 0.2017 | 0.20599 | 0.2106 | 0.21505 | 0.21891 | 0.22242 | 0.22543 | 0.22832 | 0.23138 | 0.23426 | 0.23716 | 0.24134 | 0.24558 | 0.24994 | 0.25438 | 0.2589 | 0.2635
F2_Commercial_Restaurant (ID)_Existing_Water Heating_Natural Gas_Water Heater_E6 | F2 | Commercial | Restaurant (ID) | Existing | Water Heating | Natural Gas | Water Heater | E6 | RVT - Cost of Operation | 0 | 0 | 0 | 0 | 0 | 0 | 0 | 0 | 0 | 0 | 0 | 0 | 0 | 0 | 0 | 0 | 0 | 0 | 0 | 0 | 0 | 0 | 0 | 0 | 0 | 0 | 0
F2_Commercial_Restaurant (ID)_Existing_Water Heating_Natural Gas_Water Heater_E7 | F2 | Commercial | Restaurant (ID) | Existing | Water Heating | Natural Gas | Water Heater | E7 | RVT - Cost of Operation | 0 | 0 | 0 | 0 | 0 | 0 | 0 | 0 | 0 | 0 | 0 | 0 | 0 | 0 | 0 | 0 | 0 | 0 | 0 | 0 | 0 | 0 | 0 | 0 | 0 | 0 | 0
F2_Commercial_Restaurant (ID)_Existing_Water Heating_Natural Gas_Water Heater_E8 | F2 | Commercial | Restaurant (ID) | Existing | Water Heating | Natural Gas | Water Heater | E8 | RVT - Cost of Operation | 0 | 0 | 0 | 0 | 0 | 0 | 0 | 0 | 0 | 0 | 0 | 0 | 0 | 0 | 0 | 0 | 0 | 0 | 0 | 0 | 0 | 0 | 0 | 0 | 0 | 0 | 0
F2_Commercial_Restaurant (ID)_Existing_Water Heating_Natural Gas_Water Heater_E9 | F2 | Commercial | Restaurant (ID) | Existing | Water Heating | Natural Gas | Water Heater | E9 | RVT - Cost of Operation | 0 | 0 | 0 | 0 | 0 | 0 | 0 | 0 | 0 | 0 | 0 | 0 | 0 | 0 | 0 | 0 | 0 | 0 | 0 | 0 | 0 | 0 | 0 | 0 | 0 | 0 | 0
F2_Commercial_Restaurant (ID)_Existing_Water Heating_Natural Gas_Water Heater_E10 | F2 | Commercial | Restaurant (ID) | Existing | Water Heating | Natural Gas | Water Heater | E10 | RVT - Cost of Operation | 0 | 0 | 0 | 0 | 0 | 0 | 0 | 0 | 0 | 0 | 0 | 0 | 0 | 0 | 0 | 0 | 0 | 0 | 0 | 0 | 0 | 0 | 0 | 0 | 0 | 0 | 0
F3_Commercial_Restaurant (ID)_Existing_Water Heating_Natural Gas_Water Heater_E1 | F3 | Commercial | Restaurant (ID) | Existing | Water Heating | Natural Gas | Water Heater | E1 | System - kBTUs of Consumption | 68.5655 | 68.5655 | 68.5655 | 68.5655 | 68.5655 | 68.5655 | 68.5655 | 68.5655 | 68.5655 | 68.5655 | 68.5655 | 68.5655 | 68.5655 | 68.5655 | 68.5655 | 68.5655 | 68.5655 | 68.5655 | 68.5655 | 68.5655 | 68.5655 | 68.5655 | 68.5655 | 68.5655 | 68.5655 | 68.5655 | 68.5655
F3_Commercial_Restaurant (ID)_Existing_Water Heating_Natural Gas_Water Heater_E2 | F3 | Commercial | Restaurant (ID) | Existing | Water Heating | Natural Gas | Water Heater | E2 | System - kBTUs of Consumption | 60.9471 | 60.9471 | 60.9471 | 60.9471 | 60.9471 | 60.9471 | 60.9471 | 60.9471 | 60.9471 | 60.9471 | 60.9471 | 60.9471 | 60.9471 | 60.9471 | 60.9471 | 60.9471 | 60.9471 | 60.9471 | 60.9471 | 60.9471 | 60.9471 | 60.9471 | 60.9471 | 60.9471 | 60.9471 | 60.9471 | 60.9471
F3_Commercial_Restaurant (ID)_Existing_Water Heating_Natural Gas_Water Heater_E3 | F3 | Commercial | Restaurant (ID) | Existing | Water Heating | Natural Gas | Water Heater | E3 | System - kBTUs of Consumption | 58.3536 | 58.3536 | 58.3536 | 58.3536 | 58.3536 | 58.3536 | 58.3536 | 58.3536 | 58.3536 | 58.3536 | 58.3536 | 58.3536 | 58.3536 | 58.3536 | 58.3536 | 58.3536 | 58.3536 | 58.3536 | 58.3536 | 58.3536 | 58.3536 | 58.3536 | 58.3536 | 58.3536 | 58.3536 | 58.3536 | 58.3536
F3_Commercial_Restaurant (ID)_Existing_Water Heating_Natural Gas_Water Heater_E4 | F3 | Commercial | Restaurant (ID) | Existing | Water Heating | Natural Gas | Water Heater | E4 | System - kBTUs of Consumption | 58.2916 | 58.2916 | 58.2916 | 58.2916 | 58.2916 | 58.2916 | 58.2916 | 58.2916 | 58.2916 | 58.2916 | 58.2916 | 58.2916 | 58.2916 | 58.2916 | 58.2916 | 58.2916 | 58.2916 | 58.2916 | 58.2916 | 58.2916 | 58.2916 | 58.2916 | 58.2916 | 58.2916 | 58.2916 | 58.2916 | 58.2916
F3_Commercial_Restaurant (ID)_Existing_Water Heating_Natural Gas_Water Heater_E5 | F3 | Commercial | Restaurant (ID) | Existing | Water Heating | Natural Gas | Water Heater | E5 | System - kBTUs of Consumption | 36.5683 | 36.5683 | 36.5683 | 36.5683 | 36.5683 | 36.5683 | 36.5683 | 36.5683 | 36.5683 | 36.5683 | 36.5683 | 36.5683 | 36.5683 | 36.5683 | 36.5683 | 36.5683 | 36.5683 | 36.5683 | 36.5683 | 36.5683 | 36.5683 | 36.5683 | 36.5683 | 36.5683 | 36.5683 | 36.5683 | 36.5683
F3_Commercial_Restaurant (ID)_Existing_Water Heating_Natural Gas_Water Heater_E6 | F3 | Commercial | Restaurant (ID) | Existing | Water Heating | Natural Gas | Water Heater | E6 | System - kBTUs of Consumption | 0 | 0 | 0 | 0 | 0 | 0 | 0 | 0 | 0 | 0 | 0 | 0 | 0 | 0 | 0 | 0 | 0 | 0 | 0 | 0 | 0 | 0 | 0 | 0 | 0 | 0 | 0
F3_Commercial_Restaurant (ID)_Existing_Water Heating_Natural Gas_Water Heater_E7 | F3 | Commercial | Restaurant (ID) | Existing | Water Heating | Natural Gas | Water Heater | E7 | System - kBTUs of Consumption | 0 | 0 | 0 | 0 | 0 | 0 | 0 | 0 | 0 | 0 | 0 | 0 | 0 | 0 | 0 | 0 | 0 | 0 | 0 | 0 | 0 | 0 | 0 | 0 | 0 | 0 | 0
F3_Commercial_Restaurant (ID)_Existing_Water Heating_Natural Gas_Water Heater_E8 | F3 | Commercial | Restaurant (ID) | Existing | Water Heating | Natural Gas | Water Heater | E8 | System - kBTUs of Consumption | 0 | 0 | 0 | 0 | 0 | 0 | 0 | 0 | 0 | 0 | 0 | 0 | 0 | 0 | 0 | 0 | 0 | 0 | 0 | 0 | 0 | 0 | 0 | 0 | 0 | 0 | 0
F3_Commercial_Restaurant (ID)_Existing_Water Heating_Natural Gas_Water Heater_E9 | F3 | Commercial | Restaurant (ID) | Existing | Water Heating | Natural Gas | Water Heater | E9 | System - kBTUs of Consumption | 0 | 0 | 0 | 0 | 0 | 0 | 0 | 0 | 0 | 0 | 0 | 0 | 0 | 0 | 0 | 0 | 0 | 0 | 0 | 0 | 0 | 0 | 0 | 0 | 0 | 0 | 0
F3_Commercial_Restaurant (ID)_Existing_Water Heating_Natural Gas_Water Heater_E10 | F3 | Commercial | Restaurant (ID) | Existing | Water Heating | Natural Gas | Water Heater | E10 | System - kBTUs of Consumption | 0 | 0 | 0 | 0 | 0 | 0 | 0 | 0 | 0 | 0 | 0 | 0 | 0 | 0 | 0 | 0 | 0 | 0 | 0 | 0 | 0 | 0 | 0 | 0 | 0 | 0 | 0
F4_Commercial_Restaurant (ID)_Existing_Water Heating_Natural Gas_Water Heater_E1 | F4 | Commercial | Restaurant (ID) | Existing | Water Heating | Natural Gas | Water Heater | E1 | Utility - Cost of Equipment | 0.043291 | 0.043291 | 0.043291 | 0.043291 | 0.043291 | 0.043291 | 0.043291 | 0.043291 | 0.043291 | 0.043291 | 0.043291 | 0.043291 | 0.043291 | 0.043291 | 0.043291 | 0.043291 | 0.043291 | 0.043291 | 0.043291 | 0.043291 | 0.043291 | 0.043291 | 0.043291 | 0.043291 | 0.043291 | 0.043291 | 0.043291
F4_Commercial_Restaurant (ID)_Existing_Water Heating_Natural Gas_Water Heater_E2 | F4 | Commercial | Restaurant (ID) | Existing | Water Heating | Natural Gas | Water Heater | E2 | Utility - Cost of Equipment | 0.051949 | 0.051949 | 0.051949 | 0.051949 | 0.051949 | 0.051949 | 0.051949 | 0.051949 | 0.051949 | 0.051949 | 0.051949 | 0.051949 | 0.051949 | 0.051949 | 0.051949 | 0.051949 | 0.051949 | 0.051949 | 0.051949 | 0.051949 | 0.051949 | 0.051949 | 0.051949 | 0.051949 | 0.051949 | 0.051949 | 0.051949
F4_Commercial_Restaurant (ID)_Existing_Water Heating_Natural Gas_Water Heater_E3 | F4 | Commercial | Restaurant (ID) | Existing | Water Heating | Natural Gas | Water Heater | E3 | Utility - Cost of Equipment | 0.063859 | 0.063859 | 0.063859 | 0.063859 | 0.063859 | 0.063859 | 0.063859 | 0.063859 | 0.063859 | 0.063859 | 0.063859 | 0.063859 | 0.063859 | 0.063859 | 0.063859 | 0.063859 | 0.063859 | 0.063859 | 0.063859 | 0.063859 | 0.063859 | 0.063859 | 0.063859 | 0.063859 | 0.063859 | 0.063859 | 0.063859
F4_Commercial_Restaurant (ID)_Existing_Water Heating_Natural Gas_Water Heater_E4 | F4 | Commercial | Restaurant (ID) | Existing | Water Heating | Natural Gas | Water Heater | E4 | Utility - Cost of Equipment | 0.064364 | 0.064364 | 0.064364 | 0.064364 | 0.064364 | 0.064364 | 0.064364 | 0.064364 | 0.064364 | 0.064364 | 0.064364 | 0.064364 | 0.064364 | 0.064364 | 0.064364 | 0.064364 | 0.064364 | 0.064364 | 0.064364 | 0.064364 | 0.064364 | 0.064364 | 0.064364 | 0.064364 | 0.064364 | 0.064364 | 0.064364
F4_Commercial_Restaurant (ID)_Existing_Water Heating_Natural Gas_Water Heater_E5 | F4 | Commercial | Restaurant (ID) | Existing | Water Heating | Natural Gas | Water Heater | E5 | Utility - Cost of Equipment | 0.13894 | 0.13894 | 0.13894 | 0.13894 | 0.13894 | 0.13894 | 0.13894 | 0.13894 | 0.13894 | 0.13894 | 0.13894 | 0.13894 | 0.13894 | 0.13894 | 0.13894 | 0.13894 | 0.13894 | 0.13894 | 0.13894 | 0.13894 | 0.13894 | 0.13894 | 0.13894 | 0.13894 | 0.13894 | 0.13894 | 0.13894
F4_Commercial_Restaurant (ID)_Existing_Water Heating_Natural Gas_Water Heater_E6 | F4 | Commercial | Restaurant (ID) | Existing | Water Heating | Natural Gas | Water Heater | E6 | Utility - Cost of Equipment | 0 | 0 | 0 | 0 | 0 | 0 | 0 | 0 | 0 | 0 | 0 | 0 | 0 | 0 | 0 | 0 | 0 | 0 | 0 | 0 | 0 | 0 | 0 | 0 | 0 | 0 | 0
F4_Commercial_Restaurant (ID)_Existing_Water Heating_Natural Gas_Water Heater_E7 | F4 | Commercial | Restaurant (ID) | Existing | Water Heating | Natural Gas | Water Heater | E7 | Utility - Cost of Equipment | 0 | 0 | 0 | 0 | 0 | 0 | 0 | 0 | 0 | 0 | 0 | 0 | 0 | 0 | 0 | 0 | 0 | 0 | 0 | 0 | 0 | 0 | 0 | 0 | 0 | 0 | 0
F4_Commercial_Restaurant (ID)_Existing_Water Heating_Natural Gas_Water Heater_E8 | F4 | Commercial | Restaurant (ID) | Existing | Water Heating | Natural Gas | Water Heater | E8 | Utility - Cost of Equipment | 0 | 0 | 0 | 0 | 0 | 0 | 0 | 0 | 0 | 0 | 0 | 0 | 0 | 0 | 0 | 0 | 0 | 0 | 0 | 0 | 0 | 0 | 0 | 0 | 0 | 0 | 0
F4_Commercial_Restaurant (ID)_Existing_Water Heating_Natural Gas_Water Heater_E9 | F4 | Commercial | Restaurant (ID) | Existing | Water Heating | Natural Gas | Water Heater | E9 | Utility - Cost of Equipment | 0 | 0 | 0 | 0 | 0 | 0 | 0 | 0 | 0 | 0 | 0 | 0 | 0 | 0 | 0 | 0 | 0 | 0 | 0 | 0 | 0 | 0 | 0 | 0 | 0 | 0 | 0
F4_Commercial_Restaurant (ID)_Existing_Water Heating_Natural Gas_Water Heater_E10 | F4 | Commercial | Restaurant (ID) | Existing | Water Heating | Natural Gas | Water Heater | E10 | Utility - Cost of Equipment | 0 | 0 | 0 | 0 | 0 | 0 | 0 | 0 | 0 | 0 | 0 | 0 | 0 | 0 | 0 | 0 | 0 | 0 | 0 | 0 | 0 | 0 | 0 | 0 | 0 | 0 | 0
F5_Commercial_Restaurant (ID)_Existing_Water Heating_Natural Gas_Water Heater_E1 | F5 | Commercial | Restaurant (ID) | Existing | Water Heating | Natural Gas | Water Heater | E1 | Utility - Cost of Operation | 0.25422 | 0.26089 | 0.26839 | 0.27678 | 0.28613 | 0.29719 | 0.30845 | 0.31955 | 0.33022 | 0.34105 | 0.34986 | 0.35818 | 0.36707 | 0.37583 | 0.38377 | 0.39129 | 0.39815 | 0.40496 | 0.41218 | 0.41927 | 0.42654 | 0.43407 | 0.44169 | 0.44954 | 0.45752 | 0.46565 | 0.47393
F5_Commercial_Restaurant (ID)_Existing_Water Heating_Natural Gas_Water Heater_E2 | F5 | Commercial | Restaurant (ID) | Existing | Water Heating | Natural Gas | Water Heater | E2 | Utility - Cost of Operation | 0.22597 | 0.23191 | 0.23857 | 0.24603 | 0.25434 | 0.26417 | 0.27418 | 0.28404 | 0.29353 | 0.30315 | 0.31099 | 0.31838 | 0.32629 | 0.33407 | 0.34113 | 0.34781 | 0.35392 | 0.35997 | 0.36638 | 0.37268 | 0.37914 | 0.38584 | 0.39261 | 0.39959 | 0.40669 | 0.41391 | 0.42127
F5_Commercial_Restaurant (ID)_Existing_Water Heating_Natural Gas_Water Heater_E3 | F5 | Commercial | Restaurant (ID) | Existing | Water Heating | Natural Gas | Water Heater | E3 | Utility - Cost of Operation | 0.21636 | 0.22204 | 0.22842 | 0.23556 | 0.24352 | 0.25293 | 0.26251 | 0.27196 | 0.28104 | 0.29025 | 0.29775 | 0.30483 | 0.3124 | 0.31985 | 0.32661 | 0.33301 | 0.33885 | 0.34465 | 0.35079 | 0.35682 | 0.36301 | 0.36942 | 0.37591 | 0.38259 | 0.38938 | 0.3963 | 0.40334
F5_Commercial_Restaurant (ID)_Existing_Water Heating_Natural Gas_Water Heater_E4 | F5 | Commercial | Restaurant (ID) | Existing | Water Heating | Natural Gas | Water Heater | E4 | Utility - Cost of Operation | 0.22973 | 0.23567 | 0.24215 | 0.24923 | 0.25695 | 0.26588 | 0.27495 | 0.28391 | 0.29258 | 0.30139 | 0.30874 | 0.31575 | 0.32321 | 0.33058 | 0.33738 | 0.34389 | 0.34993 | 0.35595 | 0.3623 | 0.36856 | 0.37498 | 0.38161 | 0.38832 | 0.39522 | 0.40224 | 0.40939 | 0.41666
F5_Commercial_Restaurant (ID)_Existing_Water Heating_Natural Gas_Water Heater_E5 | F5 | Commercial | Restaurant (ID) | Existing | Water Heating | Natural Gas | Water Heater | E5 | Utility - Cost of Operation | 0.1325 | 0.13599 | 0.13997 | 0.1445 | 0.14962 | 0.15575 | 0.16201 | 0.16816 | 0.17406 | 0.18005 | 0.18485 | 0.18936 | 0.1942 | 0.19895 | 0.20322 | 0.20724 | 0.21087 | 0.21446 | 0.21828 | 0.22202 | 0.22586 | 0.22985 | 0.23388 | 0.23804 | 0.24227 | 0.24657 | 0.25095
F5_Commercial_Restaurant (ID)_Existing_Water Heating_Natural Gas_Water Heater_E6 | F5 | Commercial | Restaurant (ID) | Existing | Water Heating | Natural Gas | Water Heater | E6 | Utility - Cost of Operation | 0 | 0 | 0 | 0 | 0 | 0 | 0 | 0 | 0 | 0 | 0 | 0 | 0 | 0 | 0 | 0 | 0 | 0 | 0 | 0 | 0 | 0 | 0 | 0 | 0 | 0 | 0
F5_Commercial_Restaurant (ID)_Existing_Water Heating_Natural Gas_Water Heater_E7 | F5 | Commercial | Restaurant (ID) | Existing | Water Heating | Natural Gas | Water Heater | E7 | Utility - Cost of Operation | 0 | 0 | 0 | 0 | 0 | 0 | 0 | 0 | 0 | 0 | 0 | 0 | 0 | 0 | 0 | 0 | 0 | 0 | 0 | 0 | 0 | 0 | 0 | 0 | 0 | 0 | 0
F5_Commercial_Restaurant (ID)_Existing_Water Heating_Natural Gas_Water Heater_E8 | F5 | Commercial | Restaurant (ID) | Existing | Water Heating | Natural Gas | Water Heater | E8 | Utility - Cost of Operation | 0 | 0 | 0 | 0 | 0 | 0 | 0 | 0 | 0 | 0 | 0 | 0 | 0 | 0 | 0 | 0 | 0 | 0 | 0 | 0 | 0 | 0 | 0 | 0 | 0 | 0 | 0
F5_Commercial_Restaurant (ID)_Existing_Water Heating_Natural Gas_Water Heater_E9 | F5 | Commercial | Restaurant (ID) | Existing | Water Heating | Natural Gas | Water Heater | E9 | Utility - Cost of Operation | 0 | 0 | 0 | 0 | 0 | 0 | 0 | 0 | 0 | 0 | 0 | 0 | 0 | 0 | 0 | 0 | 0 | 0 | 0 | 0 | 0 | 0 | 0 | 0 | 0 | 0 | 0
F5_Commercial_Restaurant (ID)_Existing_Water Heating_Natural Gas_Water Heater_E10 | F5 | Commercial | Restaurant (ID) | Existing | Water Heating | Natural Gas | Water Heater | E10 | Utility - Cost of Operation | 0 | 0 | 0 | 0 | 0 | 0 | 0 | 0 | 0 | 0 | 0 | 0 | 0 | 0 | 0 | 0 | 0 | 0 | 0 | 0 | 0 | 0 | 0 | 0 | 0 | 0 | 0
F6_Commercial_Restaurant (ID)_Existing_Water Heating_Natural Gas_Water Heater_E1 | F6 | Commercial | Restaurant (ID) | Existing | Water Heating | Natural Gas | Water Heater | E1 | Utility - Value of Sales | 0.29635 | 0.30231 | 0.30902 | 0.31654 | 0.32494 | 0.33509 | 0.34515 | 0.35468 | 0.36331 | 0.37172 | 0.38042 | 0.38841 | 0.39693 | 0.4052 | 0.41246 | 0.41914 | 0.42497 | 0.43061 | 0.43655 | 0.44219 | 0.44786 | 0.45577 | 0.46378 | 0.47202 | 0.4804 | 0.48894 | 0.49762
F6_Commercial_Restaurant (ID)_Existing_Water Heating_Natural Gas_Water Heater_E2 | F6 | Commercial | Restaurant (ID) | Existing | Water Heating | Natural Gas | Water Heater | E2 | Utility - Value of Sales | 0.26343 | 0.26872 | 0.27468 | 0.28137 | 0.28883 | 0.29785 | 0.3068 | 0.31527 | 0.32294 | 0.33041 | 0.33816 | 0.34525 | 0.35283 | 0.36018 | 0.36663 | 0.37257 | 0.37775 | 0.38276 | 0.38804 | 0.39306 | 0.3981 | 0.40513 | 0.41225 | 0.41957 | 0.42702 | 0.43461 | 0.44233
F6_Commercial_Restaurant (ID)_Existing_Water Heating_Natural Gas_Water Heater_E3 | F6 | Commercial | Restaurant (ID) | Existing | Water Heating | Natural Gas | Water Heater | E3 | Utility - Value of Sales | 0.25222 | 0.25729 | 0.26299 | 0.2694 | 0.27654 | 0.28518 | 0.29375 | 0.30185 | 0.3092 | 0.31635 | 0.32377 | 0.33056 | 0.33782 | 0.34485 | 0.35103 | 0.35672 | 0.36168 | 0.36647 | 0.37153 | 0.37633 | 0.38116 | 0.38789 | 0.3947 | 0.40172 | 0.40885 | 0.41612 | 0.42351
F6_Commercial_Restaurant (ID)_Existing_Water Heating_Natural Gas_Water Heater_E4 | F6 | Commercial | Restaurant (ID) | Existing | Water Heating | Natural Gas | Water Heater | E4 | Utility - Value of Sales | 0.26442 | 0.26974 | 0.27554 | 0.28185 | 0.28872 | 0.29681 | 0.3048 | 0.31245 | 0.3195 | 0.32646 | 0.33372 | 0.34054 | 0.34777 | 0.35483 | 0.36119 | 0.36713 | 0.37247 | 0.37769 | 0.38315 | 0.38842 | 0.39373 | 0.40069 | 0.40774 | 0.41498 | 0.42235 | 0.42986 | 0.43749
F6_Commercial_Restaurant (ID)_Existing_Water Heating_Natural Gas_Water Heater_E5 | F6 | Commercial | Restaurant (ID) | Existing | Water Heating | Natural Gas | Water Heater | E5 | Utility - Value of Sales | 0.15548 | 0.15853 | 0.16207 | 0.16617 | 0.17085 | 0.17656 | 0.18222 | 0.18754 | 0.19232 | 0.19694 | 0.2017 | 0.20599 | 0.2106 | 0.21505 | 0.21891 | 0.22242 | 0.22543 | 0.22832 | 0.23138 | 0.23426 | 0.23716 | 0.24134 | 0.24558 | 0.24994 | 0.25438 | 0.2589 | 0.2635
F6_Commercial_Restaurant (ID)_Existing_Water Heating_Natural Gas_Water Heater_E6 | F6 | Commercial | Restaurant (ID) | Existing | Water Heating | Natural Gas | Water Heater | E6 | Utility - Value of Sales | 0 | 0 | 0 | 0 | 0 | 0 | 0 | 0 | 0 | 0 | 0 | 0 | 0 | 0 | 0 | 0 | 0 | 0 | 0 | 0 | 0 | 0 | 0 | 0 | 0 | 0 | 0
F6_Commercial_Restaurant (ID)_Existing_Water Heating_Natural Gas_Water Heater_E7 | F6 | Commercial | Restaurant (ID) | Existing | Water Heating | Natural Gas | Water Heater | E7 | Utility - Value of Sales | 0 | 0 | 0 | 0 | 0 | 0 | 0 | 0 | 0 | 0 | 0 | 0 | 0 | 0 | 0 | 0 | 0 | 0 | 0 | 0 | 0 | 0 | 0 | 0 | 0 | 0 | 0
F6_Commercial_Restaurant (ID)_Existing_Water Heating_Natural Gas_Water Heater_E8 | F6 | Commercial | Restaurant (ID) | Existing | Water Heating | Natural Gas | Water Heater | E8 | Utility - Value of Sales | 0 | 0 | 0 | 0 | 0 | 0 | 0 | 0 | 0 | 0 | 0 | 0 | 0 | 0 | 0 | 0 | 0 | 0 | 0 | 0 | 0 | 0 | 0 | 0 | 0 | 0 | 0
F6_Commercial_Restaurant (ID)_Existing_Water Heating_Natural Gas_Water Heater_E9 | F6 | Commercial | Restaurant (ID) | Existing | Water Heating | Natural Gas | Water Heater | E9 | Utility - Value of Sales | 0 | 0 | 0 | 0 | 0 | 0 | 0 | 0 | 0 | 0 | 0 | 0 | 0 | 0 | 0 | 0 | 0 | 0 | 0 | 0 | 0 | 0 | 0 | 0 | 0 | 0 | 0
F6_Commercial_Restaurant (ID)_Existing_Water Heating_Natural Gas_Water Heater_E10 | F6 | Commercial | Restaurant (ID) | Existing | Water Heating | Natural Gas | Water Heater | E10 | Utility - Value of Sales | 0 | 0 | 0 | 0 | 0 | 0 | 0 | 0 | 0 | 0 | 0 | 0 | 0 | 0 | 0 | 0 | 0 | 0 | 0 | 0 | 0 | 0 | 0 | 0 | 0 | 0 | 0
F1_Commercial_Restaurant (ID)_Existing_Food Preparation_Natural Gas_Oven_E1 | F1 | Commercial | Restaurant (ID) | Existing | Food Preparation | Natural Gas | Oven | E1 | RVT - Cost of Equipment | 0.001667 | 0.001667 | 0.001667 | 0.001667 | 0.001667 | 0.001667 | 0.001667 | 0.001667 | 0.001667 | 0.001667 | 0.001667 | 0.001667 | 0.001667 | 0.001667 | 0.001667 | 0.001667 | 0.001667 | 0.001667 | 0.001667 | 0.001667 | 0.001667 | 0.001667 | 0.001667 | 0.001667 | 0.001667 | 0.001667 | 0.001667
F1_Commercial_Restaurant (ID)_Existing_Food Preparation_Natural Gas_Oven_E2 | F1 | Commercial | Restaurant (ID) | Existing | Food Preparation | Natural Gas | Oven | E2 | RVT - Cost of Equipment | 0.0022714 | 0.0022714 | 0.0022714 | 0.0022714 | 0.0022714 | 0.0022714 | 0.0022714 | 0.0022714 | 0.0022714 | 0.0022714 | 0.0022714 | 0.0022714 | 0.0022714 | 0.0022714 | 0.0022714 | 0.0022714 | 0.0022714 | 0.0022714 | 0.0022714 | 0.0022714 | 0.0022714 | 0.0022714 | 0.0022714 | 0.0022714 | 0.0022714 | 0.0022714 | 0.0022714
F1_Commercial_Restaurant (ID)_Existing_Food Preparation_Natural Gas_Oven_E3 | F1 | Commercial | Restaurant (ID) | Existing | Food Preparation | Natural Gas | Oven | E3 | RVT - Cost of Equipment | 0 | 0 | 0 | 0 | 0 | 0 | 0 | 0 | 0 | 0 | 0 | 0 | 0 | 0 | 0 | 0 | 0 | 0 | 0 | 0 | 0 | 0 | 0 | 0 | 0 | 0 | 0
F1_Commercial_Restaurant (ID)_Existing_Food Preparation_Natural Gas_Oven_E4 | F1 | Commercial | Restaurant (ID) | Existing | Food Preparation | Natural Gas | Oven | E4 | RVT - Cost of Equipment | 0 | 0 | 0 | 0 | 0 | 0 | 0 | 0 | 0 | 0 | 0 | 0 | 0 | 0 | 0 | 0 | 0 | 0 | 0 | 0 | 0 | 0 | 0 | 0 | 0 | 0 | 0
F1_Commercial_Restaurant (ID)_Existing_Food Preparation_Natural Gas_Oven_E5 | F1 | Commercial | Restaurant (ID) | Existing | Food Preparation | Natural Gas | Oven | E5 | RVT - Cost of Equipment | 0 | 0 | 0 | 0 | 0 | 0 | 0 | 0 | 0 | 0 | 0 | 0 | 0 | 0 | 0 | 0 | 0 | 0 | 0 | 0 | 0 | 0 | 0 | 0 | 0 | 0 | 0
F1_Commercial_Restaurant (ID)_Existing_Food Preparation_Natural Gas_Oven_E6 | F1 | Commercial | Restaurant (ID) | Existing | Food Preparation | Natural Gas | Oven | E6 | RVT - Cost of Equipment | 0 | 0 | 0 | 0 | 0 | 0 | 0 | 0 | 0 | 0 | 0 | 0 | 0 | 0 | 0 | 0 | 0 | 0 | 0 | 0 | 0 | 0 | 0 | 0 | 0 | 0 | 0
F1_Commercial_Restaurant (ID)_Existing_Food Preparation_Natural Gas_Oven_E7 | F1 | Commercial | Restaurant (ID) | Existing | Food Preparation | Natural Gas | Oven | E7 | RVT - Cost of Equipment | 0 | 0 | 0 | 0 | 0 | 0 | 0 | 0 | 0 | 0 | 0 | 0 | 0 | 0 | 0 | 0 | 0 | 0 | 0 | 0 | 0 | 0 | 0 | 0 | 0 | 0 | 0
F1_Commercial_Restaurant (ID)_Existing_Food Preparation_Natural Gas_Oven_E8 | F1 | Commercial | Restaurant (ID) | Existing | Food Preparation | Natural Gas | Oven | E8 | RVT - Cost of Equipment | 0 | 0 | 0 | 0 | 0 | 0 | 0 | 0 | 0 | 0 | 0 | 0 | 0 | 0 | 0 | 0 | 0 | 0 | 0 | 0 | 0 | 0 | 0 | 0 | 0 | 0 | 0
F1_Commercial_Restaurant (ID)_Existing_Food Preparation_Natural Gas_Oven_E9 | F1 | Commercial | Restaurant (ID) | Existing | Food Preparation | Natural Gas | Oven | E9 | RVT - Cost of Equipment | 0 | 0 | 0 | 0 | 0 | 0 | 0 | 0 | 0 | 0 | 0 | 0 | 0 | 0 | 0 | 0 | 0 | 0 | 0 | 0 | 0 | 0 | 0 | 0 | 0 | 0 | 0
F1_Commercial_Restaurant (ID)_Existing_Food Preparation_Natural Gas_Oven_E10 | F1 | Commercial | Restaurant (ID) | Existing | Food Preparation | Natural Gas | Oven | E10 | RVT - Cost of Equipment | 0 | 0 | 0 | 0 | 0 | 0 | 0 | 0 | 0 | 0 | 0 | 0 | 0 | 0 | 0 | 0 | 0 | 0 | 0 | 0 | 0 | 0 | 0 | 0 | 0 | 0 | 0
F2_Commercial_Restaurant (ID)_Existing_Food Preparation_Natural Gas_Oven_E1 | F2 | Commercial | Restaurant (ID) | Existing | Food Preparation | Natural Gas | Oven | E1 | RVT - Cost of Operation | 0.15052 | 0.15302 | 0.15608 | 0.15979 | 0.1642 | 0.17004 | 0.17602 | 0.18181 | 0.18714 | 0.19226 | 0.19752 | 0.20222 | 0.20712 | 0.21165 | 0.21546 | 0.21884 | 0.22161 | 0.22422 | 0.22703 | 0.2296 | 0.23217 | 0.23626 | 0.24039 | 0.24467 | 0.24901 | 0.25344 | 0.25794
F2_Commercial_Restaurant (ID)_Existing_Food Preparation_Natural Gas_Oven_E2 | F2 | Commercial | Restaurant (ID) | Existing | Food Preparation | Natural Gas | Oven | E2 | RVT - Cost of Operation | 0.10688 | 0.10866 | 0.11083 | 0.11346 | 0.1166 | 0.12074 | 0.12499 | 0.12911 | 0.13289 | 0.13653 | 0.14026 | 0.14359 | 0.14707 | 0.15029 | 0.153 | 0.1554 | 0.15736 | 0.15922 | 0.16121 | 0.16304 | 0.16486 | 0.16777 | 0.1707 | 0.17374 | 0.17682 | 0.17996 | 0.18316
F2_Commercial_Restaurant (ID)_Existing_Food Preparation_Natural Gas_Oven_E3 | F2 | Commercial | Restaurant (ID) | Existing | Food Preparation | Natural Gas | Oven | E3 | RVT - Cost of Operation | 0 | 0 | 0 | 0 | 0 | 0 | 0 | 0 | 0 | 0 | 0 | 0 | 0 | 0 | 0 | 0 | 0 | 0 | 0 | 0 | 0 | 0 | 0 | 0 | 0 | 0 | 0
F2_Commercial_Restaurant (ID)_Existing_Food Preparation_Natural Gas_Oven_E4 | F2 | Commercial | Restaurant (ID) | Existing | Food Preparation | Natural Gas | Oven | E4 | RVT - Cost of Operation | 0 | 0 | 0 | 0 | 0 | 0 | 0 | 0 | 0 | 0 | 0 | 0 | 0 | 0 | 0 | 0 | 0 | 0 | 0 | 0 | 0 | 0 | 0 | 0 | 0 | 0 | 0
F2_Commercial_Restaurant (ID)_Existing_Food Preparation_Natural Gas_Oven_E5 | F2 | Commercial | Restaurant (ID) | Existing | Food Preparation | Natural Gas | Oven | E5 | RVT - Cost of Operation | 0 | 0 | 0 | 0 | 0 | 0 | 0 | 0 | 0 | 0 | 0 | 0 | 0 | 0 | 0 | 0 | 0 | 0 | 0 | 0 | 0 | 0 | 0 | 0 | 0 | 0 | 0
F2_Commercial_Restaurant (ID)_Existing_Food Preparation_Natural Gas_Oven_E6 | F2 | Commercial | Restaurant (ID) | Existing | Food Preparation | Natural Gas | Oven | E6 | RVT - Cost of Operation | 0 | 0 | 0 | 0 | 0 | 0 | 0 | 0 | 0 | 0 | 0 | 0 | 0 | 0 | 0 | 0 | 0 | 0 | 0 | 0 | 0 | 0 | 0 | 0 | 0 | 0 | 0
F2_Commercial_Restaurant (ID)_Existing_Food Preparation_Natural Gas_Oven_E7 | F2 | Commercial | Restaurant (ID) | Existing | Food Preparation | Natural Gas | Oven | E7 | RVT - Cost of Operation | 0 | 0 | 0 | 0 | 0 | 0 | 0 | 0 | 0 | 0 | 0 | 0 | 0 | 0 | 0 | 0 | 0 | 0 | 0 | 0 | 0 | 0 | 0 | 0 | 0 | 0 | 0
F2_Commercial_Restaurant (ID)_Existing_Food Preparation_Natural Gas_Oven_E8 | F2 | Commercial | Restaurant (ID) | Existing | Food Preparation | Natural Gas | Oven | E8 | RVT - Cost of Operation | 0 | 0 | 0 | 0 | 0 | 0 | 0 | 0 | 0 | 0 | 0 | 0 | 0 | 0 | 0 | 0 | 0 | 0 | 0 | 0 | 0 | 0 | 0 | 0 | 0 | 0 | 0
F2_Commercial_Restaurant (ID)_Existing_Food Preparation_Natural Gas_Oven_E9 | F2 | Commercial | Restaurant (ID) | Existing | Food Preparation | Natural Gas | Oven | E9 | RVT - Cost of Operation | 0 | 0 | 0 | 0 | 0 | 0 | 0 | 0 | 0 | 0 | 0 | 0 | 0 | 0 | 0 | 0 | 0 | 0 | 0 | 0 | 0 | 0 | 0 | 0 | 0 | 0 | 0
F2_Commercial_Restaurant (ID)_Existing_Food Preparation_Natural Gas_Oven_E10 | F2 | Commercial | Restaurant (ID) | Existing | Food Preparation | Natural Gas | Oven | E10 | RVT - Cost of Operation | 0 | 0 | 0 | 0 | 0 | 0 | 0 | 0 | 0 | 0 | 0 | 0 | 0 | 0 | 0 | 0 | 0 | 0 | 0 | 0 | 0 | 0 | 0 | 0 | 0 | 0 | 0
F3_Commercial_Restaurant (ID)_Existing_Food Preparation_Natural Gas_Oven_E1 | F3 | Commercial | Restaurant (ID) | Existing | Food Preparation | Natural Gas | Oven | E1 | System - kBTUs of Consumption | 36.4841 | 36.4841 | 36.4841 | 36.4841 | 36.4841 | 36.4841 | 36.4841 | 36.4841 | 36.4841 | 36.4841 | 36.4841 | 36.4841 | 36.4841 | 36.4841 | 36.4841 | 36.4841 | 36.4841 | 36.4841 | 36.4841 | 36.4841 | 36.4841 | 36.4841 | 36.4841 | 36.4841 | 36.4841 | 36.4841 | 36.4841
F3_Commercial_Restaurant (ID)_Existing_Food Preparation_Natural Gas_Oven_E2 | F3 | Commercial | Restaurant (ID) | Existing | Food Preparation | Natural Gas | Oven | E2 | System - kBTUs of Consumption | 25.9072 | 25.9072 | 25.9072 | 25.9072 | 25.9072 | 25.9072 | 25.9072 | 25.9072 | 25.9072 | 25.9072 | 25.9072 | 25.9072 | 25.9072 | 25.9072 | 25.9072 | 25.9072 | 25.9072 | 25.9072 | 25.9072 | 25.9072 | 25.9072 | 25.9072 | 25.9072 | 25.9072 | 25.9072 | 25.9072 | 25.9072
F3_Commercial_Restaurant (ID)_Existing_Food Preparation_Natural Gas_Oven_E3 | F3 | Commercial | Restaurant (ID) | Existing | Food Preparation | Natural Gas | Oven | E3 | System - kBTUs of Consumption | 0 | 0 | 0 | 0 | 0 | 0 | 0 | 0 | 0 | 0 | 0 | 0 | 0 | 0 | 0 | 0 | 0 | 0 | 0 | 0 | 0 | 0 | 0 | 0 | 0 | 0 | 0
F3_Commercial_Restaurant (ID)_Existing_Food Preparation_Natural Gas_Oven_E4 | F3 | Commercial | Restaurant (ID) | Existing | Food Preparation | Natural Gas | Oven | E4 | System - kBTUs of Consumption | 0 | 0 | 0 | 0 | 0 | 0 | 0 | 0 | 0 | 0 | 0 | 0 | 0 | 0 | 0 | 0 | 0 | 0 | 0 | 0 | 0 | 0 | 0 | 0 | 0 | 0 | 0
F3_Commercial_Restaurant (ID)_Existing_Food Preparation_Natural Gas_Oven_E5 | F3 | Commercial | Restaurant (ID) | Existing | Food Preparation | Natural Gas | Oven | E5 | System - kBTUs of Consumption | 0 | 0 | 0 | 0 | 0 | 0 | 0 | 0 | 0 | 0 | 0 | 0 | 0 | 0 | 0 | 0 | 0 | 0 | 0 | 0 | 0 | 0 | 0 | 0 | 0 | 0 | 0
F3_Commercial_Restaurant (ID)_Existing_Food Preparation_Natural Gas_Oven_E6 | F3 | Commercial | Restaurant (ID) | Existing | Food Preparation | Natural Gas | Oven | E6 | System - kBTUs of Consumption | 0 | 0 | 0 | 0 | 0 | 0 | 0 | 0 | 0 | 0 | 0 | 0 | 0 | 0 | 0 | 0 | 0 | 0 | 0 | 0 | 0 | 0 | 0 | 0 | 0 | 0 | 0
F3_Commercial_Restaurant (ID)_Existing_Food Preparation_Natural Gas_Oven_E7 | F3 | Commercial | Restaurant (ID) | Existing | Food Preparation | Natural Gas | Oven | E7 | System - kBTUs of Consumption | 0 | 0 | 0 | 0 | 0 | 0 | 0 | 0 | 0 | 0 | 0 | 0 | 0 | 0 | 0 | 0 | 0 | 0 | 0 | 0 | 0 | 0 | 0 | 0 | 0 | 0 | 0
F3_Commercial_Restaurant (ID)_Existing_Food Preparation_Natural Gas_Oven_E8 | F3 | Commercial | Restaurant (ID) | Existing | Food Preparation | Natural Gas | Oven | E8 | System - kBTUs of Consumption | 0 | 0 | 0 | 0 | 0 | 0 | 0 | 0 | 0 | 0 | 0 | 0 | 0 | 0 | 0 | 0 | 0 | 0 | 0 | 0 | 0 | 0 | 0 | 0 | 0 | 0 | 0
F3_Commercial_Restaurant (ID)_Existing_Food Preparation_Natural Gas_Oven_E9 | F3 | Commercial | Restaurant (ID) | Existing | Food Preparation | Natural Gas | Oven | E9 | System - kBTUs of Consumption | 0 | 0 | 0 | 0 | 0 | 0 | 0 | 0 | 0 | 0 | 0 | 0 | 0 | 0 | 0 | 0 | 0 | 0 | 0 | 0 | 0 | 0 | 0 | 0 | 0 | 0 | 0
F3_Commercial_Restaurant (ID)_Existing_Food Preparation_Natural Gas_Oven_E10 | F3 | Commercial | Restaurant (ID) | Existing | Food Preparation | Natural Gas | Oven | E10 | System - kBTUs of Consumption | 0 | 0 | 0 | 0 | 0 | 0 | 0 | 0 | 0 | 0 | 0 | 0 | 0 | 0 | 0 | 0 | 0 | 0 | 0 | 0 | 0 | 0 | 0 | 0 | 0 | 0 | 0
F4_Commercial_Restaurant (ID)_Existing_Food Preparation_Natural Gas_Oven_E1 | F4 | Commercial | Restaurant (ID) | Existing | Food Preparation | Natural Gas | Oven | E1 | Utility - Cost of Equipment | 0.001667 | 0.001667 | 0.001667 | 0.001667 | 0.001667 | 0.001667 | 0.001667 | 0.001667 | 0.001667 | 0.001667 | 0.001667 | 0.001667 | 0.001667 | 0.001667 | 0.001667 | 0.001667 | 0.001667 | 0.001667 | 0.001667 | 0.001667 | 0.001667 | 0.001667 | 0.001667 | 0.001667 | 0.001667 | 0.001667 | 0.001667
F4_Commercial_Restaurant (ID)_Existing_Food Preparation_Natural Gas_Oven_E2 | F4 | Commercial | Restaurant (ID) | Existing | Food Preparation | Natural Gas | Oven | E2 | Utility - Cost of Equipment | 0.0022714 | 0.0022714 | 0.0022714 | 0.0022714 | 0.0022714 | 0.0022714 | 0.0022714 | 0.0022714 | 0.0022714 | 0.0022714 | 0.0022714 | 0.0022714 | 0.0022714 | 0.0022714 | 0.0022714 | 0.0022714 | 0.0022714 | 0.0022714 | 0.0022714 | 0.0022714 | 0.0022714 | 0.0022714 | 0.0022714 | 0.0022714 | 0.0022714 | 0.0022714 | 0.0022714
F4_Commercial_Restaurant (ID)_Existing_Food Preparation_Natural Gas_Oven_E3 | F4 | Commercial | Restaurant (ID) | Existing | Food Preparation | Natural Gas | Oven | E3 | Utility - Cost of Equipment | 0 | 0 | 0 | 0 | 0 | 0 | 0 | 0 | 0 | 0 | 0 | 0 | 0 | 0 | 0 | 0 | 0 | 0 | 0 | 0 | 0 | 0 | 0 | 0 | 0 | 0 | 0
F4_Commercial_Restaurant (ID)_Existing_Food Preparation_Natural Gas_Oven_E4 | F4 | Commercial | Restaurant (ID) | Existing | Food Preparation | Natural Gas | Oven | E4 | Utility - Cost of Equipment | 0 | 0 | 0 | 0 | 0 | 0 | 0 | 0 | 0 | 0 | 0 | 0 | 0 | 0 | 0 | 0 | 0 | 0 | 0 | 0 | 0 | 0 | 0 | 0 | 0 | 0 | 0
F4_Commercial_Restaurant (ID)_Existing_Food Preparation_Natural Gas_Oven_E5 | F4 | Commercial | Restaurant (ID) | Existing | Food Preparation | Natural Gas | Oven | E5 | Utility - Cost of Equipment | 0 | 0 | 0 | 0 | 0 | 0 | 0 | 0 | 0 | 0 | 0 | 0 | 0 | 0 | 0 | 0 | 0 | 0 | 0 | 0 | 0 | 0 | 0 | 0 | 0 | 0 | 0
F4_Commercial_Restaurant (ID)_Existing_Food Preparation_Natural Gas_Oven_E6 | F4 | Commercial | Restaurant (ID) | Existing | Food Preparation | Natural Gas | Oven | E6 | Utility - Cost of Equipment | 0 | 0 | 0 | 0 | 0 | 0 | 0 | 0 | 0 | 0 | 0 | 0 | 0 | 0 | 0 | 0 | 0 | 0 | 0 | 0 | 0 | 0 | 0 | 0 | 0 | 0 | 0
F4_Commercial_Restaurant (ID)_Existing_Food Preparation_Natural Gas_Oven_E7 | F4 | Commercial | Restaurant (ID) | Existing | Food Preparation | Natural Gas | Oven | E7 | Utility - Cost of Equipment | 0 | 0 | 0 | 0 | 0 | 0 | 0 | 0 | 0 | 0 | 0 | 0 | 0 | 0 | 0 | 0 | 0 | 0 | 0 | 0 | 0 | 0 | 0 | 0 | 0 | 0 | 0
F4_Commercial_Restaurant (ID)_Existing_Food Preparation_Natural Gas_Oven_E8 | F4 | Commercial | Restaurant (ID) | Existing | Food Preparation | Natural Gas | Oven | E8 | Utility - Cost of Equipment | 0 | 0 | 0 | 0 | 0 | 0 | 0 | 0 | 0 | 0 | 0 | 0 | 0 | 0 | 0 | 0 | 0 | 0 | 0 | 0 | 0 | 0 | 0 | 0 | 0 | 0 | 0
F4_Commercial_Restaurant (ID)_Existing_Food Preparation_Natural Gas_Oven_E9 | F4 | Commercial | Restaurant (ID) | Existing | Food Preparation | Natural Gas | Oven | E9 | Utility - Cost of Equipment | 0 | 0 | 0 | 0 | 0 | 0 | 0 | 0 | 0 | 0 | 0 | 0 | 0 | 0 | 0 | 0 | 0 | 0 | 0 | 0 | 0 | 0 | 0 | 0 | 0 | 0 | 0
F4_Commercial_Restaurant (ID)_Existing_Food Preparation_Natural Gas_Oven_E10 | F4 | Commercial | Restaurant (ID) | Existing | Food Preparation | Natural Gas | Oven | E10 | Utility - Cost of Equipment | 0 | 0 | 0 | 0 | 0 | 0 | 0 | 0 | 0 | 0 | 0 | 0 | 0 | 0 | 0 | 0 | 0 | 0 | 0 | 0 | 0 | 0 | 0 | 0 | 0 | 0 | 0
F5_Commercial_Restaurant (ID)_Existing_Food Preparation_Natural Gas_Oven_E1 | F5 | Commercial | Restaurant (ID) | Existing | Food Preparation | Natural Gas | Oven | E1 | Utility - Cost of Operation | 0.12653 | 0.12945 | 0.13313 | 0.13746 | 0.1425 | 0.14886 | 0.15548 | 0.16208 | 0.16845 | 0.1749 | 0.17994 | 0.18463 | 0.18968 | 0.1946 | 0.19895 | 0.20296 | 0.20651 | 0.20999 | 0.21374 | 0.21738 | 0.22111 | 0.22501 | 0.22895 | 0.23301 | 0.23715 | 0.24137 | 0.24566
F5_Commercial_Restaurant (ID)_Existing_Food Preparation_Natural Gas_Oven_E2 | F5 | Commercial | Restaurant (ID) | Existing | Food Preparation | Natural Gas | Oven | E2 | Utility - Cost of Operation | 0.089848 | 0.091923 | 0.094532 | 0.09761 | 0.10119 | 0.1057 | 0.1104 | 0.11509 | 0.11961 | 0.1242 | 0.12778 | 0.1311 | 0.13469 | 0.13819 | 0.14127 | 0.14412 | 0.14664 | 0.14912 | 0.15178 | 0.15436 | 0.15701 | 0.15978 | 0.16257 | 0.16546 | 0.1684 | 0.17139 | 0.17444
F5_Commercial_Restaurant (ID)_Existing_Food Preparation_Natural Gas_Oven_E3 | F5 | Commercial | Restaurant (ID) | Existing | Food Preparation | Natural Gas | Oven | E3 | Utility - Cost of Operation | 0 | 0 | 0 | 0 | 0 | 0 | 0 | 0 | 0 | 0 | 0 | 0 | 0 | 0 | 0 | 0 | 0 | 0 | 0 | 0 | 0 | 0 | 0 | 0 | 0 | 0 | 0
F5_Commercial_Restaurant (ID)_Existing_Food Preparation_Natural Gas_Oven_E4 | F5 | Commercial | Restaurant (ID) | Existing | Food Preparation | Natural Gas | Oven | E4 | Utility - Cost of Operation | 0 | 0 | 0 | 0 | 0 | 0 | 0 | 0 | 0 | 0 | 0 | 0 | 0 | 0 | 0 | 0 | 0 | 0 | 0 | 0 | 0 | 0 | 0 | 0 | 0 | 0 | 0
F5_Commercial_Restaurant (ID)_Existing_Food Preparation_Natural Gas_Oven_E5 | F5 | Commercial | Restaurant (ID) | Existing | Food Preparation | Natural Gas | Oven | E5 | Utility - Cost of Operation | 0 | 0 | 0 | 0 | 0 | 0 | 0 | 0 | 0 | 0 | 0 | 0 | 0 | 0 | 0 | 0 | 0 | 0 | 0 | 0 | 0 | 0 | 0 | 0 | 0 | 0 | 0
F5_Commercial_Restaurant (ID)_Existing_Food Preparation_Natural Gas_Oven_E6 | F5 | Commercial | Restaurant (ID) | Existing | Food Preparation | Natural Gas | Oven | E6 | Utility - Cost of Operation | 0 | 0 | 0 | 0 | 0 | 0 | 0 | 0 | 0 | 0 | 0 | 0 | 0 | 0 | 0 | 0 | 0 | 0 | 0 | 0 | 0 | 0 | 0 | 0 | 0 | 0 | 0
F5_Commercial_Restaurant (ID)_Existing_Food Preparation_Natural Gas_Oven_E7 | F5 | Commercial | Restaurant (ID) | Existing | Food Preparation | Natural Gas | Oven | E7 | Utility - Cost of Operation | 0 | 0 | 0 | 0 | 0 | 0 | 0 | 0 | 0 | 0 | 0 | 0 | 0 | 0 | 0 | 0 | 0 | 0 | 0 | 0 | 0 | 0 | 0 | 0 | 0 | 0 | 0
F5_Commercial_Restaurant (ID)_Existing_Food Preparation_Natural Gas_Oven_E8 | F5 | Commercial | Restaurant (ID) | Existing | Food Preparation | Natural Gas | Oven | E8 | Utility - Cost of Operation | 0 | 0 | 0 | 0 | 0 | 0 | 0 | 0 | 0 | 0 | 0 | 0 | 0 | 0 | 0 | 0 | 0 | 0 | 0 | 0 | 0 | 0 | 0 | 0 | 0 | 0 | 0
F5_Commercial_Restaurant (ID)_Existing_Food Preparation_Natural Gas_Oven_E9 | F5 | Commercial | Restaurant (ID) | Existing | Food Preparation | Natural Gas | Oven | E9 | Utility - Cost of Operation | 0 | 0 | 0 | 0 | 0 | 0 | 0 | 0 | 0 | 0 | 0 | 0 | 0 | 0 | 0 | 0 | 0 | 0 | 0 | 0 | 0 | 0 | 0 | 0 | 0 | 0 | 0
F5_Commercial_Restaurant (ID)_Existing_Food Preparation_Natural Gas_Oven_E10 | F5 | Commercial | Restaurant (ID) | Existing | Food Preparation | Natural Gas | Oven | E10 | Utility - Cost of Operation | 0 | 0 | 0 | 0 | 0 | 0 | 0 | 0 | 0 | 0 | 0 | 0 | 0 | 0 | 0 | 0 | 0 | 0 | 0 | 0 | 0 | 0 | 0 | 0 | 0 | 0 | 0
F6_Commercial_Restaurant (ID)_Existing_Food Preparation_Natural Gas_Oven_E1 | F6 | Commercial | Restaurant (ID) | Existing | Food Preparation | Natural Gas | Oven | E1 | Utility - Value of Sales | 0.15052 | 0.15302 | 0.15608 | 0.15979 | 0.1642 | 0.17004 | 0.17602 | 0.18181 | 0.18714 | 0.19226 | 0.19752 | 0.20222 | 0.20712 | 0.21165 | 0.21546 | 0.21884 | 0.22161 | 0.22422 | 0.22703 | 0.2296 | 0.23217 | 0.23626 | 0.24039 | 0.24467 | 0.24901 | 0.25344 | 0.25794
F6_Commercial_Restaurant (ID)_Existing_Food Preparation_Natural Gas_Oven_E2 | F6 | Commercial | Restaurant (ID) | Existing | Food Preparation | Natural Gas | Oven | E2 | Utility - Value of Sales | 0.10688 | 0.10866 | 0.11083 | 0.11346 | 0.1166 | 0.12074 | 0.12499 | 0.12911 | 0.13289 | 0.13653 | 0.14026 | 0.14359 | 0.14707 | 0.15029 | 0.153 | 0.1554 | 0.15736 | 0.15922 | 0.16121 | 0.16304 | 0.16486 | 0.16777 | 0.1707 | 0.17374 | 0.17682 | 0.17996 | 0.18316
F6_Commercial_Restaurant (ID)_Existing_Food Preparation_Natural Gas_Oven_E3 | F6 | Commercial | Restaurant (ID) | Existing | Food Preparation | Natural Gas | Oven | E3 | Utility - Value of Sales | 0 | 0 | 0 | 0 | 0 | 0 | 0 | 0 | 0 | 0 | 0 | 0 | 0 | 0 | 0 | 0 | 0 | 0 | 0 | 0 | 0 | 0 | 0 | 0 | 0 | 0 | 0
F6_Commercial_Restaurant (ID)_Existing_Food Preparation_Natural Gas_Oven_E4 | F6 | Commercial | Restaurant (ID) | Existing | Food Preparation | Natural Gas | Oven | E4 | Utility - Value of Sales | 0 | 0 | 0 | 0 | 0 | 0 | 0 | 0 | 0 | 0 | 0 | 0 | 0 | 0 | 0 | 0 | 0 | 0 | 0 | 0 | 0 | 0 | 0 | 0 | 0 | 0 | 0
F6_Commercial_Restaurant (ID)_Existing_Food Preparation_Natural Gas_Oven_E5 | F6 | Commercial | Restaurant (ID) | Existing | Food Preparation | Natural Gas | Oven | E5 | Utility - Value of Sales | 0 | 0 | 0 | 0 | 0 | 0 | 0 | 0 | 0 | 0 | 0 | 0 | 0 | 0 | 0 | 0 | 0 | 0 | 0 | 0 | 0 | 0 | 0 | 0 | 0 | 0 | 0
F6_Commercial_Restaurant (ID)_Existing_Food Preparation_Natural Gas_Oven_E6 | F6 | Commercial | Restaurant (ID) | Existing | Food Preparation | Natural Gas | Oven | E6 | Utility - Value of Sales | 0 | 0 | 0 | 0 | 0 | 0 | 0 | 0 | 0 | 0 | 0 | 0 | 0 | 0 | 0 | 0 | 0 | 0 | 0 | 0 | 0 | 0 | 0 | 0 | 0 | 0 | 0
F6_Commercial_Restaurant (ID)_Existing_Food Preparation_Natural Gas_Oven_E7 | F6 | Commercial | Restaurant (ID) | Existing | Food Preparation | Natural Gas | Oven | E7 | Utility - Value of Sales | 0 | 0 | 0 | 0 | 0 | 0 | 0 | 0 | 0 | 0 | 0 | 0 | 0 | 0 | 0 | 0 | 0 | 0 | 0 | 0 | 0 | 0 | 0 | 0 | 0 | 0 | 0
F6_Commercial_Restaurant (ID)_Existing_Food Preparation_Natural Gas_Oven_E8 | F6 | Commercial | Restaurant (ID) | Existing | Food Preparation | Natural Gas | Oven | E8 | Utility - Value of Sales | 0 | 0 | 0 | 0 | 0 | 0 | 0 | 0 | 0 | 0 | 0 | 0 | 0 | 0 | 0 | 0 | 0 | 0 | 0 | 0 | 0 | 0 | 0 | 0 | 0 | 0 | 0
F6_Commercial_Restaurant (ID)_Existing_Food Preparation_Natural Gas_Oven_E9 | F6 | Commercial | Restaurant (ID) | Existing | Food Preparation | Natural Gas | Oven | E9 | Utility - Value of Sales | 0 | 0 | 0 | 0 | 0 | 0 | 0 | 0 | 0 | 0 | 0 | 0 | 0 | 0 | 0 | 0 | 0 | 0 | 0 | 0 | 0 | 0 | 0 | 0 | 0 | 0 | 0
F6_Commercial_Restaurant (ID)_Existing_Food Preparation_Natural Gas_Oven_E10 | F6 | Commercial | Restaurant (ID) | Existing | Food Preparation | Natural Gas | Oven | E10 | Utility - Value of Sales | 0 | 0 | 0 | 0 | 0 | 0 | 0 | 0 | 0 | 0 | 0 | 0 | 0 | 0 | 0 | 0 | 0 | 0 | 0 | 0 | 0 | 0 | 0 | 0 | 0 | 0 | 0
F1_Commercial_Restaurant (ID)_Existing_Food Preparation_Natural Gas_Conveyor Oven_E1 | F1 | Commercial | Restaurant (ID) | Existing | Food Preparation | Natural Gas | Conveyor Oven | E1 | RVT - Cost of Equipment | 0.00096566 | 0.00096566 | 0.00096566 | 0.00096566 | 0.00096566 | 0.00096566 | 0.00096566 | 0.00096566 | 0.00096566 | 0.00096566 | 0.00096566 | 0.00096566 | 0.00096566 | 0.00096566 | 0.00096566 | 0.00096566 | 0.00096566 | 0.00096566 | 0.00096566 | 0.00096566 | 0.00096566 | 0.00096566 | 0.00096566 | 0.00096566 | 0.00096566 | 0.00096566 | 0.00096566
F1_Commercial_Restaurant (ID)_Existing_Food Preparation_Natural Gas_Conveyor Oven_E2 | F1 | Commercial | Restaurant (ID) | Existing | Food Preparation | Natural Gas | Conveyor Oven | E2 | RVT - Cost of Equipment | 0.0020458 | 0.0020458 | 0.0020458 | 0.0020458 | 0.0020458 | 0.0020458 | 0.0020458 | 0.0020458 | 0.0020458 | 0.0020458 | 0.0020458 | 0.0020458 | 0.0020458 | 0.0020458 | 0.0020458 | 0.0020458 | 0.0020458 | 0.0020458 | 0.0020458 | 0.0020458 | 0.0020458 | 0.0020458 | 0.0020458 | 0.0020458 | 0.0020458 | 0.0020458 | 0.0020458
F1_Commercial_Restaurant (ID)_Existing_Food Preparation_Natural Gas_Conveyor Oven_E3 | F1 | Commercial | Restaurant (ID) | Existing | Food Preparation | Natural Gas | Conveyor Oven | E3 | RVT - Cost of Equipment | 0 | 0 | 0 | 0 | 0 | 0 | 0 | 0 | 0 | 0 | 0 | 0 | 0 | 0 | 0 | 0 | 0 | 0 | 0 | 0 | 0 | 0 | 0 | 0 | 0 | 0 | 0
F1_Commercial_Restaurant (ID)_Existing_Food Preparation_Natural Gas_Conveyor Oven_E4 | F1 | Commercial | Restaurant (ID) | Existing | Food Preparation | Natural Gas | Conveyor Oven | E4 | RVT - Cost of Equipment | 0 | 0 | 0 | 0 | 0 | 0 | 0 | 0 | 0 | 0 | 0 | 0 | 0 | 0 | 0 | 0 | 0 | 0 | 0 | 0 | 0 | 0 | 0 | 0 | 0 | 0 | 0
F1_Commercial_Restaurant (ID)_Existing_Food Preparation_Natural Gas_Conveyor Oven_E5 | F1 | Commercial | Restaurant (ID) | Existing | Food Preparation | Natural Gas | Conveyor Oven | E5 | RVT - Cost of Equipment | 0 | 0 | 0 | 0 | 0 | 0 | 0 | 0 | 0 | 0 | 0 | 0 | 0 | 0 | 0 | 0 | 0 | 0 | 0 | 0 | 0 | 0 | 0 | 0 | 0 | 0 | 0
F1_Commercial_Restaurant (ID)_Existing_Food Preparation_Natural Gas_Conveyor Oven_E6 | F1 | Commercial | Restaurant (ID) | Existing | Food Preparation | Natural Gas | Conveyor Oven | E6 | RVT - Cost of Equipment | 0 | 0 | 0 | 0 | 0 | 0 | 0 | 0 | 0 | 0 | 0 | 0 | 0 | 0 | 0 | 0 | 0 | 0 | 0 | 0 | 0 | 0 | 0 | 0 | 0 | 0 | 0
F1_Commercial_Restaurant (ID)_Existing_Food Preparation_Natural Gas_Conveyor Oven_E7 | F1 | Commercial | Restaurant (ID) | Existing | Food Preparation | Natural Gas | Conveyor Oven | E7 | RVT - Cost of Equipment | 0 | 0 | 0 | 0 | 0 | 0 | 0 | 0 | 0 | 0 | 0 | 0 | 0 | 0 | 0 | 0 | 0 | 0 | 0 | 0 | 0 | 0 | 0 | 0 | 0 | 0 | 0
F1_Commercial_Restaurant (ID)_Existing_Food Preparation_Natural Gas_Conveyor Oven_E8 | F1 | Commercial | Restaurant (ID) | Existing | Food Preparation | Natural Gas | Conveyor Oven | E8 | RVT - Cost of Equipment | 0 | 0 | 0 | 0 | 0 | 0 | 0 | 0 | 0 | 0 | 0 | 0 | 0 | 0 | 0 | 0 | 0 | 0 | 0 | 0 | 0 | 0 | 0 | 0 | 0 | 0 | 0
F1_Commercial_Restaurant (ID)_Existing_Food Preparation_Natural Gas_Conveyor Oven_E9 | F1 | Commercial | Restaurant (ID) | Existing | Food Preparation | Natural Gas | Conveyor Oven | E9 | RVT - Cost of Equipment | 0 | 0 | 0 | 0 | 0 | 0 | 0 | 0 | 0 | 0 | 0 | 0 | 0 | 0 | 0 | 0 | 0 | 0 | 0 | 0 | 0 | 0 | 0 | 0 | 0 | 0 | 0
F1_Commercial_Restaurant (ID)_Existing_Food Preparation_Natural Gas_Conveyor Oven_E10 | F1 | Commercial | Restaurant (ID) | Existing | Food Preparation | Natural Gas | Conveyor Oven | E10 | RVT - Cost of Equipment | 0 | 0 | 0 | 0 | 0 | 0 | 0 | 0 | 0 | 0 | 0 | 0 | 0 | 0 | 0 | 0 | 0 | 0 | 0 | 0 | 0 | 0 | 0 | 0 | 0 | 0 | 0
F2_Commercial_Restaurant (ID)_Existing_Food Preparation_Natural Gas_Conveyor Oven_E1 | F2 | Commercial | Restaurant (ID) | Existing | Food Preparation | Natural Gas | Conveyor Oven | E1 | RVT - Cost of Operation | 0.26185 | 0.26745 | 0.27354 | 0.28013 | 0.28729 | 0.29571 | 0.30395 | 0.3118 | 0.319 | 0.32607 | 0.33346 | 0.34036 | 0.3477 | 0.35485 | 0.36121 | 0.36711 | 0.37234 | 0.37742 | 0.38275 | 0.38786 | 0.393 | 0.39995 | 0.40698 | 0.41421 | 0.42157 | 0.42906 | 0.43668
F2_Commercial_Restaurant (ID)_Existing_Food Preparation_Natural Gas_Conveyor Oven_E2 | F2 | Commercial | Restaurant (ID) | Existing | Food Preparation | Natural Gas | Conveyor Oven | E2 | RVT - Cost of Operation | 0.2081 | 0.21255 | 0.21739 | 0.22263 | 0.22832 | 0.23501 | 0.24156 | 0.2478 | 0.25352 | 0.25914 | 0.26501 | 0.2705 | 0.27633 | 0.28201 | 0.28707 | 0.29175 | 0.29591 | 0.29995 | 0.30419 | 0.30825 | 0.31233 | 0.31785 | 0.32344 | 0.32919 | 0.33504 | 0.34099 | 0.34705
F2_Commercial_Restaurant (ID)_Existing_Food Preparation_Natural Gas_Conveyor Oven_E3 | F2 | Commercial | Restaurant (ID) | Existing | Food Preparation | Natural Gas | Conveyor Oven | E3 | RVT - Cost of Operation | 0 | 0 | 0 | 0 | 0 | 0 | 0 | 0 | 0 | 0 | 0 | 0 | 0 | 0 | 0 | 0 | 0 | 0 | 0 | 0 | 0 | 0 | 0 | 0 | 0 | 0 | 0
F2_Commercial_Restaurant (ID)_Existing_Food Preparation_Natural Gas_Conveyor Oven_E4 | F2 | Commercial | Restaurant (ID) | Existing | Food Preparation | Natural Gas | Conveyor Oven | E4 | RVT - Cost of Operation | 0 | 0 | 0 | 0 | 0 | 0 | 0 | 0 | 0 | 0 | 0 | 0 | 0 | 0 | 0 | 0 | 0 | 0 | 0 | 0 | 0 | 0 | 0 | 0 | 0 | 0 | 0
F2_Commercial_Restaurant (ID)_Existing_Food Preparation_Natural Gas_Conveyor Oven_E5 | F2 | Commercial | Restaurant (ID) | Existing | Food Preparation | Natural Gas | Conveyor Oven | E5 | RVT - Cost of Operation | 0 | 0 | 0 | 0 | 0 | 0 | 0 | 0 | 0 | 0 | 0 | 0 | 0 | 0 | 0 | 0 | 0 | 0 | 0 | 0 | 0 | 0 | 0 | 0 | 0 | 0 | 0
F2_Commercial_Restaurant (ID)_Existing_Food Preparation_Natural Gas_Conveyor Oven_E6 | F2 | Commercial | Restaurant (ID) | Existing | Food Preparation | Natural Gas | Conveyor Oven | E6 | RVT - Cost of Operation | 0 | 0 | 0 | 0 | 0 | 0 | 0 | 0 | 0 | 0 | 0 | 0 | 0 | 0 | 0 | 0 | 0 | 0 | 0 | 0 | 0 | 0 | 0 | 0 | 0 | 0 | 0
F2_Commercial_Restaurant (ID)_Existing_Food Preparation_Natural Gas_Conveyor Oven_E7 | F2 | Commercial | Restaurant (ID) | Existing | Food Preparation | Natural Gas | Conveyor Oven | E7 | RVT - Cost of Operation | 0 | 0 | 0 | 0 | 0 | 0 | 0 | 0 | 0 | 0 | 0 | 0 | 0 | 0 | 0 | 0 | 0 | 0 | 0 | 0 | 0 | 0 | 0 | 0 | 0 | 0 | 0
F2_Commercial_Restaurant (ID)_Existing_Food Preparation_Natural Gas_Conveyor Oven_E8 | F2 | Commercial | Restaurant (ID) | Existing | Food Preparation | Natural Gas | Conveyor Oven | E8 | RVT - Cost of Operation | 0 | 0 | 0 | 0 | 0 | 0 | 0 | 0 | 0 | 0 | 0 | 0 | 0 | 0 | 0 | 0 | 0 | 0 | 0 | 0 | 0 | 0 | 0 | 0 | 0 | 0 | 0
F2_Commercial_Restaurant (ID)_Existing_Food Preparation_Natural Gas_Conveyor Oven_E9 | F2 | Commercial | Restaurant (ID) | Existing | Food Preparation | Natural Gas | Conveyor Oven | E9 | RVT - Cost of Operation | 0 | 0 | 0 | 0 | 0 | 0 | 0 | 0 | 0 | 0 | 0 | 0 | 0 | 0 | 0 | 0 | 0 | 0 | 0 | 0 | 0 | 0 | 0 | 0 | 0 | 0 | 0
F2_Commercial_Restaurant (ID)_Existing_Food Preparation_Natural Gas_Conveyor Oven_E10 | F2 | Commercial | Restaurant (ID) | Existing | Food Preparation | Natural Gas | Conveyor Oven | E10 | RVT - Cost of Operation | 0 | 0 | 0 | 0 | 0 | 0 | 0 | 0 | 0 | 0 | 0 | 0 | 0 | 0 | 0 | 0 | 0 | 0 | 0 | 0 | 0 | 0 | 0 | 0 | 0 | 0 | 0
F3_Commercial_Restaurant (ID)_Existing_Food Preparation_Natural Gas_Conveyor Oven_E1 | F3 | Commercial | Restaurant (ID) | Existing | Food Preparation | Natural Gas | Conveyor Oven | E1 | System - kBTUs of Consumption | 58.8797 | 58.8797 | 58.8797 | 58.8797 | 58.8797 | 58.8797 | 58.8797 | 58.8797 | 58.8797 | 58.8797 | 58.8797 | 58.8797 | 58.8797 | 58.8797 | 58.8797 | 58.8797 | 58.8797 | 58.8797 | 58.8797 | 58.8797 | 58.8797 | 58.8797 | 58.8797 | 58.8797 | 58.8797 | 58.8797 | 58.8797
F3_Commercial_Restaurant (ID)_Existing_Food Preparation_Natural Gas_Conveyor Oven_E2 | F3 | Commercial | Restaurant (ID) | Existing | Food Preparation | Natural Gas | Conveyor Oven | E2 | System - kBTUs of Consumption | 46.7938 | 46.7938 | 46.7938 | 46.7938 | 46.7938 | 46.7938 | 46.7938 | 46.7938 | 46.7938 | 46.7938 | 46.7938 | 46.7938 | 46.7938 | 46.7938 | 46.7938 | 46.7938 | 46.7938 | 46.7938 | 46.7938 | 46.7938 | 46.7938 | 46.7938 | 46.7938 | 46.7938 | 46.7938 | 46.7938 | 46.7938
F3_Commercial_Restaurant (ID)_Existing_Food Preparation_Natural Gas_Conveyor Oven_E3 | F3 | Commercial | Restaurant (ID) | Existing | Food Preparation | Natural Gas | Conveyor Oven | E3 | System - kBTUs of Consumption | 0 | 0 | 0 | 0 | 0 | 0 | 0 | 0 | 0 | 0 | 0 | 0 | 0 | 0 | 0 | 0 | 0 | 0 | 0 | 0 | 0 | 0 | 0 | 0 | 0 | 0 | 0
F3_Commercial_Restaurant (ID)_Existing_Food Preparation_Natural Gas_Conveyor Oven_E4 | F3 | Commercial | Restaurant (ID) | Existing | Food Preparation | Natural Gas | Conveyor Oven | E4 | System - kBTUs of Consumption | 0 | 0 | 0 | 0 | 0 | 0 | 0 | 0 | 0 | 0 | 0 | 0 | 0 | 0 | 0 | 0 | 0 | 0 | 0 | 0 | 0 | 0 | 0 | 0 | 0 | 0 | 0
F3_Commercial_Restaurant (ID)_Existing_Food Preparation_Natural Gas_Conveyor Oven_E5 | F3 | Commercial | Restaurant (ID) | Existing | Food Preparation | Natural Gas | Conveyor Oven | E5 | System - kBTUs of Consumption | 0 | 0 | 0 | 0 | 0 | 0 | 0 | 0 | 0 | 0 | 0 | 0 | 0 | 0 | 0 | 0 | 0 | 0 | 0 | 0 | 0 | 0 | 0 | 0 | 0 | 0 | 0
F3_Commercial_Restaurant (ID)_Existing_Food Preparation_Natural Gas_Conveyor Oven_E6 | F3 | Commercial | Restaurant (ID) | Existing | Food Preparation | Natural Gas | Conveyor Oven | E6 | System - kBTUs of Consumption | 0 | 0 | 0 | 0 | 0 | 0 | 0 | 0 | 0 | 0 | 0 | 0 | 0 | 0 | 0 | 0 | 0 | 0 | 0 | 0 | 0 | 0 | 0 | 0 | 0 | 0 | 0
F3_Commercial_Restaurant (ID)_Existing_Food Preparation_Natural Gas_Conveyor Oven_E7 | F3 | Commercial | Restaurant (ID) | Existing | Food Preparation | Natural Gas | Conveyor Oven | E7 | System - kBTUs of Consumption | 0 | 0 | 0 | 0 | 0 | 0 | 0 | 0 | 0 | 0 | 0 | 0 | 0 | 0 | 0 | 0 | 0 | 0 | 0 | 0 | 0 | 0 | 0 | 0 | 0 | 0 | 0
F3_Commercial_Restaurant (ID)_Existing_Food Preparation_Natural Gas_Conveyor Oven_E8 | F3 | Commercial | Restaurant (ID) | Existing | Food Preparation | Natural Gas | Conveyor Oven | E8 | System - kBTUs of Consumption | 0 | 0 | 0 | 0 | 0 | 0 | 0 | 0 | 0 | 0 | 0 | 0 | 0 | 0 | 0 | 0 | 0 | 0 | 0 | 0 | 0 | 0 | 0 | 0 | 0 | 0 | 0
F3_Commercial_Restaurant (ID)_Existing_Food Preparation_Natural Gas_Conveyor Oven_E9 | F3 | Commercial | Restaurant (ID) | Existing | Food Preparation | Natural Gas | Conveyor Oven | E9 | System - kBTUs of Consumption | 0 | 0 | 0 | 0 | 0 | 0 | 0 | 0 | 0 | 0 | 0 | 0 | 0 | 0 | 0 | 0 | 0 | 0 | 0 | 0 | 0 | 0 | 0 | 0 | 0 | 0 | 0
F3_Commercial_Restaurant (ID)_Existing_Food Preparation_Natural Gas_Conveyor Oven_E10 | F3 | Commercial | Restaurant (ID) | Existing | Food Preparation | Natural Gas | Conveyor Oven | E10 | System - kBTUs of Consumption | 0 | 0 | 0 | 0 | 0 | 0 | 0 | 0 | 0 | 0 | 0 | 0 | 0 | 0 | 0 | 0 | 0 | 0 | 0 | 0 | 0 | 0 | 0 | 0 | 0 | 0 | 0
F4_Commercial_Restaurant (ID)_Existing_Food Preparation_Natural Gas_Conveyor Oven_E1 | F4 | Commercial | Restaurant (ID) | Existing | Food Preparation | Natural Gas | Conveyor Oven | E1 | Utility - Cost of Equipment | 0.00096566 | 0.00096566 | 0.00096566 | 0.00096566 | 0.00096566 | 0.00096566 | 0.00096566 | 0.00096566 | 0.00096566 | 0.00096566 | 0.00096566 | 0.00096566 | 0.00096566 | 0.00096566 | 0.00096566 | 0.00096566 | 0.00096566 | 0.00096566 | 0.00096566 | 0.00096566 | 0.00096566 | 0.00096566 | 0.00096566 | 0.00096566 | 0.00096566 | 0.00096566 | 0.00096566
F4_Commercial_Restaurant (ID)_Existing_Food Preparation_Natural Gas_Conveyor Oven_E2 | F4 | Commercial | Restaurant (ID) | Existing | Food Preparation | Natural Gas | Conveyor Oven | E2 | Utility - Cost of Equipment | 0.0020458 | 0.0020458 | 0.0020458 | 0.0020458 | 0.0020458 | 0.0020458 | 0.0020458 | 0.0020458 | 0.0020458 | 0.0020458 | 0.0020458 | 0.0020458 | 0.0020458 | 0.0020458 | 0.0020458 | 0.0020458 | 0.0020458 | 0.0020458 | 0.0020458 | 0.0020458 | 0.0020458 | 0.0020458 | 0.0020458 | 0.0020458 | 0.0020458 | 0.0020458 | 0.0020458
F4_Commercial_Restaurant (ID)_Existing_Food Preparation_Natural Gas_Conveyor Oven_E3 | F4 | Commercial | Restaurant (ID) | Existing | Food Preparation | Natural Gas | Conveyor Oven | E3 | Utility - Cost of Equipment | 0 | 0 | 0 | 0 | 0 | 0 | 0 | 0 | 0 | 0 | 0 | 0 | 0 | 0 | 0 | 0 | 0 | 0 | 0 | 0 | 0 | 0 | 0 | 0 | 0 | 0 | 0
F4_Commercial_Restaurant (ID)_Existing_Food Preparation_Natural Gas_Conveyor Oven_E4 | F4 | Commercial | Restaurant (ID) | Existing | Food Preparation | Natural Gas | Conveyor Oven | E4 | Utility - Cost of Equipment | 0 | 0 | 0 | 0 | 0 | 0 | 0 | 0 | 0 | 0 | 0 | 0 | 0 | 0 | 0 | 0 | 0 | 0 | 0 | 0 | 0 | 0 | 0 | 0 | 0 | 0 | 0
F4_Commercial_Restaurant (ID)_Existing_Food Preparation_Natural Gas_Conveyor Oven_E5 | F4 | Commercial | Restaurant (ID) | Existing | Food Preparation | Natural Gas | Conveyor Oven | E5 | Utility - Cost of Equipment | 0 | 0 | 0 | 0 | 0 | 0 | 0 | 0 | 0 | 0 | 0 | 0 | 0 | 0 | 0 | 0 | 0 | 0 | 0 | 0 | 0 | 0 | 0 | 0 | 0 | 0 | 0
F4_Commercial_Restaurant (ID)_Existing_Food Preparation_Natural Gas_Conveyor Oven_E6 | F4 | Commercial | Restaurant (ID) | Existing | Food Preparation | Natural Gas | Conveyor Oven | E6 | Utility - Cost of Equipment | 0 | 0 | 0 | 0 | 0 | 0 | 0 | 0 | 0 | 0 | 0 | 0 | 0 | 0 | 0 | 0 | 0 | 0 | 0 | 0 | 0 | 0 | 0 | 0 | 0 | 0 | 0
F4_Commercial_Restaurant (ID)_Existing_Food Preparation_Natural Gas_Conveyor Oven_E7 | F4 | Commercial | Restaurant (ID) | Existing | Food Preparation | Natural Gas | Conveyor Oven | E7 | Utility - Cost of Equipment | 0 | 0 | 0 | 0 | 0 | 0 | 0 | 0 | 0 | 0 | 0 | 0 | 0 | 0 | 0 | 0 | 0 | 0 | 0 | 0 | 0 | 0 | 0 | 0 | 0 | 0 | 0
F4_Commercial_Restaurant (ID)_Existing_Food Preparation_Natural Gas_Conveyor Oven_E8 | F4 | Commercial | Restaurant (ID) | Existing | Food Preparation | Natural Gas | Conveyor Oven | E8 | Utility - Cost of Equipment | 0 | 0 | 0 | 0 | 0 | 0 | 0 | 0 | 0 | 0 | 0 | 0 | 0 | 0 | 0 | 0 | 0 | 0 | 0 | 0 | 0 | 0 | 0 | 0 | 0 | 0 | 0
F4_Commercial_Restaurant (ID)_Existing_Food Preparation_Natural Gas_Conveyor Oven_E9 | F4 | Commercial | Restaurant (ID) | Existing | Food Preparation | Natural Gas | Conveyor Oven | E9 | Utility - Cost of Equipment | 0 | 0 | 0 | 0 | 0 | 0 | 0 | 0 | 0 | 0 | 0 | 0 | 0 | 0 | 0 | 0 | 0 | 0 | 0 | 0 | 0 | 0 | 0 | 0 | 0 | 0 | 0
F4_Commercial_Restaurant (ID)_Existing_Food Preparation_Natural Gas_Conveyor Oven_E10 | F4 | Commercial | Restaurant (ID) | Existing | Food Preparation | Natural Gas | Conveyor Oven | E10 | Utility - Cost of Equipment | 0 | 0 | 0 | 0 | 0 | 0 | 0 | 0 | 0 | 0 | 0 | 0 | 0 | 0 | 0 | 0 | 0 | 0 | 0 | 0 | 0 | 0 | 0 | 0 | 0 | 0 | 0
F5_Commercial_Restaurant (ID)_Existing_Food Preparation_Natural Gas_Conveyor Oven_E1 | F5 | Commercial | Restaurant (ID) | Existing | Food Preparation | Natural Gas | Conveyor Oven | E1 | Utility - Cost of Operation | 0.22588 | 0.23194 | 0.23861 | 0.2459 | 0.2539 | 0.26321 | 0.27266 | 0.28197 | 0.29097 | 0.30009 | 0.30761 | 0.31476 | 0.32237 | 0.32989 | 0.33676 | 0.34331 | 0.34934 | 0.35533 | 0.36166 | 0.3679 | 0.37429 | 0.3809 | 0.3876 | 0.39449 | 0.40149 | 0.40863 | 0.41589
F5_Commercial_Restaurant (ID)_Existing_Food Preparation_Natural Gas_Conveyor Oven_E2 | F5 | Commercial | Restaurant (ID) | Existing | Food Preparation | Natural Gas | Conveyor Oven | E2 | Utility - Cost of Operation | 0.17952 | 0.18433 | 0.18963 | 0.19543 | 0.20178 | 0.20918 | 0.21669 | 0.2241 | 0.23124 | 0.23849 | 0.24447 | 0.25015 | 0.2562 | 0.26217 | 0.26764 | 0.27284 | 0.27763 | 0.28239 | 0.28742 | 0.29238 | 0.29746 | 0.30272 | 0.30804 | 0.31351 | 0.31908 | 0.32475 | 0.33052
F5_Commercial_Restaurant (ID)_Existing_Food Preparation_Natural Gas_Conveyor Oven_E3 | F5 | Commercial | Restaurant (ID) | Existing | Food Preparation | Natural Gas | Conveyor Oven | E3 | Utility - Cost of Operation | 0 | 0 | 0 | 0 | 0 | 0 | 0 | 0 | 0 | 0 | 0 | 0 | 0 | 0 | 0 | 0 | 0 | 0 | 0 | 0 | 0 | 0 | 0 | 0 | 0 | 0 | 0
F5_Commercial_Restaurant (ID)_Existing_Food Preparation_Natural Gas_Conveyor Oven_E4 | F5 | Commercial | Restaurant (ID) | Existing | Food Preparation | Natural Gas | Conveyor Oven | E4 | Utility - Cost of Operation | 0 | 0 | 0 | 0 | 0 | 0 | 0 | 0 | 0 | 0 | 0 | 0 | 0 | 0 | 0 | 0 | 0 | 0 | 0 | 0 | 0 | 0 | 0 | 0 | 0 | 0 | 0
F5_Commercial_Restaurant (ID)_Existing_Food Preparation_Natural Gas_Conveyor Oven_E5 | F5 | Commercial | Restaurant (ID) | Existing | Food Preparation | Natural Gas | Conveyor Oven | E5 | Utility - Cost of Operation | 0 | 0 | 0 | 0 | 0 | 0 | 0 | 0 | 0 | 0 | 0 | 0 | 0 | 0 | 0 | 0 | 0 | 0 | 0 | 0 | 0 | 0 | 0 | 0 | 0 | 0 | 0
F5_Commercial_Restaurant (ID)_Existing_Food Preparation_Natural Gas_Conveyor Oven_E6 | F5 | Commercial | Restaurant (ID) | Existing | Food Preparation | Natural Gas | Conveyor Oven | E6 | Utility - Cost of Operation | 0 | 0 | 0 | 0 | 0 | 0 | 0 | 0 | 0 | 0 | 0 | 0 | 0 | 0 | 0 | 0 | 0 | 0 | 0 | 0 | 0 | 0 | 0 | 0 | 0 | 0 | 0
F5_Commercial_Restaurant (ID)_Existing_Food Preparation_Natural Gas_Conveyor Oven_E7 | F5 | Commercial | Restaurant (ID) | Existing | Food Preparation | Natural Gas | Conveyor Oven | E7 | Utility - Cost of Operation | 0 | 0 | 0 | 0 | 0 | 0 | 0 | 0 | 0 | 0 | 0 | 0 | 0 | 0 | 0 | 0 | 0 | 0 | 0 | 0 | 0 | 0 | 0 | 0 | 0 | 0 | 0
F5_Commercial_Restaurant (ID)_Existing_Food Preparation_Natural Gas_Conveyor Oven_E8 | F5 | Commercial | Restaurant (ID) | Existing | Food Preparation | Natural Gas | Conveyor Oven | E8 | Utility - Cost of Operation | 0 | 0 | 0 | 0 | 0 | 0 | 0 | 0 | 0 | 0 | 0 | 0 | 0 | 0 | 0 | 0 | 0 | 0 | 0 | 0 | 0 | 0 | 0 | 0 | 0 | 0 | 0
F5_Commercial_Restaurant (ID)_Existing_Food Preparation_Natural Gas_Conveyor Oven_E9 | F5 | Commercial | Restaurant (ID) | Existing | Food Preparation | Natural Gas | Conveyor Oven | E9 | Utility - Cost of Operation | 0 | 0 | 0 | 0 | 0 | 0 | 0 | 0 | 0 | 0 | 0 | 0 | 0 | 0 | 0 | 0 | 0 | 0 | 0 | 0 | 0 | 0 | 0 | 0 | 0 | 0 | 0
F5_Commercial_Restaurant (ID)_Existing_Food Preparation_Natural Gas_Conveyor Oven_E10 | F5 | Commercial | Restaurant (ID) | Existing | Food Preparation | Natural Gas | Conveyor Oven | E10 | Utility - Cost of Operation | 0 | 0 | 0 | 0 | 0 | 0 | 0 | 0 | 0 | 0 | 0 | 0 | 0 | 0 | 0 | 0 | 0 | 0 | 0 | 0 | 0 | 0 | 0 | 0 | 0 | 0 | 0
F6_Commercial_Restaurant (ID)_Existing_Food Preparation_Natural Gas_Conveyor Oven_E1 | F6 | Commercial | Restaurant (ID) | Existing | Food Preparation | Natural Gas | Conveyor Oven | E1 | Utility - Value of Sales | 0.26185 | 0.26745 | 0.27354 | 0.28013 | 0.28729 | 0.29571 | 0.30395 | 0.3118 | 0.319 | 0.32607 | 0.33346 | 0.34036 | 0.3477 | 0.35485 | 0.36121 | 0.36711 | 0.37234 | 0.37742 | 0.38275 | 0.38786 | 0.393 | 0.39995 | 0.40698 | 0.41421 | 0.42157 | 0.42906 | 0.43668
F6_Commercial_Restaurant (ID)_Existing_Food Preparation_Natural Gas_Conveyor Oven_E2 | F6 | Commercial | Restaurant (ID) | Existing | Food Preparation | Natural Gas | Conveyor Oven | E2 | Utility - Value of Sales | 0.2081 | 0.21255 | 0.21739 | 0.22263 | 0.22832 | 0.23501 | 0.24156 | 0.2478 | 0.25352 | 0.25914 | 0.26501 | 0.2705 | 0.27633 | 0.28201 | 0.28707 | 0.29175 | 0.29591 | 0.29995 | 0.30419 | 0.30825 | 0.31233 | 0.31785 | 0.32344 | 0.32919 | 0.33504 | 0.34099 | 0.34705
F6_Commercial_Restaurant (ID)_Existing_Food Preparation_Natural Gas_Conveyor Oven_E3 | F6 | Commercial | Restaurant (ID) | Existing | Food Preparation | Natural Gas | Conveyor Oven | E3 | Utility - Value of Sales | 0 | 0 | 0 | 0 | 0 | 0 | 0 | 0 | 0 | 0 | 0 | 0 | 0 | 0 | 0 | 0 | 0 | 0 | 0 | 0 | 0 | 0 | 0 | 0 | 0 | 0 | 0
F6_Commercial_Restaurant (ID)_Existing_Food Preparation_Natural Gas_Conveyor Oven_E4 | F6 | Commercial | Restaurant (ID) | Existing | Food Preparation | Natural Gas | Conveyor Oven | E4 | Utility - Value of Sales | 0 | 0 | 0 | 0 | 0 | 0 | 0 | 0 | 0 | 0 | 0 | 0 | 0 | 0 | 0 | 0 | 0 | 0 | 0 | 0 | 0 | 0 | 0 | 0 | 0 | 0 | 0
F6_Commercial_Restaurant (ID)_Existing_Food Preparation_Natural Gas_Conveyor Oven_E5 | F6 | Commercial | Restaurant (ID) | Existing | Food Preparation | Natural Gas | Conveyor Oven | E5 | Utility - Value of Sales | 0 | 0 | 0 | 0 | 0 | 0 | 0 | 0 | 0 | 0 | 0 | 0 | 0 | 0 | 0 | 0 | 0 | 0 | 0 | 0 | 0 | 0 | 0 | 0 | 0 | 0 | 0
F6_Commercial_Restaurant (ID)_Existing_Food Preparation_Natural Gas_Conveyor Oven_E6 | F6 | Commercial | Restaurant (ID) | Existing | Food Preparation | Natural Gas | Conveyor Oven | E6 | Utility - Value of Sales | 0 | 0 | 0 | 0 | 0 | 0 | 0 | 0 | 0 | 0 | 0 | 0 | 0 | 0 | 0 | 0 | 0 | 0 | 0 | 0 | 0 | 0 | 0 | 0 | 0 | 0 | 0
F6_Commercial_Restaurant (ID)_Existing_Food Preparation_Natural Gas_Conveyor Oven_E7 | F6 | Commercial | Restaurant (ID) | Existing | Food Preparation | Natural Gas | Conveyor Oven | E7 | Utility - Value of Sales | 0 | 0 | 0 | 0 | 0 | 0 | 0 | 0 | 0 | 0 | 0 | 0 | 0 | 0 | 0 | 0 | 0 | 0 | 0 | 0 | 0 | 0 | 0 | 0 | 0 | 0 | 0
F6_Commercial_Restaurant (ID)_Existing_Food Preparation_Natural Gas_Conveyor Oven_E8 | F6 | Commercial | Restaurant (ID) | Existing | Food Preparation | Natural Gas | Conveyor Oven | E8 | Utility - Value of Sales | 0 | 0 | 0 | 0 | 0 | 0 | 0 | 0 | 0 | 0 | 0 | 0 | 0 | 0 | 0 | 0 | 0 | 0 | 0 | 0 | 0 | 0 | 0 | 0 | 0 | 0 | 0
F6_Commercial_Restaurant (ID)_Existing_Food Preparation_Natural Gas_Conveyor Oven_E9 | F6 | Commercial | Restaurant (ID) | Existing | Food Preparation | Natural Gas | Conveyor Oven | E9 | Utility - Value of Sales | 0 | 0 | 0 | 0 | 0 | 0 | 0 | 0 | 0 | 0 | 0 | 0 | 0 | 0 | 0 | 0 | 0 | 0 | 0 | 0 | 0 | 0 | 0 | 0 | 0 | 0 | 0
F6_Commercial_Restaurant (ID)_Existing_Food Preparation_Natural Gas_Conveyor Oven_E10 | F6 | Commercial | Restaurant (ID) | Existing | Food Preparation | Natural Gas | Conveyor Oven | E10 | Utility - Value of Sales | 0 | 0 | 0 | 0 | 0 | 0 | 0 | 0 | 0 | 0 | 0 | 0 | 0 | 0 | 0 | 0 | 0 | 0 | 0 | 0 | 0 | 0 | 0 | 0 | 0 | 0 | 0
F1_Commercial_Restaurant (ID)_Existing_Food Preparation_Natural Gas_Double Rack Oven_E1 | F1 | Commercial | Restaurant (ID) | Existing | Food Preparation | Natural Gas | Double Rack Oven | E1 | RVT - Cost of Equipment | 0.0020466 | 0.0020466 | 0.0020466 | 0.0020466 | 0.0020466 | 0.0020466 | 0.0020466 | 0.0020466 | 0.0020466 | 0.0020466 | 0.0020466 | 0.0020466 | 0.0020466 | 0.0020466 | 0.0020466 | 0.0020466 | 0.0020466 | 0.0020466 | 0.0020466 | 0.0020466 | 0.0020466 | 0.0020466 | 0.0020466 | 0.0020466 | 0.0020466 | 0.0020466 | 0.0020466
F1_Commercial_Restaurant (ID)_Existing_Food Preparation_Natural Gas_Double Rack Oven_E2 | F1 | Commercial | Restaurant (ID) | Existing | Food Preparation | Natural Gas | Double Rack Oven | E2 | RVT - Cost of Equipment | 0.0092846 | 0.0092846 | 0.0092846 | 0.0092846 | 0.0092846 | 0.0092846 | 0.0092846 | 0.0092846 | 0.0092846 | 0.0092846 | 0.0092846 | 0.0092846 | 0.0092846 | 0.0092846 | 0.0092846 | 0.0092846 | 0.0092846 | 0.0092846 | 0.0092846 | 0.0092846 | 0.0092846 | 0.0092846 | 0.0092846 | 0.0092846 | 0.0092846 | 0.0092846 | 0.0092846
F1_Commercial_Restaurant (ID)_Existing_Food Preparation_Natural Gas_Double Rack Oven_E3 | F1 | Commercial | Restaurant (ID) | Existing | Food Preparation | Natural Gas | Double Rack Oven | E3 | RVT - Cost of Equipment | 0 | 0 | 0 | 0 | 0 | 0 | 0 | 0 | 0 | 0 | 0 | 0 | 0 | 0 | 0 | 0 | 0 | 0 | 0 | 0 | 0 | 0 | 0 | 0 | 0 | 0 | 0
F1_Commercial_Restaurant (ID)_Existing_Food Preparation_Natural Gas_Double Rack Oven_E4 | F1 | Commercial | Restaurant (ID) | Existing | Food Preparation | Natural Gas | Double Rack Oven | E4 | RVT - Cost of Equipment | 0 | 0 | 0 | 0 | 0 | 0 | 0 | 0 | 0 | 0 | 0 | 0 | 0 | 0 | 0 | 0 | 0 | 0 | 0 | 0 | 0 | 0 | 0 | 0 | 0 | 0 | 0
F1_Commercial_Restaurant (ID)_Existing_Food Preparation_Natural Gas_Double Rack Oven_E5 | F1 | Commercial | Restaurant (ID) | Existing | Food Preparation | Natural Gas | Double Rack Oven | E5 | RVT - Cost of Equipment | 0 | 0 | 0 | 0 | 0 | 0 | 0 | 0 | 0 | 0 | 0 | 0 | 0 | 0 | 0 | 0 | 0 | 0 | 0 | 0 | 0 | 0 | 0 | 0 | 0 | 0 | 0
F1_Commercial_Restaurant (ID)_Existing_Food Preparation_Natural Gas_Double Rack Oven_E6 | F1 | Commercial | Restaurant (ID) | Existing | Food Preparation | Natural Gas | Double Rack Oven | E6 | RVT - Cost of Equipment | 0 | 0 | 0 | 0 | 0 | 0 | 0 | 0 | 0 | 0 | 0 | 0 | 0 | 0 | 0 | 0 | 0 | 0 | 0 | 0 | 0 | 0 | 0 | 0 | 0 | 0 | 0
F1_Commercial_Restaurant (ID)_Existing_Food Preparation_Natural Gas_Double Rack Oven_E7 | F1 | Commercial | Restaurant (ID) | Existing | Food Preparation | Natural Gas | Double Rack Oven | E7 | RVT - Cost of Equipment | 0 | 0 | 0 | 0 | 0 | 0 | 0 | 0 | 0 | 0 | 0 | 0 | 0 | 0 | 0 | 0 | 0 | 0 | 0 | 0 | 0 | 0 | 0 | 0 | 0 | 0 | 0
F1_Commercial_Restaurant (ID)_Existing_Food Preparation_Natural Gas_Double Rack Oven_E8 | F1 | Commercial | Restaurant (ID) | Existing | Food Preparation | Natural Gas | Double Rack Oven | E8 | RVT - Cost of Equipment | 0 | 0 | 0 | 0 | 0 | 0 | 0 | 0 | 0 | 0 | 0 | 0 | 0 | 0 | 0 | 0 | 0 | 0 | 0 | 0 | 0 | 0 | 0 | 0 | 0 | 0 | 0
F1_Commercial_Restaurant (ID)_Existing_Food Preparation_Natural Gas_Double Rack Oven_E9 | F1 | Commercial | Restaurant (ID) | Existing | Food Preparation | Natural Gas | Double Rack Oven | E9 | RVT - Cost of Equipment | 0 | 0 | 0 | 0 | 0 | 0 | 0 | 0 | 0 | 0 | 0 | 0 | 0 | 0 | 0 | 0 | 0 | 0 | 0 | 0 | 0 | 0 | 0 | 0 | 0 | 0 | 0
F1_Commercial_Restaurant (ID)_Existing_Food Preparation_Natural Gas_Double Rack Oven_E10 | F1 | Commercial | Restaurant (ID) | Existing | Food Preparation | Natural Gas | Double Rack Oven | E10 | RVT - Cost of Equipment | 0 | 0 | 0 | 0 | 0 | 0 | 0 | 0 | 0 | 0 | 0 | 0 | 0 | 0 | 0 | 0 | 0 | 0 | 0 | 0 | 0 | 0 | 0 | 0 | 0 | 0 | 0
F2_Commercial_Restaurant (ID)_Existing_Food Preparation_Natural Gas_Double Rack Oven_E1 | F2 | Commercial | Restaurant (ID) | Existing | Food Preparation | Natural Gas | Double Rack Oven | E1 | RVT - Cost of Operation | 0.42493 | 0.43295 | 0.44238 | 0.45336 | 0.46594 | 0.48165 | 0.4974 | 0.51235 | 0.52588 | 0.539 | 0.5526 | 0.56496 | 0.578 | 0.59034 | 0.60095 | 0.61053 | 0.61863 | 0.62637 | 0.6346 | 0.64228 | 0.64999 | 0.66146 | 0.67305 | 0.68501 | 0.69718 | 0.70957 | 0.72217
F2_Commercial_Restaurant (ID)_Existing_Food Preparation_Natural Gas_Double Rack Oven_E2 | F2 | Commercial | Restaurant (ID) | Existing | Food Preparation | Natural Gas | Double Rack Oven | E2 | RVT - Cost of Operation | 0.26326 | 0.26823 | 0.27407 | 0.28087 | 0.28867 | 0.2984 | 0.30816 | 0.31742 | 0.32581 | 0.33393 | 0.34236 | 0.35001 | 0.35809 | 0.36574 | 0.37231 | 0.37825 | 0.38327 | 0.38806 | 0.39316 | 0.39792 | 0.4027 | 0.4098 | 0.41698 | 0.42439 | 0.43193 | 0.4396 | 0.44741
F2_Commercial_Restaurant (ID)_Existing_Food Preparation_Natural Gas_Double Rack Oven_E3 | F2 | Commercial | Restaurant (ID) | Existing | Food Preparation | Natural Gas | Double Rack Oven | E3 | RVT - Cost of Operation | 0 | 0 | 0 | 0 | 0 | 0 | 0 | 0 | 0 | 0 | 0 | 0 | 0 | 0 | 0 | 0 | 0 | 0 | 0 | 0 | 0 | 0 | 0 | 0 | 0 | 0 | 0
F2_Commercial_Restaurant (ID)_Existing_Food Preparation_Natural Gas_Double Rack Oven_E4 | F2 | Commercial | Restaurant (ID) | Existing | Food Preparation | Natural Gas | Double Rack Oven | E4 | RVT - Cost of Operation | 0 | 0 | 0 | 0 | 0 | 0 | 0 | 0 | 0 | 0 | 0 | 0 | 0 | 0 | 0 | 0 | 0 | 0 | 0 | 0 | 0 | 0 | 0 | 0 | 0 | 0 | 0
F2_Commercial_Restaurant (ID)_Existing_Food Preparation_Natural Gas_Double Rack Oven_E5 | F2 | Commercial | Restaurant (ID) | Existing | Food Preparation | Natural Gas | Double Rack Oven | E5 | RVT - Cost of Operation | 0 | 0 | 0 | 0 | 0 | 0 | 0 | 0 | 0 | 0 | 0 | 0 | 0 | 0 | 0 | 0 | 0 | 0 | 0 | 0 | 0 | 0 | 0 | 0 | 0 | 0 | 0
F2_Commercial_Restaurant (ID)_Existing_Food Preparation_Natural Gas_Double Rack Oven_E6 | F2 | Commercial | Restaurant (ID) | Existing | Food Preparation | Natural Gas | Double Rack Oven | E6 | RVT - Cost of Operation | 0 | 0 | 0 | 0 | 0 | 0 | 0 | 0 | 0 | 0 | 0 | 0 | 0 | 0 | 0 | 0 | 0 | 0 | 0 | 0 | 0 | 0 | 0 | 0 | 0 | 0 | 0
F2_Commercial_Restaurant (ID)_Existing_Food Preparation_Natural Gas_Double Rack Oven_E7 | F2 | Commercial | Restaurant (ID) | Existing | Food Preparation | Natural Gas | Double Rack Oven | E7 | RVT - Cost of Operation | 0 | 0 | 0 | 0 | 0 | 0 | 0 | 0 | 0 | 0 | 0 | 0 | 0 | 0 | 0 | 0 | 0 | 0 | 0 | 0 | 0 | 0 | 0 | 0 | 0 | 0 | 0
F2_Commercial_Restaurant (ID)_Existing_Food Preparation_Natural Gas_Double Rack Oven_E8 | F2 | Commercial | Restaurant (ID) | Existing | Food Preparation | Natural Gas | Double Rack Oven | E8 | RVT - Cost of Operation | 0 | 0 | 0 | 0 | 0 | 0 | 0 | 0 | 0 | 0 | 0 | 0 | 0 | 0 | 0 | 0 | 0 | 0 | 0 | 0 | 0 | 0 | 0 | 0 | 0 | 0 | 0
F2_Commercial_Restaurant (ID)_Existing_Food Preparation_Natural Gas_Double Rack Oven_E9 | F2 | Commercial | Restaurant (ID) | Existing | Food Preparation | Natural Gas | Double Rack Oven | E9 | RVT - Cost of Operation | 0 | 0 | 0 | 0 | 0 | 0 | 0 | 0 | 0 | 0 | 0 | 0 | 0 | 0 | 0 | 0 | 0 | 0 | 0 | 0 | 0 | 0 | 0 | 0 | 0 | 0 | 0
F2_Commercial_Restaurant (ID)_Existing_Food Preparation_Natural Gas_Double Rack Oven_E10 | F2 | Commercial | Restaurant (ID) | Existing | Food Preparation | Natural Gas | Double Rack Oven | E10 | RVT - Cost of Operation | 0 | 0 | 0 | 0 | 0 | 0 | 0 | 0 | 0 | 0 | 0 | 0 | 0 | 0 | 0 | 0 | 0 | 0 | 0 | 0 | 0 | 0 | 0 | 0 | 0 | 0 | 0
F3_Commercial_Restaurant (ID)_Existing_Food Preparation_Natural Gas_Double Rack Oven_E1 | F3 | Commercial | Restaurant (ID) | Existing | Food Preparation | Natural Gas | Double Rack Oven | E1 | System - kBTUs of Consumption | 101.3712 | 101.3712 | 101.3712 | 101.3712 | 101.3712 | 101.3712 | 101.3712 | 101.3712 | 101.3712 | 101.3712 | 101.3712 | 101.3712 | 101.3712 | 101.3712 | 101.3712 | 101.3712 | 101.3712 | 101.3712 | 101.3712 | 101.3712 | 101.3712 | 101.3712 | 101.3712 | 101.3712 | 101.3712 | 101.3712 | 101.3712
F3_Commercial_Restaurant (ID)_Existing_Food Preparation_Natural Gas_Double Rack Oven_E2 | F3 | Commercial | Restaurant (ID) | Existing | Food Preparation | Natural Gas | Double Rack Oven | E2 | System - kBTUs of Consumption | 62.8034 | 62.8034 | 62.8034 | 62.8034 | 62.8034 | 62.8034 | 62.8034 | 62.8034 | 62.8034 | 62.8034 | 62.8034 | 62.8034 | 62.8034 | 62.8034 | 62.8034 | 62.8034 | 62.8034 | 62.8034 | 62.8034 | 62.8034 | 62.8034 | 62.8034 | 62.8034 | 62.8034 | 62.8034 | 62.8034 | 62.8034
F3_Commercial_Restaurant (ID)_Existing_Food Preparation_Natural Gas_Double Rack Oven_E3 | F3 | Commercial | Restaurant (ID) | Existing | Food Preparation | Natural Gas | Double Rack Oven | E3 | System - kBTUs of Consumption | 0 | 0 | 0 | 0 | 0 | 0 | 0 | 0 | 0 | 0 | 0 | 0 | 0 | 0 | 0 | 0 | 0 | 0 | 0 | 0 | 0 | 0 | 0 | 0 | 0 | 0 | 0
F3_Commercial_Restaurant (ID)_Existing_Food Preparation_Natural Gas_Double Rack Oven_E4 | F3 | Commercial | Restaurant (ID) | Existing | Food Preparation | Natural Gas | Double Rack Oven | E4 | System - kBTUs of Consumption | 0 | 0 | 0 | 0 | 0 | 0 | 0 | 0 | 0 | 0 | 0 | 0 | 0 | 0 | 0 | 0 | 0 | 0 | 0 | 0 | 0 | 0 | 0 | 0 | 0 | 0 | 0
F3_Commercial_Restaurant (ID)_Existing_Food Preparation_Natural Gas_Double Rack Oven_E5 | F3 | Commercial | Restaurant (ID) | Existing | Food Preparation | Natural Gas | Double Rack Oven | E5 | System - kBTUs of Consumption | 0 | 0 | 0 | 0 | 0 | 0 | 0 | 0 | 0 | 0 | 0 | 0 | 0 | 0 | 0 | 0 | 0 | 0 | 0 | 0 | 0 | 0 | 0 | 0 | 0 | 0 | 0
F3_Commercial_Restaurant (ID)_Existing_Food Preparation_Natural Gas_Double Rack Oven_E6 | F3 | Commercial | Restaurant (ID) | Existing | Food Preparation | Natural Gas | Double Rack Oven | E6 | System - kBTUs of Consumption | 0 | 0 | 0 | 0 | 0 | 0 | 0 | 0 | 0 | 0 | 0 | 0 | 0 | 0 | 0 | 0 | 0 | 0 | 0 | 0 | 0 | 0 | 0 | 0 | 0 | 0 | 0
F3_Commercial_Restaurant (ID)_Existing_Food Preparation_Natural Gas_Double Rack Oven_E7 | F3 | Commercial | Restaurant (ID) | Existing | Food Preparation | Natural Gas | Double Rack Oven | E7 | System - kBTUs of Consumption | 0 | 0 | 0 | 0 | 0 | 0 | 0 | 0 | 0 | 0 | 0 | 0 | 0 | 0 | 0 | 0 | 0 | 0 | 0 | 0 | 0 | 0 | 0 | 0 | 0 | 0 | 0
F3_Commercial_Restaurant (ID)_Existing_Food Preparation_Natural Gas_Double Rack Oven_E8 | F3 | Commercial | Restaurant (ID) | Existing | Food Preparation | Natural Gas | Double Rack Oven | E8 | System - kBTUs of Consumption | 0 | 0 | 0 | 0 | 0 | 0 | 0 | 0 | 0 | 0 | 0 | 0 | 0 | 0 | 0 | 0 | 0 | 0 | 0 | 0 | 0 | 0 | 0 | 0 | 0 | 0 | 0
F3_Commercial_Restaurant (ID)_Existing_Food Preparation_Natural Gas_Double Rack Oven_E9 | F3 | Commercial | Restaurant (ID) | Existing | Food Preparation | Natural Gas | Double Rack Oven | E9 | System - kBTUs of Consumption | 0 | 0 | 0 | 0 | 0 | 0 | 0 | 0 | 0 | 0 | 0 | 0 | 0 | 0 | 0 | 0 | 0 | 0 | 0 | 0 | 0 | 0 | 0 | 0 | 0 | 0 | 0
F3_Commercial_Restaurant (ID)_Existing_Food Preparation_Natural Gas_Double Rack Oven_E10 | F3 | Commercial | Restaurant (ID) | Existing | Food Preparation | Natural Gas | Double Rack Oven | E10 | System - kBTUs of Consumption | 0 | 0 | 0 | 0 | 0 | 0 | 0 | 0 | 0 | 0 | 0 | 0 | 0 | 0 | 0 | 0 | 0 | 0 | 0 | 0 | 0 | 0 | 0 | 0 | 0 | 0 | 0
F4_Commercial_Restaurant (ID)_Existing_Food Preparation_Natural Gas_Double Rack Oven_E1 | F4 | Commercial | Restaurant (ID) | Existing | Food Preparation | Natural Gas | Double Rack Oven | E1 | Utility - Cost of Equipment | 0.0020466 | 0.0020466 | 0.0020466 | 0.0020466 | 0.0020466 | 0.0020466 | 0.0020466 | 0.0020466 | 0.0020466 | 0.0020466 | 0.0020466 | 0.0020466 | 0.0020466 | 0.0020466 | 0.0020466 | 0.0020466 | 0.0020466 | 0.0020466 | 0.0020466 | 0.0020466 | 0.0020466 | 0.0020466 | 0.0020466 | 0.0020466 | 0.0020466 | 0.0020466 | 0.0020466
F4_Commercial_Restaurant (ID)_Existing_Food Preparation_Natural Gas_Double Rack Oven_E2 | F4 | Commercial | Restaurant (ID) | Existing | Food Preparation | Natural Gas | Double Rack Oven | E2 | Utility - Cost of Equipment | 0.0092846 | 0.0092846 | 0.0092846 | 0.0092846 | 0.0092846 | 0.0092846 | 0.0092846 | 0.0092846 | 0.0092846 | 0.0092846 | 0.0092846 | 0.0092846 | 0.0092846 | 0.0092846 | 0.0092846 | 0.0092846 | 0.0092846 | 0.0092846 | 0.0092846 | 0.0092846 | 0.0092846 | 0.0092846 | 0.0092846 | 0.0092846 | 0.0092846 | 0.0092846 | 0.0092846
F4_Commercial_Restaurant (ID)_Existing_Food Preparation_Natural Gas_Double Rack Oven_E3 | F4 | Commercial | Restaurant (ID) | Existing | Food Preparation | Natural Gas | Double Rack Oven | E3 | Utility - Cost of Equipment | 0 | 0 | 0 | 0 | 0 | 0 | 0 | 0 | 0 | 0 | 0 | 0 | 0 | 0 | 0 | 0 | 0 | 0 | 0 | 0 | 0 | 0 | 0 | 0 | 0 | 0 | 0
F4_Commercial_Restaurant (ID)_Existing_Food Preparation_Natural Gas_Double Rack Oven_E4 | F4 | Commercial | Restaurant (ID) | Existing | Food Preparation | Natural Gas | Double Rack Oven | E4 | Utility - Cost of Equipment | 0 | 0 | 0 | 0 | 0 | 0 | 0 | 0 | 0 | 0 | 0 | 0 | 0 | 0 | 0 | 0 | 0 | 0 | 0 | 0 | 0 | 0 | 0 | 0 | 0 | 0 | 0
F4_Commercial_Restaurant (ID)_Existing_Food Preparation_Natural Gas_Double Rack Oven_E5 | F4 | Commercial | Restaurant (ID) | Existing | Food Preparation | Natural Gas | Double Rack Oven | E5 | Utility - Cost of Equipment | 0 | 0 | 0 | 0 | 0 | 0 | 0 | 0 | 0 | 0 | 0 | 0 | 0 | 0 | 0 | 0 | 0 | 0 | 0 | 0 | 0 | 0 | 0 | 0 | 0 | 0 | 0
F4_Commercial_Restaurant (ID)_Existing_Food Preparation_Natural Gas_Double Rack Oven_E6 | F4 | Commercial | Restaurant (ID) | Existing | Food Preparation | Natural Gas | Double Rack Oven | E6 | Utility - Cost of Equipment | 0 | 0 | 0 | 0 | 0 | 0 | 0 | 0 | 0 | 0 | 0 | 0 | 0 | 0 | 0 | 0 | 0 | 0 | 0 | 0 | 0 | 0 | 0 | 0 | 0 | 0 | 0
F4_Commercial_Restaurant (ID)_Existing_Food Preparation_Natural Gas_Double Rack Oven_E7 | F4 | Commercial | Restaurant (ID) | Existing | Food Preparation | Natural Gas | Double Rack Oven | E7 | Utility - Cost of Equipment | 0 | 0 | 0 | 0 | 0 | 0 | 0 | 0 | 0 | 0 | 0 | 0 | 0 | 0 | 0 | 0 | 0 | 0 | 0 | 0 | 0 | 0 | 0 | 0 | 0 | 0 | 0
F4_Commercial_Restaurant (ID)_Existing_Food Preparation_Natural Gas_Double Rack Oven_E8 | F4 | Commercial | Restaurant (ID) | Existing | Food Preparation | Natural Gas | Double Rack Oven | E8 | Utility - Cost of Equipment | 0 | 0 | 0 | 0 | 0 | 0 | 0 | 0 | 0 | 0 | 0 | 0 | 0 | 0 | 0 | 0 | 0 | 0 | 0 | 0 | 0 | 0 | 0 | 0 | 0 | 0 | 0
F4_Commercial_Restaurant (ID)_Existing_Food Preparation_Natural Gas_Double Rack Oven_E9 | F4 | Commercial | Restaurant (ID) | Existing | Food Preparation | Natural Gas | Double Rack Oven | E9 | Utility - Cost of Equipment | 0 | 0 | 0 | 0 | 0 | 0 | 0 | 0 | 0 | 0 | 0 | 0 | 0 | 0 | 0 | 0 | 0 | 0 | 0 | 0 | 0 | 0 | 0 | 0 | 0 | 0 | 0
F4_Commercial_Restaurant (ID)_Existing_Food Preparation_Natural Gas_Double Rack Oven_E10 | F4 | Commercial | Restaurant (ID) | Existing | Food Preparation | Natural Gas | Double Rack Oven | E10 | Utility - Cost of Equipment | 0 | 0 | 0 | 0 | 0 | 0 | 0 | 0 | 0 | 0 | 0 | 0 | 0 | 0 | 0 | 0 | 0 | 0 | 0 | 0 | 0 | 0 | 0 | 0 | 0 | 0 | 0
F5_Commercial_Restaurant (ID)_Existing_Food Preparation_Natural Gas_Double Rack Oven_E1 | F5 | Commercial | Restaurant (ID) | Existing | Food Preparation | Natural Gas | Double Rack Oven | E1 | Utility - Cost of Operation | 0.36078 | 0.36987 | 0.38065 | 0.39299 | 0.40695 | 0.42394 | 0.44142 | 0.45873 | 0.4754 | 0.4923 | 0.50575 | 0.51835 | 0.53188 | 0.54513 | 0.55698 | 0.56806 | 0.57801 | 0.58782 | 0.59831 | 0.60853 | 0.61904 | 0.62996 | 0.641 | 0.65239 | 0.66398 | 0.67578 | 0.68778
F5_Commercial_Restaurant (ID)_Existing_Food Preparation_Natural Gas_Double Rack Oven_E2 | F5 | Commercial | Restaurant (ID) | Existing | Food Preparation | Natural Gas | Double Rack Oven | E2 | Utility - Cost of Operation | 0.22352 | 0.22915 | 0.23582 | 0.24347 | 0.25212 | 0.26265 | 0.27348 | 0.2842 | 0.29453 | 0.305 | 0.31333 | 0.32114 | 0.32952 | 0.33773 | 0.34507 | 0.35194 | 0.3581 | 0.36418 | 0.37067 | 0.37701 | 0.38352 | 0.39029 | 0.39713 | 0.40418 | 0.41136 | 0.41867 | 0.42611
F5_Commercial_Restaurant (ID)_Existing_Food Preparation_Natural Gas_Double Rack Oven_E3 | F5 | Commercial | Restaurant (ID) | Existing | Food Preparation | Natural Gas | Double Rack Oven | E3 | Utility - Cost of Operation | 0 | 0 | 0 | 0 | 0 | 0 | 0 | 0 | 0 | 0 | 0 | 0 | 0 | 0 | 0 | 0 | 0 | 0 | 0 | 0 | 0 | 0 | 0 | 0 | 0 | 0 | 0
F5_Commercial_Restaurant (ID)_Existing_Food Preparation_Natural Gas_Double Rack Oven_E4 | F5 | Commercial | Restaurant (ID) | Existing | Food Preparation | Natural Gas | Double Rack Oven | E4 | Utility - Cost of Operation | 0 | 0 | 0 | 0 | 0 | 0 | 0 | 0 | 0 | 0 | 0 | 0 | 0 | 0 | 0 | 0 | 0 | 0 | 0 | 0 | 0 | 0 | 0 | 0 | 0 | 0 | 0
F5_Commercial_Restaurant (ID)_Existing_Food Preparation_Natural Gas_Double Rack Oven_E5 | F5 | Commercial | Restaurant (ID) | Existing | Food Preparation | Natural Gas | Double Rack Oven | E5 | Utility - Cost of Operation | 0 | 0 | 0 | 0 | 0 | 0 | 0 | 0 | 0 | 0 | 0 | 0 | 0 | 0 | 0 | 0 | 0 | 0 | 0 | 0 | 0 | 0 | 0 | 0 | 0 | 0 | 0
F5_Commercial_Restaurant (ID)_Existing_Food Preparation_Natural Gas_Double Rack Oven_E6 | F5 | Commercial | Restaurant (ID) | Existing | Food Preparation | Natural Gas | Double Rack Oven | E6 | Utility - Cost of Operation | 0 | 0 | 0 | 0 | 0 | 0 | 0 | 0 | 0 | 0 | 0 | 0 | 0 | 0 | 0 | 0 | 0 | 0 | 0 | 0 | 0 | 0 | 0 | 0 | 0 | 0 | 0
F5_Commercial_Restaurant (ID)_Existing_Food Preparation_Natural Gas_Double Rack Oven_E7 | F5 | Commercial | Restaurant (ID) | Existing | Food Preparation | Natural Gas | Double Rack Oven | E7 | Utility - Cost of Operation | 0 | 0 | 0 | 0 | 0 | 0 | 0 | 0 | 0 | 0 | 0 | 0 | 0 | 0 | 0 | 0 | 0 | 0 | 0 | 0 | 0 | 0 | 0 | 0 | 0 | 0 | 0
F5_Commercial_Restaurant (ID)_Existing_Food Preparation_Natural Gas_Double Rack Oven_E8 | F5 | Commercial | Restaurant (ID) | Existing | Food Preparation | Natural Gas | Double Rack Oven | E8 | Utility - Cost of Operation | 0 | 0 | 0 | 0 | 0 | 0 | 0 | 0 | 0 | 0 | 0 | 0 | 0 | 0 | 0 | 0 | 0 | 0 | 0 | 0 | 0 | 0 | 0 | 0 | 0 | 0 | 0
F5_Commercial_Restaurant (ID)_Existing_Food Preparation_Natural Gas_Double Rack Oven_E9 | F5 | Commercial | Restaurant (ID) | Existing | Food Preparation | Natural Gas | Double Rack Oven | E9 | Utility - Cost of Operation | 0 | 0 | 0 | 0 | 0 | 0 | 0 | 0 | 0 | 0 | 0 | 0 | 0 | 0 | 0 | 0 | 0 | 0 | 0 | 0 | 0 | 0 | 0 | 0 | 0 | 0 | 0
F5_Commercial_Restaurant (ID)_Existing_Food Preparation_Natural Gas_Double Rack Oven_E10 | F5 | Commercial | Restaurant (ID) | Existing | Food Preparation | Natural Gas | Double Rack Oven | E10 | Utility - Cost of Operation | 0 | 0 | 0 | 0 | 0 | 0 | 0 | 0 | 0 | 0 | 0 | 0 | 0 | 0 | 0 | 0 | 0 | 0 | 0 | 0 | 0 | 0 | 0 | 0 | 0 | 0 | 0
F6_Commercial_Restaurant (ID)_Existing_Food Preparation_Natural Gas_Double Rack Oven_E1 | F6 | Commercial | Restaurant (ID) | Existing | Food Preparation | Natural Gas | Double Rack Oven | E1 | Utility - Value of Sales | 0.42493 | 0.43295 | 0.44238 | 0.45336 | 0.46594 | 0.48165 | 0.4974 | 0.51235 | 0.52588 | 0.539 | 0.5526 | 0.56496 | 0.578 | 0.59034 | 0.60095 | 0.61053 | 0.61863 | 0.62637 | 0.6346 | 0.64228 | 0.64999 | 0.66146 | 0.67305 | 0.68501 | 0.69718 | 0.70957 | 0.72217
F6_Commercial_Restaurant (ID)_Existing_Food Preparation_Natural Gas_Double Rack Oven_E2 | F6 | Commercial | Restaurant (ID) | Existing | Food Preparation | Natural Gas | Double Rack Oven | E2 | Utility - Value of Sales | 0.26326 | 0.26823 | 0.27407 | 0.28087 | 0.28867 | 0.2984 | 0.30816 | 0.31742 | 0.32581 | 0.33393 | 0.34236 | 0.35001 | 0.35809 | 0.36574 | 0.37231 | 0.37825 | 0.38327 | 0.38806 | 0.39316 | 0.39792 | 0.4027 | 0.4098 | 0.41698 | 0.42439 | 0.43193 | 0.4396 | 0.44741
F6_Commercial_Restaurant (ID)_Existing_Food Preparation_Natural Gas_Double Rack Oven_E3 | F6 | Commercial | Restaurant (ID) | Existing | Food Preparation | Natural Gas | Double Rack Oven | E3 | Utility - Value of Sales | 0 | 0 | 0 | 0 | 0 | 0 | 0 | 0 | 0 | 0 | 0 | 0 | 0 | 0 | 0 | 0 | 0 | 0 | 0 | 0 | 0 | 0 | 0 | 0 | 0 | 0 | 0
F6_Commercial_Restaurant (ID)_Existing_Food Preparation_Natural Gas_Double Rack Oven_E4 | F6 | Commercial | Restaurant (ID) | Existing | Food Preparation | Natural Gas | Double Rack Oven | E4 | Utility - Value of Sales | 0 | 0 | 0 | 0 | 0 | 0 | 0 | 0 | 0 | 0 | 0 | 0 | 0 | 0 | 0 | 0 | 0 | 0 | 0 | 0 | 0 | 0 | 0 | 0 | 0 | 0 | 0
F6_Commercial_Restaurant (ID)_Existing_Food Preparation_Natural Gas_Double Rack Oven_E5 | F6 | Commercial | Restaurant (ID) | Existing | Food Preparation | Natural Gas | Double Rack Oven | E5 | Utility - Value of Sales | 0 | 0 | 0 | 0 | 0 | 0 | 0 | 0 | 0 | 0 | 0 | 0 | 0 | 0 | 0 | 0 | 0 | 0 | 0 | 0 | 0 | 0 | 0 | 0 | 0 | 0 | 0
F6_Commercial_Restaurant (ID)_Existing_Food Preparation_Natural Gas_Double Rack Oven_E6 | F6 | Commercial | Restaurant (ID) | Existing | Food Preparation | Natural Gas | Double Rack Oven | E6 | Utility - Value of Sales | 0 | 0 | 0 | 0 | 0 | 0 | 0 | 0 | 0 | 0 | 0 | 0 | 0 | 0 | 0 | 0 | 0 | 0 | 0 | 0 | 0 | 0 | 0 | 0 | 0 | 0 | 0
F6_Commercial_Restaurant (ID)_Existing_Food Preparation_Natural Gas_Double Rack Oven_E7 | F6 | Commercial | Restaurant (ID) | Existing | Food Preparation | Natural Gas | Double Rack Oven | E7 | Utility - Value of Sales | 0 | 0 | 0 | 0 | 0 | 0 | 0 | 0 | 0 | 0 | 0 | 0 | 0 | 0 | 0 | 0 | 0 | 0 | 0 | 0 | 0 | 0 | 0 | 0 | 0 | 0 | 0
F6_Commercial_Restaurant (ID)_Existing_Food Preparation_Natural Gas_Double Rack Oven_E8 | F6 | Commercial | Restaurant (ID) | Existing | Food Preparation | Natural Gas | Double Rack Oven | E8 | Utility - Value of Sales | 0 | 0 | 0 | 0 | 0 | 0 | 0 | 0 | 0 | 0 | 0 | 0 | 0 | 0 | 0 | 0 | 0 | 0 | 0 | 0 | 0 | 0 | 0 | 0 | 0 | 0 | 0
F6_Commercial_Restaurant (ID)_Existing_Food Preparation_Natural Gas_Double Rack Oven_E9 | F6 | Commercial | Restaurant (ID) | Existing | Food Preparation | Natural Gas | Double Rack Oven | E9 | Utility - Value of Sales | 0 | 0 | 0 | 0 | 0 | 0 | 0 | 0 | 0 | 0 | 0 | 0 | 0 | 0 | 0 | 0 | 0 | 0 | 0 | 0 | 0 | 0 | 0 | 0 | 0 | 0 | 0
F6_Commercial_Restaurant (ID)_Existing_Food Preparation_Natural Gas_Double Rack Oven_E10 | F6 | Commercial | Restaurant (ID) | Existing | Food Preparation | Natural Gas | Double Rack Oven | E10 | Utility - Value of Sales | 0 | 0 | 0 | 0 | 0 | 0 | 0 | 0 | 0 | 0 | 0 | 0 | 0 | 0 | 0 | 0 | 0 | 0 | 0 | 0 | 0 | 0 | 0 | 0 | 0 | 0 | 0
F1_Commercial_Restaurant (ID)_Existing_Food Preparation_Natural Gas_Fryer_E1 | F1 | Commercial | Restaurant (ID) | Existing | Food Preparation | Natural Gas | Fryer | E1 | RVT - Cost of Equipment | 0.08142 | 0.08142 | 0.08142 | 0.08142 | 0.08142 | 0.08142 | 0.08142 | 0.08142 | 0.08142 | 0.08142 | 0.08142 | 0.08142 | 0.08142 | 0.08142 | 0.08142 | 0.08142 | 0.08142 | 0.08142 | 0.08142 | 0.08142 | 0.08142 | 0.08142 | 0.08142 | 0.08142 | 0.08142 | 0.08142 | 0.08142
F1_Commercial_Restaurant (ID)_Existing_Food Preparation_Natural Gas_Fryer_E2 | F1 | Commercial | Restaurant (ID) | Existing | Food Preparation | Natural Gas | Fryer | E2 | RVT - Cost of Equipment | 0.1205 | 0.1205 | 0.1205 | 0.1205 | 0.1205 | 0.1205 | 0.1205 | 0.1205 | 0.1205 | 0.1205 | 0.1205 | 0.1205 | 0.1205 | 0.1205 | 0.1205 | 0.1205 | 0.1205 | 0.1205 | 0.1205 | 0.1205 | 0.1205 | 0.1205 | 0.1205 | 0.1205 | 0.1205 | 0.1205 | 0.1205
F1_Commercial_Restaurant (ID)_Existing_Food Preparation_Natural Gas_Fryer_E3 | F1 | Commercial | Restaurant (ID) | Existing | Food Preparation | Natural Gas | Fryer | E3 | RVT - Cost of Equipment | 0 | 0 | 0 | 0 | 0 | 0 | 0 | 0 | 0 | 0 | 0 | 0 | 0 | 0 | 0 | 0 | 0 | 0 | 0 | 0 | 0 | 0 | 0 | 0 | 0 | 0 | 0
F1_Commercial_Restaurant (ID)_Existing_Food Preparation_Natural Gas_Fryer_E4 | F1 | Commercial | Restaurant (ID) | Existing | Food Preparation | Natural Gas | Fryer | E4 | RVT - Cost of Equipment | 0 | 0 | 0 | 0 | 0 | 0 | 0 | 0 | 0 | 0 | 0 | 0 | 0 | 0 | 0 | 0 | 0 | 0 | 0 | 0 | 0 | 0 | 0 | 0 | 0 | 0 | 0
F1_Commercial_Restaurant (ID)_Existing_Food Preparation_Natural Gas_Fryer_E5 | F1 | Commercial | Restaurant (ID) | Existing | Food Preparation | Natural Gas | Fryer | E5 | RVT - Cost of Equipment | 0 | 0 | 0 | 0 | 0 | 0 | 0 | 0 | 0 | 0 | 0 | 0 | 0 | 0 | 0 | 0 | 0 | 0 | 0 | 0 | 0 | 0 | 0 | 0 | 0 | 0 | 0
F1_Commercial_Restaurant (ID)_Existing_Food Preparation_Natural Gas_Fryer_E6 | F1 | Commercial | Restaurant (ID) | Existing | Food Preparation | Natural Gas | Fryer | E6 | RVT - Cost of Equipment | 0 | 0 | 0 | 0 | 0 | 0 | 0 | 0 | 0 | 0 | 0 | 0 | 0 | 0 | 0 | 0 | 0 | 0 | 0 | 0 | 0 | 0 | 0 | 0 | 0 | 0 | 0
F1_Commercial_Restaurant (ID)_Existing_Food Preparation_Natural Gas_Fryer_E7 | F1 | Commercial | Restaurant (ID) | Existing | Food Preparation | Natural Gas | Fryer | E7 | RVT - Cost of Equipment | 0 | 0 | 0 | 0 | 0 | 0 | 0 | 0 | 0 | 0 | 0 | 0 | 0 | 0 | 0 | 0 | 0 | 0 | 0 | 0 | 0 | 0 | 0 | 0 | 0 | 0 | 0
F1_Commercial_Restaurant (ID)_Existing_Food Preparation_Natural Gas_Fryer_E8 | F1 | Commercial | Restaurant (ID) | Existing | Food Preparation | Natural Gas | Fryer | E8 | RVT - Cost of Equipment | 0 | 0 | 0 | 0 | 0 | 0 | 0 | 0 | 0 | 0 | 0 | 0 | 0 | 0 | 0 | 0 | 0 | 0 | 0 | 0 | 0 | 0 | 0 | 0 | 0 | 0 | 0
F1_Commercial_Restaurant (ID)_Existing_Food Preparation_Natural Gas_Fryer_E9 | F1 | Commercial | Restaurant (ID) | Existing | Food Preparation | Natural Gas | Fryer | E9 | RVT - Cost of Equipment | 0 | 0 | 0 | 0 | 0 | 0 | 0 | 0 | 0 | 0 | 0 | 0 | 0 | 0 | 0 | 0 | 0 | 0 | 0 | 0 | 0 | 0 | 0 | 0 | 0 | 0 | 0
F1_Commercial_Restaurant (ID)_Existing_Food Preparation_Natural Gas_Fryer_E10 | F1 | Commercial | Restaurant (ID) | Existing | Food Preparation | Natural Gas | Fryer | E10 | RVT - Cost of Equipment | 0 | 0 | 0 | 0 | 0 | 0 | 0 | 0 | 0 | 0 | 0 | 0 | 0 | 0 | 0 | 0 | 0 | 0 | 0 | 0 | 0 | 0 | 0 | 0 | 0 | 0 | 0
F2_Commercial_Restaurant (ID)_Existing_Food Preparation_Natural Gas_Fryer_E1 | F2 | Commercial | Restaurant (ID) | Existing | Food Preparation | Natural Gas | Fryer | E1 | RVT - Cost of Operation | 0.2203 | 0.22472 | 0.22971 | 0.2353 | 0.24154 | 0.24909 | 0.25657 | 0.26365 | 0.27007 | 0.27632 | 0.28279 | 0.28873 | 0.29506 | 0.30121 | 0.30661 | 0.31157 | 0.31591 | 0.32009 | 0.32451 | 0.3287 | 0.33292 | 0.3388 | 0.34475 | 0.35088 | 0.35711 | 0.36345 | 0.36991
F2_Commercial_Restaurant (ID)_Existing_Food Preparation_Natural Gas_Fryer_E2 | F2 | Commercial | Restaurant (ID) | Existing | Food Preparation | Natural Gas | Fryer | E2 | RVT - Cost of Operation | 0.15194 | 0.15499 | 0.15843 | 0.16229 | 0.16659 | 0.1718 | 0.17696 | 0.18184 | 0.18627 | 0.19058 | 0.19504 | 0.19913 | 0.20351 | 0.20774 | 0.21147 | 0.21489 | 0.21788 | 0.22077 | 0.22382 | 0.22671 | 0.22962 | 0.23367 | 0.23778 | 0.242 | 0.2463 | 0.25068 | 0.25513
F2_Commercial_Restaurant (ID)_Existing_Food Preparation_Natural Gas_Fryer_E3 | F2 | Commercial | Restaurant (ID) | Existing | Food Preparation | Natural Gas | Fryer | E3 | RVT - Cost of Operation | 0 | 0 | 0 | 0 | 0 | 0 | 0 | 0 | 0 | 0 | 0 | 0 | 0 | 0 | 0 | 0 | 0 | 0 | 0 | 0 | 0 | 0 | 0 | 0 | 0 | 0 | 0
F2_Commercial_Restaurant (ID)_Existing_Food Preparation_Natural Gas_Fryer_E4 | F2 | Commercial | Restaurant (ID) | Existing | Food Preparation | Natural Gas | Fryer | E4 | RVT - Cost of Operation | 0 | 0 | 0 | 0 | 0 | 0 | 0 | 0 | 0 | 0 | 0 | 0 | 0 | 0 | 0 | 0 | 0 | 0 | 0 | 0 | 0 | 0 | 0 | 0 | 0 | 0 | 0
F2_Commercial_Restaurant (ID)_Existing_Food Preparation_Natural Gas_Fryer_E5 | F2 | Commercial | Restaurant (ID) | Existing | Food Preparation | Natural Gas | Fryer | E5 | RVT - Cost of Operation | 0 | 0 | 0 | 0 | 0 | 0 | 0 | 0 | 0 | 0 | 0 | 0 | 0 | 0 | 0 | 0 | 0 | 0 | 0 | 0 | 0 | 0 | 0 | 0 | 0 | 0 | 0
F2_Commercial_Restaurant (ID)_Existing_Food Preparation_Natural Gas_Fryer_E6 | F2 | Commercial | Restaurant (ID) | Existing | Food Preparation | Natural Gas | Fryer | E6 | RVT - Cost of Operation | 0 | 0 | 0 | 0 | 0 | 0 | 0 | 0 | 0 | 0 | 0 | 0 | 0 | 0 | 0 | 0 | 0 | 0 | 0 | 0 | 0 | 0 | 0 | 0 | 0 | 0 | 0
F2_Commercial_Restaurant (ID)_Existing_Food Preparation_Natural Gas_Fryer_E7 | F2 | Commercial | Restaurant (ID) | Existing | Food Preparation | Natural Gas | Fryer | E7 | RVT - Cost of Operation | 0 | 0 | 0 | 0 | 0 | 0 | 0 | 0 | 0 | 0 | 0 | 0 | 0 | 0 | 0 | 0 | 0 | 0 | 0 | 0 | 0 | 0 | 0 | 0 | 0 | 0 | 0
F2_Commercial_Restaurant (ID)_Existing_Food Preparation_Natural Gas_Fryer_E8 | F2 | Commercial | Restaurant (ID) | Existing | Food Preparation | Natural Gas | Fryer | E8 | RVT - Cost of Operation | 0 | 0 | 0 | 0 | 0 | 0 | 0 | 0 | 0 | 0 | 0 | 0 | 0 | 0 | 0 | 0 | 0 | 0 | 0 | 0 | 0 | 0 | 0 | 0 | 0 | 0 | 0
F2_Commercial_Restaurant (ID)_Existing_Food Preparation_Natural Gas_Fryer_E9 | F2 | Commercial | Restaurant (ID) | Existing | Food Preparation | Natural Gas | Fryer | E9 | RVT - Cost of Operation | 0 | 0 | 0 | 0 | 0 | 0 | 0 | 0 | 0 | 0 | 0 | 0 | 0 | 0 | 0 | 0 | 0 | 0 | 0 | 0 | 0 | 0 | 0 | 0 | 0 | 0 | 0
F2_Commercial_Restaurant (ID)_Existing_Food Preparation_Natural Gas_Fryer_E10 | F2 | Commercial | Restaurant (ID) | Existing | Food Preparation | Natural Gas | Fryer | E10 | RVT - Cost of Operation | 0 | 0 | 0 | 0 | 0 | 0 | 0 | 0 | 0 | 0 | 0 | 0 | 0 | 0 | 0 | 0 | 0 | 0 | 0 | 0 | 0 | 0 | 0 | 0 | 0 | 0 | 0
F3_Commercial_Restaurant (ID)_Existing_Food Preparation_Natural Gas_Fryer_E1 | F3 | Commercial | Restaurant (ID) | Existing | Food Preparation | Natural Gas | Fryer | E1 | System - kBTUs of Consumption | 50.9686 | 50.9686 | 50.9686 | 50.9686 | 50.9686 | 50.9686 | 50.9686 | 50.9686 | 50.9686 | 50.9686 | 50.9686 | 50.9686 | 50.9686 | 50.9686 | 50.9686 | 50.9686 | 50.9686 | 50.9686 | 50.9686 | 50.9686 | 50.9686 | 50.9686 | 50.9686 | 50.9686 | 50.9686 | 50.9686 | 50.9686
F3_Commercial_Restaurant (ID)_Existing_Food Preparation_Natural Gas_Fryer_E2 | F3 | Commercial | Restaurant (ID) | Existing | Food Preparation | Natural Gas | Fryer | E2 | System - kBTUs of Consumption | 35.1532 | 35.1532 | 35.1532 | 35.1532 | 35.1532 | 35.1532 | 35.1532 | 35.1532 | 35.1532 | 35.1532 | 35.1532 | 35.1532 | 35.1532 | 35.1532 | 35.1532 | 35.1532 | 35.1532 | 35.1532 | 35.1532 | 35.1532 | 35.1532 | 35.1532 | 35.1532 | 35.1532 | 35.1532 | 35.1532 | 35.1532
F3_Commercial_Restaurant (ID)_Existing_Food Preparation_Natural Gas_Fryer_E3 | F3 | Commercial | Restaurant (ID) | Existing | Food Preparation | Natural Gas | Fryer | E3 | System - kBTUs of Consumption | 0 | 0 | 0 | 0 | 0 | 0 | 0 | 0 | 0 | 0 | 0 | 0 | 0 | 0 | 0 | 0 | 0 | 0 | 0 | 0 | 0 | 0 | 0 | 0 | 0 | 0 | 0
F3_Commercial_Restaurant (ID)_Existing_Food Preparation_Natural Gas_Fryer_E4 | F3 | Commercial | Restaurant (ID) | Existing | Food Preparation | Natural Gas | Fryer | E4 | System - kBTUs of Consumption | 0 | 0 | 0 | 0 | 0 | 0 | 0 | 0 | 0 | 0 | 0 | 0 | 0 | 0 | 0 | 0 | 0 | 0 | 0 | 0 | 0 | 0 | 0 | 0 | 0 | 0 | 0
F3_Commercial_Restaurant (ID)_Existing_Food Preparation_Natural Gas_Fryer_E5 | F3 | Commercial | Restaurant (ID) | Existing | Food Preparation | Natural Gas | Fryer | E5 | System - kBTUs of Consumption | 0 | 0 | 0 | 0 | 0 | 0 | 0 | 0 | 0 | 0 | 0 | 0 | 0 | 0 | 0 | 0 | 0 | 0 | 0 | 0 | 0 | 0 | 0 | 0 | 0 | 0 | 0
F3_Commercial_Restaurant (ID)_Existing_Food Preparation_Natural Gas_Fryer_E6 | F3 | Commercial | Restaurant (ID) | Existing | Food Preparation | Natural Gas | Fryer | E6 | System - kBTUs of Consumption | 0 | 0 | 0 | 0 | 0 | 0 | 0 | 0 | 0 | 0 | 0 | 0 | 0 | 0 | 0 | 0 | 0 | 0 | 0 | 0 | 0 | 0 | 0 | 0 | 0 | 0 | 0
F3_Commercial_Restaurant (ID)_Existing_Food Preparation_Natural Gas_Fryer_E7 | F3 | Commercial | Restaurant (ID) | Existing | Food Preparation | Natural Gas | Fryer | E7 | System - kBTUs of Consumption | 0 | 0 | 0 | 0 | 0 | 0 | 0 | 0 | 0 | 0 | 0 | 0 | 0 | 0 | 0 | 0 | 0 | 0 | 0 | 0 | 0 | 0 | 0 | 0 | 0 | 0 | 0
F3_Commercial_Restaurant (ID)_Existing_Food Preparation_Natural Gas_Fryer_E8 | F3 | Commercial | Restaurant (ID) | Existing | Food Preparation | Natural Gas | Fryer | E8 | System - kBTUs of Consumption | 0 | 0 | 0 | 0 | 0 | 0 | 0 | 0 | 0 | 0 | 0 | 0 | 0 | 0 | 0 | 0 | 0 | 0 | 0 | 0 | 0 | 0 | 0 | 0 | 0 | 0 | 0
F3_Commercial_Restaurant (ID)_Existing_Food Preparation_Natural Gas_Fryer_E9 | F3 | Commercial | Restaurant (ID) | Existing | Food Preparation | Natural Gas | Fryer | E9 | System - kBTUs of Consumption | 0 | 0 | 0 | 0 | 0 | 0 | 0 | 0 | 0 | 0 | 0 | 0 | 0 | 0 | 0 | 0 | 0 | 0 | 0 | 0 | 0 | 0 | 0 | 0 | 0 | 0 | 0
F3_Commercial_Restaurant (ID)_Existing_Food Preparation_Natural Gas_Fryer_E10 | F3 | Commercial | Restaurant (ID) | Existing | Food Preparation | Natural Gas | Fryer | E10 | System - kBTUs of Consumption | 0 | 0 | 0 | 0 | 0 | 0 | 0 | 0 | 0 | 0 | 0 | 0 | 0 | 0 | 0 | 0 | 0 | 0 | 0 | 0 | 0 | 0 | 0 | 0 | 0 | 0 | 0
F4_Commercial_Restaurant (ID)_Existing_Food Preparation_Natural Gas_Fryer_E1 | F4 | Commercial | Restaurant (ID) | Existing | Food Preparation | Natural Gas | Fryer | E1 | Utility - Cost of Equipment | 0.08142 | 0.08142 | 0.08142 | 0.08142 | 0.08142 | 0.08142 | 0.08142 | 0.08142 | 0.08142 | 0.08142 | 0.08142 | 0.08142 | 0.08142 | 0.08142 | 0.08142 | 0.08142 | 0.08142 | 0.08142 | 0.08142 | 0.08142 | 0.08142 | 0.08142 | 0.08142 | 0.08142 | 0.08142 | 0.08142 | 0.08142
F4_Commercial_Restaurant (ID)_Existing_Food Preparation_Natural Gas_Fryer_E2 | F4 | Commercial | Restaurant (ID) | Existing | Food Preparation | Natural Gas | Fryer | E2 | Utility - Cost of Equipment | 0.1205 | 0.1205 | 0.1205 | 0.1205 | 0.1205 | 0.1205 | 0.1205 | 0.1205 | 0.1205 | 0.1205 | 0.1205 | 0.1205 | 0.1205 | 0.1205 | 0.1205 | 0.1205 | 0.1205 | 0.1205 | 0.1205 | 0.1205 | 0.1205 | 0.1205 | 0.1205 | 0.1205 | 0.1205 | 0.1205 | 0.1205
F4_Commercial_Restaurant (ID)_Existing_Food Preparation_Natural Gas_Fryer_E3 | F4 | Commercial | Restaurant (ID) | Existing | Food Preparation | Natural Gas | Fryer | E3 | Utility - Cost of Equipment | 0 | 0 | 0 | 0 | 0 | 0 | 0 | 0 | 0 | 0 | 0 | 0 | 0 | 0 | 0 | 0 | 0 | 0 | 0 | 0 | 0 | 0 | 0 | 0 | 0 | 0 | 0
F4_Commercial_Restaurant (ID)_Existing_Food Preparation_Natural Gas_Fryer_E4 | F4 | Commercial | Restaurant (ID) | Existing | Food Preparation | Natural Gas | Fryer | E4 | Utility - Cost of Equipment | 0 | 0 | 0 | 0 | 0 | 0 | 0 | 0 | 0 | 0 | 0 | 0 | 0 | 0 | 0 | 0 | 0 | 0 | 0 | 0 | 0 | 0 | 0 | 0 | 0 | 0 | 0
F4_Commercial_Restaurant (ID)_Existing_Food Preparation_Natural Gas_Fryer_E5 | F4 | Commercial | Restaurant (ID) | Existing | Food Preparation | Natural Gas | Fryer | E5 | Utility - Cost of Equipment | 0 | 0 | 0 | 0 | 0 | 0 | 0 | 0 | 0 | 0 | 0 | 0 | 0 | 0 | 0 | 0 | 0 | 0 | 0 | 0 | 0 | 0 | 0 | 0 | 0 | 0 | 0
F4_Commercial_Restaurant (ID)_Existing_Food Preparation_Natural Gas_Fryer_E6 | F4 | Commercial | Restaurant (ID) | Existing | Food Preparation | Natural Gas | Fryer | E6 | Utility - Cost of Equipment | 0 | 0 | 0 | 0 | 0 | 0 | 0 | 0 | 0 | 0 | 0 | 0 | 0 | 0 | 0 | 0 | 0 | 0 | 0 | 0 | 0 | 0 | 0 | 0 | 0 | 0 | 0
F4_Commercial_Restaurant (ID)_Existing_Food Preparation_Natural Gas_Fryer_E7 | F4 | Commercial | Restaurant (ID) | Existing | Food Preparation | Natural Gas | Fryer | E7 | Utility - Cost of Equipment | 0 | 0 | 0 | 0 | 0 | 0 | 0 | 0 | 0 | 0 | 0 | 0 | 0 | 0 | 0 | 0 | 0 | 0 | 0 | 0 | 0 | 0 | 0 | 0 | 0 | 0 | 0
F4_Commercial_Restaurant (ID)_Existing_Food Preparation_Natural Gas_Fryer_E8 | F4 | Commercial | Restaurant (ID) | Existing | Food Preparation | Natural Gas | Fryer | E8 | Utility - Cost of Equipment | 0 | 0 | 0 | 0 | 0 | 0 | 0 | 0 | 0 | 0 | 0 | 0 | 0 | 0 | 0 | 0 | 0 | 0 | 0 | 0 | 0 | 0 | 0 | 0 | 0 | 0 | 0
F4_Commercial_Restaurant (ID)_Existing_Food Preparation_Natural Gas_Fryer_E9 | F4 | Commercial | Restaurant (ID) | Existing | Food Preparation | Natural Gas | Fryer | E9 | Utility - Cost of Equipment | 0 | 0 | 0 | 0 | 0 | 0 | 0 | 0 | 0 | 0 | 0 | 0 | 0 | 0 | 0 | 0 | 0 | 0 | 0 | 0 | 0 | 0 | 0 | 0 | 0 | 0 | 0
F4_Commercial_Restaurant (ID)_Existing_Food Preparation_Natural Gas_Fryer_E10 | F4 | Commercial | Restaurant (ID) | Existing | Food Preparation | Natural Gas | Fryer | E10 | Utility - Cost of Equipment | 0 | 0 | 0 | 0 | 0 | 0 | 0 | 0 | 0 | 0 | 0 | 0 | 0 | 0 | 0 | 0 | 0 | 0 | 0 | 0 | 0 | 0 | 0 | 0 | 0 | 0 | 0
F5_Commercial_Restaurant (ID)_Existing_Food Preparation_Natural Gas_Fryer_E1 | F5 | Commercial | Restaurant (ID) | Existing | Food Preparation | Natural Gas | Fryer | E1 | Utility - Cost of Operation | 0.18897 | 0.19394 | 0.19951 | 0.20575 | 0.2127 | 0.22092 | 0.22929 | 0.23754 | 0.24547 | 0.25352 | 0.26007 | 0.26625 | 0.27287 | 0.27937 | 0.28528 | 0.29087 | 0.29597 | 0.30103 | 0.3064 | 0.31166 | 0.31707 | 0.32267 | 0.32833 | 0.33417 | 0.3401 | 0.34615 | 0.3523
F5_Commercial_Restaurant (ID)_Existing_Food Preparation_Natural Gas_Fryer_E2 | F5 | Commercial | Restaurant (ID) | Existing | Food Preparation | Natural Gas | Fryer | E2 | Utility - Cost of Operation | 0.13034 | 0.13376 | 0.1376 | 0.14191 | 0.1467 | 0.15237 | 0.15814 | 0.16383 | 0.1693 | 0.17485 | 0.17937 | 0.18364 | 0.1882 | 0.19268 | 0.19676 | 0.20061 | 0.20413 | 0.20762 | 0.21132 | 0.21496 | 0.21868 | 0.22255 | 0.22645 | 0.23048 | 0.23457 | 0.23874 | 0.24298
F5_Commercial_Restaurant (ID)_Existing_Food Preparation_Natural Gas_Fryer_E3 | F5 | Commercial | Restaurant (ID) | Existing | Food Preparation | Natural Gas | Fryer | E3 | Utility - Cost of Operation | 0 | 0 | 0 | 0 | 0 | 0 | 0 | 0 | 0 | 0 | 0 | 0 | 0 | 0 | 0 | 0 | 0 | 0 | 0 | 0 | 0 | 0 | 0 | 0 | 0 | 0 | 0
F5_Commercial_Restaurant (ID)_Existing_Food Preparation_Natural Gas_Fryer_E4 | F5 | Commercial | Restaurant (ID) | Existing | Food Preparation | Natural Gas | Fryer | E4 | Utility - Cost of Operation | 0 | 0 | 0 | 0 | 0 | 0 | 0 | 0 | 0 | 0 | 0 | 0 | 0 | 0 | 0 | 0 | 0 | 0 | 0 | 0 | 0 | 0 | 0 | 0 | 0 | 0 | 0
F5_Commercial_Restaurant (ID)_Existing_Food Preparation_Natural Gas_Fryer_E5 | F5 | Commercial | Restaurant (ID) | Existing | Food Preparation | Natural Gas | Fryer | E5 | Utility - Cost of Operation | 0 | 0 | 0 | 0 | 0 | 0 | 0 | 0 | 0 | 0 | 0 | 0 | 0 | 0 | 0 | 0 | 0 | 0 | 0 | 0 | 0 | 0 | 0 | 0 | 0 | 0 | 0
F5_Commercial_Restaurant (ID)_Existing_Food Preparation_Natural Gas_Fryer_E6 | F5 | Commercial | Restaurant (ID) | Existing | Food Preparation | Natural Gas | Fryer | E6 | Utility - Cost of Operation | 0 | 0 | 0 | 0 | 0 | 0 | 0 | 0 | 0 | 0 | 0 | 0 | 0 | 0 | 0 | 0 | 0 | 0 | 0 | 0 | 0 | 0 | 0 | 0 | 0 | 0 | 0
F5_Commercial_Restaurant (ID)_Existing_Food Preparation_Natural Gas_Fryer_E7 | F5 | Commercial | Restaurant (ID) | Existing | Food Preparation | Natural Gas | Fryer | E7 | Utility - Cost of Operation | 0 | 0 | 0 | 0 | 0 | 0 | 0 | 0 | 0 | 0 | 0 | 0 | 0 | 0 | 0 | 0 | 0 | 0 | 0 | 0 | 0 | 0 | 0 | 0 | 0 | 0 | 0
F5_Commercial_Restaurant (ID)_Existing_Food Preparation_Natural Gas_Fryer_E8 | F5 | Commercial | Restaurant (ID) | Existing | Food Preparation | Natural Gas | Fryer | E8 | Utility - Cost of Operation | 0 | 0 | 0 | 0 | 0 | 0 | 0 | 0 | 0 | 0 | 0 | 0 | 0 | 0 | 0 | 0 | 0 | 0 | 0 | 0 | 0 | 0 | 0 | 0 | 0 | 0 | 0
F5_Commercial_Restaurant (ID)_Existing_Food Preparation_Natural Gas_Fryer_E9 | F5 | Commercial | Restaurant (ID) | Existing | Food Preparation | Natural Gas | Fryer | E9 | Utility - Cost of Operation | 0 | 0 | 0 | 0 | 0 | 0 | 0 | 0 | 0 | 0 | 0 | 0 | 0 | 0 | 0 | 0 | 0 | 0 | 0 | 0 | 0 | 0 | 0 | 0 | 0 | 0 | 0
F5_Commercial_Restaurant (ID)_Existing_Food Preparation_Natural Gas_Fryer_E10 | F5 | Commercial | Restaurant (ID) | Existing | Food Preparation | Natural Gas | Fryer | E10 | Utility - Cost of Operation | 0 | 0 | 0 | 0 | 0 | 0 | 0 | 0 | 0 | 0 | 0 | 0 | 0 | 0 | 0 | 0 | 0 | 0 | 0 | 0 | 0 | 0 | 0 | 0 | 0 | 0 | 0
F6_Commercial_Restaurant (ID)_Existing_Food Preparation_Natural Gas_Fryer_E1 | F6 | Commercial | Restaurant (ID) | Existing | Food Preparation | Natural Gas | Fryer | E1 | Utility - Value of Sales | 0.2203 | 0.22472 | 0.22971 | 0.2353 | 0.24154 | 0.24909 | 0.25657 | 0.26365 | 0.27007 | 0.27632 | 0.28279 | 0.28873 | 0.29506 | 0.30121 | 0.30661 | 0.31157 | 0.31591 | 0.32009 | 0.32451 | 0.3287 | 0.33292 | 0.3388 | 0.34475 | 0.35088 | 0.35711 | 0.36345 | 0.36991
F6_Commercial_Restaurant (ID)_Existing_Food Preparation_Natural Gas_Fryer_E2 | F6 | Commercial | Restaurant (ID) | Existing | Food Preparation | Natural Gas | Fryer | E2 | Utility - Value of Sales | 0.15194 | 0.15499 | 0.15843 | 0.16229 | 0.16659 | 0.1718 | 0.17696 | 0.18184 | 0.18627 | 0.19058 | 0.19504 | 0.19913 | 0.20351 | 0.20774 | 0.21147 | 0.21489 | 0.21788 | 0.22077 | 0.22382 | 0.22671 | 0.22962 | 0.23367 | 0.23778 | 0.242 | 0.2463 | 0.25068 | 0.25513
F6_Commercial_Restaurant (ID)_Existing_Food Preparation_Natural Gas_Fryer_E3 | F6 | Commercial | Restaurant (ID) | Existing | Food Preparation | Natural Gas | Fryer | E3 | Utility - Value of Sales | 0 | 0 | 0 | 0 | 0 | 0 | 0 | 0 | 0 | 0 | 0 | 0 | 0 | 0 | 0 | 0 | 0 | 0 | 0 | 0 | 0 | 0 | 0 | 0 | 0 | 0 | 0
F6_Commercial_Restaurant (ID)_Existing_Food Preparation_Natural Gas_Fryer_E4 | F6 | Commercial | Restaurant (ID) | Existing | Food Preparation | Natural Gas | Fryer | E4 | Utility - Value of Sales | 0 | 0 | 0 | 0 | 0 | 0 | 0 | 0 | 0 | 0 | 0 | 0 | 0 | 0 | 0 | 0 | 0 | 0 | 0 | 0 | 0 | 0 | 0 | 0 | 0 | 0 | 0
F6_Commercial_Restaurant (ID)_Existing_Food Preparation_Natural Gas_Fryer_E5 | F6 | Commercial | Restaurant (ID) | Existing | Food Preparation | Natural Gas | Fryer | E5 | Utility - Value of Sales | 0 | 0 | 0 | 0 | 0 | 0 | 0 | 0 | 0 | 0 | 0 | 0 | 0 | 0 | 0 | 0 | 0 | 0 | 0 | 0 | 0 | 0 | 0 | 0 | 0 | 0 | 0
F6_Commercial_Restaurant (ID)_Existing_Food Preparation_Natural Gas_Fryer_E6 | F6 | Commercial | Restaurant (ID) | Existing | Food Preparation | Natural Gas | Fryer | E6 | Utility - Value of Sales | 0 | 0 | 0 | 0 | 0 | 0 | 0 | 0 | 0 | 0 | 0 | 0 | 0 | 0 | 0 | 0 | 0 | 0 | 0 | 0 | 0 | 0 | 0 | 0 | 0 | 0 | 0
F6_Commercial_Restaurant (ID)_Existing_Food Preparation_Natural Gas_Fryer_E7 | F6 | Commercial | Restaurant (ID) | Existing | Food Preparation | Natural Gas | Fryer | E7 | Utility - Value of Sales | 0 | 0 | 0 | 0 | 0 | 0 | 0 | 0 | 0 | 0 | 0 | 0 | 0 | 0 | 0 | 0 | 0 | 0 | 0 | 0 | 0 | 0 | 0 | 0 | 0 | 0 | 0
F6_Commercial_Restaurant (ID)_Existing_Food Preparation_Natural Gas_Fryer_E8 | F6 | Commercial | Restaurant (ID) | Existing | Food Preparation | Natural Gas | Fryer | E8 | Utility - Value of Sales | 0 | 0 | 0 | 0 | 0 | 0 | 0 | 0 | 0 | 0 | 0 | 0 | 0 | 0 | 0 | 0 | 0 | 0 | 0 | 0 | 0 | 0 | 0 | 0 | 0 | 0 | 0
F6_Commercial_Restaurant (ID)_Existing_Food Preparation_Natural Gas_Fryer_E9 | F6 | Commercial | Restaurant (ID) | Existing | Food Preparation | Natural Gas | Fryer | E9 | Utility - Value of Sales | 0 | 0 | 0 | 0 | 0 | 0 | 0 | 0 | 0 | 0 | 0 | 0 | 0 | 0 | 0 | 0 | 0 | 0 | 0 | 0 | 0 | 0 | 0 | 0 | 0 | 0 | 0
F6_Commercial_Restaurant (ID)_Existing_Food Preparation_Natural Gas_Fryer_E10 | F6 | Commercial | Restaurant (ID) | Existing | Food Preparation | Natural Gas | Fryer | E10 | Utility - Value of Sales | 0 | 0 | 0 | 0 | 0 | 0 | 0 | 0 | 0 | 0 | 0 | 0 | 0 | 0 | 0 | 0 | 0 | 0 | 0 | 0 | 0 | 0 | 0 | 0 | 0 | 0 | 0
F1_Commercial_Restaurant (ID)_Existing_Food Preparation_Natural Gas_Broiler_E1 | F1 | Commercial | Restaurant (ID) | Existing | Food Preparation | Natural Gas | Broiler | E1 | RVT - Cost of Equipment | 0.08467 | 0.08467 | 0.08467 | 0.08467 | 0.08467 | 0.08467 | 0.08467 | 0.08467 | 0.08467 | 0.08467 | 0.08467 | 0.08467 | 0.08467 | 0.08467 | 0.08467 | 0.08467 | 0.08467 | 0.08467 | 0.08467 | 0.08467 | 0.08467 | 0.08467 | 0.08467 | 0.08467 | 0.08467 | 0.08467 | 0.08467
F1_Commercial_Restaurant (ID)_Existing_Food Preparation_Natural Gas_Broiler_E2 | F1 | Commercial | Restaurant (ID) | Existing | Food Preparation | Natural Gas | Broiler | E2 | RVT - Cost of Equipment | 0.11854 | 0.11854 | 0.11854 | 0.11854 | 0.11854 | 0.11854 | 0.11854 | 0.11854 | 0.11854 | 0.11854 | 0.11854 | 0.11854 | 0.11854 | 0.11854 | 0.11854 | 0.11854 | 0.11854 | 0.11854 | 0.11854 | 0.11854 | 0.11854 | 0.11854 | 0.11854 | 0.11854 | 0.11854 | 0.11854 | 0.11854
F1_Commercial_Restaurant (ID)_Existing_Food Preparation_Natural Gas_Broiler_E3 | F1 | Commercial | Restaurant (ID) | Existing | Food Preparation | Natural Gas | Broiler | E3 | RVT - Cost of Equipment | 0 | 0 | 0 | 0 | 0 | 0 | 0 | 0 | 0 | 0 | 0 | 0 | 0 | 0 | 0 | 0 | 0 | 0 | 0 | 0 | 0 | 0 | 0 | 0 | 0 | 0 | 0
F1_Commercial_Restaurant (ID)_Existing_Food Preparation_Natural Gas_Broiler_E4 | F1 | Commercial | Restaurant (ID) | Existing | Food Preparation | Natural Gas | Broiler | E4 | RVT - Cost of Equipment | 0 | 0 | 0 | 0 | 0 | 0 | 0 | 0 | 0 | 0 | 0 | 0 | 0 | 0 | 0 | 0 | 0 | 0 | 0 | 0 | 0 | 0 | 0 | 0 | 0 | 0 | 0
F1_Commercial_Restaurant (ID)_Existing_Food Preparation_Natural Gas_Broiler_E5 | F1 | Commercial | Restaurant (ID) | Existing | Food Preparation | Natural Gas | Broiler | E5 | RVT - Cost of Equipment | 0 | 0 | 0 | 0 | 0 | 0 | 0 | 0 | 0 | 0 | 0 | 0 | 0 | 0 | 0 | 0 | 0 | 0 | 0 | 0 | 0 | 0 | 0 | 0 | 0 | 0 | 0
F1_Commercial_Restaurant (ID)_Existing_Food Preparation_Natural Gas_Broiler_E6 | F1 | Commercial | Restaurant (ID) | Existing | Food Preparation | Natural Gas | Broiler | E6 | RVT - Cost of Equipment | 0 | 0 | 0 | 0 | 0 | 0 | 0 | 0 | 0 | 0 | 0 | 0 | 0 | 0 | 0 | 0 | 0 | 0 | 0 | 0 | 0 | 0 | 0 | 0 | 0 | 0 | 0
F1_Commercial_Restaurant (ID)_Existing_Food Preparation_Natural Gas_Broiler_E7 | F1 | Commercial | Restaurant (ID) | Existing | Food Preparation | Natural Gas | Broiler | E7 | RVT - Cost of Equipment | 0 | 0 | 0 | 0 | 0 | 0 | 0 | 0 | 0 | 0 | 0 | 0 | 0 | 0 | 0 | 0 | 0 | 0 | 0 | 0 | 0 | 0 | 0 | 0 | 0 | 0 | 0
F1_Commercial_Restaurant (ID)_Existing_Food Preparation_Natural Gas_Broiler_E8 | F1 | Commercial | Restaurant (ID) | Existing | Food Preparation | Natural Gas | Broiler | E8 | RVT - Cost of Equipment | 0 | 0 | 0 | 0 | 0 | 0 | 0 | 0 | 0 | 0 | 0 | 0 | 0 | 0 | 0 | 0 | 0 | 0 | 0 | 0 | 0 | 0 | 0 | 0 | 0 | 0 | 0
F1_Commercial_Restaurant (ID)_Existing_Food Preparation_Natural Gas_Broiler_E9 | F1 | Commercial | Restaurant (ID) | Existing | Food Preparation | Natural Gas | Broiler | E9 | RVT - Cost of Equipment | 0 | 0 | 0 | 0 | 0 | 0 | 0 | 0 | 0 | 0 | 0 | 0 | 0 | 0 | 0 | 0 | 0 | 0 | 0 | 0 | 0 | 0 | 0 | 0 | 0 | 0 | 0
F1_Commercial_Restaurant (ID)_Existing_Food Preparation_Natural Gas_Broiler_E10 | F1 | Commercial | Restaurant (ID) | Existing | Food Preparation | Natural Gas | Broiler | E10 | RVT - Cost of Equipment | 0 | 0 | 0 | 0 | 0 | 0 | 0 | 0 | 0 | 0 | 0 | 0 | 0 | 0 | 0 | 0 | 0 | 0 | 0 | 0 | 0 | 0 | 0 | 0 | 0 | 0 | 0
F2_Commercial_Restaurant (ID)_Existing_Food Preparation_Natural Gas_Broiler_E1 | F2 | Commercial | Restaurant (ID) | Existing | Food Preparation | Natural Gas | Broiler | E1 | RVT - Cost of Operation | 0.21824 | 0.22236 | 0.2272 | 0.23284 | 0.23931 | 0.24737 | 0.25546 | 0.26314 | 0.27009 | 0.27683 | 0.28381 | 0.29016 | 0.29686 | 0.3032 | 0.30865 | 0.31356 | 0.31773 | 0.3217 | 0.32593 | 0.32987 | 0.33383 | 0.33973 | 0.34568 | 0.35182 | 0.35807 | 0.36443 | 0.37091
F2_Commercial_Restaurant (ID)_Existing_Food Preparation_Natural Gas_Broiler_E2 | F2 | Commercial | Restaurant (ID) | Existing | Food Preparation | Natural Gas | Broiler | E2 | RVT - Cost of Operation | 0.18614 | 0.18966 | 0.19379 | 0.1986 | 0.20411 | 0.21099 | 0.21789 | 0.22444 | 0.23037 | 0.23612 | 0.24207 | 0.24748 | 0.2532 | 0.2586 | 0.26325 | 0.26745 | 0.271 | 0.27439 | 0.27799 | 0.28136 | 0.28473 | 0.28976 | 0.29484 | 0.30008 | 0.30541 | 0.31083 | 0.31635
F2_Commercial_Restaurant (ID)_Existing_Food Preparation_Natural Gas_Broiler_E3 | F2 | Commercial | Restaurant (ID) | Existing | Food Preparation | Natural Gas | Broiler | E3 | RVT - Cost of Operation | 0 | 0 | 0 | 0 | 0 | 0 | 0 | 0 | 0 | 0 | 0 | 0 | 0 | 0 | 0 | 0 | 0 | 0 | 0 | 0 | 0 | 0 | 0 | 0 | 0 | 0 | 0
F2_Commercial_Restaurant (ID)_Existing_Food Preparation_Natural Gas_Broiler_E4 | F2 | Commercial | Restaurant (ID) | Existing | Food Preparation | Natural Gas | Broiler | E4 | RVT - Cost of Operation | 0 | 0 | 0 | 0 | 0 | 0 | 0 | 0 | 0 | 0 | 0 | 0 | 0 | 0 | 0 | 0 | 0 | 0 | 0 | 0 | 0 | 0 | 0 | 0 | 0 | 0 | 0
F2_Commercial_Restaurant (ID)_Existing_Food Preparation_Natural Gas_Broiler_E5 | F2 | Commercial | Restaurant (ID) | Existing | Food Preparation | Natural Gas | Broiler | E5 | RVT - Cost of Operation | 0 | 0 | 0 | 0 | 0 | 0 | 0 | 0 | 0 | 0 | 0 | 0 | 0 | 0 | 0 | 0 | 0 | 0 | 0 | 0 | 0 | 0 | 0 | 0 | 0 | 0 | 0
F2_Commercial_Restaurant (ID)_Existing_Food Preparation_Natural Gas_Broiler_E6 | F2 | Commercial | Restaurant (ID) | Existing | Food Preparation | Natural Gas | Broiler | E6 | RVT - Cost of Operation | 0 | 0 | 0 | 0 | 0 | 0 | 0 | 0 | 0 | 0 | 0 | 0 | 0 | 0 | 0 | 0 | 0 | 0 | 0 | 0 | 0 | 0 | 0 | 0 | 0 | 0 | 0
F2_Commercial_Restaurant (ID)_Existing_Food Preparation_Natural Gas_Broiler_E7 | F2 | Commercial | Restaurant (ID) | Existing | Food Preparation | Natural Gas | Broiler | E7 | RVT - Cost of Operation | 0 | 0 | 0 | 0 | 0 | 0 | 0 | 0 | 0 | 0 | 0 | 0 | 0 | 0 | 0 | 0 | 0 | 0 | 0 | 0 | 0 | 0 | 0 | 0 | 0 | 0 | 0
F2_Commercial_Restaurant (ID)_Existing_Food Preparation_Natural Gas_Broiler_E8 | F2 | Commercial | Restaurant (ID) | Existing | Food Preparation | Natural Gas | Broiler | E8 | RVT - Cost of Operation | 0 | 0 | 0 | 0 | 0 | 0 | 0 | 0 | 0 | 0 | 0 | 0 | 0 | 0 | 0 | 0 | 0 | 0 | 0 | 0 | 0 | 0 | 0 | 0 | 0 | 0 | 0
F2_Commercial_Restaurant (ID)_Existing_Food Preparation_Natural Gas_Broiler_E9 | F2 | Commercial | Restaurant (ID) | Existing | Food Preparation | Natural Gas | Broiler | E9 | RVT - Cost of Operation | 0 | 0 | 0 | 0 | 0 | 0 | 0 | 0 | 0 | 0 | 0 | 0 | 0 | 0 | 0 | 0 | 0 | 0 | 0 | 0 | 0 | 0 | 0 | 0 | 0 | 0 | 0
F2_Commercial_Restaurant (ID)_Existing_Food Preparation_Natural Gas_Broiler_E10 | F2 | Commercial | Restaurant (ID) | Existing | Food Preparation | Natural Gas | Broiler | E10 | RVT - Cost of Operation | 0 | 0 | 0 | 0 | 0 | 0 | 0 | 0 | 0 | 0 | 0 | 0 | 0 | 0 | 0 | 0 | 0 | 0 | 0 | 0 | 0 | 0 | 0 | 0 | 0 | 0 | 0
F3_Commercial_Restaurant (ID)_Existing_Food Preparation_Natural Gas_Broiler_E1 | F3 | Commercial | Restaurant (ID) | Existing | Food Preparation | Natural Gas | Broiler | E1 | System - kBTUs of Consumption | 52.0639 | 52.0639 | 52.0639 | 52.0639 | 52.0639 | 52.0639 | 52.0639 | 52.0639 | 52.0639 | 52.0639 | 52.0639 | 52.0639 | 52.0639 | 52.0639 | 52.0639 | 52.0639 | 52.0639 | 52.0639 | 52.0639 | 52.0639 | 52.0639 | 52.0639 | 52.0639 | 52.0639 | 52.0639 | 52.0639 | 52.0639
F3_Commercial_Restaurant (ID)_Existing_Food Preparation_Natural Gas_Broiler_E2 | F3 | Commercial | Restaurant (ID) | Existing | Food Preparation | Natural Gas | Broiler | E2 | System - kBTUs of Consumption | 44.4065 | 44.4065 | 44.4065 | 44.4065 | 44.4065 | 44.4065 | 44.4065 | 44.4065 | 44.4065 | 44.4065 | 44.4065 | 44.4065 | 44.4065 | 44.4065 | 44.4065 | 44.4065 | 44.4065 | 44.4065 | 44.4065 | 44.4065 | 44.4065 | 44.4065 | 44.4065 | 44.4065 | 44.4065 | 44.4065 | 44.4065
F3_Commercial_Restaurant (ID)_Existing_Food Preparation_Natural Gas_Broiler_E3 | F3 | Commercial | Restaurant (ID) | Existing | Food Preparation | Natural Gas | Broiler | E3 | System - kBTUs of Consumption | 0 | 0 | 0 | 0 | 0 | 0 | 0 | 0 | 0 | 0 | 0 | 0 | 0 | 0 | 0 | 0 | 0 | 0 | 0 | 0 | 0 | 0 | 0 | 0 | 0 | 0 | 0
F3_Commercial_Restaurant (ID)_Existing_Food Preparation_Natural Gas_Broiler_E4 | F3 | Commercial | Restaurant (ID) | Existing | Food Preparation | Natural Gas | Broiler | E4 | System - kBTUs of Consumption | 0 | 0 | 0 | 0 | 0 | 0 | 0 | 0 | 0 | 0 | 0 | 0 | 0 | 0 | 0 | 0 | 0 | 0 | 0 | 0 | 0 | 0 | 0 | 0 | 0 | 0 | 0
F3_Commercial_Restaurant (ID)_Existing_Food Preparation_Natural Gas_Broiler_E5 | F3 | Commercial | Restaurant (ID) | Existing | Food Preparation | Natural Gas | Broiler | E5 | System - kBTUs of Consumption | 0 | 0 | 0 | 0 | 0 | 0 | 0 | 0 | 0 | 0 | 0 | 0 | 0 | 0 | 0 | 0 | 0 | 0 | 0 | 0 | 0 | 0 | 0 | 0 | 0 | 0 | 0
F3_Commercial_Restaurant (ID)_Existing_Food Preparation_Natural Gas_Broiler_E6 | F3 | Commercial | Restaurant (ID) | Existing | Food Preparation | Natural Gas | Broiler | E6 | System - kBTUs of Consumption | 0 | 0 | 0 | 0 | 0 | 0 | 0 | 0 | 0 | 0 | 0 | 0 | 0 | 0 | 0 | 0 | 0 | 0 | 0 | 0 | 0 | 0 | 0 | 0 | 0 | 0 | 0
F3_Commercial_Restaurant (ID)_Existing_Food Preparation_Natural Gas_Broiler_E7 | F3 | Commercial | Restaurant (ID) | Existing | Food Preparation | Natural Gas | Broiler | E7 | System - kBTUs of Consumption | 0 | 0 | 0 | 0 | 0 | 0 | 0 | 0 | 0 | 0 | 0 | 0 | 0 | 0 | 0 | 0 | 0 | 0 | 0 | 0 | 0 | 0 | 0 | 0 | 0 | 0 | 0
F3_Commercial_Restaurant (ID)_Existing_Food Preparation_Natural Gas_Broiler_E8 | F3 | Commercial | Restaurant (ID) | Existing | Food Preparation | Natural Gas | Broiler | E8 | System - kBTUs of Consumption | 0 | 0 | 0 | 0 | 0 | 0 | 0 | 0 | 0 | 0 | 0 | 0 | 0 | 0 | 0 | 0 | 0 | 0 | 0 | 0 | 0 | 0 | 0 | 0 | 0 | 0 | 0
F3_Commercial_Restaurant (ID)_Existing_Food Preparation_Natural Gas_Broiler_E9 | F3 | Commercial | Restaurant (ID) | Existing | Food Preparation | Natural Gas | Broiler | E9 | System - kBTUs of Consumption | 0 | 0 | 0 | 0 | 0 | 0 | 0 | 0 | 0 | 0 | 0 | 0 | 0 | 0 | 0 | 0 | 0 | 0 | 0 | 0 | 0 | 0 | 0 | 0 | 0 | 0 | 0
F3_Commercial_Restaurant (ID)_Existing_Food Preparation_Natural Gas_Broiler_E10 | F3 | Commercial | Restaurant (ID) | Existing | Food Preparation | Natural Gas | Broiler | E10 | System - kBTUs of Consumption | 0 | 0 | 0 | 0 | 0 | 0 | 0 | 0 | 0 | 0 | 0 | 0 | 0 | 0 | 0 | 0 | 0 | 0 | 0 | 0 | 0 | 0 | 0 | 0 | 0 | 0 | 0
F4_Commercial_Restaurant (ID)_Existing_Food Preparation_Natural Gas_Broiler_E1 | F4 | Commercial | Restaurant (ID) | Existing | Food Preparation | Natural Gas | Broiler | E1 | Utility - Cost of Equipment | 0.08467 | 0.08467 | 0.08467 | 0.08467 | 0.08467 | 0.08467 | 0.08467 | 0.08467 | 0.08467 | 0.08467 | 0.08467 | 0.08467 | 0.08467 | 0.08467 | 0.08467 | 0.08467 | 0.08467 | 0.08467 | 0.08467 | 0.08467 | 0.08467 | 0.08467 | 0.08467 | 0.08467 | 0.08467 | 0.08467 | 0.08467
F4_Commercial_Restaurant (ID)_Existing_Food Preparation_Natural Gas_Broiler_E2 | F4 | Commercial | Restaurant (ID) | Existing | Food Preparation | Natural Gas | Broiler | E2 | Utility - Cost of Equipment | 0.11854 | 0.11854 | 0.11854 | 0.11854 | 0.11854 | 0.11854 | 0.11854 | 0.11854 | 0.11854 | 0.11854 | 0.11854 | 0.11854 | 0.11854 | 0.11854 | 0.11854 | 0.11854 | 0.11854 | 0.11854 | 0.11854 | 0.11854 | 0.11854 | 0.11854 | 0.11854 | 0.11854 | 0.11854 | 0.11854 | 0.11854
F4_Commercial_Restaurant (ID)_Existing_Food Preparation_Natural Gas_Broiler_E3 | F4 | Commercial | Restaurant (ID) | Existing | Food Preparation | Natural Gas | Broiler | E3 | Utility - Cost of Equipment | 0 | 0 | 0 | 0 | 0 | 0 | 0 | 0 | 0 | 0 | 0 | 0 | 0 | 0 | 0 | 0 | 0 | 0 | 0 | 0 | 0 | 0 | 0 | 0 | 0 | 0 | 0
F4_Commercial_Restaurant (ID)_Existing_Food Preparation_Natural Gas_Broiler_E4 | F4 | Commercial | Restaurant (ID) | Existing | Food Preparation | Natural Gas | Broiler | E4 | Utility - Cost of Equipment | 0 | 0 | 0 | 0 | 0 | 0 | 0 | 0 | 0 | 0 | 0 | 0 | 0 | 0 | 0 | 0 | 0 | 0 | 0 | 0 | 0 | 0 | 0 | 0 | 0 | 0 | 0
F4_Commercial_Restaurant (ID)_Existing_Food Preparation_Natural Gas_Broiler_E5 | F4 | Commercial | Restaurant (ID) | Existing | Food Preparation | Natural Gas | Broiler | E5 | Utility - Cost of Equipment | 0 | 0 | 0 | 0 | 0 | 0 | 0 | 0 | 0 | 0 | 0 | 0 | 0 | 0 | 0 | 0 | 0 | 0 | 0 | 0 | 0 | 0 | 0 | 0 | 0 | 0 | 0
F4_Commercial_Restaurant (ID)_Existing_Food Preparation_Natural Gas_Broiler_E6 | F4 | Commercial | Restaurant (ID) | Existing | Food Preparation | Natural Gas | Broiler | E6 | Utility - Cost of Equipment | 0 | 0 | 0 | 0 | 0 | 0 | 0 | 0 | 0 | 0 | 0 | 0 | 0 | 0 | 0 | 0 | 0 | 0 | 0 | 0 | 0 | 0 | 0 | 0 | 0 | 0 | 0
F4_Commercial_Restaurant (ID)_Existing_Food Preparation_Natural Gas_Broiler_E7 | F4 | Commercial | Restaurant (ID) | Existing | Food Preparation | Natural Gas | Broiler | E7 | Utility - Cost of Equipment | 0 | 0 | 0 | 0 | 0 | 0 | 0 | 0 | 0 | 0 | 0 | 0 | 0 | 0 | 0 | 0 | 0 | 0 | 0 | 0 | 0 | 0 | 0 | 0 | 0 | 0 | 0
F4_Commercial_Restaurant (ID)_Existing_Food Preparation_Natural Gas_Broiler_E8 | F4 | Commercial | Restaurant (ID) | Existing | Food Preparation | Natural Gas | Broiler | E8 | Utility - Cost of Equipment | 0 | 0 | 0 | 0 | 0 | 0 | 0 | 0 | 0 | 0 | 0 | 0 | 0 | 0 | 0 | 0 | 0 | 0 | 0 | 0 | 0 | 0 | 0 | 0 | 0 | 0 | 0
F4_Commercial_Restaurant (ID)_Existing_Food Preparation_Natural Gas_Broiler_E9 | F4 | Commercial | Restaurant (ID) | Existing | Food Preparation | Natural Gas | Broiler | E9 | Utility - Cost of Equipment | 0 | 0 | 0 | 0 | 0 | 0 | 0 | 0 | 0 | 0 | 0 | 0 | 0 | 0 | 0 | 0 | 0 | 0 | 0 | 0 | 0 | 0 | 0 | 0 | 0 | 0 | 0
F4_Commercial_Restaurant (ID)_Existing_Food Preparation_Natural Gas_Broiler_E10 | F4 | Commercial | Restaurant (ID) | Existing | Food Preparation | Natural Gas | Broiler | E10 | Utility - Cost of Equipment | 0 | 0 | 0 | 0 | 0 | 0 | 0 | 0 | 0 | 0 | 0 | 0 | 0 | 0 | 0 | 0 | 0 | 0 | 0 | 0 | 0 | 0 | 0 | 0 | 0 | 0 | 0
F5_Commercial_Restaurant (ID)_Existing_Food Preparation_Natural Gas_Broiler_E1 | F5 | Commercial | Restaurant (ID) | Existing | Food Preparation | Natural Gas | Broiler | E1 | Utility - Cost of Operation | 0.1853 | 0.18997 | 0.1955 | 0.20184 | 0.20901 | 0.21773 | 0.22671 | 0.2356 | 0.24416 | 0.25284 | 0.25975 | 0.26622 | 0.27317 | 0.27998 | 0.28606 | 0.29176 | 0.29686 | 0.3019 | 0.30729 | 0.31254 | 0.31794 | 0.32355 | 0.32922 | 0.33507 | 0.34102 | 0.34708 | 0.35324
F5_Commercial_Restaurant (ID)_Existing_Food Preparation_Natural Gas_Broiler_E2 | F5 | Commercial | Restaurant (ID) | Existing | Food Preparation | Natural Gas | Broiler | E2 | Utility - Cost of Operation | 0.15804 | 0.16203 | 0.16675 | 0.17215 | 0.17827 | 0.18571 | 0.19337 | 0.20095 | 0.20825 | 0.21566 | 0.22155 | 0.22707 | 0.23299 | 0.2388 | 0.24399 | 0.24885 | 0.2532 | 0.2575 | 0.26209 | 0.26657 | 0.27118 | 0.27596 | 0.2808 | 0.28579 | 0.29086 | 0.29603 | 0.30129
F5_Commercial_Restaurant (ID)_Existing_Food Preparation_Natural Gas_Broiler_E3 | F5 | Commercial | Restaurant (ID) | Existing | Food Preparation | Natural Gas | Broiler | E3 | Utility - Cost of Operation | 0 | 0 | 0 | 0 | 0 | 0 | 0 | 0 | 0 | 0 | 0 | 0 | 0 | 0 | 0 | 0 | 0 | 0 | 0 | 0 | 0 | 0 | 0 | 0 | 0 | 0 | 0
F5_Commercial_Restaurant (ID)_Existing_Food Preparation_Natural Gas_Broiler_E4 | F5 | Commercial | Restaurant (ID) | Existing | Food Preparation | Natural Gas | Broiler | E4 | Utility - Cost of Operation | 0 | 0 | 0 | 0 | 0 | 0 | 0 | 0 | 0 | 0 | 0 | 0 | 0 | 0 | 0 | 0 | 0 | 0 | 0 | 0 | 0 | 0 | 0 | 0 | 0 | 0 | 0
F5_Commercial_Restaurant (ID)_Existing_Food Preparation_Natural Gas_Broiler_E5 | F5 | Commercial | Restaurant (ID) | Existing | Food Preparation | Natural Gas | Broiler | E5 | Utility - Cost of Operation | 0 | 0 | 0 | 0 | 0 | 0 | 0 | 0 | 0 | 0 | 0 | 0 | 0 | 0 | 0 | 0 | 0 | 0 | 0 | 0 | 0 | 0 | 0 | 0 | 0 | 0 | 0
F5_Commercial_Restaurant (ID)_Existing_Food Preparation_Natural Gas_Broiler_E6 | F5 | Commercial | Restaurant (ID) | Existing | Food Preparation | Natural Gas | Broiler | E6 | Utility - Cost of Operation | 0 | 0 | 0 | 0 | 0 | 0 | 0 | 0 | 0 | 0 | 0 | 0 | 0 | 0 | 0 | 0 | 0 | 0 | 0 | 0 | 0 | 0 | 0 | 0 | 0 | 0 | 0
F5_Commercial_Restaurant (ID)_Existing_Food Preparation_Natural Gas_Broiler_E7 | F5 | Commercial | Restaurant (ID) | Existing | Food Preparation | Natural Gas | Broiler | E7 | Utility - Cost of Operation | 0 | 0 | 0 | 0 | 0 | 0 | 0 | 0 | 0 | 0 | 0 | 0 | 0 | 0 | 0 | 0 | 0 | 0 | 0 | 0 | 0 | 0 | 0 | 0 | 0 | 0 | 0
F5_Commercial_Restaurant (ID)_Existing_Food Preparation_Natural Gas_Broiler_E8 | F5 | Commercial | Restaurant (ID) | Existing | Food Preparation | Natural Gas | Broiler | E8 | Utility - Cost of Operation | 0 | 0 | 0 | 0 | 0 | 0 | 0 | 0 | 0 | 0 | 0 | 0 | 0 | 0 | 0 | 0 | 0 | 0 | 0 | 0 | 0 | 0 | 0 | 0 | 0 | 0 | 0
F5_Commercial_Restaurant (ID)_Existing_Food Preparation_Natural Gas_Broiler_E9 | F5 | Commercial | Restaurant (ID) | Existing | Food Preparation | Natural Gas | Broiler | E9 | Utility - Cost of Operation | 0 | 0 | 0 | 0 | 0 | 0 | 0 | 0 | 0 | 0 | 0 | 0 | 0 | 0 | 0 | 0 | 0 | 0 | 0 | 0 | 0 | 0 | 0 | 0 | 0 | 0 | 0
F5_Commercial_Restaurant (ID)_Existing_Food Preparation_Natural Gas_Broiler_E10 | F5 | Commercial | Restaurant (ID) | Existing | Food Preparation | Natural Gas | Broiler | E10 | Utility - Cost of Operation | 0 | 0 | 0 | 0 | 0 | 0 | 0 | 0 | 0 | 0 | 0 | 0 | 0 | 0 | 0 | 0 | 0 | 0 | 0 | 0 | 0 | 0 | 0 | 0 | 0 | 0 | 0
F6_Commercial_Restaurant (ID)_Existing_Food Preparation_Natural Gas_Broiler_E1 | F6 | Commercial | Restaurant (ID) | Existing | Food Preparation | Natural Gas | Broiler | E1 | Utility - Value of Sales | 0.21824 | 0.22236 | 0.2272 | 0.23284 | 0.23931 | 0.24737 | 0.25546 | 0.26314 | 0.27009 | 0.27683 | 0.28381 | 0.29016 | 0.29686 | 0.3032 | 0.30865 | 0.31356 | 0.31773 | 0.3217 | 0.32593 | 0.32987 | 0.33383 | 0.33973 | 0.34568 | 0.35182 | 0.35807 | 0.36443 | 0.37091
F6_Commercial_Restaurant (ID)_Existing_Food Preparation_Natural Gas_Broiler_E2 | F6 | Commercial | Restaurant (ID) | Existing | Food Preparation | Natural Gas | Broiler | E2 | Utility - Value of Sales | 0.18614 | 0.18966 | 0.19379 | 0.1986 | 0.20411 | 0.21099 | 0.21789 | 0.22444 | 0.23037 | 0.23612 | 0.24207 | 0.24748 | 0.2532 | 0.2586 | 0.26325 | 0.26745 | 0.271 | 0.27439 | 0.27799 | 0.28136 | 0.28473 | 0.28976 | 0.29484 | 0.30008 | 0.30541 | 0.31083 | 0.31635
F6_Commercial_Restaurant (ID)_Existing_Food Preparation_Natural Gas_Broiler_E3 | F6 | Commercial | Restaurant (ID) | Existing | Food Preparation | Natural Gas | Broiler | E3 | Utility - Value of Sales | 0 | 0 | 0 | 0 | 0 | 0 | 0 | 0 | 0 | 0 | 0 | 0 | 0 | 0 | 0 | 0 | 0 | 0 | 0 | 0 | 0 | 0 | 0 | 0 | 0 | 0 | 0
F6_Commercial_Restaurant (ID)_Existing_Food Preparation_Natural Gas_Broiler_E4 | F6 | Commercial | Restaurant (ID) | Existing | Food Preparation | Natural Gas | Broiler | E4 | Utility - Value of Sales | 0 | 0 | 0 | 0 | 0 | 0 | 0 | 0 | 0 | 0 | 0 | 0 | 0 | 0 | 0 | 0 | 0 | 0 | 0 | 0 | 0 | 0 | 0 | 0 | 0 | 0 | 0
F6_Commercial_Restaurant (ID)_Existing_Food Preparation_Natural Gas_Broiler_E5 | F6 | Commercial | Restaurant (ID) | Existing | Food Preparation | Natural Gas | Broiler | E5 | Utility - Value of Sales | 0 | 0 | 0 | 0 | 0 | 0 | 0 | 0 | 0 | 0 | 0 | 0 | 0 | 0 | 0 | 0 | 0 | 0 | 0 | 0 | 0 | 0 | 0 | 0 | 0 | 0 | 0
F6_Commercial_Restaurant (ID)_Existing_Food Preparation_Natural Gas_Broiler_E6 | F6 | Commercial | Restaurant (ID) | Existing | Food Preparation | Natural Gas | Broiler | E6 | Utility - Value of Sales | 0 | 0 | 0 | 0 | 0 | 0 | 0 | 0 | 0 | 0 | 0 | 0 | 0 | 0 | 0 | 0 | 0 | 0 | 0 | 0 | 0 | 0 | 0 | 0 | 0 | 0 | 0
F6_Commercial_Restaurant (ID)_Existing_Food Preparation_Natural Gas_Broiler_E7 | F6 | Commercial | Restaurant (ID) | Existing | Food Preparation | Natural Gas | Broiler | E7 | Utility - Value of Sales | 0 | 0 | 0 | 0 | 0 | 0 | 0 | 0 | 0 | 0 | 0 | 0 | 0 | 0 | 0 | 0 | 0 | 0 | 0 | 0 | 0 | 0 | 0 | 0 | 0 | 0 | 0
F6_Commercial_Restaurant (ID)_Existing_Food Preparation_Natural Gas_Broiler_E8 | F6 | Commercial | Restaurant (ID) | Existing | Food Preparation | Natural Gas | Broiler | E8 | Utility - Value of Sales | 0 | 0 | 0 | 0 | 0 | 0 | 0 | 0 | 0 | 0 | 0 | 0 | 0 | 0 | 0 | 0 | 0 | 0 | 0 | 0 | 0 | 0 | 0 | 0 | 0 | 0 | 0
F6_Commercial_Restaurant (ID)_Existing_Food Preparation_Natural Gas_Broiler_E9 | F6 | Commercial | Restaurant (ID) | Existing | Food Preparation | Natural Gas | Broiler | E9 | Utility - Value of Sales | 0 | 0 | 0 | 0 | 0 | 0 | 0 | 0 | 0 | 0 | 0 | 0 | 0 | 0 | 0 | 0 | 0 | 0 | 0 | 0 | 0 | 0 | 0 | 0 | 0 | 0 | 0
F6_Commercial_Restaurant (ID)_Existing_Food Preparation_Natural Gas_Broiler_E10 | F6 | Commercial | Restaurant (ID) | Existing | Food Preparation | Natural Gas | Broiler | E10 | Utility - Value of Sales | 0 | 0 | 0 | 0 | 0 | 0 | 0 | 0 | 0 | 0 | 0 | 0 | 0 | 0 | 0 | 0 | 0 | 0 | 0 | 0 | 0 | 0 | 0 | 0 | 0 | 0 | 0
F1_Commercial_Restaurant (ID)_Existing_Food Preparation_Natural Gas_Griddle_E1 | F1 | Commercial | Restaurant (ID) | Existing | Food Preparation | Natural Gas | Griddle | E1 | RVT - Cost of Equipment | 0.1792 | 0.1792 | 0.1792 | 0.1792 | 0.1792 | 0.1792 | 0.1792 | 0.1792 | 0.1792 | 0.1792 | 0.1792 | 0.1792 | 0.1792 | 0.1792 | 0.1792 | 0.1792 | 0.1792 | 0.1792 | 0.1792 | 0.1792 | 0.1792 | 0.1792 | 0.1792 | 0.1792 | 0.1792 | 0.1792 | 0.1792
F1_Commercial_Restaurant (ID)_Existing_Food Preparation_Natural Gas_Griddle_E2 | F1 | Commercial | Restaurant (ID) | Existing | Food Preparation | Natural Gas | Griddle | E2 | RVT - Cost of Equipment | 0.19172 | 0.19172 | 0.19172 | 0.19172 | 0.19172 | 0.19172 | 0.19172 | 0.19172 | 0.19172 | 0.19172 | 0.19172 | 0.19172 | 0.19172 | 0.19172 | 0.19172 | 0.19172 | 0.19172 | 0.19172 | 0.19172 | 0.19172 | 0.19172 | 0.19172 | 0.19172 | 0.19172 | 0.19172 | 0.19172 | 0.19172
F1_Commercial_Restaurant (ID)_Existing_Food Preparation_Natural Gas_Griddle_E3 | F1 | Commercial | Restaurant (ID) | Existing | Food Preparation | Natural Gas | Griddle | E3 | RVT - Cost of Equipment | 0 | 0 | 0 | 0 | 0 | 0 | 0 | 0 | 0 | 0 | 0 | 0 | 0 | 0 | 0 | 0 | 0 | 0 | 0 | 0 | 0 | 0 | 0 | 0 | 0 | 0 | 0
F1_Commercial_Restaurant (ID)_Existing_Food Preparation_Natural Gas_Griddle_E4 | F1 | Commercial | Restaurant (ID) | Existing | Food Preparation | Natural Gas | Griddle | E4 | RVT - Cost of Equipment | 0 | 0 | 0 | 0 | 0 | 0 | 0 | 0 | 0 | 0 | 0 | 0 | 0 | 0 | 0 | 0 | 0 | 0 | 0 | 0 | 0 | 0 | 0 | 0 | 0 | 0 | 0
F1_Commercial_Restaurant (ID)_Existing_Food Preparation_Natural Gas_Griddle_E5 | F1 | Commercial | Restaurant (ID) | Existing | Food Preparation | Natural Gas | Griddle | E5 | RVT - Cost of Equipment | 0 | 0 | 0 | 0 | 0 | 0 | 0 | 0 | 0 | 0 | 0 | 0 | 0 | 0 | 0 | 0 | 0 | 0 | 0 | 0 | 0 | 0 | 0 | 0 | 0 | 0 | 0
F1_Commercial_Restaurant (ID)_Existing_Food Preparation_Natural Gas_Griddle_E6 | F1 | Commercial | Restaurant (ID) | Existing | Food Preparation | Natural Gas | Griddle | E6 | RVT - Cost of Equipment | 0 | 0 | 0 | 0 | 0 | 0 | 0 | 0 | 0 | 0 | 0 | 0 | 0 | 0 | 0 | 0 | 0 | 0 | 0 | 0 | 0 | 0 | 0 | 0 | 0 | 0 | 0
F1_Commercial_Restaurant (ID)_Existing_Food Preparation_Natural Gas_Griddle_E7 | F1 | Commercial | Restaurant (ID) | Existing | Food Preparation | Natural Gas | Griddle | E7 | RVT - Cost of Equipment | 0 | 0 | 0 | 0 | 0 | 0 | 0 | 0 | 0 | 0 | 0 | 0 | 0 | 0 | 0 | 0 | 0 | 0 | 0 | 0 | 0 | 0 | 0 | 0 | 0 | 0 | 0
F1_Commercial_Restaurant (ID)_Existing_Food Preparation_Natural Gas_Griddle_E8 | F1 | Commercial | Restaurant (ID) | Existing | Food Preparation | Natural Gas | Griddle | E8 | RVT - Cost of Equipment | 0 | 0 | 0 | 0 | 0 | 0 | 0 | 0 | 0 | 0 | 0 | 0 | 0 | 0 | 0 | 0 | 0 | 0 | 0 | 0 | 0 | 0 | 0 | 0 | 0 | 0 | 0
F1_Commercial_Restaurant (ID)_Existing_Food Preparation_Natural Gas_Griddle_E9 | F1 | Commercial | Restaurant (ID) | Existing | Food Preparation | Natural Gas | Griddle | E9 | RVT - Cost of Equipment | 0 | 0 | 0 | 0 | 0 | 0 | 0 | 0 | 0 | 0 | 0 | 0 | 0 | 0 | 0 | 0 | 0 | 0 | 0 | 0 | 0 | 0 | 0 | 0 | 0 | 0 | 0
F1_Commercial_Restaurant (ID)_Existing_Food Preparation_Natural Gas_Griddle_E10 | F1 | Commercial | Restaurant (ID) | Existing | Food Preparation | Natural Gas | Griddle | E10 | RVT - Cost of Equipment | 0 | 0 | 0 | 0 | 0 | 0 | 0 | 0 | 0 | 0 | 0 | 0 | 0 | 0 | 0 | 0 | 0 | 0 | 0 | 0 | 0 | 0 | 0 | 0 | 0 | 0 | 0
F2_Commercial_Restaurant (ID)_Existing_Food Preparation_Natural Gas_Griddle_E1 | F2 | Commercial | Restaurant (ID) | Existing | Food Preparation | Natural Gas | Griddle | E1 | RVT - Cost of Operation | 0.15167 | 0.15454 | 0.1579 | 0.16182 | 0.16631 | 0.17192 | 0.17754 | 0.18287 | 0.1877 | 0.19239 | 0.19724 | 0.20165 | 0.20631 | 0.21071 | 0.2145 | 0.21792 | 0.22081 | 0.22357 | 0.22651 | 0.22925 | 0.232 | 0.2361 | 0.24023 | 0.2445 | 0.24885 | 0.25327 | 0.25777
F2_Commercial_Restaurant (ID)_Existing_Food Preparation_Natural Gas_Griddle_E2 | F2 | Commercial | Restaurant (ID) | Existing | Food Preparation | Natural Gas | Griddle | E2 | RVT - Cost of Operation | 0.13312 | 0.13564 | 0.13859 | 0.14203 | 0.14597 | 0.15089 | 0.15583 | 0.16051 | 0.16475 | 0.16886 | 0.17312 | 0.17699 | 0.18108 | 0.18494 | 0.18827 | 0.19127 | 0.19381 | 0.19623 | 0.19881 | 0.20122 | 0.20363 | 0.20722 | 0.21086 | 0.2146 | 0.21841 | 0.22229 | 0.22624
F2_Commercial_Restaurant (ID)_Existing_Food Preparation_Natural Gas_Griddle_E3 | F2 | Commercial | Restaurant (ID) | Existing | Food Preparation | Natural Gas | Griddle | E3 | RVT - Cost of Operation | 0 | 0 | 0 | 0 | 0 | 0 | 0 | 0 | 0 | 0 | 0 | 0 | 0 | 0 | 0 | 0 | 0 | 0 | 0 | 0 | 0 | 0 | 0 | 0 | 0 | 0 | 0
F2_Commercial_Restaurant (ID)_Existing_Food Preparation_Natural Gas_Griddle_E4 | F2 | Commercial | Restaurant (ID) | Existing | Food Preparation | Natural Gas | Griddle | E4 | RVT - Cost of Operation | 0 | 0 | 0 | 0 | 0 | 0 | 0 | 0 | 0 | 0 | 0 | 0 | 0 | 0 | 0 | 0 | 0 | 0 | 0 | 0 | 0 | 0 | 0 | 0 | 0 | 0 | 0
F2_Commercial_Restaurant (ID)_Existing_Food Preparation_Natural Gas_Griddle_E5 | F2 | Commercial | Restaurant (ID) | Existing | Food Preparation | Natural Gas | Griddle | E5 | RVT - Cost of Operation | 0 | 0 | 0 | 0 | 0 | 0 | 0 | 0 | 0 | 0 | 0 | 0 | 0 | 0 | 0 | 0 | 0 | 0 | 0 | 0 | 0 | 0 | 0 | 0 | 0 | 0 | 0
F2_Commercial_Restaurant (ID)_Existing_Food Preparation_Natural Gas_Griddle_E6 | F2 | Commercial | Restaurant (ID) | Existing | Food Preparation | Natural Gas | Griddle | E6 | RVT - Cost of Operation | 0 | 0 | 0 | 0 | 0 | 0 | 0 | 0 | 0 | 0 | 0 | 0 | 0 | 0 | 0 | 0 | 0 | 0 | 0 | 0 | 0 | 0 | 0 | 0 | 0 | 0 | 0
F2_Commercial_Restaurant (ID)_Existing_Food Preparation_Natural Gas_Griddle_E7 | F2 | Commercial | Restaurant (ID) | Existing | Food Preparation | Natural Gas | Griddle | E7 | RVT - Cost of Operation | 0 | 0 | 0 | 0 | 0 | 0 | 0 | 0 | 0 | 0 | 0 | 0 | 0 | 0 | 0 | 0 | 0 | 0 | 0 | 0 | 0 | 0 | 0 | 0 | 0 | 0 | 0
F2_Commercial_Restaurant (ID)_Existing_Food Preparation_Natural Gas_Griddle_E8 | F2 | Commercial | Restaurant (ID) | Existing | Food Preparation | Natural Gas | Griddle | E8 | RVT - Cost of Operation | 0 | 0 | 0 | 0 | 0 | 0 | 0 | 0 | 0 | 0 | 0 | 0 | 0 | 0 | 0 | 0 | 0 | 0 | 0 | 0 | 0 | 0 | 0 | 0 | 0 | 0 | 0
F2_Commercial_Restaurant (ID)_Existing_Food Preparation_Natural Gas_Griddle_E9 | F2 | Commercial | Restaurant (ID) | Existing | Food Preparation | Natural Gas | Griddle | E9 | RVT - Cost of Operation | 0 | 0 | 0 | 0 | 0 | 0 | 0 | 0 | 0 | 0 | 0 | 0 | 0 | 0 | 0 | 0 | 0 | 0 | 0 | 0 | 0 | 0 | 0 | 0 | 0 | 0 | 0
F2_Commercial_Restaurant (ID)_Existing_Food Preparation_Natural Gas_Griddle_E10 | F2 | Commercial | Restaurant (ID) | Existing | Food Preparation | Natural Gas | Griddle | E10 | RVT - Cost of Operation | 0 | 0 | 0 | 0 | 0 | 0 | 0 | 0 | 0 | 0 | 0 | 0 | 0 | 0 | 0 | 0 | 0 | 0 | 0 | 0 | 0 | 0 | 0 | 0 | 0 | 0 | 0
F3_Commercial_Restaurant (ID)_Existing_Food Preparation_Natural Gas_Griddle_E1 | F3 | Commercial | Restaurant (ID) | Existing | Food Preparation | Natural Gas | Griddle | E1 | System - kBTUs of Consumption | 36.1826 | 36.1826 | 36.1826 | 36.1826 | 36.1826 | 36.1826 | 36.1826 | 36.1826 | 36.1826 | 36.1826 | 36.1826 | 36.1826 | 36.1826 | 36.1826 | 36.1826 | 36.1826 | 36.1826 | 36.1826 | 36.1826 | 36.1826 | 36.1826 | 36.1826 | 36.1826 | 36.1826 | 36.1826 | 36.1826 | 36.1826
F3_Commercial_Restaurant (ID)_Existing_Food Preparation_Natural Gas_Griddle_E2 | F3 | Commercial | Restaurant (ID) | Existing | Food Preparation | Natural Gas | Griddle | E2 | System - kBTUs of Consumption | 31.7578 | 31.7578 | 31.7578 | 31.7578 | 31.7578 | 31.7578 | 31.7578 | 31.7578 | 31.7578 | 31.7578 | 31.7578 | 31.7578 | 31.7578 | 31.7578 | 31.7578 | 31.7578 | 31.7578 | 31.7578 | 31.7578 | 31.7578 | 31.7578 | 31.7578 | 31.7578 | 31.7578 | 31.7578 | 31.7578 | 31.7578
F3_Commercial_Restaurant (ID)_Existing_Food Preparation_Natural Gas_Griddle_E3 | F3 | Commercial | Restaurant (ID) | Existing | Food Preparation | Natural Gas | Griddle | E3 | System - kBTUs of Consumption | 0 | 0 | 0 | 0 | 0 | 0 | 0 | 0 | 0 | 0 | 0 | 0 | 0 | 0 | 0 | 0 | 0 | 0 | 0 | 0 | 0 | 0 | 0 | 0 | 0 | 0 | 0
F3_Commercial_Restaurant (ID)_Existing_Food Preparation_Natural Gas_Griddle_E4 | F3 | Commercial | Restaurant (ID) | Existing | Food Preparation | Natural Gas | Griddle | E4 | System - kBTUs of Consumption | 0 | 0 | 0 | 0 | 0 | 0 | 0 | 0 | 0 | 0 | 0 | 0 | 0 | 0 | 0 | 0 | 0 | 0 | 0 | 0 | 0 | 0 | 0 | 0 | 0 | 0 | 0
F3_Commercial_Restaurant (ID)_Existing_Food Preparation_Natural Gas_Griddle_E5 | F3 | Commercial | Restaurant (ID) | Existing | Food Preparation | Natural Gas | Griddle | E5 | System - kBTUs of Consumption | 0 | 0 | 0 | 0 | 0 | 0 | 0 | 0 | 0 | 0 | 0 | 0 | 0 | 0 | 0 | 0 | 0 | 0 | 0 | 0 | 0 | 0 | 0 | 0 | 0 | 0 | 0
F3_Commercial_Restaurant (ID)_Existing_Food Preparation_Natural Gas_Griddle_E6 | F3 | Commercial | Restaurant (ID) | Existing | Food Preparation | Natural Gas | Griddle | E6 | System - kBTUs of Consumption | 0 | 0 | 0 | 0 | 0 | 0 | 0 | 0 | 0 | 0 | 0 | 0 | 0 | 0 | 0 | 0 | 0 | 0 | 0 | 0 | 0 | 0 | 0 | 0 | 0 | 0 | 0
F3_Commercial_Restaurant (ID)_Existing_Food Preparation_Natural Gas_Griddle_E7 | F3 | Commercial | Restaurant (ID) | Existing | Food Preparation | Natural Gas | Griddle | E7 | System - kBTUs of Consumption | 0 | 0 | 0 | 0 | 0 | 0 | 0 | 0 | 0 | 0 | 0 | 0 | 0 | 0 | 0 | 0 | 0 | 0 | 0 | 0 | 0 | 0 | 0 | 0 | 0 | 0 | 0
F3_Commercial_Restaurant (ID)_Existing_Food Preparation_Natural Gas_Griddle_E8 | F3 | Commercial | Restaurant (ID) | Existing | Food Preparation | Natural Gas | Griddle | E8 | System - kBTUs of Consumption | 0 | 0 | 0 | 0 | 0 | 0 | 0 | 0 | 0 | 0 | 0 | 0 | 0 | 0 | 0 | 0 | 0 | 0 | 0 | 0 | 0 | 0 | 0 | 0 | 0 | 0 | 0
F3_Commercial_Restaurant (ID)_Existing_Food Preparation_Natural Gas_Griddle_E9 | F3 | Commercial | Restaurant (ID) | Existing | Food Preparation | Natural Gas | Griddle | E9 | System - kBTUs of Consumption | 0 | 0 | 0 | 0 | 0 | 0 | 0 | 0 | 0 | 0 | 0 | 0 | 0 | 0 | 0 | 0 | 0 | 0 | 0 | 0 | 0 | 0 | 0 | 0 | 0 | 0 | 0
F3_Commercial_Restaurant (ID)_Existing_Food Preparation_Natural Gas_Griddle_E10 | F3 | Commercial | Restaurant (ID) | Existing | Food Preparation | Natural Gas | Griddle | E10 | System - kBTUs of Consumption | 0 | 0 | 0 | 0 | 0 | 0 | 0 | 0 | 0 | 0 | 0 | 0 | 0 | 0 | 0 | 0 | 0 | 0 | 0 | 0 | 0 | 0 | 0 | 0 | 0 | 0 | 0
F4_Commercial_Restaurant (ID)_Existing_Food Preparation_Natural Gas_Griddle_E1 | F4 | Commercial | Restaurant (ID) | Existing | Food Preparation | Natural Gas | Griddle | E1 | Utility - Cost of Equipment | 0.1792 | 0.1792 | 0.1792 | 0.1792 | 0.1792 | 0.1792 | 0.1792 | 0.1792 | 0.1792 | 0.1792 | 0.1792 | 0.1792 | 0.1792 | 0.1792 | 0.1792 | 0.1792 | 0.1792 | 0.1792 | 0.1792 | 0.1792 | 0.1792 | 0.1792 | 0.1792 | 0.1792 | 0.1792 | 0.1792 | 0.1792
F4_Commercial_Restaurant (ID)_Existing_Food Preparation_Natural Gas_Griddle_E2 | F4 | Commercial | Restaurant (ID) | Existing | Food Preparation | Natural Gas | Griddle | E2 | Utility - Cost of Equipment | 0.19172 | 0.19172 | 0.19172 | 0.19172 | 0.19172 | 0.19172 | 0.19172 | 0.19172 | 0.19172 | 0.19172 | 0.19172 | 0.19172 | 0.19172 | 0.19172 | 0.19172 | 0.19172 | 0.19172 | 0.19172 | 0.19172 | 0.19172 | 0.19172 | 0.19172 | 0.19172 | 0.19172 | 0.19172 | 0.19172 | 0.19172
F4_Commercial_Restaurant (ID)_Existing_Food Preparation_Natural Gas_Griddle_E3 | F4 | Commercial | Restaurant (ID) | Existing | Food Preparation | Natural Gas | Griddle | E3 | Utility - Cost of Equipment | 0 | 0 | 0 | 0 | 0 | 0 | 0 | 0 | 0 | 0 | 0 | 0 | 0 | 0 | 0 | 0 | 0 | 0 | 0 | 0 | 0 | 0 | 0 | 0 | 0 | 0 | 0
F4_Commercial_Restaurant (ID)_Existing_Food Preparation_Natural Gas_Griddle_E4 | F4 | Commercial | Restaurant (ID) | Existing | Food Preparation | Natural Gas | Griddle | E4 | Utility - Cost of Equipment | 0 | 0 | 0 | 0 | 0 | 0 | 0 | 0 | 0 | 0 | 0 | 0 | 0 | 0 | 0 | 0 | 0 | 0 | 0 | 0 | 0 | 0 | 0 | 0 | 0 | 0 | 0
F4_Commercial_Restaurant (ID)_Existing_Food Preparation_Natural Gas_Griddle_E5 | F4 | Commercial | Restaurant (ID) | Existing | Food Preparation | Natural Gas | Griddle | E5 | Utility - Cost of Equipment | 0 | 0 | 0 | 0 | 0 | 0 | 0 | 0 | 0 | 0 | 0 | 0 | 0 | 0 | 0 | 0 | 0 | 0 | 0 | 0 | 0 | 0 | 0 | 0 | 0 | 0 | 0
F4_Commercial_Restaurant (ID)_Existing_Food Preparation_Natural Gas_Griddle_E6 | F4 | Commercial | Restaurant (ID) | Existing | Food Preparation | Natural Gas | Griddle | E6 | Utility - Cost of Equipment | 0 | 0 | 0 | 0 | 0 | 0 | 0 | 0 | 0 | 0 | 0 | 0 | 0 | 0 | 0 | 0 | 0 | 0 | 0 | 0 | 0 | 0 | 0 | 0 | 0 | 0 | 0
F4_Commercial_Restaurant (ID)_Existing_Food Preparation_Natural Gas_Griddle_E7 | F4 | Commercial | Restaurant (ID) | Existing | Food Preparation | Natural Gas | Griddle | E7 | Utility - Cost of Equipment | 0 | 0 | 0 | 0 | 0 | 0 | 0 | 0 | 0 | 0 | 0 | 0 | 0 | 0 | 0 | 0 | 0 | 0 | 0 | 0 | 0 | 0 | 0 | 0 | 0 | 0 | 0
F4_Commercial_Restaurant (ID)_Existing_Food Preparation_Natural Gas_Griddle_E8 | F4 | Commercial | Restaurant (ID) | Existing | Food Preparation | Natural Gas | Griddle | E8 | Utility - Cost of Equipment | 0 | 0 | 0 | 0 | 0 | 0 | 0 | 0 | 0 | 0 | 0 | 0 | 0 | 0 | 0 | 0 | 0 | 0 | 0 | 0 | 0 | 0 | 0 | 0 | 0 | 0 | 0
F4_Commercial_Restaurant (ID)_Existing_Food Preparation_Natural Gas_Griddle_E9 | F4 | Commercial | Restaurant (ID) | Existing | Food Preparation | Natural Gas | Griddle | E9 | Utility - Cost of Equipment | 0 | 0 | 0 | 0 | 0 | 0 | 0 | 0 | 0 | 0 | 0 | 0 | 0 | 0 | 0 | 0 | 0 | 0 | 0 | 0 | 0 | 0 | 0 | 0 | 0 | 0 | 0
F4_Commercial_Restaurant (ID)_Existing_Food Preparation_Natural Gas_Griddle_E10 | F4 | Commercial | Restaurant (ID) | Existing | Food Preparation | Natural Gas | Griddle | E10 | Utility - Cost of Equipment | 0 | 0 | 0 | 0 | 0 | 0 | 0 | 0 | 0 | 0 | 0 | 0 | 0 | 0 | 0 | 0 | 0 | 0 | 0 | 0 | 0 | 0 | 0 | 0 | 0 | 0 | 0
F5_Commercial_Restaurant (ID)_Existing_Food Preparation_Natural Gas_Griddle_E1 | F5 | Commercial | Restaurant (ID) | Existing | Food Preparation | Natural Gas | Griddle | E1 | Utility - Cost of Operation | 0.12877 | 0.13202 | 0.13586 | 0.14027 | 0.14525 | 0.15132 | 0.15756 | 0.16374 | 0.16969 | 0.17572 | 0.18052 | 0.18501 | 0.18985 | 0.19457 | 0.1988 | 0.20276 | 0.20631 | 0.20981 | 0.21355 | 0.21721 | 0.22096 | 0.22485 | 0.22879 | 0.23286 | 0.237 | 0.24121 | 0.24549
F5_Commercial_Restaurant (ID)_Existing_Food Preparation_Natural Gas_Griddle_E2 | F5 | Commercial | Restaurant (ID) | Existing | Food Preparation | Natural Gas | Griddle | E2 | Utility - Cost of Operation | 0.11303 | 0.11587 | 0.11925 | 0.12312 | 0.12749 | 0.13281 | 0.13829 | 0.14371 | 0.14893 | 0.15423 | 0.15844 | 0.16239 | 0.16663 | 0.17078 | 0.17449 | 0.17796 | 0.18108 | 0.18415 | 0.18744 | 0.19064 | 0.19393 | 0.19736 | 0.20082 | 0.20438 | 0.20801 | 0.21171 | 0.21547
F5_Commercial_Restaurant (ID)_Existing_Food Preparation_Natural Gas_Griddle_E3 | F5 | Commercial | Restaurant (ID) | Existing | Food Preparation | Natural Gas | Griddle | E3 | Utility - Cost of Operation | 0 | 0 | 0 | 0 | 0 | 0 | 0 | 0 | 0 | 0 | 0 | 0 | 0 | 0 | 0 | 0 | 0 | 0 | 0 | 0 | 0 | 0 | 0 | 0 | 0 | 0 | 0
F5_Commercial_Restaurant (ID)_Existing_Food Preparation_Natural Gas_Griddle_E4 | F5 | Commercial | Restaurant (ID) | Existing | Food Preparation | Natural Gas | Griddle | E4 | Utility - Cost of Operation | 0 | 0 | 0 | 0 | 0 | 0 | 0 | 0 | 0 | 0 | 0 | 0 | 0 | 0 | 0 | 0 | 0 | 0 | 0 | 0 | 0 | 0 | 0 | 0 | 0 | 0 | 0
F5_Commercial_Restaurant (ID)_Existing_Food Preparation_Natural Gas_Griddle_E5 | F5 | Commercial | Restaurant (ID) | Existing | Food Preparation | Natural Gas | Griddle | E5 | Utility - Cost of Operation | 0 | 0 | 0 | 0 | 0 | 0 | 0 | 0 | 0 | 0 | 0 | 0 | 0 | 0 | 0 | 0 | 0 | 0 | 0 | 0 | 0 | 0 | 0 | 0 | 0 | 0 | 0
F5_Commercial_Restaurant (ID)_Existing_Food Preparation_Natural Gas_Griddle_E6 | F5 | Commercial | Restaurant (ID) | Existing | Food Preparation | Natural Gas | Griddle | E6 | Utility - Cost of Operation | 0 | 0 | 0 | 0 | 0 | 0 | 0 | 0 | 0 | 0 | 0 | 0 | 0 | 0 | 0 | 0 | 0 | 0 | 0 | 0 | 0 | 0 | 0 | 0 | 0 | 0 | 0
F5_Commercial_Restaurant (ID)_Existing_Food Preparation_Natural Gas_Griddle_E7 | F5 | Commercial | Restaurant (ID) | Existing | Food Preparation | Natural Gas | Griddle | E7 | Utility - Cost of Operation | 0 | 0 | 0 | 0 | 0 | 0 | 0 | 0 | 0 | 0 | 0 | 0 | 0 | 0 | 0 | 0 | 0 | 0 | 0 | 0 | 0 | 0 | 0 | 0 | 0 | 0 | 0
F5_Commercial_Restaurant (ID)_Existing_Food Preparation_Natural Gas_Griddle_E8 | F5 | Commercial | Restaurant (ID) | Existing | Food Preparation | Natural Gas | Griddle | E8 | Utility - Cost of Operation | 0 | 0 | 0 | 0 | 0 | 0 | 0 | 0 | 0 | 0 | 0 | 0 | 0 | 0 | 0 | 0 | 0 | 0 | 0 | 0 | 0 | 0 | 0 | 0 | 0 | 0 | 0
F5_Commercial_Restaurant (ID)_Existing_Food Preparation_Natural Gas_Griddle_E9 | F5 | Commercial | Restaurant (ID) | Existing | Food Preparation | Natural Gas | Griddle | E9 | Utility - Cost of Operation | 0 | 0 | 0 | 0 | 0 | 0 | 0 | 0 | 0 | 0 | 0 | 0 | 0 | 0 | 0 | 0 | 0 | 0 | 0 | 0 | 0 | 0 | 0 | 0 | 0 | 0 | 0
F5_Commercial_Restaurant (ID)_Existing_Food Preparation_Natural Gas_Griddle_E10 | F5 | Commercial | Restaurant (ID) | Existing | Food Preparation | Natural Gas | Griddle | E10 | Utility - Cost of Operation | 0 | 0 | 0 | 0 | 0 | 0 | 0 | 0 | 0 | 0 | 0 | 0 | 0 | 0 | 0 | 0 | 0 | 0 | 0 | 0 | 0 | 0 | 0 | 0 | 0 | 0 | 0
F6_Commercial_Restaurant (ID)_Existing_Food Preparation_Natural Gas_Griddle_E1 | F6 | Commercial | Restaurant (ID) | Existing | Food Preparation | Natural Gas | Griddle | E1 | Utility - Value of Sales | 0.15167 | 0.15454 | 0.1579 | 0.16182 | 0.16631 | 0.17192 | 0.17754 | 0.18287 | 0.1877 | 0.19239 | 0.19724 | 0.20165 | 0.20631 | 0.21071 | 0.2145 | 0.21792 | 0.22081 | 0.22357 | 0.22651 | 0.22925 | 0.232 | 0.2361 | 0.24023 | 0.2445 | 0.24885 | 0.25327 | 0.25777
F6_Commercial_Restaurant (ID)_Existing_Food Preparation_Natural Gas_Griddle_E2 | F6 | Commercial | Restaurant (ID) | Existing | Food Preparation | Natural Gas | Griddle | E2 | Utility - Value of Sales | 0.13312 | 0.13564 | 0.13859 | 0.14203 | 0.14597 | 0.15089 | 0.15583 | 0.16051 | 0.16475 | 0.16886 | 0.17312 | 0.17699 | 0.18108 | 0.18494 | 0.18827 | 0.19127 | 0.19381 | 0.19623 | 0.19881 | 0.20122 | 0.20363 | 0.20722 | 0.21086 | 0.2146 | 0.21841 | 0.22229 | 0.22624
F6_Commercial_Restaurant (ID)_Existing_Food Preparation_Natural Gas_Griddle_E3 | F6 | Commercial | Restaurant (ID) | Existing | Food Preparation | Natural Gas | Griddle | E3 | Utility - Value of Sales | 0 | 0 | 0 | 0 | 0 | 0 | 0 | 0 | 0 | 0 | 0 | 0 | 0 | 0 | 0 | 0 | 0 | 0 | 0 | 0 | 0 | 0 | 0 | 0 | 0 | 0 | 0
F6_Commercial_Restaurant (ID)_Existing_Food Preparation_Natural Gas_Griddle_E4 | F6 | Commercial | Restaurant (ID) | Existing | Food Preparation | Natural Gas | Griddle | E4 | Utility - Value of Sales | 0 | 0 | 0 | 0 | 0 | 0 | 0 | 0 | 0 | 0 | 0 | 0 | 0 | 0 | 0 | 0 | 0 | 0 | 0 | 0 | 0 | 0 | 0 | 0 | 0 | 0 | 0
F6_Commercial_Restaurant (ID)_Existing_Food Preparation_Natural Gas_Griddle_E5 | F6 | Commercial | Restaurant (ID) | Existing | Food Preparation | Natural Gas | Griddle | E5 | Utility - Value of Sales | 0 | 0 | 0 | 0 | 0 | 0 | 0 | 0 | 0 | 0 | 0 | 0 | 0 | 0 | 0 | 0 | 0 | 0 | 0 | 0 | 0 | 0 | 0 | 0 | 0 | 0 | 0
F6_Commercial_Restaurant (ID)_Existing_Food Preparation_Natural Gas_Griddle_E6 | F6 | Commercial | Restaurant (ID) | Existing | Food Preparation | Natural Gas | Griddle | E6 | Utility - Value of Sales | 0 | 0 | 0 | 0 | 0 | 0 | 0 | 0 | 0 | 0 | 0 | 0 | 0 | 0 | 0 | 0 | 0 | 0 | 0 | 0 | 0 | 0 | 0 | 0 | 0 | 0 | 0
F6_Commercial_Restaurant (ID)_Existing_Food Preparation_Natural Gas_Griddle_E7 | F6 | Commercial | Restaurant (ID) | Existing | Food Preparation | Natural Gas | Griddle | E7 | Utility - Value of Sales | 0 | 0 | 0 | 0 | 0 | 0 | 0 | 0 | 0 | 0 | 0 | 0 | 0 | 0 | 0 | 0 | 0 | 0 | 0 | 0 | 0 | 0 | 0 | 0 | 0 | 0 | 0
F6_Commercial_Restaurant (ID)_Existing_Food Preparation_Natural Gas_Griddle_E8 | F6 | Commercial | Restaurant (ID) | Existing | Food Preparation | Natural Gas | Griddle | E8 | Utility - Value of Sales | 0 | 0 | 0 | 0 | 0 | 0 | 0 | 0 | 0 | 0 | 0 | 0 | 0 | 0 | 0 | 0 | 0 | 0 | 0 | 0 | 0 | 0 | 0 | 0 | 0 | 0 | 0
F6_Commercial_Restaurant (ID)_Existing_Food Preparation_Natural Gas_Griddle_E9 | F6 | Commercial | Restaurant (ID) | Existing | Food Preparation | Natural Gas | Griddle | E9 | Utility - Value of Sales | 0 | 0 | 0 | 0 | 0 | 0 | 0 | 0 | 0 | 0 | 0 | 0 | 0 | 0 | 0 | 0 | 0 | 0 | 0 | 0 | 0 | 0 | 0 | 0 | 0 | 0 | 0
F6_Commercial_Restaurant (ID)_Existing_Food Preparation_Natural Gas_Griddle_E10 | F6 | Commercial | Restaurant (ID) | Existing | Food Preparation | Natural Gas | Griddle | E10 | Utility - Value of Sales | 0 | 0 | 0 | 0 | 0 | 0 | 0 | 0 | 0 | 0 | 0 | 0 | 0 | 0 | 0 | 0 | 0 | 0 | 0 | 0 | 0 | 0 | 0 | 0 | 0 | 0 | 0
F1_Commercial_Restaurant (ID)_Existing_Food Preparation_Natural Gas_Range_E1 | F1 | Commercial | Restaurant (ID) | Existing | Food Preparation | Natural Gas | Range | E1 | RVT - Cost of Equipment | 0.19357 | 0.19357 | 0.19357 | 0.19357 | 0.19357 | 0.19357 | 0.19357 | 0.19357 | 0.19357 | 0.19357 | 0.19357 | 0.19357 | 0.19357 | 0.19357 | 0.19357 | 0.19357 | 0.19357 | 0.19357 | 0.19357 | 0.19357 | 0.19357 | 0.19357 | 0.19357 | 0.19357 | 0.19357 | 0.19357 | 0.19357
F1_Commercial_Restaurant (ID)_Existing_Food Preparation_Natural Gas_Range_E2 | F1 | Commercial | Restaurant (ID) | Existing | Food Preparation | Natural Gas | Range | E2 | RVT - Cost of Equipment | 0.21078 | 0.21078 | 0.21078 | 0.21078 | 0.21078 | 0.21078 | 0.21078 | 0.21078 | 0.21078 | 0.21078 | 0.21078 | 0.21078 | 0.21078 | 0.21078 | 0.21078 | 0.21078 | 0.21078 | 0.21078 | 0.21078 | 0.21078 | 0.21078 | 0.21078 | 0.21078 | 0.21078 | 0.21078 | 0.21078 | 0.21078
F1_Commercial_Restaurant (ID)_Existing_Food Preparation_Natural Gas_Range_E3 | F1 | Commercial | Restaurant (ID) | Existing | Food Preparation | Natural Gas | Range | E3 | RVT - Cost of Equipment | 0 | 0 | 0 | 0 | 0 | 0 | 0 | 0 | 0 | 0 | 0 | 0 | 0 | 0 | 0 | 0 | 0 | 0 | 0 | 0 | 0 | 0 | 0 | 0 | 0 | 0 | 0
F1_Commercial_Restaurant (ID)_Existing_Food Preparation_Natural Gas_Range_E4 | F1 | Commercial | Restaurant (ID) | Existing | Food Preparation | Natural Gas | Range | E4 | RVT - Cost of Equipment | 0 | 0 | 0 | 0 | 0 | 0 | 0 | 0 | 0 | 0 | 0 | 0 | 0 | 0 | 0 | 0 | 0 | 0 | 0 | 0 | 0 | 0 | 0 | 0 | 0 | 0 | 0
F1_Commercial_Restaurant (ID)_Existing_Food Preparation_Natural Gas_Range_E5 | F1 | Commercial | Restaurant (ID) | Existing | Food Preparation | Natural Gas | Range | E5 | RVT - Cost of Equipment | 0 | 0 | 0 | 0 | 0 | 0 | 0 | 0 | 0 | 0 | 0 | 0 | 0 | 0 | 0 | 0 | 0 | 0 | 0 | 0 | 0 | 0 | 0 | 0 | 0 | 0 | 0
F1_Commercial_Restaurant (ID)_Existing_Food Preparation_Natural Gas_Range_E6 | F1 | Commercial | Restaurant (ID) | Existing | Food Preparation | Natural Gas | Range | E6 | RVT - Cost of Equipment | 0 | 0 | 0 | 0 | 0 | 0 | 0 | 0 | 0 | 0 | 0 | 0 | 0 | 0 | 0 | 0 | 0 | 0 | 0 | 0 | 0 | 0 | 0 | 0 | 0 | 0 | 0
F1_Commercial_Restaurant (ID)_Existing_Food Preparation_Natural Gas_Range_E7 | F1 | Commercial | Restaurant (ID) | Existing | Food Preparation | Natural Gas | Range | E7 | RVT - Cost of Equipment | 0 | 0 | 0 | 0 | 0 | 0 | 0 | 0 | 0 | 0 | 0 | 0 | 0 | 0 | 0 | 0 | 0 | 0 | 0 | 0 | 0 | 0 | 0 | 0 | 0 | 0 | 0
F1_Commercial_Restaurant (ID)_Existing_Food Preparation_Natural Gas_Range_E8 | F1 | Commercial | Restaurant (ID) | Existing | Food Preparation | Natural Gas | Range | E8 | RVT - Cost of Equipment | 0 | 0 | 0 | 0 | 0 | 0 | 0 | 0 | 0 | 0 | 0 | 0 | 0 | 0 | 0 | 0 | 0 | 0 | 0 | 0 | 0 | 0 | 0 | 0 | 0 | 0 | 0
F1_Commercial_Restaurant (ID)_Existing_Food Preparation_Natural Gas_Range_E9 | F1 | Commercial | Restaurant (ID) | Existing | Food Preparation | Natural Gas | Range | E9 | RVT - Cost of Equipment | 0 | 0 | 0 | 0 | 0 | 0 | 0 | 0 | 0 | 0 | 0 | 0 | 0 | 0 | 0 | 0 | 0 | 0 | 0 | 0 | 0 | 0 | 0 | 0 | 0 | 0 | 0
F1_Commercial_Restaurant (ID)_Existing_Food Preparation_Natural Gas_Range_E10 | F1 | Commercial | Restaurant (ID) | Existing | Food Preparation | Natural Gas | Range | E10 | RVT - Cost of Equipment | 0 | 0 | 0 | 0 | 0 | 0 | 0 | 0 | 0 | 0 | 0 | 0 | 0 | 0 | 0 | 0 | 0 | 0 | 0 | 0 | 0 | 0 | 0 | 0 | 0 | 0 | 0
F2_Commercial_Restaurant (ID)_Existing_Food Preparation_Natural Gas_Range_E1 | F2 | Commercial | Restaurant (ID) | Existing | Food Preparation | Natural Gas | Range | E1 | RVT - Cost of Operation | 0.20176 | 0.20512 | 0.20921 | 0.21419 | 0.2201 | 0.22793 | 0.23595 | 0.24371 | 0.25086 | 0.25772 | 0.26477 | 0.27106 | 0.27763 | 0.2837 | 0.28881 | 0.29334 | 0.29706 | 0.30056 | 0.30432 | 0.30776 | 0.31121 | 0.3167 | 0.32223 | 0.32796 | 0.33379 | 0.33972 | 0.34575
F2_Commercial_Restaurant (ID)_Existing_Food Preparation_Natural Gas_Range_E2 | F2 | Commercial | Restaurant (ID) | Existing | Food Preparation | Natural Gas | Range | E2 | RVT - Cost of Operation | 0.10088 | 0.10256 | 0.10461 | 0.10709 | 0.11005 | 0.11396 | 0.11797 | 0.12186 | 0.12543 | 0.12886 | 0.13238 | 0.13553 | 0.13881 | 0.14185 | 0.14441 | 0.14667 | 0.14853 | 0.15028 | 0.15216 | 0.15388 | 0.1556 | 0.15835 | 0.16112 | 0.16398 | 0.16689 | 0.16986 | 0.17288
F2_Commercial_Restaurant (ID)_Existing_Food Preparation_Natural Gas_Range_E3 | F2 | Commercial | Restaurant (ID) | Existing | Food Preparation | Natural Gas | Range | E3 | RVT - Cost of Operation | 0 | 0 | 0 | 0 | 0 | 0 | 0 | 0 | 0 | 0 | 0 | 0 | 0 | 0 | 0 | 0 | 0 | 0 | 0 | 0 | 0 | 0 | 0 | 0 | 0 | 0 | 0
F2_Commercial_Restaurant (ID)_Existing_Food Preparation_Natural Gas_Range_E4 | F2 | Commercial | Restaurant (ID) | Existing | Food Preparation | Natural Gas | Range | E4 | RVT - Cost of Operation | 0 | 0 | 0 | 0 | 0 | 0 | 0 | 0 | 0 | 0 | 0 | 0 | 0 | 0 | 0 | 0 | 0 | 0 | 0 | 0 | 0 | 0 | 0 | 0 | 0 | 0 | 0
F2_Commercial_Restaurant (ID)_Existing_Food Preparation_Natural Gas_Range_E5 | F2 | Commercial | Restaurant (ID) | Existing | Food Preparation | Natural Gas | Range | E5 | RVT - Cost of Operation | 0 | 0 | 0 | 0 | 0 | 0 | 0 | 0 | 0 | 0 | 0 | 0 | 0 | 0 | 0 | 0 | 0 | 0 | 0 | 0 | 0 | 0 | 0 | 0 | 0 | 0 | 0
F2_Commercial_Restaurant (ID)_Existing_Food Preparation_Natural Gas_Range_E6 | F2 | Commercial | Restaurant (ID) | Existing | Food Preparation | Natural Gas | Range | E6 | RVT - Cost of Operation | 0 | 0 | 0 | 0 | 0 | 0 | 0 | 0 | 0 | 0 | 0 | 0 | 0 | 0 | 0 | 0 | 0 | 0 | 0 | 0 | 0 | 0 | 0 | 0 | 0 | 0 | 0
F2_Commercial_Restaurant (ID)_Existing_Food Preparation_Natural Gas_Range_E7 | F2 | Commercial | Restaurant (ID) | Existing | Food Preparation | Natural Gas | Range | E7 | RVT - Cost of Operation | 0 | 0 | 0 | 0 | 0 | 0 | 0 | 0 | 0 | 0 | 0 | 0 | 0 | 0 | 0 | 0 | 0 | 0 | 0 | 0 | 0 | 0 | 0 | 0 | 0 | 0 | 0
F2_Commercial_Restaurant (ID)_Existing_Food Preparation_Natural Gas_Range_E8 | F2 | Commercial | Restaurant (ID) | Existing | Food Preparation | Natural Gas | Range | E8 | RVT - Cost of Operation | 0 | 0 | 0 | 0 | 0 | 0 | 0 | 0 | 0 | 0 | 0 | 0 | 0 | 0 | 0 | 0 | 0 | 0 | 0 | 0 | 0 | 0 | 0 | 0 | 0 | 0 | 0
F2_Commercial_Restaurant (ID)_Existing_Food Preparation_Natural Gas_Range_E9 | F2 | Commercial | Restaurant (ID) | Existing | Food Preparation | Natural Gas | Range | E9 | RVT - Cost of Operation | 0 | 0 | 0 | 0 | 0 | 0 | 0 | 0 | 0 | 0 | 0 | 0 | 0 | 0 | 0 | 0 | 0 | 0 | 0 | 0 | 0 | 0 | 0 | 0 | 0 | 0 | 0
F2_Commercial_Restaurant (ID)_Existing_Food Preparation_Natural Gas_Range_E10 | F2 | Commercial | Restaurant (ID) | Existing | Food Preparation | Natural Gas | Range | E10 | RVT - Cost of Operation | 0 | 0 | 0 | 0 | 0 | 0 | 0 | 0 | 0 | 0 | 0 | 0 | 0 | 0 | 0 | 0 | 0 | 0 | 0 | 0 | 0 | 0 | 0 | 0 | 0 | 0 | 0
F3_Commercial_Restaurant (ID)_Existing_Food Preparation_Natural Gas_Range_E1 | F3 | Commercial | Restaurant (ID) | Existing | Food Preparation | Natural Gas | Range | E1 | System - kBTUs of Consumption | 48.9048 | 48.9048 | 48.9048 | 48.9048 | 48.9048 | 48.9048 | 48.9048 | 48.9048 | 48.9048 | 48.9048 | 48.9048 | 48.9048 | 48.9048 | 48.9048 | 48.9048 | 48.9048 | 48.9048 | 48.9048 | 48.9048 | 48.9048 | 48.9048 | 48.9048 | 48.9048 | 48.9048 | 48.9048 | 48.9048 | 48.9048
F3_Commercial_Restaurant (ID)_Existing_Food Preparation_Natural Gas_Range_E2 | F3 | Commercial | Restaurant (ID) | Existing | Food Preparation | Natural Gas | Range | E2 | System - kBTUs of Consumption | 24.4524 | 24.4524 | 24.4524 | 24.4524 | 24.4524 | 24.4524 | 24.4524 | 24.4524 | 24.4524 | 24.4524 | 24.4524 | 24.4524 | 24.4524 | 24.4524 | 24.4524 | 24.4524 | 24.4524 | 24.4524 | 24.4524 | 24.4524 | 24.4524 | 24.4524 | 24.4524 | 24.4524 | 24.4524 | 24.4524 | 24.4524
F3_Commercial_Restaurant (ID)_Existing_Food Preparation_Natural Gas_Range_E3 | F3 | Commercial | Restaurant (ID) | Existing | Food Preparation | Natural Gas | Range | E3 | System - kBTUs of Consumption | 0 | 0 | 0 | 0 | 0 | 0 | 0 | 0 | 0 | 0 | 0 | 0 | 0 | 0 | 0 | 0 | 0 | 0 | 0 | 0 | 0 | 0 | 0 | 0 | 0 | 0 | 0
F3_Commercial_Restaurant (ID)_Existing_Food Preparation_Natural Gas_Range_E4 | F3 | Commercial | Restaurant (ID) | Existing | Food Preparation | Natural Gas | Range | E4 | System - kBTUs of Consumption | 0 | 0 | 0 | 0 | 0 | 0 | 0 | 0 | 0 | 0 | 0 | 0 | 0 | 0 | 0 | 0 | 0 | 0 | 0 | 0 | 0 | 0 | 0 | 0 | 0 | 0 | 0
F3_Commercial_Restaurant (ID)_Existing_Food Preparation_Natural Gas_Range_E5 | F3 | Commercial | Restaurant (ID) | Existing | Food Preparation | Natural Gas | Range | E5 | System - kBTUs of Consumption | 0 | 0 | 0 | 0 | 0 | 0 | 0 | 0 | 0 | 0 | 0 | 0 | 0 | 0 | 0 | 0 | 0 | 0 | 0 | 0 | 0 | 0 | 0 | 0 | 0 | 0 | 0
F3_Commercial_Restaurant (ID)_Existing_Food Preparation_Natural Gas_Range_E6 | F3 | Commercial | Restaurant (ID) | Existing | Food Preparation | Natural Gas | Range | E6 | System - kBTUs of Consumption | 0 | 0 | 0 | 0 | 0 | 0 | 0 | 0 | 0 | 0 | 0 | 0 | 0 | 0 | 0 | 0 | 0 | 0 | 0 | 0 | 0 | 0 | 0 | 0 | 0 | 0 | 0
F3_Commercial_Restaurant (ID)_Existing_Food Preparation_Natural Gas_Range_E7 | F3 | Commercial | Restaurant (ID) | Existing | Food Preparation | Natural Gas | Range | E7 | System - kBTUs of Consumption | 0 | 0 | 0 | 0 | 0 | 0 | 0 | 0 | 0 | 0 | 0 | 0 | 0 | 0 | 0 | 0 | 0 | 0 | 0 | 0 | 0 | 0 | 0 | 0 | 0 | 0 | 0
F3_Commercial_Restaurant (ID)_Existing_Food Preparation_Natural Gas_Range_E8 | F3 | Commercial | Restaurant (ID) | Existing | Food Preparation | Natural Gas | Range | E8 | System - kBTUs of Consumption | 0 | 0 | 0 | 0 | 0 | 0 | 0 | 0 | 0 | 0 | 0 | 0 | 0 | 0 | 0 | 0 | 0 | 0 | 0 | 0 | 0 | 0 | 0 | 0 | 0 | 0 | 0
F3_Commercial_Restaurant (ID)_Existing_Food Preparation_Natural Gas_Range_E9 | F3 | Commercial | Restaurant (ID) | Existing | Food Preparation | Natural Gas | Range | E9 | System - kBTUs of Consumption | 0 | 0 | 0 | 0 | 0 | 0 | 0 | 0 | 0 | 0 | 0 | 0 | 0 | 0 | 0 | 0 | 0 | 0 | 0 | 0 | 0 | 0 | 0 | 0 | 0 | 0 | 0
F3_Commercial_Restaurant (ID)_Existing_Food Preparation_Natural Gas_Range_E10 | F3 | Commercial | Restaurant (ID) | Existing | Food Preparation | Natural Gas | Range | E10 | System - kBTUs of Consumption | 0 | 0 | 0 | 0 | 0 | 0 | 0 | 0 | 0 | 0 | 0 | 0 | 0 | 0 | 0 | 0 | 0 | 0 | 0 | 0 | 0 | 0 | 0 | 0 | 0 | 0 | 0
F4_Commercial_Restaurant (ID)_Existing_Food Preparation_Natural Gas_Range_E1 | F4 | Commercial | Restaurant (ID) | Existing | Food Preparation | Natural Gas | Range | E1 | Utility - Cost of Equipment | 0.19357 | 0.19357 | 0.19357 | 0.19357 | 0.19357 | 0.19357 | 0.19357 | 0.19357 | 0.19357 | 0.19357 | 0.19357 | 0.19357 | 0.19357 | 0.19357 | 0.19357 | 0.19357 | 0.19357 | 0.19357 | 0.19357 | 0.19357 | 0.19357 | 0.19357 | 0.19357 | 0.19357 | 0.19357 | 0.19357 | 0.19357
F4_Commercial_Restaurant (ID)_Existing_Food Preparation_Natural Gas_Range_E2 | F4 | Commercial | Restaurant (ID) | Existing | Food Preparation | Natural Gas | Range | E2 | Utility - Cost of Equipment | 0.21078 | 0.21078 | 0.21078 | 0.21078 | 0.21078 | 0.21078 | 0.21078 | 0.21078 | 0.21078 | 0.21078 | 0.21078 | 0.21078 | 0.21078 | 0.21078 | 0.21078 | 0.21078 | 0.21078 | 0.21078 | 0.21078 | 0.21078 | 0.21078 | 0.21078 | 0.21078 | 0.21078 | 0.21078 | 0.21078 | 0.21078
F4_Commercial_Restaurant (ID)_Existing_Food Preparation_Natural Gas_Range_E3 | F4 | Commercial | Restaurant (ID) | Existing | Food Preparation | Natural Gas | Range | E3 | Utility - Cost of Equipment | 0 | 0 | 0 | 0 | 0 | 0 | 0 | 0 | 0 | 0 | 0 | 0 | 0 | 0 | 0 | 0 | 0 | 0 | 0 | 0 | 0 | 0 | 0 | 0 | 0 | 0 | 0
F4_Commercial_Restaurant (ID)_Existing_Food Preparation_Natural Gas_Range_E4 | F4 | Commercial | Restaurant (ID) | Existing | Food Preparation | Natural Gas | Range | E4 | Utility - Cost of Equipment | 0 | 0 | 0 | 0 | 0 | 0 | 0 | 0 | 0 | 0 | 0 | 0 | 0 | 0 | 0 | 0 | 0 | 0 | 0 | 0 | 0 | 0 | 0 | 0 | 0 | 0 | 0
F4_Commercial_Restaurant (ID)_Existing_Food Preparation_Natural Gas_Range_E5 | F4 | Commercial | Restaurant (ID) | Existing | Food Preparation | Natural Gas | Range | E5 | Utility - Cost of Equipment | 0 | 0 | 0 | 0 | 0 | 0 | 0 | 0 | 0 | 0 | 0 | 0 | 0 | 0 | 0 | 0 | 0 | 0 | 0 | 0 | 0 | 0 | 0 | 0 | 0 | 0 | 0
F4_Commercial_Restaurant (ID)_Existing_Food Preparation_Natural Gas_Range_E6 | F4 | Commercial | Restaurant (ID) | Existing | Food Preparation | Natural Gas | Range | E6 | Utility - Cost of Equipment | 0 | 0 | 0 | 0 | 0 | 0 | 0 | 0 | 0 | 0 | 0 | 0 | 0 | 0 | 0 | 0 | 0 | 0 | 0 | 0 | 0 | 0 | 0 | 0 | 0 | 0 | 0
F4_Commercial_Restaurant (ID)_Existing_Food Preparation_Natural Gas_Range_E7 | F4 | Commercial | Restaurant (ID) | Existing | Food Preparation | Natural Gas | Range | E7 | Utility - Cost of Equipment | 0 | 0 | 0 | 0 | 0 | 0 | 0 | 0 | 0 | 0 | 0 | 0 | 0 | 0 | 0 | 0 | 0 | 0 | 0 | 0 | 0 | 0 | 0 | 0 | 0 | 0 | 0
F4_Commercial_Restaurant (ID)_Existing_Food Preparation_Natural Gas_Range_E8 | F4 | Commercial | Restaurant (ID) | Existing | Food Preparation | Natural Gas | Range | E8 | Utility - Cost of Equipment | 0 | 0 | 0 | 0 | 0 | 0 | 0 | 0 | 0 | 0 | 0 | 0 | 0 | 0 | 0 | 0 | 0 | 0 | 0 | 0 | 0 | 0 | 0 | 0 | 0 | 0 | 0
F4_Commercial_Restaurant (ID)_Existing_Food Preparation_Natural Gas_Range_E9 | F4 | Commercial | Restaurant (ID) | Existing | Food Preparation | Natural Gas | Range | E9 | Utility - Cost of Equipment | 0 | 0 | 0 | 0 | 0 | 0 | 0 | 0 | 0 | 0 | 0 | 0 | 0 | 0 | 0 | 0 | 0 | 0 | 0 | 0 | 0 | 0 | 0 | 0 | 0 | 0 | 0
F4_Commercial_Restaurant (ID)_Existing_Food Preparation_Natural Gas_Range_E10 | F4 | Commercial | Restaurant (ID) | Existing | Food Preparation | Natural Gas | Range | E10 | Utility - Cost of Equipment | 0 | 0 | 0 | 0 | 0 | 0 | 0 | 0 | 0 | 0 | 0 | 0 | 0 | 0 | 0 | 0 | 0 | 0 | 0 | 0 | 0 | 0 | 0 | 0 | 0 | 0 | 0
F5_Commercial_Restaurant (ID)_Existing_Food Preparation_Natural Gas_Range_E1 | F5 | Commercial | Restaurant (ID) | Existing | Food Preparation | Natural Gas | Range | E1 | Utility - Cost of Operation | 0.16961 | 0.17352 | 0.17845 | 0.18426 | 0.19101 | 0.19953 | 0.20841 | 0.21726 | 0.2258 | 0.23445 | 0.2412 | 0.24748 | 0.25426 | 0.26086 | 0.26667 | 0.27206 | 0.27681 | 0.28148 | 0.28651 | 0.29138 | 0.29639 | 0.30161 | 0.30689 | 0.31234 | 0.31789 | 0.32354 | 0.32929
F5_Commercial_Restaurant (ID)_Existing_Food Preparation_Natural Gas_Range_E2 | F5 | Commercial | Restaurant (ID) | Existing | Food Preparation | Natural Gas | Range | E2 | Utility - Cost of Operation | 0.084803 | 0.086761 | 0.089223 | 0.092129 | 0.095507 | 0.099767 | 0.10421 | 0.10863 | 0.1129 | 0.11722 | 0.1206 | 0.12374 | 0.12713 | 0.13043 | 0.13334 | 0.13603 | 0.13841 | 0.14074 | 0.14325 | 0.14569 | 0.14819 | 0.15081 | 0.15345 | 0.15617 | 0.15895 | 0.16177 | 0.16464
F5_Commercial_Restaurant (ID)_Existing_Food Preparation_Natural Gas_Range_E3 | F5 | Commercial | Restaurant (ID) | Existing | Food Preparation | Natural Gas | Range | E3 | Utility - Cost of Operation | 0 | 0 | 0 | 0 | 0 | 0 | 0 | 0 | 0 | 0 | 0 | 0 | 0 | 0 | 0 | 0 | 0 | 0 | 0 | 0 | 0 | 0 | 0 | 0 | 0 | 0 | 0
F5_Commercial_Restaurant (ID)_Existing_Food Preparation_Natural Gas_Range_E4 | F5 | Commercial | Restaurant (ID) | Existing | Food Preparation | Natural Gas | Range | E4 | Utility - Cost of Operation | 0 | 0 | 0 | 0 | 0 | 0 | 0 | 0 | 0 | 0 | 0 | 0 | 0 | 0 | 0 | 0 | 0 | 0 | 0 | 0 | 0 | 0 | 0 | 0 | 0 | 0 | 0
F5_Commercial_Restaurant (ID)_Existing_Food Preparation_Natural Gas_Range_E5 | F5 | Commercial | Restaurant (ID) | Existing | Food Preparation | Natural Gas | Range | E5 | Utility - Cost of Operation | 0 | 0 | 0 | 0 | 0 | 0 | 0 | 0 | 0 | 0 | 0 | 0 | 0 | 0 | 0 | 0 | 0 | 0 | 0 | 0 | 0 | 0 | 0 | 0 | 0 | 0 | 0
F5_Commercial_Restaurant (ID)_Existing_Food Preparation_Natural Gas_Range_E6 | F5 | Commercial | Restaurant (ID) | Existing | Food Preparation | Natural Gas | Range | E6 | Utility - Cost of Operation | 0 | 0 | 0 | 0 | 0 | 0 | 0 | 0 | 0 | 0 | 0 | 0 | 0 | 0 | 0 | 0 | 0 | 0 | 0 | 0 | 0 | 0 | 0 | 0 | 0 | 0 | 0
F5_Commercial_Restaurant (ID)_Existing_Food Preparation_Natural Gas_Range_E7 | F5 | Commercial | Restaurant (ID) | Existing | Food Preparation | Natural Gas | Range | E7 | Utility - Cost of Operation | 0 | 0 | 0 | 0 | 0 | 0 | 0 | 0 | 0 | 0 | 0 | 0 | 0 | 0 | 0 | 0 | 0 | 0 | 0 | 0 | 0 | 0 | 0 | 0 | 0 | 0 | 0
F5_Commercial_Restaurant (ID)_Existing_Food Preparation_Natural Gas_Range_E8 | F5 | Commercial | Restaurant (ID) | Existing | Food Preparation | Natural Gas | Range | E8 | Utility - Cost of Operation | 0 | 0 | 0 | 0 | 0 | 0 | 0 | 0 | 0 | 0 | 0 | 0 | 0 | 0 | 0 | 0 | 0 | 0 | 0 | 0 | 0 | 0 | 0 | 0 | 0 | 0 | 0
F5_Commercial_Restaurant (ID)_Existing_Food Preparation_Natural Gas_Range_E9 | F5 | Commercial | Restaurant (ID) | Existing | Food Preparation | Natural Gas | Range | E9 | Utility - Cost of Operation | 0 | 0 | 0 | 0 | 0 | 0 | 0 | 0 | 0 | 0 | 0 | 0 | 0 | 0 | 0 | 0 | 0 | 0 | 0 | 0 | 0 | 0 | 0 | 0 | 0 | 0 | 0
F5_Commercial_Restaurant (ID)_Existing_Food Preparation_Natural Gas_Range_E10 | F5 | Commercial | Restaurant (ID) | Existing | Food Preparation | Natural Gas | Range | E10 | Utility - Cost of Operation | 0 | 0 | 0 | 0 | 0 | 0 | 0 | 0 | 0 | 0 | 0 | 0 | 0 | 0 | 0 | 0 | 0 | 0 | 0 | 0 | 0 | 0 | 0 | 0 | 0 | 0 | 0
F6_Commercial_Restaurant (ID)_Existing_Food Preparation_Natural Gas_Range_E1 | F6 | Commercial | Restaurant (ID) | Existing | Food Preparation | Natural Gas | Range | E1 | Utility - Value of Sales | 0.20176 | 0.20512 | 0.20921 | 0.21419 | 0.2201 | 0.22793 | 0.23595 | 0.24371 | 0.25086 | 0.25772 | 0.26477 | 0.27106 | 0.27763 | 0.2837 | 0.28881 | 0.29334 | 0.29706 | 0.30056 | 0.30432 | 0.30776 | 0.31121 | 0.3167 | 0.32223 | 0.32796 | 0.33379 | 0.33972 | 0.34575
F6_Commercial_Restaurant (ID)_Existing_Food Preparation_Natural Gas_Range_E2 | F6 | Commercial | Restaurant (ID) | Existing | Food Preparation | Natural Gas | Range | E2 | Utility - Value of Sales | 0.10088 | 0.10256 | 0.10461 | 0.10709 | 0.11005 | 0.11396 | 0.11797 | 0.12186 | 0.12543 | 0.12886 | 0.13238 | 0.13553 | 0.13881 | 0.14185 | 0.14441 | 0.14667 | 0.14853 | 0.15028 | 0.15216 | 0.15388 | 0.1556 | 0.15835 | 0.16112 | 0.16398 | 0.16689 | 0.16986 | 0.17288
F6_Commercial_Restaurant (ID)_Existing_Food Preparation_Natural Gas_Range_E3 | F6 | Commercial | Restaurant (ID) | Existing | Food Preparation | Natural Gas | Range | E3 | Utility - Value of Sales | 0 | 0 | 0 | 0 | 0 | 0 | 0 | 0 | 0 | 0 | 0 | 0 | 0 | 0 | 0 | 0 | 0 | 0 | 0 | 0 | 0 | 0 | 0 | 0 | 0 | 0 | 0
F6_Commercial_Restaurant (ID)_Existing_Food Preparation_Natural Gas_Range_E4 | F6 | Commercial | Restaurant (ID) | Existing | Food Preparation | Natural Gas | Range | E4 | Utility - Value of Sales | 0 | 0 | 0 | 0 | 0 | 0 | 0 | 0 | 0 | 0 | 0 | 0 | 0 | 0 | 0 | 0 | 0 | 0 | 0 | 0 | 0 | 0 | 0 | 0 | 0 | 0 | 0
F6_Commercial_Restaurant (ID)_Existing_Food Preparation_Natural Gas_Range_E5 | F6 | Commercial | Restaurant (ID) | Existing | Food Preparation | Natural Gas | Range | E5 | Utility - Value of Sales | 0 | 0 | 0 | 0 | 0 | 0 | 0 | 0 | 0 | 0 | 0 | 0 | 0 | 0 | 0 | 0 | 0 | 0 | 0 | 0 | 0 | 0 | 0 | 0 | 0 | 0 | 0
F6_Commercial_Restaurant (ID)_Existing_Food Preparation_Natural Gas_Range_E6 | F6 | Commercial | Restaurant (ID) | Existing | Food Preparation | Natural Gas | Range | E6 | Utility - Value of Sales | 0 | 0 | 0 | 0 | 0 | 0 | 0 | 0 | 0 | 0 | 0 | 0 | 0 | 0 | 0 | 0 | 0 | 0 | 0 | 0 | 0 | 0 | 0 | 0 | 0 | 0 | 0
F6_Commercial_Restaurant (ID)_Existing_Food Preparation_Natural Gas_Range_E7 | F6 | Commercial | Restaurant (ID) | Existing | Food Preparation | Natural Gas | Range | E7 | Utility - Value of Sales | 0 | 0 | 0 | 0 | 0 | 0 | 0 | 0 | 0 | 0 | 0 | 0 | 0 | 0 | 0 | 0 | 0 | 0 | 0 | 0 | 0 | 0 | 0 | 0 | 0 | 0 | 0
F6_Commercial_Restaurant (ID)_Existing_Food Preparation_Natural Gas_Range_E8 | F6 | Commercial | Restaurant (ID) | Existing | Food Preparation | Natural Gas | Range | E8 | Utility - Value of Sales | 0 | 0 | 0 | 0 | 0 | 0 | 0 | 0 | 0 | 0 | 0 | 0 | 0 | 0 | 0 | 0 | 0 | 0 | 0 | 0 | 0 | 0 | 0 | 0 | 0 | 0 | 0
F6_Commercial_Restaurant (ID)_Existing_Food Preparation_Natural Gas_Range_E9 | F6 | Commercial | Restaurant (ID) | Existing | Food Preparation | Natural Gas | Range | E9 | Utility - Value of Sales | 0 | 0 | 0 | 0 | 0 | 0 | 0 | 0 | 0 | 0 | 0 | 0 | 0 | 0 | 0 | 0 | 0 | 0 | 0 | 0 | 0 | 0 | 0 | 0 | 0 | 0 | 0
F6_Commercial_Restaurant (ID)_Existing_Food Preparation_Natural Gas_Range_E10 | F6 | Commercial | Restaurant (ID) | Existing | Food Preparation | Natural Gas | Range | E10 | Utility - Value of Sales | 0 | 0 | 0 | 0 | 0 | 0 | 0 | 0 | 0 | 0 | 0 | 0 | 0 | 0 | 0 | 0 | 0 | 0 | 0 | 0 | 0 | 0 | 0 | 0 | 0 | 0 | 0
F1_Commercial_Restaurant (ID)_Existing_Food Preparation_Natural Gas_Steamer_E1 | F1 | Commercial | Restaurant (ID) | Existing | Food Preparation | Natural Gas | Steamer | E1 | RVT - Cost of Equipment | 0.053771 | 0.053771 | 0.053771 | 0.053771 | 0.053771 | 0.053771 | 0.053771 | 0.053771 | 0.053771 | 0.053771 | 0.053771 | 0.053771 | 0.053771 | 0.053771 | 0.053771 | 0.053771 | 0.053771 | 0.053771 | 0.053771 | 0.053771 | 0.053771 | 0.053771 | 0.053771 | 0.053771 | 0.053771 | 0.053771 | 0.053771
F1_Commercial_Restaurant (ID)_Existing_Food Preparation_Natural Gas_Steamer_E2 | F1 | Commercial | Restaurant (ID) | Existing | Food Preparation | Natural Gas | Steamer | E2 | RVT - Cost of Equipment | 0.057776 | 0.057776 | 0.057776 | 0.057776 | 0.057776 | 0.057776 | 0.057776 | 0.057776 | 0.057776 | 0.057776 | 0.057776 | 0.057776 | 0.057776 | 0.057776 | 0.057776 | 0.057776 | 0.057776 | 0.057776 | 0.057776 | 0.057776 | 0.057776 | 0.057776 | 0.057776 | 0.057776 | 0.057776 | 0.057776 | 0.057776
F1_Commercial_Restaurant (ID)_Existing_Food Preparation_Natural Gas_Steamer_E3 | F1 | Commercial | Restaurant (ID) | Existing | Food Preparation | Natural Gas | Steamer | E3 | RVT - Cost of Equipment | 0 | 0 | 0 | 0 | 0 | 0 | 0 | 0 | 0 | 0 | 0 | 0 | 0 | 0 | 0 | 0 | 0 | 0 | 0 | 0 | 0 | 0 | 0 | 0 | 0 | 0 | 0
F1_Commercial_Restaurant (ID)_Existing_Food Preparation_Natural Gas_Steamer_E4 | F1 | Commercial | Restaurant (ID) | Existing | Food Preparation | Natural Gas | Steamer | E4 | RVT - Cost of Equipment | 0 | 0 | 0 | 0 | 0 | 0 | 0 | 0 | 0 | 0 | 0 | 0 | 0 | 0 | 0 | 0 | 0 | 0 | 0 | 0 | 0 | 0 | 0 | 0 | 0 | 0 | 0
F1_Commercial_Restaurant (ID)_Existing_Food Preparation_Natural Gas_Steamer_E5 | F1 | Commercial | Restaurant (ID) | Existing | Food Preparation | Natural Gas | Steamer | E5 | RVT - Cost of Equipment | 0 | 0 | 0 | 0 | 0 | 0 | 0 | 0 | 0 | 0 | 0 | 0 | 0 | 0 | 0 | 0 | 0 | 0 | 0 | 0 | 0 | 0 | 0 | 0 | 0 | 0 | 0
F1_Commercial_Restaurant (ID)_Existing_Food Preparation_Natural Gas_Steamer_E6 | F1 | Commercial | Restaurant (ID) | Existing | Food Preparation | Natural Gas | Steamer | E6 | RVT - Cost of Equipment | 0 | 0 | 0 | 0 | 0 | 0 | 0 | 0 | 0 | 0 | 0 | 0 | 0 | 0 | 0 | 0 | 0 | 0 | 0 | 0 | 0 | 0 | 0 | 0 | 0 | 0 | 0
F1_Commercial_Restaurant (ID)_Existing_Food Preparation_Natural Gas_Steamer_E7 | F1 | Commercial | Restaurant (ID) | Existing | Food Preparation | Natural Gas | Steamer | E7 | RVT - Cost of Equipment | 0 | 0 | 0 | 0 | 0 | 0 | 0 | 0 | 0 | 0 | 0 | 0 | 0 | 0 | 0 | 0 | 0 | 0 | 0 | 0 | 0 | 0 | 0 | 0 | 0 | 0 | 0
F1_Commercial_Restaurant (ID)_Existing_Food Preparation_Natural Gas_Steamer_E8 | F1 | Commercial | Restaurant (ID) | Existing | Food Preparation | Natural Gas | Steamer | E8 | RVT - Cost of Equipment | 0 | 0 | 0 | 0 | 0 | 0 | 0 | 0 | 0 | 0 | 0 | 0 | 0 | 0 | 0 | 0 | 0 | 0 | 0 | 0 | 0 | 0 | 0 | 0 | 0 | 0 | 0
F1_Commercial_Restaurant (ID)_Existing_Food Preparation_Natural Gas_Steamer_E9 | F1 | Commercial | Restaurant (ID) | Existing | Food Preparation | Natural Gas | Steamer | E9 | RVT - Cost of Equipment | 0 | 0 | 0 | 0 | 0 | 0 | 0 | 0 | 0 | 0 | 0 | 0 | 0 | 0 | 0 | 0 | 0 | 0 | 0 | 0 | 0 | 0 | 0 | 0 | 0 | 0 | 0
F1_Commercial_Restaurant (ID)_Existing_Food Preparation_Natural Gas_Steamer_E10 | F1 | Commercial | Restaurant (ID) | Existing | Food Preparation | Natural Gas | Steamer | E10 | RVT - Cost of Equipment | 0 | 0 | 0 | 0 | 0 | 0 | 0 | 0 | 0 | 0 | 0 | 0 | 0 | 0 | 0 | 0 | 0 | 0 | 0 | 0 | 0 | 0 | 0 | 0 | 0 | 0 | 0
F2_Commercial_Restaurant (ID)_Existing_Food Preparation_Natural Gas_Steamer_E1 | F2 | Commercial | Restaurant (ID) | Existing | Food Preparation | Natural Gas | Steamer | E1 | RVT - Cost of Operation | 0.281 | 0.28631 | 0.29254 | 0.29981 | 0.30813 | 0.31851 | 0.32893 | 0.33882 | 0.34777 | 0.35645 | 0.36544 | 0.37361 | 0.38223 | 0.39039 | 0.39741 | 0.40374 | 0.4091 | 0.41422 | 0.41966 | 0.42474 | 0.42984 | 0.43743 | 0.44509 | 0.453 | 0.46105 | 0.46924 | 0.47758
F2_Commercial_Restaurant (ID)_Existing_Food Preparation_Natural Gas_Steamer_E2 | F2 | Commercial | Restaurant (ID) | Existing | Food Preparation | Natural Gas | Steamer | E2 | RVT - Cost of Operation | 0.053018 | 0.05402 | 0.055195 | 0.056566 | 0.058136 | 0.060095 | 0.06206 | 0.063926 | 0.065615 | 0.067252 | 0.068948 | 0.07049 | 0.072117 | 0.073657 | 0.074981 | 0.076176 | 0.077187 | 0.078153 | 0.079179 | 0.080138 | 0.0811 | 0.082531 | 0.083977 | 0.085469 | 0.086988 | 0.088533 | 0.090106
F2_Commercial_Restaurant (ID)_Existing_Food Preparation_Natural Gas_Steamer_E3 | F2 | Commercial | Restaurant (ID) | Existing | Food Preparation | Natural Gas | Steamer | E3 | RVT - Cost of Operation | 0 | 0 | 0 | 0 | 0 | 0 | 0 | 0 | 0 | 0 | 0 | 0 | 0 | 0 | 0 | 0 | 0 | 0 | 0 | 0 | 0 | 0 | 0 | 0 | 0 | 0 | 0
F2_Commercial_Restaurant (ID)_Existing_Food Preparation_Natural Gas_Steamer_E4 | F2 | Commercial | Restaurant (ID) | Existing | Food Preparation | Natural Gas | Steamer | E4 | RVT - Cost of Operation | 0 | 0 | 0 | 0 | 0 | 0 | 0 | 0 | 0 | 0 | 0 | 0 | 0 | 0 | 0 | 0 | 0 | 0 | 0 | 0 | 0 | 0 | 0 | 0 | 0 | 0 | 0
F2_Commercial_Restaurant (ID)_Existing_Food Preparation_Natural Gas_Steamer_E5 | F2 | Commercial | Restaurant (ID) | Existing | Food Preparation | Natural Gas | Steamer | E5 | RVT - Cost of Operation | 0 | 0 | 0 | 0 | 0 | 0 | 0 | 0 | 0 | 0 | 0 | 0 | 0 | 0 | 0 | 0 | 0 | 0 | 0 | 0 | 0 | 0 | 0 | 0 | 0 | 0 | 0
F2_Commercial_Restaurant (ID)_Existing_Food Preparation_Natural Gas_Steamer_E6 | F2 | Commercial | Restaurant (ID) | Existing | Food Preparation | Natural Gas | Steamer | E6 | RVT - Cost of Operation | 0 | 0 | 0 | 0 | 0 | 0 | 0 | 0 | 0 | 0 | 0 | 0 | 0 | 0 | 0 | 0 | 0 | 0 | 0 | 0 | 0 | 0 | 0 | 0 | 0 | 0 | 0
F2_Commercial_Restaurant (ID)_Existing_Food Preparation_Natural Gas_Steamer_E7 | F2 | Commercial | Restaurant (ID) | Existing | Food Preparation | Natural Gas | Steamer | E7 | RVT - Cost of Operation | 0 | 0 | 0 | 0 | 0 | 0 | 0 | 0 | 0 | 0 | 0 | 0 | 0 | 0 | 0 | 0 | 0 | 0 | 0 | 0 | 0 | 0 | 0 | 0 | 0 | 0 | 0
F2_Commercial_Restaurant (ID)_Existing_Food Preparation_Natural Gas_Steamer_E8 | F2 | Commercial | Restaurant (ID) | Existing | Food Preparation | Natural Gas | Steamer | E8 | RVT - Cost of Operation | 0 | 0 | 0 | 0 | 0 | 0 | 0 | 0 | 0 | 0 | 0 | 0 | 0 | 0 | 0 | 0 | 0 | 0 | 0 | 0 | 0 | 0 | 0 | 0 | 0 | 0 | 0
F2_Commercial_Restaurant (ID)_Existing_Food Preparation_Natural Gas_Steamer_E9 | F2 | Commercial | Restaurant (ID) | Existing | Food Preparation | Natural Gas | Steamer | E9 | RVT - Cost of Operation | 0 | 0 | 0 | 0 | 0 | 0 | 0 | 0 | 0 | 0 | 0 | 0 | 0 | 0 | 0 | 0 | 0 | 0 | 0 | 0 | 0 | 0 | 0 | 0 | 0 | 0 | 0
F2_Commercial_Restaurant (ID)_Existing_Food Preparation_Natural Gas_Steamer_E10 | F2 | Commercial | Restaurant (ID) | Existing | Food Preparation | Natural Gas | Steamer | E10 | RVT - Cost of Operation | 0 | 0 | 0 | 0 | 0 | 0 | 0 | 0 | 0 | 0 | 0 | 0 | 0 | 0 | 0 | 0 | 0 | 0 | 0 | 0 | 0 | 0 | 0 | 0 | 0 | 0 | 0
F3_Commercial_Restaurant (ID)_Existing_Food Preparation_Natural Gas_Steamer_E1 | F3 | Commercial | Restaurant (ID) | Existing | Food Preparation | Natural Gas | Steamer | E1 | System - kBTUs of Consumption | 67.037 | 67.037 | 67.037 | 67.037 | 67.037 | 67.037 | 67.037 | 67.037 | 67.037 | 67.037 | 67.037 | 67.037 | 67.037 | 67.037 | 67.037 | 67.037 | 67.037 | 67.037 | 67.037 | 67.037 | 67.037 | 67.037 | 67.037 | 67.037 | 67.037 | 67.037 | 67.037
F3_Commercial_Restaurant (ID)_Existing_Food Preparation_Natural Gas_Steamer_E2 | F3 | Commercial | Restaurant (ID) | Existing | Food Preparation | Natural Gas | Steamer | E2 | System - kBTUs of Consumption | 12.6481 | 12.6481 | 12.6481 | 12.6481 | 12.6481 | 12.6481 | 12.6481 | 12.6481 | 12.6481 | 12.6481 | 12.6481 | 12.6481 | 12.6481 | 12.6481 | 12.6481 | 12.6481 | 12.6481 | 12.6481 | 12.6481 | 12.6481 | 12.6481 | 12.6481 | 12.6481 | 12.6481 | 12.6481 | 12.6481 | 12.6481
F3_Commercial_Restaurant (ID)_Existing_Food Preparation_Natural Gas_Steamer_E3 | F3 | Commercial | Restaurant (ID) | Existing | Food Preparation | Natural Gas | Steamer | E3 | System - kBTUs of Consumption | 0 | 0 | 0 | 0 | 0 | 0 | 0 | 0 | 0 | 0 | 0 | 0 | 0 | 0 | 0 | 0 | 0 | 0 | 0 | 0 | 0 | 0 | 0 | 0 | 0 | 0 | 0
F3_Commercial_Restaurant (ID)_Existing_Food Preparation_Natural Gas_Steamer_E4 | F3 | Commercial | Restaurant (ID) | Existing | Food Preparation | Natural Gas | Steamer | E4 | System - kBTUs of Consumption | 0 | 0 | 0 | 0 | 0 | 0 | 0 | 0 | 0 | 0 | 0 | 0 | 0 | 0 | 0 | 0 | 0 | 0 | 0 | 0 | 0 | 0 | 0 | 0 | 0 | 0 | 0
F3_Commercial_Restaurant (ID)_Existing_Food Preparation_Natural Gas_Steamer_E5 | F3 | Commercial | Restaurant (ID) | Existing | Food Preparation | Natural Gas | Steamer | E5 | System - kBTUs of Consumption | 0 | 0 | 0 | 0 | 0 | 0 | 0 | 0 | 0 | 0 | 0 | 0 | 0 | 0 | 0 | 0 | 0 | 0 | 0 | 0 | 0 | 0 | 0 | 0 | 0 | 0 | 0
F3_Commercial_Restaurant (ID)_Existing_Food Preparation_Natural Gas_Steamer_E6 | F3 | Commercial | Restaurant (ID) | Existing | Food Preparation | Natural Gas | Steamer | E6 | System - kBTUs of Consumption | 0 | 0 | 0 | 0 | 0 | 0 | 0 | 0 | 0 | 0 | 0 | 0 | 0 | 0 | 0 | 0 | 0 | 0 | 0 | 0 | 0 | 0 | 0 | 0 | 0 | 0 | 0
F3_Commercial_Restaurant (ID)_Existing_Food Preparation_Natural Gas_Steamer_E7 | F3 | Commercial | Restaurant (ID) | Existing | Food Preparation | Natural Gas | Steamer | E7 | System - kBTUs of Consumption | 0 | 0 | 0 | 0 | 0 | 0 | 0 | 0 | 0 | 0 | 0 | 0 | 0 | 0 | 0 | 0 | 0 | 0 | 0 | 0 | 0 | 0 | 0 | 0 | 0 | 0 | 0
F3_Commercial_Restaurant (ID)_Existing_Food Preparation_Natural Gas_Steamer_E8 | F3 | Commercial | Restaurant (ID) | Existing | Food Preparation | Natural Gas | Steamer | E8 | System - kBTUs of Consumption | 0 | 0 | 0 | 0 | 0 | 0 | 0 | 0 | 0 | 0 | 0 | 0 | 0 | 0 | 0 | 0 | 0 | 0 | 0 | 0 | 0 | 0 | 0 | 0 | 0 | 0 | 0
F3_Commercial_Restaurant (ID)_Existing_Food Preparation_Natural Gas_Steamer_E9 | F3 | Commercial | Restaurant (ID) | Existing | Food Preparation | Natural Gas | Steamer | E9 | System - kBTUs of Consumption | 0 | 0 | 0 | 0 | 0 | 0 | 0 | 0 | 0 | 0 | 0 | 0 | 0 | 0 | 0 | 0 | 0 | 0 | 0 | 0 | 0 | 0 | 0 | 0 | 0 | 0 | 0
F3_Commercial_Restaurant (ID)_Existing_Food Preparation_Natural Gas_Steamer_E10 | F3 | Commercial | Restaurant (ID) | Existing | Food Preparation | Natural Gas | Steamer | E10 | System - kBTUs of Consumption | 0 | 0 | 0 | 0 | 0 | 0 | 0 | 0 | 0 | 0 | 0 | 0 | 0 | 0 | 0 | 0 | 0 | 0 | 0 | 0 | 0 | 0 | 0 | 0 | 0 | 0 | 0
F4_Commercial_Restaurant (ID)_Existing_Food Preparation_Natural Gas_Steamer_E1 | F4 | Commercial | Restaurant (ID) | Existing | Food Preparation | Natural Gas | Steamer | E1 | Utility - Cost of Equipment | 0.053771 | 0.053771 | 0.053771 | 0.053771 | 0.053771 | 0.053771 | 0.053771 | 0.053771 | 0.053771 | 0.053771 | 0.053771 | 0.053771 | 0.053771 | 0.053771 | 0.053771 | 0.053771 | 0.053771 | 0.053771 | 0.053771 | 0.053771 | 0.053771 | 0.053771 | 0.053771 | 0.053771 | 0.053771 | 0.053771 | 0.053771
F4_Commercial_Restaurant (ID)_Existing_Food Preparation_Natural Gas_Steamer_E2 | F4 | Commercial | Restaurant (ID) | Existing | Food Preparation | Natural Gas | Steamer | E2 | Utility - Cost of Equipment | 0.057776 | 0.057776 | 0.057776 | 0.057776 | 0.057776 | 0.057776 | 0.057776 | 0.057776 | 0.057776 | 0.057776 | 0.057776 | 0.057776 | 0.057776 | 0.057776 | 0.057776 | 0.057776 | 0.057776 | 0.057776 | 0.057776 | 0.057776 | 0.057776 | 0.057776 | 0.057776 | 0.057776 | 0.057776 | 0.057776 | 0.057776
F4_Commercial_Restaurant (ID)_Existing_Food Preparation_Natural Gas_Steamer_E3 | F4 | Commercial | Restaurant (ID) | Existing | Food Preparation | Natural Gas | Steamer | E3 | Utility - Cost of Equipment | 0 | 0 | 0 | 0 | 0 | 0 | 0 | 0 | 0 | 0 | 0 | 0 | 0 | 0 | 0 | 0 | 0 | 0 | 0 | 0 | 0 | 0 | 0 | 0 | 0 | 0 | 0
F4_Commercial_Restaurant (ID)_Existing_Food Preparation_Natural Gas_Steamer_E4 | F4 | Commercial | Restaurant (ID) | Existing | Food Preparation | Natural Gas | Steamer | E4 | Utility - Cost of Equipment | 0 | 0 | 0 | 0 | 0 | 0 | 0 | 0 | 0 | 0 | 0 | 0 | 0 | 0 | 0 | 0 | 0 | 0 | 0 | 0 | 0 | 0 | 0 | 0 | 0 | 0 | 0
F4_Commercial_Restaurant (ID)_Existing_Food Preparation_Natural Gas_Steamer_E5 | F4 | Commercial | Restaurant (ID) | Existing | Food Preparation | Natural Gas | Steamer | E5 | Utility - Cost of Equipment | 0 | 0 | 0 | 0 | 0 | 0 | 0 | 0 | 0 | 0 | 0 | 0 | 0 | 0 | 0 | 0 | 0 | 0 | 0 | 0 | 0 | 0 | 0 | 0 | 0 | 0 | 0
F4_Commercial_Restaurant (ID)_Existing_Food Preparation_Natural Gas_Steamer_E6 | F4 | Commercial | Restaurant (ID) | Existing | Food Preparation | Natural Gas | Steamer | E6 | Utility - Cost of Equipment | 0 | 0 | 0 | 0 | 0 | 0 | 0 | 0 | 0 | 0 | 0 | 0 | 0 | 0 | 0 | 0 | 0 | 0 | 0 | 0 | 0 | 0 | 0 | 0 | 0 | 0 | 0
F4_Commercial_Restaurant (ID)_Existing_Food Preparation_Natural Gas_Steamer_E7 | F4 | Commercial | Restaurant (ID) | Existing | Food Preparation | Natural Gas | Steamer | E7 | Utility - Cost of Equipment | 0 | 0 | 0 | 0 | 0 | 0 | 0 | 0 | 0 | 0 | 0 | 0 | 0 | 0 | 0 | 0 | 0 | 0 | 0 | 0 | 0 | 0 | 0 | 0 | 0 | 0 | 0
F4_Commercial_Restaurant (ID)_Existing_Food Preparation_Natural Gas_Steamer_E8 | F4 | Commercial | Restaurant (ID) | Existing | Food Preparation | Natural Gas | Steamer | E8 | Utility - Cost of Equipment | 0 | 0 | 0 | 0 | 0 | 0 | 0 | 0 | 0 | 0 | 0 | 0 | 0 | 0 | 0 | 0 | 0 | 0 | 0 | 0 | 0 | 0 | 0 | 0 | 0 | 0 | 0
F4_Commercial_Restaurant (ID)_Existing_Food Preparation_Natural Gas_Steamer_E9 | F4 | Commercial | Restaurant (ID) | Existing | Food Preparation | Natural Gas | Steamer | E9 | Utility - Cost of Equipment | 0 | 0 | 0 | 0 | 0 | 0 | 0 | 0 | 0 | 0 | 0 | 0 | 0 | 0 | 0 | 0 | 0 | 0 | 0 | 0 | 0 | 0 | 0 | 0 | 0 | 0 | 0
F4_Commercial_Restaurant (ID)_Existing_Food Preparation_Natural Gas_Steamer_E10 | F4 | Commercial | Restaurant (ID) | Existing | Food Preparation | Natural Gas | Steamer | E10 | Utility - Cost of Equipment | 0 | 0 | 0 | 0 | 0 | 0 | 0 | 0 | 0 | 0 | 0 | 0 | 0 | 0 | 0 | 0 | 0 | 0 | 0 | 0 | 0 | 0 | 0 | 0 | 0 | 0 | 0
F5_Commercial_Restaurant (ID)_Existing_Food Preparation_Natural Gas_Steamer_E1 | F5 | Commercial | Restaurant (ID) | Existing | Food Preparation | Natural Gas | Steamer | E1 | Utility - Cost of Operation | 0.23859 | 0.2446 | 0.25172 | 0.25989 | 0.26912 | 0.28035 | 0.29191 | 0.30336 | 0.31438 | 0.32556 | 0.33445 | 0.34278 | 0.35173 | 0.3605 | 0.36833 | 0.37566 | 0.38224 | 0.38873 | 0.39566 | 0.40242 | 0.40937 | 0.4166 | 0.4239 | 0.43143 | 0.43909 | 0.44689 | 0.45483
F5_Commercial_Restaurant (ID)_Existing_Food Preparation_Natural Gas_Steamer_E2 | F5 | Commercial | Restaurant (ID) | Existing | Food Preparation | Natural Gas | Steamer | E2 | Utility - Cost of Operation | 0.045015 | 0.046149 | 0.047493 | 0.049034 | 0.050775 | 0.052895 | 0.055076 | 0.057236 | 0.059316 | 0.061425 | 0.063102 | 0.064674 | 0.066363 | 0.068016 | 0.069494 | 0.070878 | 0.072118 | 0.073343 | 0.074651 | 0.075927 | 0.077238 | 0.078601 | 0.079978 | 0.081399 | 0.082845 | 0.084317 | 0.085815
F5_Commercial_Restaurant (ID)_Existing_Food Preparation_Natural Gas_Steamer_E3 | F5 | Commercial | Restaurant (ID) | Existing | Food Preparation | Natural Gas | Steamer | E3 | Utility - Cost of Operation | 0 | 0 | 0 | 0 | 0 | 0 | 0 | 0 | 0 | 0 | 0 | 0 | 0 | 0 | 0 | 0 | 0 | 0 | 0 | 0 | 0 | 0 | 0 | 0 | 0 | 0 | 0
F5_Commercial_Restaurant (ID)_Existing_Food Preparation_Natural Gas_Steamer_E4 | F5 | Commercial | Restaurant (ID) | Existing | Food Preparation | Natural Gas | Steamer | E4 | Utility - Cost of Operation | 0 | 0 | 0 | 0 | 0 | 0 | 0 | 0 | 0 | 0 | 0 | 0 | 0 | 0 | 0 | 0 | 0 | 0 | 0 | 0 | 0 | 0 | 0 | 0 | 0 | 0 | 0
F5_Commercial_Restaurant (ID)_Existing_Food Preparation_Natural Gas_Steamer_E5 | F5 | Commercial | Restaurant (ID) | Existing | Food Preparation | Natural Gas | Steamer | E5 | Utility - Cost of Operation | 0 | 0 | 0 | 0 | 0 | 0 | 0 | 0 | 0 | 0 | 0 | 0 | 0 | 0 | 0 | 0 | 0 | 0 | 0 | 0 | 0 | 0 | 0 | 0 | 0 | 0 | 0
F5_Commercial_Restaurant (ID)_Existing_Food Preparation_Natural Gas_Steamer_E6 | F5 | Commercial | Restaurant (ID) | Existing | Food Preparation | Natural Gas | Steamer | E6 | Utility - Cost of Operation | 0 | 0 | 0 | 0 | 0 | 0 | 0 | 0 | 0 | 0 | 0 | 0 | 0 | 0 | 0 | 0 | 0 | 0 | 0 | 0 | 0 | 0 | 0 | 0 | 0 | 0 | 0
F5_Commercial_Restaurant (ID)_Existing_Food Preparation_Natural Gas_Steamer_E7 | F5 | Commercial | Restaurant (ID) | Existing | Food Preparation | Natural Gas | Steamer | E7 | Utility - Cost of Operation | 0 | 0 | 0 | 0 | 0 | 0 | 0 | 0 | 0 | 0 | 0 | 0 | 0 | 0 | 0 | 0 | 0 | 0 | 0 | 0 | 0 | 0 | 0 | 0 | 0 | 0 | 0
F5_Commercial_Restaurant (ID)_Existing_Food Preparation_Natural Gas_Steamer_E8 | F5 | Commercial | Restaurant (ID) | Existing | Food Preparation | Natural Gas | Steamer | E8 | Utility - Cost of Operation | 0 | 0 | 0 | 0 | 0 | 0 | 0 | 0 | 0 | 0 | 0 | 0 | 0 | 0 | 0 | 0 | 0 | 0 | 0 | 0 | 0 | 0 | 0 | 0 | 0 | 0 | 0
F5_Commercial_Restaurant (ID)_Existing_Food Preparation_Natural Gas_Steamer_E9 | F5 | Commercial | Restaurant (ID) | Existing | Food Preparation | Natural Gas | Steamer | E9 | Utility - Cost of Operation | 0 | 0 | 0 | 0 | 0 | 0 | 0 | 0 | 0 | 0 | 0 | 0 | 0 | 0 | 0 | 0 | 0 | 0 | 0 | 0 | 0 | 0 | 0 | 0 | 0 | 0 | 0
F5_Commercial_Restaurant (ID)_Existing_Food Preparation_Natural Gas_Steamer_E10 | F5 | Commercial | Restaurant (ID) | Existing | Food Preparation | Natural Gas | Steamer | E10 | Utility - Cost of Operation | 0 | 0 | 0 | 0 | 0 | 0 | 0 | 0 | 0 | 0 | 0 | 0 | 0 | 0 | 0 | 0 | 0 | 0 | 0 | 0 | 0 | 0 | 0 | 0 | 0 | 0 | 0
F6_Commercial_Restaurant (ID)_Existing_Food Preparation_Natural Gas_Steamer_E1 | F6 | Commercial | Restaurant (ID) | Existing | Food Preparation | Natural Gas | Steamer | E1 | Utility - Value of Sales | 0.281 | 0.28631 | 0.29254 | 0.29981 | 0.30813 | 0.31851 | 0.32893 | 0.33882 | 0.34777 | 0.35645 | 0.36544 | 0.37361 | 0.38223 | 0.39039 | 0.39741 | 0.40374 | 0.4091 | 0.41422 | 0.41966 | 0.42474 | 0.42984 | 0.43743 | 0.44509 | 0.453 | 0.46105 | 0.46924 | 0.47758
F6_Commercial_Restaurant (ID)_Existing_Food Preparation_Natural Gas_Steamer_E2 | F6 | Commercial | Restaurant (ID) | Existing | Food Preparation | Natural Gas | Steamer | E2 | Utility - Value of Sales | 0.053018 | 0.05402 | 0.055195 | 0.056566 | 0.058136 | 0.060095 | 0.06206 | 0.063926 | 0.065615 | 0.067252 | 0.068948 | 0.07049 | 0.072117 | 0.073657 | 0.074981 | 0.076176 | 0.077187 | 0.078153 | 0.079179 | 0.080138 | 0.0811 | 0.082531 | 0.083977 | 0.085469 | 0.086988 | 0.088533 | 0.090106
F6_Commercial_Restaurant (ID)_Existing_Food Preparation_Natural Gas_Steamer_E3 | F6 | Commercial | Restaurant (ID) | Existing | Food Preparation | Natural Gas | Steamer | E3 | Utility - Value of Sales | 0 | 0 | 0 | 0 | 0 | 0 | 0 | 0 | 0 | 0 | 0 | 0 | 0 | 0 | 0 | 0 | 0 | 0 | 0 | 0 | 0 | 0 | 0 | 0 | 0 | 0 | 0
F6_Commercial_Restaurant (ID)_Existing_Food Preparation_Natural Gas_Steamer_E4 | F6 | Commercial | Restaurant (ID) | Existing | Food Preparation | Natural Gas | Steamer | E4 | Utility - Value of Sales | 0 | 0 | 0 | 0 | 0 | 0 | 0 | 0 | 0 | 0 | 0 | 0 | 0 | 0 | 0 | 0 | 0 | 0 | 0 | 0 | 0 | 0 | 0 | 0 | 0 | 0 | 0
F6_Commercial_Restaurant (ID)_Existing_Food Preparation_Natural Gas_Steamer_E5 | F6 | Commercial | Restaurant (ID) | Existing | Food Preparation | Natural Gas | Steamer | E5 | Utility - Value of Sales | 0 | 0 | 0 | 0 | 0 | 0 | 0 | 0 | 0 | 0 | 0 | 0 | 0 | 0 | 0 | 0 | 0 | 0 | 0 | 0 | 0 | 0 | 0 | 0 | 0 | 0 | 0
F6_Commercial_Restaurant (ID)_Existing_Food Preparation_Natural Gas_Steamer_E6 | F6 | Commercial | Restaurant (ID) | Existing | Food Preparation | Natural Gas | Steamer | E6 | Utility - Value of Sales | 0 | 0 | 0 | 0 | 0 | 0 | 0 | 0 | 0 | 0 | 0 | 0 | 0 | 0 | 0 | 0 | 0 | 0 | 0 | 0 | 0 | 0 | 0 | 0 | 0 | 0 | 0
F6_Commercial_Restaurant (ID)_Existing_Food Preparation_Natural Gas_Steamer_E7 | F6 | Commercial | Restaurant (ID) | Existing | Food Preparation | Natural Gas | Steamer | E7 | Utility - Value of Sales | 0 | 0 | 0 | 0 | 0 | 0 | 0 | 0 | 0 | 0 | 0 | 0 | 0 | 0 | 0 | 0 | 0 | 0 | 0 | 0 | 0 | 0 | 0 | 0 | 0 | 0 | 0
F6_Commercial_Restaurant (ID)_Existing_Food Preparation_Natural Gas_Steamer_E8 | F6 | Commercial | Restaurant (ID) | Existing | Food Preparation | Natural Gas | Steamer | E8 | Utility - Value of Sales | 0 | 0 | 0 | 0 | 0 | 0 | 0 | 0 | 0 | 0 | 0 | 0 | 0 | 0 | 0 | 0 | 0 | 0 | 0 | 0 | 0 | 0 | 0 | 0 | 0 | 0 | 0
F6_Commercial_Restaurant (ID)_Existing_Food Preparation_Natural Gas_Steamer_E9 | F6 | Commercial | Restaurant (ID) | Existing | Food Preparation | Natural Gas | Steamer | E9 | Utility - Value of Sales | 0 | 0 | 0 | 0 | 0 | 0 | 0 | 0 | 0 | 0 | 0 | 0 | 0 | 0 | 0 | 0 | 0 | 0 | 0 | 0 | 0 | 0 | 0 | 0 | 0 | 0 | 0
F6_Commercial_Restaurant (ID)_Existing_Food Preparation_Natural Gas_Steamer_E10 | F6 | Commercial | Restaurant (ID) | Existing | Food Preparation | Natural Gas | Steamer | E10 | Utility - Value of Sales | 0 | 0 | 0 | 0 | 0 | 0 | 0 | 0 | 0 | 0 | 0 | 0 | 0 | 0 | 0 | 0 | 0 | 0 | 0 | 0 | 0 | 0 | 0 | 0 | 0 | 0 | 0
F1_Commercial_Restaurant (ID)_Existing_Food Preparation_Natural Gas_Food Prep Other_E1 | F1 | Commercial | Restaurant (ID) | Existing | Food Preparation | Natural Gas | Food Prep Other | E1 | RVT - Cost of Equipment | 5.0875e-05 | 5.0875e-05 | 5.0875e-05 | 5.0875e-05 | 5.0875e-05 | 5.0875e-05 | 5.0875e-05 | 5.0875e-05 | 5.0875e-05 | 5.0875e-05 | 5.0875e-05 | 5.0875e-05 | 5.0875e-05 | 5.0875e-05 | 5.0875e-05 | 5.0875e-05 | 5.0875e-05 | 5.0875e-05 | 5.0875e-05 | 5.0875e-05 | 5.0875e-05 | 5.0875e-05 | 5.0875e-05 | 5.0875e-05 | 5.0875e-05 | 5.0875e-05 | 5.0875e-05
F1_Commercial_Restaurant (ID)_Existing_Food Preparation_Natural Gas_Food Prep Other_E2 | F1 | Commercial | Restaurant (ID) | Existing | Food Preparation | Natural Gas | Food Prep Other | E2 | RVT - Cost of Equipment | 5.0926e-05 | 5.0926e-05 | 5.0926e-05 | 5.0926e-05 | 5.0926e-05 | 5.0926e-05 | 5.0926e-05 | 5.0926e-05 | 5.0926e-05 | 5.0926e-05 | 5.0926e-05 | 5.0926e-05 | 5.0926e-05 | 5.0926e-05 | 5.0926e-05 | 5.0926e-05 | 5.0926e-05 | 5.0926e-05 | 5.0926e-05 | 5.0926e-05 | 5.0926e-05 | 5.0926e-05 | 5.0926e-05 | 5.0926e-05 | 5.0926e-05 | 5.0926e-05 | 5.0926e-05
F1_Commercial_Restaurant (ID)_Existing_Food Preparation_Natural Gas_Food Prep Other_E3 | F1 | Commercial | Restaurant (ID) | Existing | Food Preparation | Natural Gas | Food Prep Other | E3 | RVT - Cost of Equipment | 0 | 0 | 0 | 0 | 0 | 0 | 0 | 0 | 0 | 0 | 0 | 0 | 0 | 0 | 0 | 0 | 0 | 0 | 0 | 0 | 0 | 0 | 0 | 0 | 0 | 0 | 0
F1_Commercial_Restaurant (ID)_Existing_Food Preparation_Natural Gas_Food Prep Other_E4 | F1 | Commercial | Restaurant (ID) | Existing | Food Preparation | Natural Gas | Food Prep Other | E4 | RVT - Cost of Equipment | 0 | 0 | 0 | 0 | 0 | 0 | 0 | 0 | 0 | 0 | 0 | 0 | 0 | 0 | 0 | 0 | 0 | 0 | 0 | 0 | 0 | 0 | 0 | 0 | 0 | 0 | 0
F1_Commercial_Restaurant (ID)_Existing_Food Preparation_Natural Gas_Food Prep Other_E5 | F1 | Commercial | Restaurant (ID) | Existing | Food Preparation | Natural Gas | Food Prep Other | E5 | RVT - Cost of Equipment | 0 | 0 | 0 | 0 | 0 | 0 | 0 | 0 | 0 | 0 | 0 | 0 | 0 | 0 | 0 | 0 | 0 | 0 | 0 | 0 | 0 | 0 | 0 | 0 | 0 | 0 | 0
F1_Commercial_Restaurant (ID)_Existing_Food Preparation_Natural Gas_Food Prep Other_E6 | F1 | Commercial | Restaurant (ID) | Existing | Food Preparation | Natural Gas | Food Prep Other | E6 | RVT - Cost of Equipment | 0 | 0 | 0 | 0 | 0 | 0 | 0 | 0 | 0 | 0 | 0 | 0 | 0 | 0 | 0 | 0 | 0 | 0 | 0 | 0 | 0 | 0 | 0 | 0 | 0 | 0 | 0
F1_Commercial_Restaurant (ID)_Existing_Food Preparation_Natural Gas_Food Prep Other_E7 | F1 | Commercial | Restaurant (ID) | Existing | Food Preparation | Natural Gas | Food Prep Other | E7 | RVT - Cost of Equipment | 0 | 0 | 0 | 0 | 0 | 0 | 0 | 0 | 0 | 0 | 0 | 0 | 0 | 0 | 0 | 0 | 0 | 0 | 0 | 0 | 0 | 0 | 0 | 0 | 0 | 0 | 0
F1_Commercial_Restaurant (ID)_Existing_Food Preparation_Natural Gas_Food Prep Other_E8 | F1 | Commercial | Restaurant (ID) | Existing | Food Preparation | Natural Gas | Food Prep Other | E8 | RVT - Cost of Equipment | 0 | 0 | 0 | 0 | 0 | 0 | 0 | 0 | 0 | 0 | 0 | 0 | 0 | 0 | 0 | 0 | 0 | 0 | 0 | 0 | 0 | 0 | 0 | 0 | 0 | 0 | 0
F1_Commercial_Restaurant (ID)_Existing_Food Preparation_Natural Gas_Food Prep Other_E9 | F1 | Commercial | Restaurant (ID) | Existing | Food Preparation | Natural Gas | Food Prep Other | E9 | RVT - Cost of Equipment | 0 | 0 | 0 | 0 | 0 | 0 | 0 | 0 | 0 | 0 | 0 | 0 | 0 | 0 | 0 | 0 | 0 | 0 | 0 | 0 | 0 | 0 | 0 | 0 | 0 | 0 | 0
F1_Commercial_Restaurant (ID)_Existing_Food Preparation_Natural Gas_Food Prep Other_E10 | F1 | Commercial | Restaurant (ID) | Existing | Food Preparation | Natural Gas | Food Prep Other | E10 | RVT - Cost of Equipment | 0 | 0 | 0 | 0 | 0 | 0 | 0 | 0 | 0 | 0 | 0 | 0 | 0 | 0 | 0 | 0 | 0 | 0 | 0 | 0 | 0 | 0 | 0 | 0 | 0 | 0 | 0
F2_Commercial_Restaurant (ID)_Existing_Food Preparation_Natural Gas_Food Prep Other_E1 | F2 | Commercial | Restaurant (ID) | Existing | Food Preparation | Natural Gas | Food Prep Other | E1 | RVT - Cost of Operation | 0.059362 | 0.06035 | 0.061554 | 0.063018 | 0.064759 | 0.06706 | 0.069421 | 0.071705 | 0.073807 | 0.075826 | 0.0779 | 0.079752 | 0.081684 | 0.08347 | 0.084974 | 0.086307 | 0.0874 | 0.088431 | 0.089536 | 0.09055 | 0.091564 | 0.093179 | 0.094808 | 0.096493 | 0.098207 | 0.099952 | 0.10173
F2_Commercial_Restaurant (ID)_Existing_Food Preparation_Natural Gas_Food Prep Other_E2 | F2 | Commercial | Restaurant (ID) | Existing | Food Preparation | Natural Gas | Food Prep Other | E2 | RVT - Cost of Operation | 0.059362 | 0.06035 | 0.061554 | 0.063017 | 0.064759 | 0.06706 | 0.069421 | 0.071704 | 0.073807 | 0.075825 | 0.077899 | 0.079752 | 0.081684 | 0.08347 | 0.084974 | 0.086307 | 0.0874 | 0.08843 | 0.089535 | 0.090549 | 0.091564 | 0.093178 | 0.094808 | 0.096492 | 0.098206 | 0.099951 | 0.10173
F2_Commercial_Restaurant (ID)_Existing_Food Preparation_Natural Gas_Food Prep Other_E3 | F2 | Commercial | Restaurant (ID) | Existing | Food Preparation | Natural Gas | Food Prep Other | E3 | RVT - Cost of Operation | 0 | 0 | 0 | 0 | 0 | 0 | 0 | 0 | 0 | 0 | 0 | 0 | 0 | 0 | 0 | 0 | 0 | 0 | 0 | 0 | 0 | 0 | 0 | 0 | 0 | 0 | 0
F2_Commercial_Restaurant (ID)_Existing_Food Preparation_Natural Gas_Food Prep Other_E4 | F2 | Commercial | Restaurant (ID) | Existing | Food Preparation | Natural Gas | Food Prep Other | E4 | RVT - Cost of Operation | 0 | 0 | 0 | 0 | 0 | 0 | 0 | 0 | 0 | 0 | 0 | 0 | 0 | 0 | 0 | 0 | 0 | 0 | 0 | 0 | 0 | 0 | 0 | 0 | 0 | 0 | 0
F2_Commercial_Restaurant (ID)_Existing_Food Preparation_Natural Gas_Food Prep Other_E5 | F2 | Commercial | Restaurant (ID) | Existing | Food Preparation | Natural Gas | Food Prep Other | E5 | RVT - Cost of Operation | 0 | 0 | 0 | 0 | 0 | 0 | 0 | 0 | 0 | 0 | 0 | 0 | 0 | 0 | 0 | 0 | 0 | 0 | 0 | 0 | 0 | 0 | 0 | 0 | 0 | 0 | 0
F2_Commercial_Restaurant (ID)_Existing_Food Preparation_Natural Gas_Food Prep Other_E6 | F2 | Commercial | Restaurant (ID) | Existing | Food Preparation | Natural Gas | Food Prep Other | E6 | RVT - Cost of Operation | 0 | 0 | 0 | 0 | 0 | 0 | 0 | 0 | 0 | 0 | 0 | 0 | 0 | 0 | 0 | 0 | 0 | 0 | 0 | 0 | 0 | 0 | 0 | 0 | 0 | 0 | 0
F2_Commercial_Restaurant (ID)_Existing_Food Preparation_Natural Gas_Food Prep Other_E7 | F2 | Commercial | Restaurant (ID) | Existing | Food Preparation | Natural Gas | Food Prep Other | E7 | RVT - Cost of Operation | 0 | 0 | 0 | 0 | 0 | 0 | 0 | 0 | 0 | 0 | 0 | 0 | 0 | 0 | 0 | 0 | 0 | 0 | 0 | 0 | 0 | 0 | 0 | 0 | 0 | 0 | 0
F2_Commercial_Restaurant (ID)_Existing_Food Preparation_Natural Gas_Food Prep Other_E8 | F2 | Commercial | Restaurant (ID) | Existing | Food Preparation | Natural Gas | Food Prep Other | E8 | RVT - Cost of Operation | 0 | 0 | 0 | 0 | 0 | 0 | 0 | 0 | 0 | 0 | 0 | 0 | 0 | 0 | 0 | 0 | 0 | 0 | 0 | 0 | 0 | 0 | 0 | 0 | 0 | 0 | 0
F2_Commercial_Restaurant (ID)_Existing_Food Preparation_Natural Gas_Food Prep Other_E9 | F2 | Commercial | Restaurant (ID) | Existing | Food Preparation | Natural Gas | Food Prep Other | E9 | RVT - Cost of Operation | 0 | 0 | 0 | 0 | 0 | 0 | 0 | 0 | 0 | 0 | 0 | 0 | 0 | 0 | 0 | 0 | 0 | 0 | 0 | 0 | 0 | 0 | 0 | 0 | 0 | 0 | 0
F2_Commercial_Restaurant (ID)_Existing_Food Preparation_Natural Gas_Food Prep Other_E10 | F2 | Commercial | Restaurant (ID) | Existing | Food Preparation | Natural Gas | Food Prep Other | E10 | RVT - Cost of Operation | 0 | 0 | 0 | 0 | 0 | 0 | 0 | 0 | 0 | 0 | 0 | 0 | 0 | 0 | 0 | 0 | 0 | 0 | 0 | 0 | 0 | 0 | 0 | 0 | 0 | 0 | 0
F3_Commercial_Restaurant (ID)_Existing_Food Preparation_Natural Gas_Food Prep Other_E1 | F3 | Commercial | Restaurant (ID) | Existing | Food Preparation | Natural Gas | Food Prep Other | E1 | System - kBTUs of Consumption | 14.3888 | 14.3888 | 14.3888 | 14.3888 | 14.3888 | 14.3888 | 14.3888 | 14.3888 | 14.3888 | 14.3888 | 14.3888 | 14.3888 | 14.3888 | 14.3888 | 14.3888 | 14.3888 | 14.3888 | 14.3888 | 14.3888 | 14.3888 | 14.3888 | 14.3888 | 14.3888 | 14.3888 | 14.3888 | 14.3888 | 14.3888
F3_Commercial_Restaurant (ID)_Existing_Food Preparation_Natural Gas_Food Prep Other_E2 | F3 | Commercial | Restaurant (ID) | Existing | Food Preparation | Natural Gas | Food Prep Other | E2 | System - kBTUs of Consumption | 14.3887 | 14.3887 | 14.3887 | 14.3887 | 14.3887 | 14.3887 | 14.3887 | 14.3887 | 14.3887 | 14.3887 | 14.3887 | 14.3887 | 14.3887 | 14.3887 | 14.3887 | 14.3887 | 14.3887 | 14.3887 | 14.3887 | 14.3887 | 14.3887 | 14.3887 | 14.3887 | 14.3887 | 14.3887 | 14.3887 | 14.3887
F3_Commercial_Restaurant (ID)_Existing_Food Preparation_Natural Gas_Food Prep Other_E3 | F3 | Commercial | Restaurant (ID) | Existing | Food Preparation | Natural Gas | Food Prep Other | E3 | System - kBTUs of Consumption | 0 | 0 | 0 | 0 | 0 | 0 | 0 | 0 | 0 | 0 | 0 | 0 | 0 | 0 | 0 | 0 | 0 | 0 | 0 | 0 | 0 | 0 | 0 | 0 | 0 | 0 | 0
F3_Commercial_Restaurant (ID)_Existing_Food Preparation_Natural Gas_Food Prep Other_E4 | F3 | Commercial | Restaurant (ID) | Existing | Food Preparation | Natural Gas | Food Prep Other | E4 | System - kBTUs of Consumption | 0 | 0 | 0 | 0 | 0 | 0 | 0 | 0 | 0 | 0 | 0 | 0 | 0 | 0 | 0 | 0 | 0 | 0 | 0 | 0 | 0 | 0 | 0 | 0 | 0 | 0 | 0
F3_Commercial_Restaurant (ID)_Existing_Food Preparation_Natural Gas_Food Prep Other_E5 | F3 | Commercial | Restaurant (ID) | Existing | Food Preparation | Natural Gas | Food Prep Other | E5 | System - kBTUs of Consumption | 0 | 0 | 0 | 0 | 0 | 0 | 0 | 0 | 0 | 0 | 0 | 0 | 0 | 0 | 0 | 0 | 0 | 0 | 0 | 0 | 0 | 0 | 0 | 0 | 0 | 0 | 0
F3_Commercial_Restaurant (ID)_Existing_Food Preparation_Natural Gas_Food Prep Other_E6 | F3 | Commercial | Restaurant (ID) | Existing | Food Preparation | Natural Gas | Food Prep Other | E6 | System - kBTUs of Consumption | 0 | 0 | 0 | 0 | 0 | 0 | 0 | 0 | 0 | 0 | 0 | 0 | 0 | 0 | 0 | 0 | 0 | 0 | 0 | 0 | 0 | 0 | 0 | 0 | 0 | 0 | 0
F3_Commercial_Restaurant (ID)_Existing_Food Preparation_Natural Gas_Food Prep Other_E7 | F3 | Commercial | Restaurant (ID) | Existing | Food Preparation | Natural Gas | Food Prep Other | E7 | System - kBTUs of Consumption | 0 | 0 | 0 | 0 | 0 | 0 | 0 | 0 | 0 | 0 | 0 | 0 | 0 | 0 | 0 | 0 | 0 | 0 | 0 | 0 | 0 | 0 | 0 | 0 | 0 | 0 | 0
F3_Commercial_Restaurant (ID)_Existing_Food Preparation_Natural Gas_Food Prep Other_E8 | F3 | Commercial | Restaurant (ID) | Existing | Food Preparation | Natural Gas | Food Prep Other | E8 | System - kBTUs of Consumption | 0 | 0 | 0 | 0 | 0 | 0 | 0 | 0 | 0 | 0 | 0 | 0 | 0 | 0 | 0 | 0 | 0 | 0 | 0 | 0 | 0 | 0 | 0 | 0 | 0 | 0 | 0
F3_Commercial_Restaurant (ID)_Existing_Food Preparation_Natural Gas_Food Prep Other_E9 | F3 | Commercial | Restaurant (ID) | Existing | Food Preparation | Natural Gas | Food Prep Other | E9 | System - kBTUs of Consumption | 0 | 0 | 0 | 0 | 0 | 0 | 0 | 0 | 0 | 0 | 0 | 0 | 0 | 0 | 0 | 0 | 0 | 0 | 0 | 0 | 0 | 0 | 0 | 0 | 0 | 0 | 0
F3_Commercial_Restaurant (ID)_Existing_Food Preparation_Natural Gas_Food Prep Other_E10 | F3 | Commercial | Restaurant (ID) | Existing | Food Preparation | Natural Gas | Food Prep Other | E10 | System - kBTUs of Consumption | 0 | 0 | 0 | 0 | 0 | 0 | 0 | 0 | 0 | 0 | 0 | 0 | 0 | 0 | 0 | 0 | 0 | 0 | 0 | 0 | 0 | 0 | 0 | 0 | 0 | 0 | 0
F4_Commercial_Restaurant (ID)_Existing_Food Preparation_Natural Gas_Food Prep Other_E1 | F4 | Commercial | Restaurant (ID) | Existing | Food Preparation | Natural Gas | Food Prep Other | E1 | Utility - Cost of Equipment | 5.0875e-05 | 5.0875e-05 | 5.0875e-05 | 5.0875e-05 | 5.0875e-05 | 5.0875e-05 | 5.0875e-05 | 5.0875e-05 | 5.0875e-05 | 5.0875e-05 | 5.0875e-05 | 5.0875e-05 | 5.0875e-05 | 5.0875e-05 | 5.0875e-05 | 5.0875e-05 | 5.0875e-05 | 5.0875e-05 | 5.0875e-05 | 5.0875e-05 | 5.0875e-05 | 5.0875e-05 | 5.0875e-05 | 5.0875e-05 | 5.0875e-05 | 5.0875e-05 | 5.0875e-05
F4_Commercial_Restaurant (ID)_Existing_Food Preparation_Natural Gas_Food Prep Other_E2 | F4 | Commercial | Restaurant (ID) | Existing | Food Preparation | Natural Gas | Food Prep Other | E2 | Utility - Cost of Equipment | 5.0926e-05 | 5.0926e-05 | 5.0926e-05 | 5.0926e-05 | 5.0926e-05 | 5.0926e-05 | 5.0926e-05 | 5.0926e-05 | 5.0926e-05 | 5.0926e-05 | 5.0926e-05 | 5.0926e-05 | 5.0926e-05 | 5.0926e-05 | 5.0926e-05 | 5.0926e-05 | 5.0926e-05 | 5.0926e-05 | 5.0926e-05 | 5.0926e-05 | 5.0926e-05 | 5.0926e-05 | 5.0926e-05 | 5.0926e-05 | 5.0926e-05 | 5.0926e-05 | 5.0926e-05
F4_Commercial_Restaurant (ID)_Existing_Food Preparation_Natural Gas_Food Prep Other_E3 | F4 | Commercial | Restaurant (ID) | Existing | Food Preparation | Natural Gas | Food Prep Other | E3 | Utility - Cost of Equipment | 0 | 0 | 0 | 0 | 0 | 0 | 0 | 0 | 0 | 0 | 0 | 0 | 0 | 0 | 0 | 0 | 0 | 0 | 0 | 0 | 0 | 0 | 0 | 0 | 0 | 0 | 0
F4_Commercial_Restaurant (ID)_Existing_Food Preparation_Natural Gas_Food Prep Other_E4 | F4 | Commercial | Restaurant (ID) | Existing | Food Preparation | Natural Gas | Food Prep Other | E4 | Utility - Cost of Equipment | 0 | 0 | 0 | 0 | 0 | 0 | 0 | 0 | 0 | 0 | 0 | 0 | 0 | 0 | 0 | 0 | 0 | 0 | 0 | 0 | 0 | 0 | 0 | 0 | 0 | 0 | 0
F4_Commercial_Restaurant (ID)_Existing_Food Preparation_Natural Gas_Food Prep Other_E5 | F4 | Commercial | Restaurant (ID) | Existing | Food Preparation | Natural Gas | Food Prep Other | E5 | Utility - Cost of Equipment | 0 | 0 | 0 | 0 | 0 | 0 | 0 | 0 | 0 | 0 | 0 | 0 | 0 | 0 | 0 | 0 | 0 | 0 | 0 | 0 | 0 | 0 | 0 | 0 | 0 | 0 | 0
F4_Commercial_Restaurant (ID)_Existing_Food Preparation_Natural Gas_Food Prep Other_E6 | F4 | Commercial | Restaurant (ID) | Existing | Food Preparation | Natural Gas | Food Prep Other | E6 | Utility - Cost of Equipment | 0 | 0 | 0 | 0 | 0 | 0 | 0 | 0 | 0 | 0 | 0 | 0 | 0 | 0 | 0 | 0 | 0 | 0 | 0 | 0 | 0 | 0 | 0 | 0 | 0 | 0 | 0
F4_Commercial_Restaurant (ID)_Existing_Food Preparation_Natural Gas_Food Prep Other_E7 | F4 | Commercial | Restaurant (ID) | Existing | Food Preparation | Natural Gas | Food Prep Other | E7 | Utility - Cost of Equipment | 0 | 0 | 0 | 0 | 0 | 0 | 0 | 0 | 0 | 0 | 0 | 0 | 0 | 0 | 0 | 0 | 0 | 0 | 0 | 0 | 0 | 0 | 0 | 0 | 0 | 0 | 0
F4_Commercial_Restaurant (ID)_Existing_Food Preparation_Natural Gas_Food Prep Other_E8 | F4 | Commercial | Restaurant (ID) | Existing | Food Preparation | Natural Gas | Food Prep Other | E8 | Utility - Cost of Equipment | 0 | 0 | 0 | 0 | 0 | 0 | 0 | 0 | 0 | 0 | 0 | 0 | 0 | 0 | 0 | 0 | 0 | 0 | 0 | 0 | 0 | 0 | 0 | 0 | 0 | 0 | 0
F4_Commercial_Restaurant (ID)_Existing_Food Preparation_Natural Gas_Food Prep Other_E9 | F4 | Commercial | Restaurant (ID) | Existing | Food Preparation | Natural Gas | Food Prep Other | E9 | Utility - Cost of Equipment | 0 | 0 | 0 | 0 | 0 | 0 | 0 | 0 | 0 | 0 | 0 | 0 | 0 | 0 | 0 | 0 | 0 | 0 | 0 | 0 | 0 | 0 | 0 | 0 | 0 | 0 | 0
F4_Commercial_Restaurant (ID)_Existing_Food Preparation_Natural Gas_Food Prep Other_E10 | F4 | Commercial | Restaurant (ID) | Existing | Food Preparation | Natural Gas | Food Prep Other | E10 | Utility - Cost of Equipment | 0 | 0 | 0 | 0 | 0 | 0 | 0 | 0 | 0 | 0 | 0 | 0 | 0 | 0 | 0 | 0 | 0 | 0 | 0 | 0 | 0 | 0 | 0 | 0 | 0 | 0 | 0
F5_Commercial_Restaurant (ID)_Existing_Food Preparation_Natural Gas_Food Prep Other_E1 | F5 | Commercial | Restaurant (ID) | Existing | Food Preparation | Natural Gas | Food Prep Other | E1 | Utility - Cost of Operation | 0.049902 | 0.051054 | 0.052503 | 0.054212 | 0.0562 | 0.058707 | 0.061319 | 0.063923 | 0.066434 | 0.06898 | 0.070967 | 0.072815 | 0.074808 | 0.076749 | 0.078461 | 0.080047 | 0.081445 | 0.082819 | 0.084297 | 0.08573 | 0.087204 | 0.088741 | 0.090294 | 0.091898 | 0.09353 | 0.095192 | 0.096883
F5_Commercial_Restaurant (ID)_Existing_Food Preparation_Natural Gas_Food Prep Other_E2 | F5 | Commercial | Restaurant (ID) | Existing | Food Preparation | Natural Gas | Food Prep Other | E2 | Utility - Cost of Operation | 0.049901 | 0.051053 | 0.052503 | 0.054212 | 0.0562 | 0.058707 | 0.061318 | 0.063922 | 0.066433 | 0.068979 | 0.070966 | 0.072815 | 0.074808 | 0.076749 | 0.078461 | 0.080046 | 0.081444 | 0.082818 | 0.084296 | 0.085729 | 0.087203 | 0.088741 | 0.090293 | 0.091897 | 0.09353 | 0.095191 | 0.096883
F5_Commercial_Restaurant (ID)_Existing_Food Preparation_Natural Gas_Food Prep Other_E3 | F5 | Commercial | Restaurant (ID) | Existing | Food Preparation | Natural Gas | Food Prep Other | E3 | Utility - Cost of Operation | 0 | 0 | 0 | 0 | 0 | 0 | 0 | 0 | 0 | 0 | 0 | 0 | 0 | 0 | 0 | 0 | 0 | 0 | 0 | 0 | 0 | 0 | 0 | 0 | 0 | 0 | 0
F5_Commercial_Restaurant (ID)_Existing_Food Preparation_Natural Gas_Food Prep Other_E4 | F5 | Commercial | Restaurant (ID) | Existing | Food Preparation | Natural Gas | Food Prep Other | E4 | Utility - Cost of Operation | 0 | 0 | 0 | 0 | 0 | 0 | 0 | 0 | 0 | 0 | 0 | 0 | 0 | 0 | 0 | 0 | 0 | 0 | 0 | 0 | 0 | 0 | 0 | 0 | 0 | 0 | 0
F5_Commercial_Restaurant (ID)_Existing_Food Preparation_Natural Gas_Food Prep Other_E5 | F5 | Commercial | Restaurant (ID) | Existing | Food Preparation | Natural Gas | Food Prep Other | E5 | Utility - Cost of Operation | 0 | 0 | 0 | 0 | 0 | 0 | 0 | 0 | 0 | 0 | 0 | 0 | 0 | 0 | 0 | 0 | 0 | 0 | 0 | 0 | 0 | 0 | 0 | 0 | 0 | 0 | 0
F5_Commercial_Restaurant (ID)_Existing_Food Preparation_Natural Gas_Food Prep Other_E6 | F5 | Commercial | Restaurant (ID) | Existing | Food Preparation | Natural Gas | Food Prep Other | E6 | Utility - Cost of Operation | 0 | 0 | 0 | 0 | 0 | 0 | 0 | 0 | 0 | 0 | 0 | 0 | 0 | 0 | 0 | 0 | 0 | 0 | 0 | 0 | 0 | 0 | 0 | 0 | 0 | 0 | 0
F5_Commercial_Restaurant (ID)_Existing_Food Preparation_Natural Gas_Food Prep Other_E7 | F5 | Commercial | Restaurant (ID) | Existing | Food Preparation | Natural Gas | Food Prep Other | E7 | Utility - Cost of Operation | 0 | 0 | 0 | 0 | 0 | 0 | 0 | 0 | 0 | 0 | 0 | 0 | 0 | 0 | 0 | 0 | 0 | 0 | 0 | 0 | 0 | 0 | 0 | 0 | 0 | 0 | 0
F5_Commercial_Restaurant (ID)_Existing_Food Preparation_Natural Gas_Food Prep Other_E8 | F5 | Commercial | Restaurant (ID) | Existing | Food Preparation | Natural Gas | Food Prep Other | E8 | Utility - Cost of Operation | 0 | 0 | 0 | 0 | 0 | 0 | 0 | 0 | 0 | 0 | 0 | 0 | 0 | 0 | 0 | 0 | 0 | 0 | 0 | 0 | 0 | 0 | 0 | 0 | 0 | 0 | 0
F5_Commercial_Restaurant (ID)_Existing_Food Preparation_Natural Gas_Food Prep Other_E9 | F5 | Commercial | Restaurant (ID) | Existing | Food Preparation | Natural Gas | Food Prep Other | E9 | Utility - Cost of Operation | 0 | 0 | 0 | 0 | 0 | 0 | 0 | 0 | 0 | 0 | 0 | 0 | 0 | 0 | 0 | 0 | 0 | 0 | 0 | 0 | 0 | 0 | 0 | 0 | 0 | 0 | 0
F5_Commercial_Restaurant (ID)_Existing_Food Preparation_Natural Gas_Food Prep Other_E10 | F5 | Commercial | Restaurant (ID) | Existing | Food Preparation | Natural Gas | Food Prep Other | E10 | Utility - Cost of Operation | 0 | 0 | 0 | 0 | 0 | 0 | 0 | 0 | 0 | 0 | 0 | 0 | 0 | 0 | 0 | 0 | 0 | 0 | 0 | 0 | 0 | 0 | 0 | 0 | 0 | 0 | 0
F6_Commercial_Restaurant (ID)_Existing_Food Preparation_Natural Gas_Food Prep Other_E1 | F6 | Commercial | Restaurant (ID) | Existing | Food Preparation | Natural Gas | Food Prep Other | E1 | Utility - Value of Sales | 0.059362 | 0.06035 | 0.061554 | 0.063018 | 0.064759 | 0.06706 | 0.069421 | 0.071705 | 0.073807 | 0.075826 | 0.0779 | 0.079752 | 0.081684 | 0.08347 | 0.084974 | 0.086307 | 0.0874 | 0.088431 | 0.089536 | 0.09055 | 0.091564 | 0.093179 | 0.094808 | 0.096493 | 0.098207 | 0.099952 | 0.10173
F6_Commercial_Restaurant (ID)_Existing_Food Preparation_Natural Gas_Food Prep Other_E2 | F6 | Commercial | Restaurant (ID) | Existing | Food Preparation | Natural Gas | Food Prep Other | E2 | Utility - Value of Sales | 0.059362 | 0.06035 | 0.061554 | 0.063017 | 0.064759 | 0.06706 | 0.069421 | 0.071704 | 0.073807 | 0.075825 | 0.077899 | 0.079752 | 0.081684 | 0.08347 | 0.084974 | 0.086307 | 0.0874 | 0.08843 | 0.089535 | 0.090549 | 0.091564 | 0.093178 | 0.094808 | 0.096492 | 0.098206 | 0.099951 | 0.10173
F6_Commercial_Restaurant (ID)_Existing_Food Preparation_Natural Gas_Food Prep Other_E3 | F6 | Commercial | Restaurant (ID) | Existing | Food Preparation | Natural Gas | Food Prep Other | E3 | Utility - Value of Sales | 0 | 0 | 0 | 0 | 0 | 0 | 0 | 0 | 0 | 0 | 0 | 0 | 0 | 0 | 0 | 0 | 0 | 0 | 0 | 0 | 0 | 0 | 0 | 0 | 0 | 0 | 0
F6_Commercial_Restaurant (ID)_Existing_Food Preparation_Natural Gas_Food Prep Other_E4 | F6 | Commercial | Restaurant (ID) | Existing | Food Preparation | Natural Gas | Food Prep Other | E4 | Utility - Value of Sales | 0 | 0 | 0 | 0 | 0 | 0 | 0 | 0 | 0 | 0 | 0 | 0 | 0 | 0 | 0 | 0 | 0 | 0 | 0 | 0 | 0 | 0 | 0 | 0 | 0 | 0 | 0
F6_Commercial_Restaurant (ID)_Existing_Food Preparation_Natural Gas_Food Prep Other_E5 | F6 | Commercial | Restaurant (ID) | Existing | Food Preparation | Natural Gas | Food Prep Other | E5 | Utility - Value of Sales | 0 | 0 | 0 | 0 | 0 | 0 | 0 | 0 | 0 | 0 | 0 | 0 | 0 | 0 | 0 | 0 | 0 | 0 | 0 | 0 | 0 | 0 | 0 | 0 | 0 | 0 | 0
F6_Commercial_Restaurant (ID)_Existing_Food Preparation_Natural Gas_Food Prep Other_E6 | F6 | Commercial | Restaurant (ID) | Existing | Food Preparation | Natural Gas | Food Prep Other | E6 | Utility - Value of Sales | 0 | 0 | 0 | 0 | 0 | 0 | 0 | 0 | 0 | 0 | 0 | 0 | 0 | 0 | 0 | 0 | 0 | 0 | 0 | 0 | 0 | 0 | 0 | 0 | 0 | 0 | 0
F6_Commercial_Restaurant (ID)_Existing_Food Preparation_Natural Gas_Food Prep Other_E7 | F6 | Commercial | Restaurant (ID) | Existing | Food Preparation | Natural Gas | Food Prep Other | E7 | Utility - Value of Sales | 0 | 0 | 0 | 0 | 0 | 0 | 0 | 0 | 0 | 0 | 0 | 0 | 0 | 0 | 0 | 0 | 0 | 0 | 0 | 0 | 0 | 0 | 0 | 0 | 0 | 0 | 0
F6_Commercial_Restaurant (ID)_Existing_Food Preparation_Natural Gas_Food Prep Other_E8 | F6 | Commercial | Restaurant (ID) | Existing | Food Preparation | Natural Gas | Food Prep Other | E8 | Utility - Value of Sales | 0 | 0 | 0 | 0 | 0 | 0 | 0 | 0 | 0 | 0 | 0 | 0 | 0 | 0 | 0 | 0 | 0 | 0 | 0 | 0 | 0 | 0 | 0 | 0 | 0 | 0 | 0
F6_Commercial_Restaurant (ID)_Existing_Food Preparation_Natural Gas_Food Prep Other_E9 | F6 | Commercial | Restaurant (ID) | Existing | Food Preparation | Natural Gas | Food Prep Other | E9 | Utility - Value of Sales | 0 | 0 | 0 | 0 | 0 | 0 | 0 | 0 | 0 | 0 | 0 | 0 | 0 | 0 | 0 | 0 | 0 | 0 | 0 | 0 | 0 | 0 | 0 | 0 | 0 | 0 | 0
F6_Commercial_Restaurant (ID)_Existing_Food Preparation_Natural Gas_Food Prep Other_E10 | F6 | Commercial | Restaurant (ID) | Existing | Food Preparation | Natural Gas | Food Prep Other | E10 | Utility - Value of Sales | 0 | 0 | 0 | 0 | 0 | 0 | 0 | 0 | 0 | 0 | 0 | 0 | 0 | 0 | 0 | 0 | 0 | 0 | 0 | 0 | 0 | 0 | 0 | 0 | 0 | 0 | 0
F1_Commercial_Restaurant (ID)_Existing_Miscellaneous_Natural Gas_Pool Heater_E1 | F1 | Commercial | Restaurant (ID) | Existing | Miscellaneous | Natural Gas | Pool Heater | E1 | RVT - Cost of Equipment | 0.0026828 | 0.0026828 | 0.0026828 | 0.0026828 | 0.0026828 | 0.0026828 | 0.0026828 | 0.0026828 | 0.0026828 | 0.0026828 | 0.0026828 | 0.0026828 | 0.0026828 | 0.0026828 | 0.0026828 | 0.0026828 | 0.0026828 | 0.0026828 | 0.0026828 | 0.0026828 | 0.0026828 | 0.0026828 | 0.0026828 | 0.0026828 | 0.0026828 | 0.0026828 | 0.0026828
F1_Commercial_Restaurant (ID)_Existing_Miscellaneous_Natural Gas_Pool Heater_E2 | F1 | Commercial | Restaurant (ID) | Existing | Miscellaneous | Natural Gas | Pool Heater | E2 | RVT - Cost of Equipment | 0.0043927 | 0.0043927 | 0.0043927 | 0.0043927 | 0.0043927 | 0.0043927 | 0.0043927 | 0.0043927 | 0.0043927 | 0.0043927 | 0.0043927 | 0.0043927 | 0.0043927 | 0.0043927 | 0.0043927 | 0.0043927 | 0.0043927 | 0.0043927 | 0.0043927 | 0.0043927 | 0.0043927 | 0.0043927 | 0.0043927 | 0.0043927 | 0.0043927 | 0.0043927 | 0.0043927
F1_Commercial_Restaurant (ID)_Existing_Miscellaneous_Natural Gas_Pool Heater_E3 | F1 | Commercial | Restaurant (ID) | Existing | Miscellaneous | Natural Gas | Pool Heater | E3 | RVT - Cost of Equipment | 0 | 0 | 0 | 0 | 0 | 0 | 0 | 0 | 0 | 0 | 0 | 0 | 0 | 0 | 0 | 0 | 0 | 0 | 0 | 0 | 0 | 0 | 0 | 0 | 0 | 0 | 0
F1_Commercial_Restaurant (ID)_Existing_Miscellaneous_Natural Gas_Pool Heater_E4 | F1 | Commercial | Restaurant (ID) | Existing | Miscellaneous | Natural Gas | Pool Heater | E4 | RVT - Cost of Equipment | 0 | 0 | 0 | 0 | 0 | 0 | 0 | 0 | 0 | 0 | 0 | 0 | 0 | 0 | 0 | 0 | 0 | 0 | 0 | 0 | 0 | 0 | 0 | 0 | 0 | 0 | 0
F1_Commercial_Restaurant (ID)_Existing_Miscellaneous_Natural Gas_Pool Heater_E5 | F1 | Commercial | Restaurant (ID) | Existing | Miscellaneous | Natural Gas | Pool Heater | E5 | RVT - Cost of Equipment | 0 | 0 | 0 | 0 | 0 | 0 | 0 | 0 | 0 | 0 | 0 | 0 | 0 | 0 | 0 | 0 | 0 | 0 | 0 | 0 | 0 | 0 | 0 | 0 | 0 | 0 | 0
F1_Commercial_Restaurant (ID)_Existing_Miscellaneous_Natural Gas_Pool Heater_E6 | F1 | Commercial | Restaurant (ID) | Existing | Miscellaneous | Natural Gas | Pool Heater | E6 | RVT - Cost of Equipment | 0 | 0 | 0 | 0 | 0 | 0 | 0 | 0 | 0 | 0 | 0 | 0 | 0 | 0 | 0 | 0 | 0 | 0 | 0 | 0 | 0 | 0 | 0 | 0 | 0 | 0 | 0
F1_Commercial_Restaurant (ID)_Existing_Miscellaneous_Natural Gas_Pool Heater_E7 | F1 | Commercial | Restaurant (ID) | Existing | Miscellaneous | Natural Gas | Pool Heater | E7 | RVT - Cost of Equipment | 0 | 0 | 0 | 0 | 0 | 0 | 0 | 0 | 0 | 0 | 0 | 0 | 0 | 0 | 0 | 0 | 0 | 0 | 0 | 0 | 0 | 0 | 0 | 0 | 0 | 0 | 0
F1_Commercial_Restaurant (ID)_Existing_Miscellaneous_Natural Gas_Pool Heater_E8 | F1 | Commercial | Restaurant (ID) | Existing | Miscellaneous | Natural Gas | Pool Heater | E8 | RVT - Cost of Equipment | 0 | 0 | 0 | 0 | 0 | 0 | 0 | 0 | 0 | 0 | 0 | 0 | 0 | 0 | 0 | 0 | 0 | 0 | 0 | 0 | 0 | 0 | 0 | 0 | 0 | 0 | 0
F1_Commercial_Restaurant (ID)_Existing_Miscellaneous_Natural Gas_Pool Heater_E9 | F1 | Commercial | Restaurant (ID) | Existing | Miscellaneous | Natural Gas | Pool Heater | E9 | RVT - Cost of Equipment | 0 | 0 | 0 | 0 | 0 | 0 | 0 | 0 | 0 | 0 | 0 | 0 | 0 | 0 | 0 | 0 | 0 | 0 | 0 | 0 | 0 | 0 | 0 | 0 | 0 | 0 | 0
F1_Commercial_Restaurant (ID)_Existing_Miscellaneous_Natural Gas_Pool Heater_E10 | F1 | Commercial | Restaurant (ID) | Existing | Miscellaneous | Natural Gas | Pool Heater | E10 | RVT - Cost of Equipment | 0 | 0 | 0 | 0 | 0 | 0 | 0 | 0 | 0 | 0 | 0 | 0 | 0 | 0 | 0 | 0 | 0 | 0 | 0 | 0 | 0 | 0 | 0 | 0 | 0 | 0 | 0
F2_Commercial_Restaurant (ID)_Existing_Miscellaneous_Natural Gas_Pool Heater_E1 | F2 | Commercial | Restaurant (ID) | Existing | Miscellaneous | Natural Gas | Pool Heater | E1 | RVT - Cost of Operation | 0.0040313 | 0.0040618 | 0.0041171 | 0.0042004 | 0.0043098 | 0.0044691 | 0.0046299 | 0.0047841 | 0.0049232 | 0.0050695 | 0.0052372 | 0.0053946 | 0.0055725 | 0.0057371 | 0.0058657 | 0.0059701 | 0.0060403 | 0.0060938 | 0.006154 | 0.0062033 | 0.0062516 | 0.0063614 | 0.0064717 | 0.0065867 | 0.0067037 | 0.0068228 | 0.006944
F2_Commercial_Restaurant (ID)_Existing_Miscellaneous_Natural Gas_Pool Heater_E2 | F2 | Commercial | Restaurant (ID) | Existing | Miscellaneous | Natural Gas | Pool Heater | E2 | RVT - Cost of Operation | 0.0034266 | 0.0034526 | 0.0034995 | 0.0035703 | 0.0036633 | 0.0037987 | 0.0039354 | 0.0040665 | 0.0041847 | 0.0043091 | 0.0044516 | 0.0045854 | 0.0047366 | 0.0048765 | 0.0049858 | 0.0050746 | 0.0051343 | 0.0051797 | 0.0052309 | 0.0052728 | 0.0053139 | 0.0054072 | 0.005501 | 0.0055987 | 0.0056982 | 0.0057994 | 0.0059024
F2_Commercial_Restaurant (ID)_Existing_Miscellaneous_Natural Gas_Pool Heater_E3 | F2 | Commercial | Restaurant (ID) | Existing | Miscellaneous | Natural Gas | Pool Heater | E3 | RVT - Cost of Operation | 0 | 0 | 0 | 0 | 0 | 0 | 0 | 0 | 0 | 0 | 0 | 0 | 0 | 0 | 0 | 0 | 0 | 0 | 0 | 0 | 0 | 0 | 0 | 0 | 0 | 0 | 0
F2_Commercial_Restaurant (ID)_Existing_Miscellaneous_Natural Gas_Pool Heater_E4 | F2 | Commercial | Restaurant (ID) | Existing | Miscellaneous | Natural Gas | Pool Heater | E4 | RVT - Cost of Operation | 0 | 0 | 0 | 0 | 0 | 0 | 0 | 0 | 0 | 0 | 0 | 0 | 0 | 0 | 0 | 0 | 0 | 0 | 0 | 0 | 0 | 0 | 0 | 0 | 0 | 0 | 0
F2_Commercial_Restaurant (ID)_Existing_Miscellaneous_Natural Gas_Pool Heater_E5 | F2 | Commercial | Restaurant (ID) | Existing | Miscellaneous | Natural Gas | Pool Heater | E5 | RVT - Cost of Operation | 0 | 0 | 0 | 0 | 0 | 0 | 0 | 0 | 0 | 0 | 0 | 0 | 0 | 0 | 0 | 0 | 0 | 0 | 0 | 0 | 0 | 0 | 0 | 0 | 0 | 0 | 0
F2_Commercial_Restaurant (ID)_Existing_Miscellaneous_Natural Gas_Pool Heater_E6 | F2 | Commercial | Restaurant (ID) | Existing | Miscellaneous | Natural Gas | Pool Heater | E6 | RVT - Cost of Operation | 0 | 0 | 0 | 0 | 0 | 0 | 0 | 0 | 0 | 0 | 0 | 0 | 0 | 0 | 0 | 0 | 0 | 0 | 0 | 0 | 0 | 0 | 0 | 0 | 0 | 0 | 0
F2_Commercial_Restaurant (ID)_Existing_Miscellaneous_Natural Gas_Pool Heater_E7 | F2 | Commercial | Restaurant (ID) | Existing | Miscellaneous | Natural Gas | Pool Heater | E7 | RVT - Cost of Operation | 0 | 0 | 0 | 0 | 0 | 0 | 0 | 0 | 0 | 0 | 0 | 0 | 0 | 0 | 0 | 0 | 0 | 0 | 0 | 0 | 0 | 0 | 0 | 0 | 0 | 0 | 0
F2_Commercial_Restaurant (ID)_Existing_Miscellaneous_Natural Gas_Pool Heater_E8 | F2 | Commercial | Restaurant (ID) | Existing | Miscellaneous | Natural Gas | Pool Heater | E8 | RVT - Cost of Operation | 0 | 0 | 0 | 0 | 0 | 0 | 0 | 0 | 0 | 0 | 0 | 0 | 0 | 0 | 0 | 0 | 0 | 0 | 0 | 0 | 0 | 0 | 0 | 0 | 0 | 0 | 0
F2_Commercial_Restaurant (ID)_Existing_Miscellaneous_Natural Gas_Pool Heater_E9 | F2 | Commercial | Restaurant (ID) | Existing | Miscellaneous | Natural Gas | Pool Heater | E9 | RVT - Cost of Operation | 0 | 0 | 0 | 0 | 0 | 0 | 0 | 0 | 0 | 0 | 0 | 0 | 0 | 0 | 0 | 0 | 0 | 0 | 0 | 0 | 0 | 0 | 0 | 0 | 0 | 0 | 0
F2_Commercial_Restaurant (ID)_Existing_Miscellaneous_Natural Gas_Pool Heater_E10 | F2 | Commercial | Restaurant (ID) | Existing | Miscellaneous | Natural Gas | Pool Heater | E10 | RVT - Cost of Operation | 0 | 0 | 0 | 0 | 0 | 0 | 0 | 0 | 0 | 0 | 0 | 0 | 0 | 0 | 0 | 0 | 0 | 0 | 0 | 0 | 0 | 0 | 0 | 0 | 0 | 0 | 0
F3_Commercial_Restaurant (ID)_Existing_Miscellaneous_Natural Gas_Pool Heater_E1 | F3 | Commercial | Restaurant (ID) | Existing | Miscellaneous | Natural Gas | Pool Heater | E1 | System - kBTUs of Consumption | 1.0152 | 1.0152 | 1.0152 | 1.0152 | 1.0152 | 1.0152 | 1.0152 | 1.0152 | 1.0152 | 1.0152 | 1.0152 | 1.0152 | 1.0152 | 1.0152 | 1.0152 | 1.0152 | 1.0152 | 1.0152 | 1.0152 | 1.0152 | 1.0152 | 1.0152 | 1.0152 | 1.0152 | 1.0152 | 1.0152 | 1.0152
F3_Commercial_Restaurant (ID)_Existing_Miscellaneous_Natural Gas_Pool Heater_E2 | F3 | Commercial | Restaurant (ID) | Existing | Miscellaneous | Natural Gas | Pool Heater | E2 | System - kBTUs of Consumption | 0.86294 | 0.86294 | 0.86294 | 0.86294 | 0.86294 | 0.86294 | 0.86294 | 0.86294 | 0.86294 | 0.86294 | 0.86294 | 0.86294 | 0.86294 | 0.86294 | 0.86294 | 0.86294 | 0.86294 | 0.86294 | 0.86294 | 0.86294 | 0.86294 | 0.86294 | 0.86294 | 0.86294 | 0.86294 | 0.86294 | 0.86294
F3_Commercial_Restaurant (ID)_Existing_Miscellaneous_Natural Gas_Pool Heater_E3 | F3 | Commercial | Restaurant (ID) | Existing | Miscellaneous | Natural Gas | Pool Heater | E3 | System - kBTUs of Consumption | 0 | 0 | 0 | 0 | 0 | 0 | 0 | 0 | 0 | 0 | 0 | 0 | 0 | 0 | 0 | 0 | 0 | 0 | 0 | 0 | 0 | 0 | 0 | 0 | 0 | 0 | 0
F3_Commercial_Restaurant (ID)_Existing_Miscellaneous_Natural Gas_Pool Heater_E4 | F3 | Commercial | Restaurant (ID) | Existing | Miscellaneous | Natural Gas | Pool Heater | E4 | System - kBTUs of Consumption | 0 | 0 | 0 | 0 | 0 | 0 | 0 | 0 | 0 | 0 | 0 | 0 | 0 | 0 | 0 | 0 | 0 | 0 | 0 | 0 | 0 | 0 | 0 | 0 | 0 | 0 | 0
F3_Commercial_Restaurant (ID)_Existing_Miscellaneous_Natural Gas_Pool Heater_E5 | F3 | Commercial | Restaurant (ID) | Existing | Miscellaneous | Natural Gas | Pool Heater | E5 | System - kBTUs of Consumption | 0 | 0 | 0 | 0 | 0 | 0 | 0 | 0 | 0 | 0 | 0 | 0 | 0 | 0 | 0 | 0 | 0 | 0 | 0 | 0 | 0 | 0 | 0 | 0 | 0 | 0 | 0
F3_Commercial_Restaurant (ID)_Existing_Miscellaneous_Natural Gas_Pool Heater_E6 | F3 | Commercial | Restaurant (ID) | Existing | Miscellaneous | Natural Gas | Pool Heater | E6 | System - kBTUs of Consumption | 0 | 0 | 0 | 0 | 0 | 0 | 0 | 0 | 0 | 0 | 0 | 0 | 0 | 0 | 0 | 0 | 0 | 0 | 0 | 0 | 0 | 0 | 0 | 0 | 0 | 0 | 0
F3_Commercial_Restaurant (ID)_Existing_Miscellaneous_Natural Gas_Pool Heater_E7 | F3 | Commercial | Restaurant (ID) | Existing | Miscellaneous | Natural Gas | Pool Heater | E7 | System - kBTUs of Consumption | 0 | 0 | 0 | 0 | 0 | 0 | 0 | 0 | 0 | 0 | 0 | 0 | 0 | 0 | 0 | 0 | 0 | 0 | 0 | 0 | 0 | 0 | 0 | 0 | 0 | 0 | 0
F3_Commercial_Restaurant (ID)_Existing_Miscellaneous_Natural Gas_Pool Heater_E8 | F3 | Commercial | Restaurant (ID) | Existing | Miscellaneous | Natural Gas | Pool Heater | E8 | System - kBTUs of Consumption | 0 | 0 | 0 | 0 | 0 | 0 | 0 | 0 | 0 | 0 | 0 | 0 | 0 | 0 | 0 | 0 | 0 | 0 | 0 | 0 | 0 | 0 | 0 | 0 | 0 | 0 | 0
F3_Commercial_Restaurant (ID)_Existing_Miscellaneous_Natural Gas_Pool Heater_E9 | F3 | Commercial | Restaurant (ID) | Existing | Miscellaneous | Natural Gas | Pool Heater | E9 | System - kBTUs of Consumption | 0 | 0 | 0 | 0 | 0 | 0 | 0 | 0 | 0 | 0 | 0 | 0 | 0 | 0 | 0 | 0 | 0 | 0 | 0 | 0 | 0 | 0 | 0 | 0 | 0 | 0 | 0
F3_Commercial_Restaurant (ID)_Existing_Miscellaneous_Natural Gas_Pool Heater_E10 | F3 | Commercial | Restaurant (ID) | Existing | Miscellaneous | Natural Gas | Pool Heater | E10 | System - kBTUs of Consumption | 0 | 0 | 0 | 0 | 0 | 0 | 0 | 0 | 0 | 0 | 0 | 0 | 0 | 0 | 0 | 0 | 0 | 0 | 0 | 0 | 0 | 0 | 0 | 0 | 0 | 0 | 0
F4_Commercial_Restaurant (ID)_Existing_Miscellaneous_Natural Gas_Pool Heater_E1 | F4 | Commercial | Restaurant (ID) | Existing | Miscellaneous | Natural Gas | Pool Heater | E1 | Utility - Cost of Equipment | 0.0026828 | 0.0026828 | 0.0026828 | 0.0026828 | 0.0026828 | 0.0026828 | 0.0026828 | 0.0026828 | 0.0026828 | 0.0026828 | 0.0026828 | 0.0026828 | 0.0026828 | 0.0026828 | 0.0026828 | 0.0026828 | 0.0026828 | 0.0026828 | 0.0026828 | 0.0026828 | 0.0026828 | 0.0026828 | 0.0026828 | 0.0026828 | 0.0026828 | 0.0026828 | 0.0026828
F4_Commercial_Restaurant (ID)_Existing_Miscellaneous_Natural Gas_Pool Heater_E2 | F4 | Commercial | Restaurant (ID) | Existing | Miscellaneous | Natural Gas | Pool Heater | E2 | Utility - Cost of Equipment | 0.0043927 | 0.0043927 | 0.0043927 | 0.0043927 | 0.0043927 | 0.0043927 | 0.0043927 | 0.0043927 | 0.0043927 | 0.0043927 | 0.0043927 | 0.0043927 | 0.0043927 | 0.0043927 | 0.0043927 | 0.0043927 | 0.0043927 | 0.0043927 | 0.0043927 | 0.0043927 | 0.0043927 | 0.0043927 | 0.0043927 | 0.0043927 | 0.0043927 | 0.0043927 | 0.0043927
F4_Commercial_Restaurant (ID)_Existing_Miscellaneous_Natural Gas_Pool Heater_E3 | F4 | Commercial | Restaurant (ID) | Existing | Miscellaneous | Natural Gas | Pool Heater | E3 | Utility - Cost of Equipment | 0 | 0 | 0 | 0 | 0 | 0 | 0 | 0 | 0 | 0 | 0 | 0 | 0 | 0 | 0 | 0 | 0 | 0 | 0 | 0 | 0 | 0 | 0 | 0 | 0 | 0 | 0
F4_Commercial_Restaurant (ID)_Existing_Miscellaneous_Natural Gas_Pool Heater_E4 | F4 | Commercial | Restaurant (ID) | Existing | Miscellaneous | Natural Gas | Pool Heater | E4 | Utility - Cost of Equipment | 0 | 0 | 0 | 0 | 0 | 0 | 0 | 0 | 0 | 0 | 0 | 0 | 0 | 0 | 0 | 0 | 0 | 0 | 0 | 0 | 0 | 0 | 0 | 0 | 0 | 0 | 0
F4_Commercial_Restaurant (ID)_Existing_Miscellaneous_Natural Gas_Pool Heater_E5 | F4 | Commercial | Restaurant (ID) | Existing | Miscellaneous | Natural Gas | Pool Heater | E5 | Utility - Cost of Equipment | 0 | 0 | 0 | 0 | 0 | 0 | 0 | 0 | 0 | 0 | 0 | 0 | 0 | 0 | 0 | 0 | 0 | 0 | 0 | 0 | 0 | 0 | 0 | 0 | 0 | 0 | 0
F4_Commercial_Restaurant (ID)_Existing_Miscellaneous_Natural Gas_Pool Heater_E6 | F4 | Commercial | Restaurant (ID) | Existing | Miscellaneous | Natural Gas | Pool Heater | E6 | Utility - Cost of Equipment | 0 | 0 | 0 | 0 | 0 | 0 | 0 | 0 | 0 | 0 | 0 | 0 | 0 | 0 | 0 | 0 | 0 | 0 | 0 | 0 | 0 | 0 | 0 | 0 | 0 | 0 | 0
F4_Commercial_Restaurant (ID)_Existing_Miscellaneous_Natural Gas_Pool Heater_E7 | F4 | Commercial | Restaurant (ID) | Existing | Miscellaneous | Natural Gas | Pool Heater | E7 | Utility - Cost of Equipment | 0 | 0 | 0 | 0 | 0 | 0 | 0 | 0 | 0 | 0 | 0 | 0 | 0 | 0 | 0 | 0 | 0 | 0 | 0 | 0 | 0 | 0 | 0 | 0 | 0 | 0 | 0
F4_Commercial_Restaurant (ID)_Existing_Miscellaneous_Natural Gas_Pool Heater_E8 | F4 | Commercial | Restaurant (ID) | Existing | Miscellaneous | Natural Gas | Pool Heater | E8 | Utility - Cost of Equipment | 0 | 0 | 0 | 0 | 0 | 0 | 0 | 0 | 0 | 0 | 0 | 0 | 0 | 0 | 0 | 0 | 0 | 0 | 0 | 0 | 0 | 0 | 0 | 0 | 0 | 0 | 0
F4_Commercial_Restaurant (ID)_Existing_Miscellaneous_Natural Gas_Pool Heater_E9 | F4 | Commercial | Restaurant (ID) | Existing | Miscellaneous | Natural Gas | Pool Heater | E9 | Utility - Cost of Equipment | 0 | 0 | 0 | 0 | 0 | 0 | 0 | 0 | 0 | 0 | 0 | 0 | 0 | 0 | 0 | 0 | 0 | 0 | 0 | 0 | 0 | 0 | 0 | 0 | 0 | 0 | 0
F4_Commercial_Restaurant (ID)_Existing_Miscellaneous_Natural Gas_Pool Heater_E10 | F4 | Commercial | Restaurant (ID) | Existing | Miscellaneous | Natural Gas | Pool Heater | E10 | Utility - Cost of Equipment | 0 | 0 | 0 | 0 | 0 | 0 | 0 | 0 | 0 | 0 | 0 | 0 | 0 | 0 | 0 | 0 | 0 | 0 | 0 | 0 | 0 | 0 | 0 | 0 | 0 | 0 | 0
F5_Commercial_Restaurant (ID)_Existing_Miscellaneous_Natural Gas_Pool Heater_E1 | F5 | Commercial | Restaurant (ID) | Existing | Miscellaneous | Natural Gas | Pool Heater | E1 | Utility - Cost of Operation | 0.0033594 | 0.0033849 | 0.0034397 | 0.0035283 | 0.0036504 | 0.0038279 | 0.0040225 | 0.0042176 | 0.0044066 | 0.0046086 | 0.0047611 | 0.0049042 | 0.0050659 | 0.005222 | 0.0053527 | 0.00547 | 0.0055659 | 0.0056578 | 0.0057594 | 0.005855 | 0.0059539 | 0.0060585 | 0.0061636 | 0.0062731 | 0.0063845 | 0.0064979 | 0.0066134
F5_Commercial_Restaurant (ID)_Existing_Miscellaneous_Natural Gas_Pool Heater_E2 | F5 | Commercial | Restaurant (ID) | Existing | Miscellaneous | Natural Gas | Pool Heater | E2 | Utility - Cost of Operation | 0.0028555 | 0.0028771 | 0.0029237 | 0.002999 | 0.0031029 | 0.0032537 | 0.0034191 | 0.003585 | 0.0037456 | 0.0039173 | 0.0040469 | 0.0041685 | 0.004306 | 0.0044387 | 0.0045498 | 0.0046495 | 0.004731 | 0.0048091 | 0.0048955 | 0.0049767 | 0.0050608 | 0.0051497 | 0.005239 | 0.0053321 | 0.0054268 | 0.0055232 | 0.0056214
F5_Commercial_Restaurant (ID)_Existing_Miscellaneous_Natural Gas_Pool Heater_E3 | F5 | Commercial | Restaurant (ID) | Existing | Miscellaneous | Natural Gas | Pool Heater | E3 | Utility - Cost of Operation | 0 | 0 | 0 | 0 | 0 | 0 | 0 | 0 | 0 | 0 | 0 | 0 | 0 | 0 | 0 | 0 | 0 | 0 | 0 | 0 | 0 | 0 | 0 | 0 | 0 | 0 | 0
F5_Commercial_Restaurant (ID)_Existing_Miscellaneous_Natural Gas_Pool Heater_E4 | F5 | Commercial | Restaurant (ID) | Existing | Miscellaneous | Natural Gas | Pool Heater | E4 | Utility - Cost of Operation | 0 | 0 | 0 | 0 | 0 | 0 | 0 | 0 | 0 | 0 | 0 | 0 | 0 | 0 | 0 | 0 | 0 | 0 | 0 | 0 | 0 | 0 | 0 | 0 | 0 | 0 | 0
F5_Commercial_Restaurant (ID)_Existing_Miscellaneous_Natural Gas_Pool Heater_E5 | F5 | Commercial | Restaurant (ID) | Existing | Miscellaneous | Natural Gas | Pool Heater | E5 | Utility - Cost of Operation | 0 | 0 | 0 | 0 | 0 | 0 | 0 | 0 | 0 | 0 | 0 | 0 | 0 | 0 | 0 | 0 | 0 | 0 | 0 | 0 | 0 | 0 | 0 | 0 | 0 | 0 | 0
F5_Commercial_Restaurant (ID)_Existing_Miscellaneous_Natural Gas_Pool Heater_E6 | F5 | Commercial | Restaurant (ID) | Existing | Miscellaneous | Natural Gas | Pool Heater | E6 | Utility - Cost of Operation | 0 | 0 | 0 | 0 | 0 | 0 | 0 | 0 | 0 | 0 | 0 | 0 | 0 | 0 | 0 | 0 | 0 | 0 | 0 | 0 | 0 | 0 | 0 | 0 | 0 | 0 | 0
F5_Commercial_Restaurant (ID)_Existing_Miscellaneous_Natural Gas_Pool Heater_E7 | F5 | Commercial | Restaurant (ID) | Existing | Miscellaneous | Natural Gas | Pool Heater | E7 | Utility - Cost of Operation | 0 | 0 | 0 | 0 | 0 | 0 | 0 | 0 | 0 | 0 | 0 | 0 | 0 | 0 | 0 | 0 | 0 | 0 | 0 | 0 | 0 | 0 | 0 | 0 | 0 | 0 | 0
F5_Commercial_Restaurant (ID)_Existing_Miscellaneous_Natural Gas_Pool Heater_E8 | F5 | Commercial | Restaurant (ID) | Existing | Miscellaneous | Natural Gas | Pool Heater | E8 | Utility - Cost of Operation | 0 | 0 | 0 | 0 | 0 | 0 | 0 | 0 | 0 | 0 | 0 | 0 | 0 | 0 | 0 | 0 | 0 | 0 | 0 | 0 | 0 | 0 | 0 | 0 | 0 | 0 | 0
F5_Commercial_Restaurant (ID)_Existing_Miscellaneous_Natural Gas_Pool Heater_E9 | F5 | Commercial | Restaurant (ID) | Existing | Miscellaneous | Natural Gas | Pool Heater | E9 | Utility - Cost of Operation | 0 | 0 | 0 | 0 | 0 | 0 | 0 | 0 | 0 | 0 | 0 | 0 | 0 | 0 | 0 | 0 | 0 | 0 | 0 | 0 | 0 | 0 | 0 | 0 | 0 | 0 | 0
F5_Commercial_Restaurant (ID)_Existing_Miscellaneous_Natural Gas_Pool Heater_E10 | F5 | Commercial | Restaurant (ID) | Existing | Miscellaneous | Natural Gas | Pool Heater | E10 | Utility - Cost of Operation | 0 | 0 | 0 | 0 | 0 | 0 | 0 | 0 | 0 | 0 | 0 | 0 | 0 | 0 | 0 | 0 | 0 | 0 | 0 | 0 | 0 | 0 | 0 | 0 | 0 | 0 | 0
F6_Commercial_Restaurant (ID)_Existing_Miscellaneous_Natural Gas_Pool Heater_E1 | F6 | Commercial | Restaurant (ID) | Existing | Miscellaneous | Natural Gas | Pool Heater | E1 | Utility - Value of Sales | 0.0040313 | 0.0040618 | 0.0041171 | 0.0042004 | 0.0043098 | 0.0044691 | 0.0046299 | 0.0047841 | 0.0049232 | 0.0050695 | 0.0052372 | 0.0053946 | 0.0055725 | 0.0057371 | 0.0058657 | 0.0059701 | 0.0060403 | 0.0060938 | 0.006154 | 0.0062033 | 0.0062516 | 0.0063614 | 0.0064717 | 0.0065867 | 0.0067037 | 0.0068228 | 0.006944
F6_Commercial_Restaurant (ID)_Existing_Miscellaneous_Natural Gas_Pool Heater_E2 | F6 | Commercial | Restaurant (ID) | Existing | Miscellaneous | Natural Gas | Pool Heater | E2 | Utility - Value of Sales | 0.0034266 | 0.0034526 | 0.0034995 | 0.0035703 | 0.0036633 | 0.0037987 | 0.0039354 | 0.0040665 | 0.0041847 | 0.0043091 | 0.0044516 | 0.0045854 | 0.0047366 | 0.0048765 | 0.0049858 | 0.0050746 | 0.0051343 | 0.0051797 | 0.0052309 | 0.0052728 | 0.0053139 | 0.0054072 | 0.005501 | 0.0055987 | 0.0056982 | 0.0057994 | 0.0059024
F6_Commercial_Restaurant (ID)_Existing_Miscellaneous_Natural Gas_Pool Heater_E3 | F6 | Commercial | Restaurant (ID) | Existing | Miscellaneous | Natural Gas | Pool Heater | E3 | Utility - Value of Sales | 0 | 0 | 0 | 0 | 0 | 0 | 0 | 0 | 0 | 0 | 0 | 0 | 0 | 0 | 0 | 0 | 0 | 0 | 0 | 0 | 0 | 0 | 0 | 0 | 0 | 0 | 0
F6_Commercial_Restaurant (ID)_Existing_Miscellaneous_Natural Gas_Pool Heater_E4 | F6 | Commercial | Restaurant (ID) | Existing | Miscellaneous | Natural Gas | Pool Heater | E4 | Utility - Value of Sales | 0 | 0 | 0 | 0 | 0 | 0 | 0 | 0 | 0 | 0 | 0 | 0 | 0 | 0 | 0 | 0 | 0 | 0 | 0 | 0 | 0 | 0 | 0 | 0 | 0 | 0 | 0
F6_Commercial_Restaurant (ID)_Existing_Miscellaneous_Natural Gas_Pool Heater_E5 | F6 | Commercial | Restaurant (ID) | Existing | Miscellaneous | Natural Gas | Pool Heater | E5 | Utility - Value of Sales | 0 | 0 | 0 | 0 | 0 | 0 | 0 | 0 | 0 | 0 | 0 | 0 | 0 | 0 | 0 | 0 | 0 | 0 | 0 | 0 | 0 | 0 | 0 | 0 | 0 | 0 | 0
F6_Commercial_Restaurant (ID)_Existing_Miscellaneous_Natural Gas_Pool Heater_E6 | F6 | Commercial | Restaurant (ID) | Existing | Miscellaneous | Natural Gas | Pool Heater | E6 | Utility - Value of Sales | 0 | 0 | 0 | 0 | 0 | 0 | 0 | 0 | 0 | 0 | 0 | 0 | 0 | 0 | 0 | 0 | 0 | 0 | 0 | 0 | 0 | 0 | 0 | 0 | 0 | 0 | 0
F6_Commercial_Restaurant (ID)_Existing_Miscellaneous_Natural Gas_Pool Heater_E7 | F6 | Commercial | Restaurant (ID) | Existing | Miscellaneous | Natural Gas | Pool Heater | E7 | Utility - Value of Sales | 0 | 0 | 0 | 0 | 0 | 0 | 0 | 0 | 0 | 0 | 0 | 0 | 0 | 0 | 0 | 0 | 0 | 0 | 0 | 0 | 0 | 0 | 0 | 0 | 0 | 0 | 0
F6_Commercial_Restaurant (ID)_Existing_Miscellaneous_Natural Gas_Pool Heater_E8 | F6 | Commercial | Restaurant (ID) | Existing | Miscellaneous | Natural Gas | Pool Heater | E8 | Utility - Value of Sales | 0 | 0 | 0 | 0 | 0 | 0 | 0 | 0 | 0 | 0 | 0 | 0 | 0 | 0 | 0 | 0 | 0 | 0 | 0 | 0 | 0 | 0 | 0 | 0 | 0 | 0 | 0
F6_Commercial_Restaurant (ID)_Existing_Miscellaneous_Natural Gas_Pool Heater_E9 | F6 | Commercial | Restaurant (ID) | Existing | Miscellaneous | Natural Gas | Pool Heater | E9 | Utility - Value of Sales | 0 | 0 | 0 | 0 | 0 | 0 | 0 | 0 | 0 | 0 | 0 | 0 | 0 | 0 | 0 | 0 | 0 | 0 | 0 | 0 | 0 | 0 | 0 | 0 | 0 | 0 | 0
F6_Commercial_Restaurant (ID)_Existing_Miscellaneous_Natural Gas_Pool Heater_E10 | F6 | Commercial | Restaurant (ID) | Existing | Miscellaneous | Natural Gas | Pool Heater | E10 | Utility - Value of Sales | 0 | 0 | 0 | 0 | 0 | 0 | 0 | 0 | 0 | 0 | 0 | 0 | 0 | 0 | 0 | 0 | 0 | 0 | 0 | 0 | 0 | 0 | 0 | 0 | 0 | 0 | 0
F1_Commercial_Restaurant (ID)_Existing_Miscellaneous_Natural Gas_Miscellaneous_E1 | F1 | Commercial | Restaurant (ID) | Existing | Miscellaneous | Natural Gas | Miscellaneous | E1 | RVT - Cost of Equipment | 0.0097279 | 0.0097279 | 0.0097279 | 0.0097279 | 0.0097279 | 0.0097279 | 0.0097279 | 0.0097279 | 0.0097279 | 0.0097279 | 0.0097279 | 0.0097279 | 0.0097279 | 0.0097279 | 0.0097279 | 0.0097279 | 0.0097279 | 0.0097279 | 0.0097279 | 0.0097279 | 0.0097279 | 0.0097279 | 0.0097279 | 0.0097279 | 0.0097279 | 0.0097279 | 0.0097279
F1_Commercial_Restaurant (ID)_Existing_Miscellaneous_Natural Gas_Miscellaneous_E2 | F1 | Commercial | Restaurant (ID) | Existing | Miscellaneous | Natural Gas | Miscellaneous | E2 | RVT - Cost of Equipment | 0 | 0 | 0 | 0 | 0 | 0 | 0 | 0 | 0 | 0 | 0 | 0 | 0 | 0 | 0 | 0 | 0 | 0 | 0 | 0 | 0 | 0 | 0 | 0 | 0 | 0 | 0
F1_Commercial_Restaurant (ID)_Existing_Miscellaneous_Natural Gas_Miscellaneous_E3 | F1 | Commercial | Restaurant (ID) | Existing | Miscellaneous | Natural Gas | Miscellaneous | E3 | RVT - Cost of Equipment | 0 | 0 | 0 | 0 | 0 | 0 | 0 | 0 | 0 | 0 | 0 | 0 | 0 | 0 | 0 | 0 | 0 | 0 | 0 | 0 | 0 | 0 | 0 | 0 | 0 | 0 | 0
F1_Commercial_Restaurant (ID)_Existing_Miscellaneous_Natural Gas_Miscellaneous_E4 | F1 | Commercial | Restaurant (ID) | Existing | Miscellaneous | Natural Gas | Miscellaneous | E4 | RVT - Cost of Equipment | 0 | 0 | 0 | 0 | 0 | 0 | 0 | 0 | 0 | 0 | 0 | 0 | 0 | 0 | 0 | 0 | 0 | 0 | 0 | 0 | 0 | 0 | 0 | 0 | 0 | 0 | 0
F1_Commercial_Restaurant (ID)_Existing_Miscellaneous_Natural Gas_Miscellaneous_E5 | F1 | Commercial | Restaurant (ID) | Existing | Miscellaneous | Natural Gas | Miscellaneous | E5 | RVT - Cost of Equipment | 0 | 0 | 0 | 0 | 0 | 0 | 0 | 0 | 0 | 0 | 0 | 0 | 0 | 0 | 0 | 0 | 0 | 0 | 0 | 0 | 0 | 0 | 0 | 0 | 0 | 0 | 0
F1_Commercial_Restaurant (ID)_Existing_Miscellaneous_Natural Gas_Miscellaneous_E6 | F1 | Commercial | Restaurant (ID) | Existing | Miscellaneous | Natural Gas | Miscellaneous | E6 | RVT - Cost of Equipment | 0 | 0 | 0 | 0 | 0 | 0 | 0 | 0 | 0 | 0 | 0 | 0 | 0 | 0 | 0 | 0 | 0 | 0 | 0 | 0 | 0 | 0 | 0 | 0 | 0 | 0 | 0
F1_Commercial_Restaurant (ID)_Existing_Miscellaneous_Natural Gas_Miscellaneous_E7 | F1 | Commercial | Restaurant (ID) | Existing | Miscellaneous | Natural Gas | Miscellaneous | E7 | RVT - Cost of Equipment | 0 | 0 | 0 | 0 | 0 | 0 | 0 | 0 | 0 | 0 | 0 | 0 | 0 | 0 | 0 | 0 | 0 | 0 | 0 | 0 | 0 | 0 | 0 | 0 | 0 | 0 | 0
F1_Commercial_Restaurant (ID)_Existing_Miscellaneous_Natural Gas_Miscellaneous_E8 | F1 | Commercial | Restaurant (ID) | Existing | Miscellaneous | Natural Gas | Miscellaneous | E8 | RVT - Cost of Equipment | 0 | 0 | 0 | 0 | 0 | 0 | 0 | 0 | 0 | 0 | 0 | 0 | 0 | 0 | 0 | 0 | 0 | 0 | 0 | 0 | 0 | 0 | 0 | 0 | 0 | 0 | 0
F1_Commercial_Restaurant (ID)_Existing_Miscellaneous_Natural Gas_Miscellaneous_E9 | F1 | Commercial | Restaurant (ID) | Existing | Miscellaneous | Natural Gas | Miscellaneous | E9 | RVT - Cost of Equipment | 0 | 0 | 0 | 0 | 0 | 0 | 0 | 0 | 0 | 0 | 0 | 0 | 0 | 0 | 0 | 0 | 0 | 0 | 0 | 0 | 0 | 0 | 0 | 0 | 0 | 0 | 0
F1_Commercial_Restaurant (ID)_Existing_Miscellaneous_Natural Gas_Miscellaneous_E10 | F1 | Commercial | Restaurant (ID) | Existing | Miscellaneous | Natural Gas | Miscellaneous | E10 | RVT - Cost of Equipment | 0 | 0 | 0 | 0 | 0 | 0 | 0 | 0 | 0 | 0 | 0 | 0 | 0 | 0 | 0 | 0 | 0 | 0 | 0 | 0 | 0 | 0 | 0 | 0 | 0 | 0 | 0
F2_Commercial_Restaurant (ID)_Existing_Miscellaneous_Natural Gas_Miscellaneous_E1 | F2 | Commercial | Restaurant (ID) | Existing | Miscellaneous | Natural Gas | Miscellaneous | E1 | RVT - Cost of Operation | 0.015386 | 0.015485 | 0.015649 | 0.015905 | 0.016282 | 0.016903 | 0.017541 | 0.018138 | 0.018659 | 0.0192 | 0.01982 | 0.020403 | 0.021097 | 0.021762 | 0.022291 | 0.02272 | 0.023009 | 0.023241 | 0.023472 | 0.023621 | 0.023764 | 0.02418 | 0.024597 | 0.025034 | 0.025479 | 0.025932 | 0.026393
F2_Commercial_Restaurant (ID)_Existing_Miscellaneous_Natural Gas_Miscellaneous_E2 | F2 | Commercial | Restaurant (ID) | Existing | Miscellaneous | Natural Gas | Miscellaneous | E2 | RVT - Cost of Operation | 0 | 0 | 0 | 0 | 0 | 0 | 0 | 0 | 0 | 0 | 0 | 0 | 0 | 0 | 0 | 0 | 0 | 0 | 0 | 0 | 0 | 0 | 0 | 0 | 0 | 0 | 0
F2_Commercial_Restaurant (ID)_Existing_Miscellaneous_Natural Gas_Miscellaneous_E3 | F2 | Commercial | Restaurant (ID) | Existing | Miscellaneous | Natural Gas | Miscellaneous | E3 | RVT - Cost of Operation | 0 | 0 | 0 | 0 | 0 | 0 | 0 | 0 | 0 | 0 | 0 | 0 | 0 | 0 | 0 | 0 | 0 | 0 | 0 | 0 | 0 | 0 | 0 | 0 | 0 | 0 | 0
F2_Commercial_Restaurant (ID)_Existing_Miscellaneous_Natural Gas_Miscellaneous_E4 | F2 | Commercial | Restaurant (ID) | Existing | Miscellaneous | Natural Gas | Miscellaneous | E4 | RVT - Cost of Operation | 0 | 0 | 0 | 0 | 0 | 0 | 0 | 0 | 0 | 0 | 0 | 0 | 0 | 0 | 0 | 0 | 0 | 0 | 0 | 0 | 0 | 0 | 0 | 0 | 0 | 0 | 0
F2_Commercial_Restaurant (ID)_Existing_Miscellaneous_Natural Gas_Miscellaneous_E5 | F2 | Commercial | Restaurant (ID) | Existing | Miscellaneous | Natural Gas | Miscellaneous | E5 | RVT - Cost of Operation | 0 | 0 | 0 | 0 | 0 | 0 | 0 | 0 | 0 | 0 | 0 | 0 | 0 | 0 | 0 | 0 | 0 | 0 | 0 | 0 | 0 | 0 | 0 | 0 | 0 | 0 | 0
F2_Commercial_Restaurant (ID)_Existing_Miscellaneous_Natural Gas_Miscellaneous_E6 | F2 | Commercial | Restaurant (ID) | Existing | Miscellaneous | Natural Gas | Miscellaneous | E6 | RVT - Cost of Operation | 0 | 0 | 0 | 0 | 0 | 0 | 0 | 0 | 0 | 0 | 0 | 0 | 0 | 0 | 0 | 0 | 0 | 0 | 0 | 0 | 0 | 0 | 0 | 0 | 0 | 0 | 0
F2_Commercial_Restaurant (ID)_Existing_Miscellaneous_Natural Gas_Miscellaneous_E7 | F2 | Commercial | Restaurant (ID) | Existing | Miscellaneous | Natural Gas | Miscellaneous | E7 | RVT - Cost of Operation | 0 | 0 | 0 | 0 | 0 | 0 | 0 | 0 | 0 | 0 | 0 | 0 | 0 | 0 | 0 | 0 | 0 | 0 | 0 | 0 | 0 | 0 | 0 | 0 | 0 | 0 | 0
F2_Commercial_Restaurant (ID)_Existing_Miscellaneous_Natural Gas_Miscellaneous_E8 | F2 | Commercial | Restaurant (ID) | Existing | Miscellaneous | Natural Gas | Miscellaneous | E8 | RVT - Cost of Operation | 0 | 0 | 0 | 0 | 0 | 0 | 0 | 0 | 0 | 0 | 0 | 0 | 0 | 0 | 0 | 0 | 0 | 0 | 0 | 0 | 0 | 0 | 0 | 0 | 0 | 0 | 0
F2_Commercial_Restaurant (ID)_Existing_Miscellaneous_Natural Gas_Miscellaneous_E9 | F2 | Commercial | Restaurant (ID) | Existing | Miscellaneous | Natural Gas | Miscellaneous | E9 | RVT - Cost of Operation | 0 | 0 | 0 | 0 | 0 | 0 | 0 | 0 | 0 | 0 | 0 | 0 | 0 | 0 | 0 | 0 | 0 | 0 | 0 | 0 | 0 | 0 | 0 | 0 | 0 | 0 | 0
F2_Commercial_Restaurant (ID)_Existing_Miscellaneous_Natural Gas_Miscellaneous_E10 | F2 | Commercial | Restaurant (ID) | Existing | Miscellaneous | Natural Gas | Miscellaneous | E10 | RVT - Cost of Operation | 0 | 0 | 0 | 0 | 0 | 0 | 0 | 0 | 0 | 0 | 0 | 0 | 0 | 0 | 0 | 0 | 0 | 0 | 0 | 0 | 0 | 0 | 0 | 0 | 0 | 0 | 0
F3_Commercial_Restaurant (ID)_Existing_Miscellaneous_Natural Gas_Miscellaneous_E1 | F3 | Commercial | Restaurant (ID) | Existing | Miscellaneous | Natural Gas | Miscellaneous | E1 | System - kBTUs of Consumption | 3.93 | 3.93 | 3.93 | 3.93 | 3.93 | 3.93 | 3.93 | 3.93 | 3.93 | 3.93 | 3.93 | 3.93 | 3.93 | 3.93 | 3.93 | 3.93 | 3.93 | 3.93 | 3.93 | 3.93 | 3.93 | 3.93 | 3.93 | 3.93 | 3.93 | 3.93 | 3.93
F3_Commercial_Restaurant (ID)_Existing_Miscellaneous_Natural Gas_Miscellaneous_E2 | F3 | Commercial | Restaurant (ID) | Existing | Miscellaneous | Natural Gas | Miscellaneous | E2 | System - kBTUs of Consumption | 0 | 0 | 0 | 0 | 0 | 0 | 0 | 0 | 0 | 0 | 0 | 0 | 0 | 0 | 0 | 0 | 0 | 0 | 0 | 0 | 0 | 0 | 0 | 0 | 0 | 0 | 0
F3_Commercial_Restaurant (ID)_Existing_Miscellaneous_Natural Gas_Miscellaneous_E3 | F3 | Commercial | Restaurant (ID) | Existing | Miscellaneous | Natural Gas | Miscellaneous | E3 | System - kBTUs of Consumption | 0 | 0 | 0 | 0 | 0 | 0 | 0 | 0 | 0 | 0 | 0 | 0 | 0 | 0 | 0 | 0 | 0 | 0 | 0 | 0 | 0 | 0 | 0 | 0 | 0 | 0 | 0
F3_Commercial_Restaurant (ID)_Existing_Miscellaneous_Natural Gas_Miscellaneous_E4 | F3 | Commercial | Restaurant (ID) | Existing | Miscellaneous | Natural Gas | Miscellaneous | E4 | System - kBTUs of Consumption | 0 | 0 | 0 | 0 | 0 | 0 | 0 | 0 | 0 | 0 | 0 | 0 | 0 | 0 | 0 | 0 | 0 | 0 | 0 | 0 | 0 | 0 | 0 | 0 | 0 | 0 | 0
F3_Commercial_Restaurant (ID)_Existing_Miscellaneous_Natural Gas_Miscellaneous_E5 | F3 | Commercial | Restaurant (ID) | Existing | Miscellaneous | Natural Gas | Miscellaneous | E5 | System - kBTUs of Consumption | 0 | 0 | 0 | 0 | 0 | 0 | 0 | 0 | 0 | 0 | 0 | 0 | 0 | 0 | 0 | 0 | 0 | 0 | 0 | 0 | 0 | 0 | 0 | 0 | 0 | 0 | 0
F3_Commercial_Restaurant (ID)_Existing_Miscellaneous_Natural Gas_Miscellaneous_E6 | F3 | Commercial | Restaurant (ID) | Existing | Miscellaneous | Natural Gas | Miscellaneous | E6 | System - kBTUs of Consumption | 0 | 0 | 0 | 0 | 0 | 0 | 0 | 0 | 0 | 0 | 0 | 0 | 0 | 0 | 0 | 0 | 0 | 0 | 0 | 0 | 0 | 0 | 0 | 0 | 0 | 0 | 0
F3_Commercial_Restaurant (ID)_Existing_Miscellaneous_Natural Gas_Miscellaneous_E7 | F3 | Commercial | Restaurant (ID) | Existing | Miscellaneous | Natural Gas | Miscellaneous | E7 | System - kBTUs of Consumption | 0 | 0 | 0 | 0 | 0 | 0 | 0 | 0 | 0 | 0 | 0 | 0 | 0 | 0 | 0 | 0 | 0 | 0 | 0 | 0 | 0 | 0 | 0 | 0 | 0 | 0 | 0
F3_Commercial_Restaurant (ID)_Existing_Miscellaneous_Natural Gas_Miscellaneous_E8 | F3 | Commercial | Restaurant (ID) | Existing | Miscellaneous | Natural Gas | Miscellaneous | E8 | System - kBTUs of Consumption | 0 | 0 | 0 | 0 | 0 | 0 | 0 | 0 | 0 | 0 | 0 | 0 | 0 | 0 | 0 | 0 | 0 | 0 | 0 | 0 | 0 | 0 | 0 | 0 | 0 | 0 | 0
F3_Commercial_Restaurant (ID)_Existing_Miscellaneous_Natural Gas_Miscellaneous_E9 | F3 | Commercial | Restaurant (ID) | Existing | Miscellaneous | Natural Gas | Miscellaneous | E9 | System - kBTUs of Consumption | 0 | 0 | 0 | 0 | 0 | 0 | 0 | 0 | 0 | 0 | 0 | 0 | 0 | 0 | 0 | 0 | 0 | 0 | 0 | 0 | 0 | 0 | 0 | 0 | 0 | 0 | 0
F3_Commercial_Restaurant (ID)_Existing_Miscellaneous_Natural Gas_Miscellaneous_E10 | F3 | Commercial | Restaurant (ID) | Existing | Miscellaneous | Natural Gas | Miscellaneous | E10 | System - kBTUs of Consumption | 0 | 0 | 0 | 0 | 0 | 0 | 0 | 0 | 0 | 0 | 0 | 0 | 0 | 0 | 0 | 0 | 0 | 0 | 0 | 0 | 0 | 0 | 0 | 0 | 0 | 0 | 0
F4_Commercial_Restaurant (ID)_Existing_Miscellaneous_Natural Gas_Miscellaneous_E1 | F4 | Commercial | Restaurant (ID) | Existing | Miscellaneous | Natural Gas | Miscellaneous | E1 | Utility - Cost of Equipment | 0.0097279 | 0.0097279 | 0.0097279 | 0.0097279 | 0.0097279 | 0.0097279 | 0.0097279 | 0.0097279 | 0.0097279 | 0.0097279 | 0.0097279 | 0.0097279 | 0.0097279 | 0.0097279 | 0.0097279 | 0.0097279 | 0.0097279 | 0.0097279 | 0.0097279 | 0.0097279 | 0.0097279 | 0.0097279 | 0.0097279 | 0.0097279 | 0.0097279 | 0.0097279 | 0.0097279
F4_Commercial_Restaurant (ID)_Existing_Miscellaneous_Natural Gas_Miscellaneous_E2 | F4 | Commercial | Restaurant (ID) | Existing | Miscellaneous | Natural Gas | Miscellaneous | E2 | Utility - Cost of Equipment | 0 | 0 | 0 | 0 | 0 | 0 | 0 | 0 | 0 | 0 | 0 | 0 | 0 | 0 | 0 | 0 | 0 | 0 | 0 | 0 | 0 | 0 | 0 | 0 | 0 | 0 | 0
F4_Commercial_Restaurant (ID)_Existing_Miscellaneous_Natural Gas_Miscellaneous_E3 | F4 | Commercial | Restaurant (ID) | Existing | Miscellaneous | Natural Gas | Miscellaneous | E3 | Utility - Cost of Equipment | 0 | 0 | 0 | 0 | 0 | 0 | 0 | 0 | 0 | 0 | 0 | 0 | 0 | 0 | 0 | 0 | 0 | 0 | 0 | 0 | 0 | 0 | 0 | 0 | 0 | 0 | 0
F4_Commercial_Restaurant (ID)_Existing_Miscellaneous_Natural Gas_Miscellaneous_E4 | F4 | Commercial | Restaurant (ID) | Existing | Miscellaneous | Natural Gas | Miscellaneous | E4 | Utility - Cost of Equipment | 0 | 0 | 0 | 0 | 0 | 0 | 0 | 0 | 0 | 0 | 0 | 0 | 0 | 0 | 0 | 0 | 0 | 0 | 0 | 0 | 0 | 0 | 0 | 0 | 0 | 0 | 0
F4_Commercial_Restaurant (ID)_Existing_Miscellaneous_Natural Gas_Miscellaneous_E5 | F4 | Commercial | Restaurant (ID) | Existing | Miscellaneous | Natural Gas | Miscellaneous | E5 | Utility - Cost of Equipment | 0 | 0 | 0 | 0 | 0 | 0 | 0 | 0 | 0 | 0 | 0 | 0 | 0 | 0 | 0 | 0 | 0 | 0 | 0 | 0 | 0 | 0 | 0 | 0 | 0 | 0 | 0
F4_Commercial_Restaurant (ID)_Existing_Miscellaneous_Natural Gas_Miscellaneous_E6 | F4 | Commercial | Restaurant (ID) | Existing | Miscellaneous | Natural Gas | Miscellaneous | E6 | Utility - Cost of Equipment | 0 | 0 | 0 | 0 | 0 | 0 | 0 | 0 | 0 | 0 | 0 | 0 | 0 | 0 | 0 | 0 | 0 | 0 | 0 | 0 | 0 | 0 | 0 | 0 | 0 | 0 | 0
F4_Commercial_Restaurant (ID)_Existing_Miscellaneous_Natural Gas_Miscellaneous_E7 | F4 | Commercial | Restaurant (ID) | Existing | Miscellaneous | Natural Gas | Miscellaneous | E7 | Utility - Cost of Equipment | 0 | 0 | 0 | 0 | 0 | 0 | 0 | 0 | 0 | 0 | 0 | 0 | 0 | 0 | 0 | 0 | 0 | 0 | 0 | 0 | 0 | 0 | 0 | 0 | 0 | 0 | 0
F4_Commercial_Restaurant (ID)_Existing_Miscellaneous_Natural Gas_Miscellaneous_E8 | F4 | Commercial | Restaurant (ID) | Existing | Miscellaneous | Natural Gas | Miscellaneous | E8 | Utility - Cost of Equipment | 0 | 0 | 0 | 0 | 0 | 0 | 0 | 0 | 0 | 0 | 0 | 0 | 0 | 0 | 0 | 0 | 0 | 0 | 0 | 0 | 0 | 0 | 0 | 0 | 0 | 0 | 0
F4_Commercial_Restaurant (ID)_Existing_Miscellaneous_Natural Gas_Miscellaneous_E9 | F4 | Commercial | Restaurant (ID) | Existing | Miscellaneous | Natural Gas | Miscellaneous | E9 | Utility - Cost of Equipment | 0 | 0 | 0 | 0 | 0 | 0 | 0 | 0 | 0 | 0 | 0 | 0 | 0 | 0 | 0 | 0 | 0 | 0 | 0 | 0 | 0 | 0 | 0 | 0 | 0 | 0 | 0
F4_Commercial_Restaurant (ID)_Existing_Miscellaneous_Natural Gas_Miscellaneous_E10 | F4 | Commercial | Restaurant (ID) | Existing | Miscellaneous | Natural Gas | Miscellaneous | E10 | Utility - Cost of Equipment | 0 | 0 | 0 | 0 | 0 | 0 | 0 | 0 | 0 | 0 | 0 | 0 | 0 | 0 | 0 | 0 | 0 | 0 | 0 | 0 | 0 | 0 | 0 | 0 | 0 | 0 | 0
F5_Commercial_Restaurant (ID)_Existing_Miscellaneous_Natural Gas_Miscellaneous_E1 | F5 | Commercial | Restaurant (ID) | Existing | Miscellaneous | Natural Gas | Miscellaneous | E1 | Utility - Cost of Operation | 0.012822 | 0.012904 | 0.013069 | 0.013344 | 0.013758 | 0.014419 | 0.015146 | 0.015897 | 0.016652 | 0.017455 | 0.018018 | 0.018548 | 0.019179 | 0.019804 | 0.02033 | 0.020792 | 0.021157 | 0.021507 | 0.021897 | 0.022258 | 0.022632 | 0.023028 | 0.023426 | 0.023842 | 0.024266 | 0.024697 | 0.025136
F5_Commercial_Restaurant (ID)_Existing_Miscellaneous_Natural Gas_Miscellaneous_E2 | F5 | Commercial | Restaurant (ID) | Existing | Miscellaneous | Natural Gas | Miscellaneous | E2 | Utility - Cost of Operation | 0 | 0 | 0 | 0 | 0 | 0 | 0 | 0 | 0 | 0 | 0 | 0 | 0 | 0 | 0 | 0 | 0 | 0 | 0 | 0 | 0 | 0 | 0 | 0 | 0 | 0 | 0
F5_Commercial_Restaurant (ID)_Existing_Miscellaneous_Natural Gas_Miscellaneous_E3 | F5 | Commercial | Restaurant (ID) | Existing | Miscellaneous | Natural Gas | Miscellaneous | E3 | Utility - Cost of Operation | 0 | 0 | 0 | 0 | 0 | 0 | 0 | 0 | 0 | 0 | 0 | 0 | 0 | 0 | 0 | 0 | 0 | 0 | 0 | 0 | 0 | 0 | 0 | 0 | 0 | 0 | 0
F5_Commercial_Restaurant (ID)_Existing_Miscellaneous_Natural Gas_Miscellaneous_E4 | F5 | Commercial | Restaurant (ID) | Existing | Miscellaneous | Natural Gas | Miscellaneous | E4 | Utility - Cost of Operation | 0 | 0 | 0 | 0 | 0 | 0 | 0 | 0 | 0 | 0 | 0 | 0 | 0 | 0 | 0 | 0 | 0 | 0 | 0 | 0 | 0 | 0 | 0 | 0 | 0 | 0 | 0
F5_Commercial_Restaurant (ID)_Existing_Miscellaneous_Natural Gas_Miscellaneous_E5 | F5 | Commercial | Restaurant (ID) | Existing | Miscellaneous | Natural Gas | Miscellaneous | E5 | Utility - Cost of Operation | 0 | 0 | 0 | 0 | 0 | 0 | 0 | 0 | 0 | 0 | 0 | 0 | 0 | 0 | 0 | 0 | 0 | 0 | 0 | 0 | 0 | 0 | 0 | 0 | 0 | 0 | 0
F5_Commercial_Restaurant (ID)_Existing_Miscellaneous_Natural Gas_Miscellaneous_E6 | F5 | Commercial | Restaurant (ID) | Existing | Miscellaneous | Natural Gas | Miscellaneous | E6 | Utility - Cost of Operation | 0 | 0 | 0 | 0 | 0 | 0 | 0 | 0 | 0 | 0 | 0 | 0 | 0 | 0 | 0 | 0 | 0 | 0 | 0 | 0 | 0 | 0 | 0 | 0 | 0 | 0 | 0
F5_Commercial_Restaurant (ID)_Existing_Miscellaneous_Natural Gas_Miscellaneous_E7 | F5 | Commercial | Restaurant (ID) | Existing | Miscellaneous | Natural Gas | Miscellaneous | E7 | Utility - Cost of Operation | 0 | 0 | 0 | 0 | 0 | 0 | 0 | 0 | 0 | 0 | 0 | 0 | 0 | 0 | 0 | 0 | 0 | 0 | 0 | 0 | 0 | 0 | 0 | 0 | 0 | 0 | 0
F5_Commercial_Restaurant (ID)_Existing_Miscellaneous_Natural Gas_Miscellaneous_E8 | F5 | Commercial | Restaurant (ID) | Existing | Miscellaneous | Natural Gas | Miscellaneous | E8 | Utility - Cost of Operation | 0 | 0 | 0 | 0 | 0 | 0 | 0 | 0 | 0 | 0 | 0 | 0 | 0 | 0 | 0 | 0 | 0 | 0 | 0 | 0 | 0 | 0 | 0 | 0 | 0 | 0 | 0
F5_Commercial_Restaurant (ID)_Existing_Miscellaneous_Natural Gas_Miscellaneous_E9 | F5 | Commercial | Restaurant (ID) | Existing | Miscellaneous | Natural Gas | Miscellaneous | E9 | Utility - Cost of Operation | 0 | 0 | 0 | 0 | 0 | 0 | 0 | 0 | 0 | 0 | 0 | 0 | 0 | 0 | 0 | 0 | 0 | 0 | 0 | 0 | 0 | 0 | 0 | 0 | 0 | 0 | 0
F5_Commercial_Restaurant (ID)_Existing_Miscellaneous_Natural Gas_Miscellaneous_E10 | F5 | Commercial | Restaurant (ID) | Existing | Miscellaneous | Natural Gas | Miscellaneous | E10 | Utility - Cost of Operation | 0 | 0 | 0 | 0 | 0 | 0 | 0 | 0 | 0 | 0 | 0 | 0 | 0 | 0 | 0 | 0 | 0 | 0 | 0 | 0 | 0 | 0 | 0 | 0 | 0 | 0 | 0
F6_Commercial_Restaurant (ID)_Existing_Miscellaneous_Natural Gas_Miscellaneous_E1 | F6 | Commercial | Restaurant (ID) | Existing | Miscellaneous | Natural Gas | Miscellaneous | E1 | Utility - Value of Sales | 0.015386 | 0.015485 | 0.015649 | 0.015905 | 0.016282 | 0.016903 | 0.017541 | 0.018138 | 0.018659 | 0.0192 | 0.01982 | 0.020403 | 0.021097 | 0.021762 | 0.022291 | 0.02272 | 0.023009 | 0.023241 | 0.023472 | 0.023621 | 0.023764 | 0.02418 | 0.024597 | 0.025034 | 0.025479 | 0.025932 | 0.026393
F6_Commercial_Restaurant (ID)_Existing_Miscellaneous_Natural Gas_Miscellaneous_E2 | F6 | Commercial | Restaurant (ID) | Existing | Miscellaneous | Natural Gas | Miscellaneous | E2 | Utility - Value of Sales | 0 | 0 | 0 | 0 | 0 | 0 | 0 | 0 | 0 | 0 | 0 | 0 | 0 | 0 | 0 | 0 | 0 | 0 | 0 | 0 | 0 | 0 | 0 | 0 | 0 | 0 | 0
F6_Commercial_Restaurant (ID)_Existing_Miscellaneous_Natural Gas_Miscellaneous_E3 | F6 | Commercial | Restaurant (ID) | Existing | Miscellaneous | Natural Gas | Miscellaneous | E3 | Utility - Value of Sales | 0 | 0 | 0 | 0 | 0 | 0 | 0 | 0 | 0 | 0 | 0 | 0 | 0 | 0 | 0 | 0 | 0 | 0 | 0 | 0 | 0 | 0 | 0 | 0 | 0 | 0 | 0
F6_Commercial_Restaurant (ID)_Existing_Miscellaneous_Natural Gas_Miscellaneous_E4 | F6 | Commercial | Restaurant (ID) | Existing | Miscellaneous | Natural Gas | Miscellaneous | E4 | Utility - Value of Sales | 0 | 0 | 0 | 0 | 0 | 0 | 0 | 0 | 0 | 0 | 0 | 0 | 0 | 0 | 0 | 0 | 0 | 0 | 0 | 0 | 0 | 0 | 0 | 0 | 0 | 0 | 0
F6_Commercial_Restaurant (ID)_Existing_Miscellaneous_Natural Gas_Miscellaneous_E5 | F6 | Commercial | Restaurant (ID) | Existing | Miscellaneous | Natural Gas | Miscellaneous | E5 | Utility - Value of Sales | 0 | 0 | 0 | 0 | 0 | 0 | 0 | 0 | 0 | 0 | 0 | 0 | 0 | 0 | 0 | 0 | 0 | 0 | 0 | 0 | 0 | 0 | 0 | 0 | 0 | 0 | 0
F6_Commercial_Restaurant (ID)_Existing_Miscellaneous_Natural Gas_Miscellaneous_E6 | F6 | Commercial | Restaurant (ID) | Existing | Miscellaneous | Natural Gas | Miscellaneous | E6 | Utility - Value of Sales | 0 | 0 | 0 | 0 | 0 | 0 | 0 | 0 | 0 | 0 | 0 | 0 | 0 | 0 | 0 | 0 | 0 | 0 | 0 | 0 | 0 | 0 | 0 | 0 | 0 | 0 | 0
F6_Commercial_Restaurant (ID)_Existing_Miscellaneous_Natural Gas_Miscellaneous_E7 | F6 | Commercial | Restaurant (ID) | Existing | Miscellaneous | Natural Gas | Miscellaneous | E7 | Utility - Value of Sales | 0 | 0 | 0 | 0 | 0 | 0 | 0 | 0 | 0 | 0 | 0 | 0 | 0 | 0 | 0 | 0 | 0 | 0 | 0 | 0 | 0 | 0 | 0 | 0 | 0 | 0 | 0
F6_Commercial_Restaurant (ID)_Existing_Miscellaneous_Natural Gas_Miscellaneous_E8 | F6 | Commercial | Restaurant (ID) | Existing | Miscellaneous | Natural Gas | Miscellaneous | E8 | Utility - Value of Sales | 0 | 0 | 0 | 0 | 0 | 0 | 0 | 0 | 0 | 0 | 0 | 0 | 0 | 0 | 0 | 0 | 0 | 0 | 0 | 0 | 0 | 0 | 0 | 0 | 0 | 0 | 0
F6_Commercial_Restaurant (ID)_Existing_Miscellaneous_Natural Gas_Miscellaneous_E9 | F6 | Commercial | Restaurant (ID) | Existing | Miscellaneous | Natural Gas | Miscellaneous | E9 | Utility - Value of Sales | 0 | 0 | 0 | 0 | 0 | 0 | 0 | 0 | 0 | 0 | 0 | 0 | 0 | 0 | 0 | 0 | 0 | 0 | 0 | 0 | 0 | 0 | 0 | 0 | 0 | 0 | 0
F6_Commercial_Restaurant (ID)_Existing_Miscellaneous_Natural Gas_Miscellaneous_E10 | F6 | Commercial | Restaurant (ID) | Existing | Miscellaneous | Natural Gas | Miscellaneous | E10 | Utility - Value of Sales | 0 | 0 | 0 | 0 | 0 | 0 | 0 | 0 | 0 | 0 | 0 | 0 | 0 | 0 | 0 | 0 | 0 | 0 | 0 | 0 | 0 | 0 | 0 | 0 | 0 | 0 | 0
F1_Commercial_Restaurant (ID)_New_Space Heating_Natural Gas_Furnace_E1 | F1 | Commercial | Restaurant (ID) | New | Space Heating | Natural Gas | Furnace | E1 | RVT - Cost of Equipment | 0.12876 | 0.12876 | 0.12876 | 0.12876 | 0.12876 | 0.12876 | 0.12876 | 0.12876 | 0.12876 | 0.12876 | 0.12876 | 0.12876 | 0.12876 | 0.12876 | 0.12876 | 0.12876 | 0.12876 | 0.12876 | 0.12876 | 0.12876 | 0.12876 | 0.12876 | 0.12876 | 0.12876 | 0.12876 | 0.12876 | 0.12876
F1_Commercial_Restaurant (ID)_New_Space Heating_Natural Gas_Furnace_E2 | F1 | Commercial | Restaurant (ID) | New | Space Heating | Natural Gas | Furnace | E2 | RVT - Cost of Equipment | 0.26027 | 0.26027 | 0.26027 | 0.26027 | 0.26027 | 0.26027 | 0.26027 | 0.26027 | 0.26027 | 0.26027 | 0.26027 | 0.26027 | 0.26027 | 0.26027 | 0.26027 | 0.26027 | 0.26027 | 0.26027 | 0.26027 | 0.26027 | 0.26027 | 0.26027 | 0.26027 | 0.26027 | 0.26027 | 0.26027 | 0.26027
F1_Commercial_Restaurant (ID)_New_Space Heating_Natural Gas_Furnace_E3 | F1 | Commercial | Restaurant (ID) | New | Space Heating | Natural Gas | Furnace | E3 | RVT - Cost of Equipment | 0.15822 | 0.15822 | 0.15822 | 0.15822 | 0.15822 | 0.15822 | 0.15822 | 0.15822 | 0.15822 | 0.15822 | 0.15822 | 0.15822 | 0.15822 | 0.15822 | 0.15822 | 0.15822 | 0.15822 | 0.15822 | 0.15822 | 0.15822 | 0.15822 | 0.15822 | 0.15822 | 0.15822 | 0.15822 | 0.15822 | 0.15822
F1_Commercial_Restaurant (ID)_New_Space Heating_Natural Gas_Furnace_E4 | F1 | Commercial | Restaurant (ID) | New | Space Heating | Natural Gas | Furnace | E4 | RVT - Cost of Equipment | 0 | 0 | 0 | 0 | 0 | 0 | 0 | 0 | 0 | 0 | 0 | 0 | 0 | 0 | 0 | 0 | 0 | 0 | 0 | 0 | 0 | 0 | 0 | 0 | 0 | 0 | 0
F1_Commercial_Restaurant (ID)_New_Space Heating_Natural Gas_Furnace_E5 | F1 | Commercial | Restaurant (ID) | New | Space Heating | Natural Gas | Furnace | E5 | RVT - Cost of Equipment | 0 | 0 | 0 | 0 | 0 | 0 | 0 | 0 | 0 | 0 | 0 | 0 | 0 | 0 | 0 | 0 | 0 | 0 | 0 | 0 | 0 | 0 | 0 | 0 | 0 | 0 | 0
F1_Commercial_Restaurant (ID)_New_Space Heating_Natural Gas_Furnace_E6 | F1 | Commercial | Restaurant (ID) | New | Space Heating | Natural Gas | Furnace | E6 | RVT - Cost of Equipment | 0 | 0 | 0 | 0 | 0 | 0 | 0 | 0 | 0 | 0 | 0 | 0 | 0 | 0 | 0 | 0 | 0 | 0 | 0 | 0 | 0 | 0 | 0 | 0 | 0 | 0 | 0
F1_Commercial_Restaurant (ID)_New_Space Heating_Natural Gas_Furnace_E7 | F1 | Commercial | Restaurant (ID) | New | Space Heating | Natural Gas | Furnace | E7 | RVT - Cost of Equipment | 0 | 0 | 0 | 0 | 0 | 0 | 0 | 0 | 0 | 0 | 0 | 0 | 0 | 0 | 0 | 0 | 0 | 0 | 0 | 0 | 0 | 0 | 0 | 0 | 0 | 0 | 0
F1_Commercial_Restaurant (ID)_New_Space Heating_Natural Gas_Furnace_E8 | F1 | Commercial | Restaurant (ID) | New | Space Heating | Natural Gas | Furnace | E8 | RVT - Cost of Equipment | 0 | 0 | 0 | 0 | 0 | 0 | 0 | 0 | 0 | 0 | 0 | 0 | 0 | 0 | 0 | 0 | 0 | 0 | 0 | 0 | 0 | 0 | 0 | 0 | 0 | 0 | 0
F1_Commercial_Restaurant (ID)_New_Space Heating_Natural Gas_Furnace_E9 | F1 | Commercial | Restaurant (ID) | New | Space Heating | Natural Gas | Furnace | E9 | RVT - Cost of Equipment | 0 | 0 | 0 | 0 | 0 | 0 | 0 | 0 | 0 | 0 | 0 | 0 | 0 | 0 | 0 | 0 | 0 | 0 | 0 | 0 | 0 | 0 | 0 | 0 | 0 | 0 | 0
F1_Commercial_Restaurant (ID)_New_Space Heating_Natural Gas_Furnace_E10 | F1 | Commercial | Restaurant (ID) | New | Space Heating | Natural Gas | Furnace | E10 | RVT - Cost of Equipment | 0 | 0 | 0 | 0 | 0 | 0 | 0 | 0 | 0 | 0 | 0 | 0 | 0 | 0 | 0 | 0 | 0 | 0 | 0 | 0 | 0 | 0 | 0 | 0 | 0 | 0 | 0
F2_Commercial_Restaurant (ID)_New_Space Heating_Natural Gas_Furnace_E1 | F2 | Commercial | Restaurant (ID) | New | Space Heating | Natural Gas | Furnace | E1 | RVT - Cost of Operation | 0.23896 | 0.24095 | 0.24425 | 0.24807 | 0.25245 | 0.25958 | 0.26665 | 0.27404 | 0.28053 | 0.28683 | 0.29397 | 0.3002 | 0.30714 | 0.31429 | 0.32066 | 0.32676 | 0.33215 | 0.33764 | 0.34334 | 0.3491 | 0.35487 | 0.36261 | 0.37178 | 0.37967 | 0.38773 | 0.39596 | 0.40437
F2_Commercial_Restaurant (ID)_New_Space Heating_Natural Gas_Furnace_E2 | F2 | Commercial | Restaurant (ID) | New | Space Heating | Natural Gas | Furnace | E2 | RVT - Cost of Operation | 0.21248 | 0.21425 | 0.21719 | 0.22059 | 0.22448 | 0.23081 | 0.2371 | 0.24368 | 0.24945 | 0.25505 | 0.26139 | 0.26693 | 0.27311 | 0.27946 | 0.28512 | 0.29055 | 0.29534 | 0.30023 | 0.30529 | 0.31042 | 0.31554 | 0.32242 | 0.33058 | 0.3376 | 0.34477 | 0.35208 | 0.35956
F2_Commercial_Restaurant (ID)_New_Space Heating_Natural Gas_Furnace_E3 | F2 | Commercial | Restaurant (ID) | New | Space Heating | Natural Gas | Furnace | E3 | RVT - Cost of Operation | 0.19924 | 0.2009 | 0.20366 | 0.20684 | 0.21049 | 0.21643 | 0.22233 | 0.22849 | 0.2339 | 0.23915 | 0.24511 | 0.2503 | 0.25609 | 0.26205 | 0.26736 | 0.27245 | 0.27694 | 0.28152 | 0.28627 | 0.29107 | 0.29588 | 0.30233 | 0.30999 | 0.31657 | 0.32328 | 0.33015 | 0.33715
F2_Commercial_Restaurant (ID)_New_Space Heating_Natural Gas_Furnace_E4 | F2 | Commercial | Restaurant (ID) | New | Space Heating | Natural Gas | Furnace | E4 | RVT - Cost of Operation | 0 | 0 | 0 | 0 | 0 | 0 | 0 | 0 | 0 | 0 | 0 | 0 | 0 | 0 | 0 | 0 | 0 | 0 | 0 | 0 | 0 | 0 | 0 | 0 | 0 | 0 | 0
F2_Commercial_Restaurant (ID)_New_Space Heating_Natural Gas_Furnace_E5 | F2 | Commercial | Restaurant (ID) | New | Space Heating | Natural Gas | Furnace | E5 | RVT - Cost of Operation | 0 | 0 | 0 | 0 | 0 | 0 | 0 | 0 | 0 | 0 | 0 | 0 | 0 | 0 | 0 | 0 | 0 | 0 | 0 | 0 | 0 | 0 | 0 | 0 | 0 | 0 | 0
F2_Commercial_Restaurant (ID)_New_Space Heating_Natural Gas_Furnace_E6 | F2 | Commercial | Restaurant (ID) | New | Space Heating | Natural Gas | Furnace | E6 | RVT - Cost of Operation | 0 | 0 | 0 | 0 | 0 | 0 | 0 | 0 | 0 | 0 | 0 | 0 | 0 | 0 | 0 | 0 | 0 | 0 | 0 | 0 | 0 | 0 | 0 | 0 | 0 | 0 | 0
F2_Commercial_Restaurant (ID)_New_Space Heating_Natural Gas_Furnace_E7 | F2 | Commercial | Restaurant (ID) | New | Space Heating | Natural Gas | Furnace | E7 | RVT - Cost of Operation | 0 | 0 | 0 | 0 | 0 | 0 | 0 | 0 | 0 | 0 | 0 | 0 | 0 | 0 | 0 | 0 | 0 | 0 | 0 | 0 | 0 | 0 | 0 | 0 | 0 | 0 | 0
F2_Commercial_Restaurant (ID)_New_Space Heating_Natural Gas_Furnace_E8 | F2 | Commercial | Restaurant (ID) | New | Space Heating | Natural Gas | Furnace | E8 | RVT - Cost of Operation | 0 | 0 | 0 | 0 | 0 | 0 | 0 | 0 | 0 | 0 | 0 | 0 | 0 | 0 | 0 | 0 | 0 | 0 | 0 | 0 | 0 | 0 | 0 | 0 | 0 | 0 | 0
F2_Commercial_Restaurant (ID)_New_Space Heating_Natural Gas_Furnace_E9 | F2 | Commercial | Restaurant (ID) | New | Space Heating | Natural Gas | Furnace | E9 | RVT - Cost of Operation | 0 | 0 | 0 | 0 | 0 | 0 | 0 | 0 | 0 | 0 | 0 | 0 | 0 | 0 | 0 | 0 | 0 | 0 | 0 | 0 | 0 | 0 | 0 | 0 | 0 | 0 | 0
F2_Commercial_Restaurant (ID)_New_Space Heating_Natural Gas_Furnace_E10 | F2 | Commercial | Restaurant (ID) | New | Space Heating | Natural Gas | Furnace | E10 | RVT - Cost of Operation | 0 | 0 | 0 | 0 | 0 | 0 | 0 | 0 | 0 | 0 | 0 | 0 | 0 | 0 | 0 | 0 | 0 | 0 | 0 | 0 | 0 | 0 | 0 | 0 | 0 | 0 | 0
F3_Commercial_Restaurant (ID)_New_Space Heating_Natural Gas_Furnace_E1 | F3 | Commercial | Restaurant (ID) | New | Space Heating | Natural Gas | Furnace | E1 | System - kBTUs of Consumption | 52.5876 | 52.4556 | 52.4556 | 52.4556 | 52.4556 | 52.4556 | 52.4556 | 52.4556 | 52.4556 | 52.4556 | 52.4556 | 52.4556 | 52.4556 | 52.4556 | 52.4556 | 52.4556 | 52.4556 | 52.4556 | 52.4556 | 52.4556 | 52.4556 | 52.4556 | 52.4556 | 52.4556 | 52.4556 | 52.4556 | 52.4556
F3_Commercial_Restaurant (ID)_New_Space Heating_Natural Gas_Furnace_E2 | F3 | Commercial | Restaurant (ID) | New | Space Heating | Natural Gas | Furnace | E2 | System - kBTUs of Consumption | 46.7603 | 46.6429 | 46.6429 | 46.6429 | 46.6429 | 46.6429 | 46.6429 | 46.6429 | 46.6429 | 46.6429 | 46.6429 | 46.6429 | 46.6429 | 46.6429 | 46.6429 | 46.6429 | 46.6429 | 46.6429 | 46.6429 | 46.6429 | 46.6429 | 46.6429 | 46.6429 | 46.6429 | 46.6429 | 46.6429 | 46.6429
F3_Commercial_Restaurant (ID)_New_Space Heating_Natural Gas_Furnace_E3 | F3 | Commercial | Restaurant (ID) | New | Space Heating | Natural Gas | Furnace | E3 | System - kBTUs of Consumption | 43.8467 | 43.7366 | 43.7366 | 43.7366 | 43.7366 | 43.7366 | 43.7366 | 43.7366 | 43.7366 | 43.7366 | 43.7366 | 43.7366 | 43.7366 | 43.7366 | 43.7366 | 43.7366 | 43.7366 | 43.7366 | 43.7366 | 43.7366 | 43.7366 | 43.7366 | 43.7366 | 43.7366 | 43.7366 | 43.7366 | 43.7366
F3_Commercial_Restaurant (ID)_New_Space Heating_Natural Gas_Furnace_E4 | F3 | Commercial | Restaurant (ID) | New | Space Heating | Natural Gas | Furnace | E4 | System - kBTUs of Consumption | 0 | 0 | 0 | 0 | 0 | 0 | 0 | 0 | 0 | 0 | 0 | 0 | 0 | 0 | 0 | 0 | 0 | 0 | 0 | 0 | 0 | 0 | 0 | 0 | 0 | 0 | 0
F3_Commercial_Restaurant (ID)_New_Space Heating_Natural Gas_Furnace_E5 | F3 | Commercial | Restaurant (ID) | New | Space Heating | Natural Gas | Furnace | E5 | System - kBTUs of Consumption | 0 | 0 | 0 | 0 | 0 | 0 | 0 | 0 | 0 | 0 | 0 | 0 | 0 | 0 | 0 | 0 | 0 | 0 | 0 | 0 | 0 | 0 | 0 | 0 | 0 | 0 | 0
F3_Commercial_Restaurant (ID)_New_Space Heating_Natural Gas_Furnace_E6 | F3 | Commercial | Restaurant (ID) | New | Space Heating | Natural Gas | Furnace | E6 | System - kBTUs of Consumption | 0 | 0 | 0 | 0 | 0 | 0 | 0 | 0 | 0 | 0 | 0 | 0 | 0 | 0 | 0 | 0 | 0 | 0 | 0 | 0 | 0 | 0 | 0 | 0 | 0 | 0 | 0
F3_Commercial_Restaurant (ID)_New_Space Heating_Natural Gas_Furnace_E7 | F3 | Commercial | Restaurant (ID) | New | Space Heating | Natural Gas | Furnace | E7 | System - kBTUs of Consumption | 0 | 0 | 0 | 0 | 0 | 0 | 0 | 0 | 0 | 0 | 0 | 0 | 0 | 0 | 0 | 0 | 0 | 0 | 0 | 0 | 0 | 0 | 0 | 0 | 0 | 0 | 0
F3_Commercial_Restaurant (ID)_New_Space Heating_Natural Gas_Furnace_E8 | F3 | Commercial | Restaurant (ID) | New | Space Heating | Natural Gas | Furnace | E8 | System - kBTUs of Consumption | 0 | 0 | 0 | 0 | 0 | 0 | 0 | 0 | 0 | 0 | 0 | 0 | 0 | 0 | 0 | 0 | 0 | 0 | 0 | 0 | 0 | 0 | 0 | 0 | 0 | 0 | 0
F3_Commercial_Restaurant (ID)_New_Space Heating_Natural Gas_Furnace_E9 | F3 | Commercial | Restaurant (ID) | New | Space Heating | Natural Gas | Furnace | E9 | System - kBTUs of Consumption | 0 | 0 | 0 | 0 | 0 | 0 | 0 | 0 | 0 | 0 | 0 | 0 | 0 | 0 | 0 | 0 | 0 | 0 | 0 | 0 | 0 | 0 | 0 | 0 | 0 | 0 | 0
F3_Commercial_Restaurant (ID)_New_Space Heating_Natural Gas_Furnace_E10 | F3 | Commercial | Restaurant (ID) | New | Space Heating | Natural Gas | Furnace | E10 | System - kBTUs of Consumption | 0 | 0 | 0 | 0 | 0 | 0 | 0 | 0 | 0 | 0 | 0 | 0 | 0 | 0 | 0 | 0 | 0 | 0 | 0 | 0 | 0 | 0 | 0 | 0 | 0 | 0 | 0
F4_Commercial_Restaurant (ID)_New_Space Heating_Natural Gas_Furnace_E1 | F4 | Commercial | Restaurant (ID) | New | Space Heating | Natural Gas | Furnace | E1 | Utility - Cost of Equipment | 0.12876 | 0.12876 | 0.12876 | 0.12876 | 0.12876 | 0.12876 | 0.12876 | 0.12876 | 0.12876 | 0.12876 | 0.12876 | 0.12876 | 0.12876 | 0.12876 | 0.12876 | 0.12876 | 0.12876 | 0.12876 | 0.12876 | 0.12876 | 0.12876 | 0.12876 | 0.12876 | 0.12876 | 0.12876 | 0.12876 | 0.12876
F4_Commercial_Restaurant (ID)_New_Space Heating_Natural Gas_Furnace_E2 | F4 | Commercial | Restaurant (ID) | New | Space Heating | Natural Gas | Furnace | E2 | Utility - Cost of Equipment | 0.26027 | 0.26027 | 0.26027 | 0.26027 | 0.26027 | 0.26027 | 0.26027 | 0.26027 | 0.26027 | 0.26027 | 0.26027 | 0.26027 | 0.26027 | 0.26027 | 0.26027 | 0.26027 | 0.26027 | 0.26027 | 0.26027 | 0.26027 | 0.26027 | 0.26027 | 0.26027 | 0.26027 | 0.26027 | 0.26027 | 0.26027
F4_Commercial_Restaurant (ID)_New_Space Heating_Natural Gas_Furnace_E3 | F4 | Commercial | Restaurant (ID) | New | Space Heating | Natural Gas | Furnace | E3 | Utility - Cost of Equipment | 0.15822 | 0.15822 | 0.15822 | 0.15822 | 0.15822 | 0.15822 | 0.15822 | 0.15822 | 0.15822 | 0.15822 | 0.15822 | 0.15822 | 0.15822 | 0.15822 | 0.15822 | 0.15822 | 0.15822 | 0.15822 | 0.15822 | 0.15822 | 0.15822 | 0.15822 | 0.15822 | 0.15822 | 0.15822 | 0.15822 | 0.15822
F4_Commercial_Restaurant (ID)_New_Space Heating_Natural Gas_Furnace_E4 | F4 | Commercial | Restaurant (ID) | New | Space Heating | Natural Gas | Furnace | E4 | Utility - Cost of Equipment | 0 | 0 | 0 | 0 | 0 | 0 | 0 | 0 | 0 | 0 | 0 | 0 | 0 | 0 | 0 | 0 | 0 | 0 | 0 | 0 | 0 | 0 | 0 | 0 | 0 | 0 | 0
F4_Commercial_Restaurant (ID)_New_Space Heating_Natural Gas_Furnace_E5 | F4 | Commercial | Restaurant (ID) | New | Space Heating | Natural Gas | Furnace | E5 | Utility - Cost of Equipment | 0 | 0 | 0 | 0 | 0 | 0 | 0 | 0 | 0 | 0 | 0 | 0 | 0 | 0 | 0 | 0 | 0 | 0 | 0 | 0 | 0 | 0 | 0 | 0 | 0 | 0 | 0
F4_Commercial_Restaurant (ID)_New_Space Heating_Natural Gas_Furnace_E6 | F4 | Commercial | Restaurant (ID) | New | Space Heating | Natural Gas | Furnace | E6 | Utility - Cost of Equipment | 0 | 0 | 0 | 0 | 0 | 0 | 0 | 0 | 0 | 0 | 0 | 0 | 0 | 0 | 0 | 0 | 0 | 0 | 0 | 0 | 0 | 0 | 0 | 0 | 0 | 0 | 0
F4_Commercial_Restaurant (ID)_New_Space Heating_Natural Gas_Furnace_E7 | F4 | Commercial | Restaurant (ID) | New | Space Heating | Natural Gas | Furnace | E7 | Utility - Cost of Equipment | 0 | 0 | 0 | 0 | 0 | 0 | 0 | 0 | 0 | 0 | 0 | 0 | 0 | 0 | 0 | 0 | 0 | 0 | 0 | 0 | 0 | 0 | 0 | 0 | 0 | 0 | 0
F4_Commercial_Restaurant (ID)_New_Space Heating_Natural Gas_Furnace_E8 | F4 | Commercial | Restaurant (ID) | New | Space Heating | Natural Gas | Furnace | E8 | Utility - Cost of Equipment | 0 | 0 | 0 | 0 | 0 | 0 | 0 | 0 | 0 | 0 | 0 | 0 | 0 | 0 | 0 | 0 | 0 | 0 | 0 | 0 | 0 | 0 | 0 | 0 | 0 | 0 | 0
F4_Commercial_Restaurant (ID)_New_Space Heating_Natural Gas_Furnace_E9 | F4 | Commercial | Restaurant (ID) | New | Space Heating | Natural Gas | Furnace | E9 | Utility - Cost of Equipment | 0 | 0 | 0 | 0 | 0 | 0 | 0 | 0 | 0 | 0 | 0 | 0 | 0 | 0 | 0 | 0 | 0 | 0 | 0 | 0 | 0 | 0 | 0 | 0 | 0 | 0 | 0
F4_Commercial_Restaurant (ID)_New_Space Heating_Natural Gas_Furnace_E10 | F4 | Commercial | Restaurant (ID) | New | Space Heating | Natural Gas | Furnace | E10 | Utility - Cost of Equipment | 0 | 0 | 0 | 0 | 0 | 0 | 0 | 0 | 0 | 0 | 0 | 0 | 0 | 0 | 0 | 0 | 0 | 0 | 0 | 0 | 0 | 0 | 0 | 0 | 0 | 0 | 0
F5_Commercial_Restaurant (ID)_New_Space Heating_Natural Gas_Furnace_E1 | F5 | Commercial | Restaurant (ID) | New | Space Heating | Natural Gas | Furnace | E1 | Utility - Cost of Operation | 0.20472 | 0.2077 | 0.21192 | 0.21673 | 0.2222 | 0.23014 | 0.23825 | 0.24686 | 0.25497 | 0.26318 | 0.27037 | 0.27687 | 0.28408 | 0.29156 | 0.29841 | 0.30512 | 0.31125 | 0.31759 | 0.32422 | 0.33103 | 0.33797 | 0.34534 | 0.35408 | 0.36159 | 0.36927 | 0.37711 | 0.38511
F5_Commercial_Restaurant (ID)_New_Space Heating_Natural Gas_Furnace_E2 | F5 | Commercial | Restaurant (ID) | New | Space Heating | Natural Gas | Furnace | E2 | Utility - Cost of Operation | 0.18204 | 0.18468 | 0.18844 | 0.19272 | 0.19757 | 0.20464 | 0.21185 | 0.21951 | 0.22671 | 0.23402 | 0.24041 | 0.24619 | 0.2526 | 0.25926 | 0.26535 | 0.27131 | 0.27676 | 0.2824 | 0.2883 | 0.29435 | 0.30052 | 0.30707 | 0.31484 | 0.32152 | 0.32835 | 0.33532 | 0.34244
F5_Commercial_Restaurant (ID)_New_Space Heating_Natural Gas_Furnace_E3 | F5 | Commercial | Restaurant (ID) | New | Space Heating | Natural Gas | Furnace | E3 | Utility - Cost of Operation | 0.1707 | 0.17318 | 0.17669 | 0.18071 | 0.18526 | 0.19189 | 0.19865 | 0.20583 | 0.21259 | 0.21944 | 0.22543 | 0.23085 | 0.23686 | 0.2431 | 0.24881 | 0.2544 | 0.25952 | 0.2648 | 0.27033 | 0.27601 | 0.28179 | 0.28794 | 0.29522 | 0.30149 | 0.30789 | 0.31442 | 0.3211
F5_Commercial_Restaurant (ID)_New_Space Heating_Natural Gas_Furnace_E4 | F5 | Commercial | Restaurant (ID) | New | Space Heating | Natural Gas | Furnace | E4 | Utility - Cost of Operation | 0 | 0 | 0 | 0 | 0 | 0 | 0 | 0 | 0 | 0 | 0 | 0 | 0 | 0 | 0 | 0 | 0 | 0 | 0 | 0 | 0 | 0 | 0 | 0 | 0 | 0 | 0
F5_Commercial_Restaurant (ID)_New_Space Heating_Natural Gas_Furnace_E5 | F5 | Commercial | Restaurant (ID) | New | Space Heating | Natural Gas | Furnace | E5 | Utility - Cost of Operation | 0 | 0 | 0 | 0 | 0 | 0 | 0 | 0 | 0 | 0 | 0 | 0 | 0 | 0 | 0 | 0 | 0 | 0 | 0 | 0 | 0 | 0 | 0 | 0 | 0 | 0 | 0
F5_Commercial_Restaurant (ID)_New_Space Heating_Natural Gas_Furnace_E6 | F5 | Commercial | Restaurant (ID) | New | Space Heating | Natural Gas | Furnace | E6 | Utility - Cost of Operation | 0 | 0 | 0 | 0 | 0 | 0 | 0 | 0 | 0 | 0 | 0 | 0 | 0 | 0 | 0 | 0 | 0 | 0 | 0 | 0 | 0 | 0 | 0 | 0 | 0 | 0 | 0
F5_Commercial_Restaurant (ID)_New_Space Heating_Natural Gas_Furnace_E7 | F5 | Commercial | Restaurant (ID) | New | Space Heating | Natural Gas | Furnace | E7 | Utility - Cost of Operation | 0 | 0 | 0 | 0 | 0 | 0 | 0 | 0 | 0 | 0 | 0 | 0 | 0 | 0 | 0 | 0 | 0 | 0 | 0 | 0 | 0 | 0 | 0 | 0 | 0 | 0 | 0
F5_Commercial_Restaurant (ID)_New_Space Heating_Natural Gas_Furnace_E8 | F5 | Commercial | Restaurant (ID) | New | Space Heating | Natural Gas | Furnace | E8 | Utility - Cost of Operation | 0 | 0 | 0 | 0 | 0 | 0 | 0 | 0 | 0 | 0 | 0 | 0 | 0 | 0 | 0 | 0 | 0 | 0 | 0 | 0 | 0 | 0 | 0 | 0 | 0 | 0 | 0
F5_Commercial_Restaurant (ID)_New_Space Heating_Natural Gas_Furnace_E9 | F5 | Commercial | Restaurant (ID) | New | Space Heating | Natural Gas | Furnace | E9 | Utility - Cost of Operation | 0 | 0 | 0 | 0 | 0 | 0 | 0 | 0 | 0 | 0 | 0 | 0 | 0 | 0 | 0 | 0 | 0 | 0 | 0 | 0 | 0 | 0 | 0 | 0 | 0 | 0 | 0
F5_Commercial_Restaurant (ID)_New_Space Heating_Natural Gas_Furnace_E10 | F5 | Commercial | Restaurant (ID) | New | Space Heating | Natural Gas | Furnace | E10 | Utility - Cost of Operation | 0 | 0 | 0 | 0 | 0 | 0 | 0 | 0 | 0 | 0 | 0 | 0 | 0 | 0 | 0 | 0 | 0 | 0 | 0 | 0 | 0 | 0 | 0 | 0 | 0 | 0 | 0
F6_Commercial_Restaurant (ID)_New_Space Heating_Natural Gas_Furnace_E1 | F6 | Commercial | Restaurant (ID) | New | Space Heating | Natural Gas | Furnace | E1 | Utility - Value of Sales | 0.23896 | 0.24095 | 0.24425 | 0.24807 | 0.25245 | 0.25958 | 0.26665 | 0.27404 | 0.28053 | 0.28683 | 0.29397 | 0.3002 | 0.30714 | 0.31429 | 0.32066 | 0.32676 | 0.33215 | 0.33764 | 0.34334 | 0.3491 | 0.35487 | 0.36261 | 0.37178 | 0.37967 | 0.38773 | 0.39596 | 0.40437
F6_Commercial_Restaurant (ID)_New_Space Heating_Natural Gas_Furnace_E2 | F6 | Commercial | Restaurant (ID) | New | Space Heating | Natural Gas | Furnace | E2 | Utility - Value of Sales | 0.21248 | 0.21425 | 0.21719 | 0.22059 | 0.22448 | 0.23081 | 0.2371 | 0.24368 | 0.24945 | 0.25505 | 0.26139 | 0.26693 | 0.27311 | 0.27946 | 0.28512 | 0.29055 | 0.29534 | 0.30023 | 0.30529 | 0.31042 | 0.31554 | 0.32242 | 0.33058 | 0.3376 | 0.34477 | 0.35208 | 0.35956
F6_Commercial_Restaurant (ID)_New_Space Heating_Natural Gas_Furnace_E3 | F6 | Commercial | Restaurant (ID) | New | Space Heating | Natural Gas | Furnace | E3 | Utility - Value of Sales | 0.19924 | 0.2009 | 0.20366 | 0.20684 | 0.21049 | 0.21643 | 0.22233 | 0.22849 | 0.2339 | 0.23915 | 0.24511 | 0.2503 | 0.25609 | 0.26205 | 0.26736 | 0.27245 | 0.27694 | 0.28152 | 0.28627 | 0.29107 | 0.29588 | 0.30233 | 0.30999 | 0.31657 | 0.32328 | 0.33015 | 0.33715
F6_Commercial_Restaurant (ID)_New_Space Heating_Natural Gas_Furnace_E4 | F6 | Commercial | Restaurant (ID) | New | Space Heating | Natural Gas | Furnace | E4 | Utility - Value of Sales | 0 | 0 | 0 | 0 | 0 | 0 | 0 | 0 | 0 | 0 | 0 | 0 | 0 | 0 | 0 | 0 | 0 | 0 | 0 | 0 | 0 | 0 | 0 | 0 | 0 | 0 | 0
F6_Commercial_Restaurant (ID)_New_Space Heating_Natural Gas_Furnace_E5 | F6 | Commercial | Restaurant (ID) | New | Space Heating | Natural Gas | Furnace | E5 | Utility - Value of Sales | 0 | 0 | 0 | 0 | 0 | 0 | 0 | 0 | 0 | 0 | 0 | 0 | 0 | 0 | 0 | 0 | 0 | 0 | 0 | 0 | 0 | 0 | 0 | 0 | 0 | 0 | 0
F6_Commercial_Restaurant (ID)_New_Space Heating_Natural Gas_Furnace_E6 | F6 | Commercial | Restaurant (ID) | New | Space Heating | Natural Gas | Furnace | E6 | Utility - Value of Sales | 0 | 0 | 0 | 0 | 0 | 0 | 0 | 0 | 0 | 0 | 0 | 0 | 0 | 0 | 0 | 0 | 0 | 0 | 0 | 0 | 0 | 0 | 0 | 0 | 0 | 0 | 0
F6_Commercial_Restaurant (ID)_New_Space Heating_Natural Gas_Furnace_E7 | F6 | Commercial | Restaurant (ID) | New | Space Heating | Natural Gas | Furnace | E7 | Utility - Value of Sales | 0 | 0 | 0 | 0 | 0 | 0 | 0 | 0 | 0 | 0 | 0 | 0 | 0 | 0 | 0 | 0 | 0 | 0 | 0 | 0 | 0 | 0 | 0 | 0 | 0 | 0 | 0
F6_Commercial_Restaurant (ID)_New_Space Heating_Natural Gas_Furnace_E8 | F6 | Commercial | Restaurant (ID) | New | Space Heating | Natural Gas | Furnace | E8 | Utility - Value of Sales | 0 | 0 | 0 | 0 | 0 | 0 | 0 | 0 | 0 | 0 | 0 | 0 | 0 | 0 | 0 | 0 | 0 | 0 | 0 | 0 | 0 | 0 | 0 | 0 | 0 | 0 | 0
F6_Commercial_Restaurant (ID)_New_Space Heating_Natural Gas_Furnace_E9 | F6 | Commercial | Restaurant (ID) | New | Space Heating | Natural Gas | Furnace | E9 | Utility - Value of Sales | 0 | 0 | 0 | 0 | 0 | 0 | 0 | 0 | 0 | 0 | 0 | 0 | 0 | 0 | 0 | 0 | 0 | 0 | 0 | 0 | 0 | 0 | 0 | 0 | 0 | 0 | 0
F6_Commercial_Restaurant (ID)_New_Space Heating_Natural Gas_Furnace_E10 | F6 | Commercial | Restaurant (ID) | New | Space Heating | Natural Gas | Furnace | E10 | Utility - Value of Sales | 0 | 0 | 0 | 0 | 0 | 0 | 0 | 0 | 0 | 0 | 0 | 0 | 0 | 0 | 0 | 0 | 0 | 0 | 0 | 0 | 0 | 0 | 0 | 0 | 0 | 0 | 0
F1_Commercial_Restaurant (ID)_New_Space Heating_Natural Gas_Boiler_E1 | F1 | Commercial | Restaurant (ID) | New | Space Heating | Natural Gas | Boiler | E1 | RVT - Cost of Equipment | 0.24158 | 0.24158 | 0.24158 | 0.24158 | 0.24158 | 0.24158 | 0.24158 | 0.24158 | 0.24158 | 0.24158 | 0.24158 | 0.24158 | 0.24158 | 0.24158 | 0.24158 | 0.24158 | 0.24158 | 0.24158 | 0.24158 | 0.24158 | 0.24158 | 0.24158 | 0.24158 | 0.24158 | 0.24158 | 0.24158 | 0.24158
F1_Commercial_Restaurant (ID)_New_Space Heating_Natural Gas_Boiler_E2 | F1 | Commercial | Restaurant (ID) | New | Space Heating | Natural Gas | Boiler | E2 | RVT - Cost of Equipment | 0.25171 | 0.25171 | 0.25171 | 0.25171 | 0.25171 | 0.25171 | 0.25171 | 0.25171 | 0.25171 | 0.25171 | 0.25171 | 0.25171 | 0.25171 | 0.25171 | 0.25171 | 0.25171 | 0.25171 | 0.25171 | 0.25171 | 0.25171 | 0.25171 | 0.25171 | 0.25171 | 0.25171 | 0.25171 | 0.25171 | 0.25171
F1_Commercial_Restaurant (ID)_New_Space Heating_Natural Gas_Boiler_E3 | F1 | Commercial | Restaurant (ID) | New | Space Heating | Natural Gas | Boiler | E3 | RVT - Cost of Equipment | 0.23498 | 0.23498 | 0.23498 | 0.23498 | 0.23498 | 0.23498 | 0.23498 | 0.23498 | 0.23498 | 0.23498 | 0.23498 | 0.23498 | 0.23498 | 0.23498 | 0.23498 | 0.23498 | 0.23498 | 0.23498 | 0.23498 | 0.23498 | 0.23498 | 0.23498 | 0.23498 | 0.23498 | 0.23498 | 0.23498 | 0.23498
F1_Commercial_Restaurant (ID)_New_Space Heating_Natural Gas_Boiler_E4 | F1 | Commercial | Restaurant (ID) | New | Space Heating | Natural Gas | Boiler | E4 | RVT - Cost of Equipment | 1.9379 | 1.9379 | 1.9379 | 1.9379 | 1.9379 | 1.9379 | 1.9379 | 1.9379 | 1.9379 | 1.9379 | 1.9379 | 1.9379 | 1.9379 | 1.9379 | 1.9379 | 1.9379 | 1.9379 | 1.9379 | 1.9379 | 1.9379 | 1.9379 | 1.9379 | 1.9379 | 1.9379 | 1.9379 | 1.9379 | 1.9379
F1_Commercial_Restaurant (ID)_New_Space Heating_Natural Gas_Boiler_E5 | F1 | Commercial | Restaurant (ID) | New | Space Heating | Natural Gas | Boiler | E5 | RVT - Cost of Equipment | 0 | 0 | 0 | 0 | 0 | 0 | 0 | 0 | 0 | 0 | 0 | 0 | 0 | 0 | 0 | 0 | 0 | 0 | 0 | 0 | 0 | 0 | 0 | 0 | 0 | 0 | 0
F1_Commercial_Restaurant (ID)_New_Space Heating_Natural Gas_Boiler_E6 | F1 | Commercial | Restaurant (ID) | New | Space Heating | Natural Gas | Boiler | E6 | RVT - Cost of Equipment | 0 | 0 | 0 | 0 | 0 | 0 | 0 | 0 | 0 | 0 | 0 | 0 | 0 | 0 | 0 | 0 | 0 | 0 | 0 | 0 | 0 | 0 | 0 | 0 | 0 | 0 | 0
F1_Commercial_Restaurant (ID)_New_Space Heating_Natural Gas_Boiler_E7 | F1 | Commercial | Restaurant (ID) | New | Space Heating | Natural Gas | Boiler | E7 | RVT - Cost of Equipment | 0 | 0 | 0 | 0 | 0 | 0 | 0 | 0 | 0 | 0 | 0 | 0 | 0 | 0 | 0 | 0 | 0 | 0 | 0 | 0 | 0 | 0 | 0 | 0 | 0 | 0 | 0
F1_Commercial_Restaurant (ID)_New_Space Heating_Natural Gas_Boiler_E8 | F1 | Commercial | Restaurant (ID) | New | Space Heating | Natural Gas | Boiler | E8 | RVT - Cost of Equipment | 0 | 0 | 0 | 0 | 0 | 0 | 0 | 0 | 0 | 0 | 0 | 0 | 0 | 0 | 0 | 0 | 0 | 0 | 0 | 0 | 0 | 0 | 0 | 0 | 0 | 0 | 0
F1_Commercial_Restaurant (ID)_New_Space Heating_Natural Gas_Boiler_E9 | F1 | Commercial | Restaurant (ID) | New | Space Heating | Natural Gas | Boiler | E9 | RVT - Cost of Equipment | 0 | 0 | 0 | 0 | 0 | 0 | 0 | 0 | 0 | 0 | 0 | 0 | 0 | 0 | 0 | 0 | 0 | 0 | 0 | 0 | 0 | 0 | 0 | 0 | 0 | 0 | 0
F1_Commercial_Restaurant (ID)_New_Space Heating_Natural Gas_Boiler_E10 | F1 | Commercial | Restaurant (ID) | New | Space Heating | Natural Gas | Boiler | E10 | RVT - Cost of Equipment | 0 | 0 | 0 | 0 | 0 | 0 | 0 | 0 | 0 | 0 | 0 | 0 | 0 | 0 | 0 | 0 | 0 | 0 | 0 | 0 | 0 | 0 | 0 | 0 | 0 | 0 | 0
F2_Commercial_Restaurant (ID)_New_Space Heating_Natural Gas_Boiler_E1 | F2 | Commercial | Restaurant (ID) | New | Space Heating | Natural Gas | Boiler | E1 | RVT - Cost of Operation | 0.90552 | 0.91643 | 0.93084 | 0.94657 | 0.96372 | 0.98794 | 1.0122 | 1.0375 | 1.0609 | 1.0841 | 1.1097 | 1.1335 | 1.1591 | 1.1853 | 1.2097 | 1.2336 | 1.2559 | 1.2786 | 1.302 | 1.3258 | 1.3498 | 1.3788 | 1.4115 | 1.4408 | 1.4704 | 1.4931 | 1.5135
F2_Commercial_Restaurant (ID)_New_Space Heating_Natural Gas_Boiler_E2 | F2 | Commercial | Restaurant (ID) | New | Space Heating | Natural Gas | Boiler | E2 | RVT - Cost of Operation | 0.85229 | 0.86256 | 0.87612 | 0.89093 | 0.90707 | 0.92986 | 0.95269 | 0.97655 | 0.99854 | 1.0204 | 1.0445 | 1.0668 | 1.091 | 1.1157 | 1.1386 | 1.1611 | 1.1821 | 1.2034 | 1.2255 | 1.2479 | 1.2705 | 1.2978 | 1.3285 | 1.3561 | 1.384 | 1.4053 | 1.4245
F2_Commercial_Restaurant (ID)_New_Space Heating_Natural Gas_Boiler_E3 | F2 | Commercial | Restaurant (ID) | New | Space Heating | Natural Gas | Boiler | E3 | RVT - Cost of Operation | 0.74673 | 0.75573 | 0.76761 | 0.78058 | 0.79473 | 0.8147 | 0.83469 | 0.8556 | 0.87487 | 0.89399 | 0.91514 | 0.9347 | 0.95587 | 0.97747 | 0.99758 | 1.0173 | 1.0357 | 1.0544 | 1.0737 | 1.0933 | 1.1131 | 1.137 | 1.164 | 1.1882 | 1.2126 | 1.2313 | 1.2481
F2_Commercial_Restaurant (ID)_New_Space Heating_Natural Gas_Boiler_E4 | F2 | Commercial | Restaurant (ID) | New | Space Heating | Natural Gas | Boiler | E4 | RVT - Cost of Operation | 0.47182 | 0.47574 | 0.48226 | 0.4898 | 0.49845 | 0.51252 | 0.52648 | 0.54108 | 0.55389 | 0.56632 | 0.58042 | 0.59272 | 0.60643 | 0.62054 | 0.63311 | 0.64517 | 0.6558 | 0.66664 | 0.67789 | 0.68927 | 0.70066 | 0.71594 | 0.73405 | 0.74964 | 0.76555 | 0.7818 | 0.79839
F2_Commercial_Restaurant (ID)_New_Space Heating_Natural Gas_Boiler_E5 | F2 | Commercial | Restaurant (ID) | New | Space Heating | Natural Gas | Boiler | E5 | RVT - Cost of Operation | 0 | 0 | 0 | 0 | 0 | 0 | 0 | 0 | 0 | 0 | 0 | 0 | 0 | 0 | 0 | 0 | 0 | 0 | 0 | 0 | 0 | 0 | 0 | 0 | 0 | 0 | 0
F2_Commercial_Restaurant (ID)_New_Space Heating_Natural Gas_Boiler_E6 | F2 | Commercial | Restaurant (ID) | New | Space Heating | Natural Gas | Boiler | E6 | RVT - Cost of Operation | 0 | 0 | 0 | 0 | 0 | 0 | 0 | 0 | 0 | 0 | 0 | 0 | 0 | 0 | 0 | 0 | 0 | 0 | 0 | 0 | 0 | 0 | 0 | 0 | 0 | 0 | 0
F2_Commercial_Restaurant (ID)_New_Space Heating_Natural Gas_Boiler_E7 | F2 | Commercial | Restaurant (ID) | New | Space Heating | Natural Gas | Boiler | E7 | RVT - Cost of Operation | 0 | 0 | 0 | 0 | 0 | 0 | 0 | 0 | 0 | 0 | 0 | 0 | 0 | 0 | 0 | 0 | 0 | 0 | 0 | 0 | 0 | 0 | 0 | 0 | 0 | 0 | 0
F2_Commercial_Restaurant (ID)_New_Space Heating_Natural Gas_Boiler_E8 | F2 | Commercial | Restaurant (ID) | New | Space Heating | Natural Gas | Boiler | E8 | RVT - Cost of Operation | 0 | 0 | 0 | 0 | 0 | 0 | 0 | 0 | 0 | 0 | 0 | 0 | 0 | 0 | 0 | 0 | 0 | 0 | 0 | 0 | 0 | 0 | 0 | 0 | 0 | 0 | 0
F2_Commercial_Restaurant (ID)_New_Space Heating_Natural Gas_Boiler_E9 | F2 | Commercial | Restaurant (ID) | New | Space Heating | Natural Gas | Boiler | E9 | RVT - Cost of Operation | 0 | 0 | 0 | 0 | 0 | 0 | 0 | 0 | 0 | 0 | 0 | 0 | 0 | 0 | 0 | 0 | 0 | 0 | 0 | 0 | 0 | 0 | 0 | 0 | 0 | 0 | 0
F2_Commercial_Restaurant (ID)_New_Space Heating_Natural Gas_Boiler_E10 | F2 | Commercial | Restaurant (ID) | New | Space Heating | Natural Gas | Boiler | E10 | RVT - Cost of Operation | 0 | 0 | 0 | 0 | 0 | 0 | 0 | 0 | 0 | 0 | 0 | 0 | 0 | 0 | 0 | 0 | 0 | 0 | 0 | 0 | 0 | 0 | 0 | 0 | 0 | 0 | 0
F3_Commercial_Restaurant (ID)_New_Space Heating_Natural Gas_Boiler_E1 | F3 | Commercial | Restaurant (ID) | New | Space Heating | Natural Gas | Boiler | E1 | System - kBTUs of Consumption | 178.1793 | 177.9512 | 177.9512 | 177.9512 | 177.9512 | 177.9512 | 177.9512 | 177.9512 | 177.9512 | 177.9512 | 177.9512 | 177.9512 | 177.9512 | 177.9512 | 177.9512 | 177.9512 | 177.9512 | 177.9512 | 177.9512 | 177.9512 | 177.9512 | 177.9512 | 177.9512 | 177.9512 | 177.9512 | 175.7543 | 173.0081
F3_Commercial_Restaurant (ID)_New_Space Heating_Natural Gas_Boiler_E2 | F3 | Commercial | Restaurant (ID) | New | Space Heating | Natural Gas | Boiler | E2 | System - kBTUs of Consumption | 167.7051 | 167.4904 | 167.4904 | 167.4904 | 167.4904 | 167.4904 | 167.4904 | 167.4904 | 167.4904 | 167.4904 | 167.4904 | 167.4904 | 167.4904 | 167.4904 | 167.4904 | 167.4904 | 167.4904 | 167.4904 | 167.4904 | 167.4904 | 167.4904 | 167.4904 | 167.4904 | 167.4904 | 167.4904 | 165.4226 | 162.8379
F3_Commercial_Restaurant (ID)_New_Space Heating_Natural Gas_Boiler_E3 | F3 | Commercial | Restaurant (ID) | New | Space Heating | Natural Gas | Boiler | E3 | System - kBTUs of Consumption | 146.9343 | 146.7462 | 146.7462 | 146.7462 | 146.7462 | 146.7462 | 146.7462 | 146.7462 | 146.7462 | 146.7462 | 146.7462 | 146.7462 | 146.7462 | 146.7462 | 146.7462 | 146.7462 | 146.7462 | 146.7462 | 146.7462 | 146.7462 | 146.7462 | 146.7462 | 146.7462 | 146.7462 | 146.7462 | 144.9345 | 142.6699
F3_Commercial_Restaurant (ID)_New_Space Heating_Natural Gas_Boiler_E4 | F3 | Commercial | Restaurant (ID) | New | Space Heating | Natural Gas | Boiler | E4 | System - kBTUs of Consumption | 103.8302 | 103.5695 | 103.5695 | 103.5695 | 103.5695 | 103.5695 | 103.5695 | 103.5695 | 103.5695 | 103.5695 | 103.5695 | 103.5695 | 103.5695 | 103.5695 | 103.5695 | 103.5695 | 103.5695 | 103.5695 | 103.5695 | 103.5695 | 103.5695 | 103.5695 | 103.5695 | 103.5695 | 103.5695 | 103.5695 | 103.5695
F3_Commercial_Restaurant (ID)_New_Space Heating_Natural Gas_Boiler_E5 | F3 | Commercial | Restaurant (ID) | New | Space Heating | Natural Gas | Boiler | E5 | System - kBTUs of Consumption | 0 | 0 | 0 | 0 | 0 | 0 | 0 | 0 | 0 | 0 | 0 | 0 | 0 | 0 | 0 | 0 | 0 | 0 | 0 | 0 | 0 | 0 | 0 | 0 | 0 | 0 | 0
F3_Commercial_Restaurant (ID)_New_Space Heating_Natural Gas_Boiler_E6 | F3 | Commercial | Restaurant (ID) | New | Space Heating | Natural Gas | Boiler | E6 | System - kBTUs of Consumption | 0 | 0 | 0 | 0 | 0 | 0 | 0 | 0 | 0 | 0 | 0 | 0 | 0 | 0 | 0 | 0 | 0 | 0 | 0 | 0 | 0 | 0 | 0 | 0 | 0 | 0 | 0
F3_Commercial_Restaurant (ID)_New_Space Heating_Natural Gas_Boiler_E7 | F3 | Commercial | Restaurant (ID) | New | Space Heating | Natural Gas | Boiler | E7 | System - kBTUs of Consumption | 0 | 0 | 0 | 0 | 0 | 0 | 0 | 0 | 0 | 0 | 0 | 0 | 0 | 0 | 0 | 0 | 0 | 0 | 0 | 0 | 0 | 0 | 0 | 0 | 0 | 0 | 0
F3_Commercial_Restaurant (ID)_New_Space Heating_Natural Gas_Boiler_E8 | F3 | Commercial | Restaurant (ID) | New | Space Heating | Natural Gas | Boiler | E8 | System - kBTUs of Consumption | 0 | 0 | 0 | 0 | 0 | 0 | 0 | 0 | 0 | 0 | 0 | 0 | 0 | 0 | 0 | 0 | 0 | 0 | 0 | 0 | 0 | 0 | 0 | 0 | 0 | 0 | 0
F3_Commercial_Restaurant (ID)_New_Space Heating_Natural Gas_Boiler_E9 | F3 | Commercial | Restaurant (ID) | New | Space Heating | Natural Gas | Boiler | E9 | System - kBTUs of Consumption | 0 | 0 | 0 | 0 | 0 | 0 | 0 | 0 | 0 | 0 | 0 | 0 | 0 | 0 | 0 | 0 | 0 | 0 | 0 | 0 | 0 | 0 | 0 | 0 | 0 | 0 | 0
F3_Commercial_Restaurant (ID)_New_Space Heating_Natural Gas_Boiler_E10 | F3 | Commercial | Restaurant (ID) | New | Space Heating | Natural Gas | Boiler | E10 | System - kBTUs of Consumption | 0 | 0 | 0 | 0 | 0 | 0 | 0 | 0 | 0 | 0 | 0 | 0 | 0 | 0 | 0 | 0 | 0 | 0 | 0 | 0 | 0 | 0 | 0 | 0 | 0 | 0 | 0
F4_Commercial_Restaurant (ID)_New_Space Heating_Natural Gas_Boiler_E1 | F4 | Commercial | Restaurant (ID) | New | Space Heating | Natural Gas | Boiler | E1 | Utility - Cost of Equipment | 0.24158 | 0.24158 | 0.24158 | 0.24158 | 0.24158 | 0.24158 | 0.24158 | 0.24158 | 0.24158 | 0.24158 | 0.24158 | 0.24158 | 0.24158 | 0.24158 | 0.24158 | 0.24158 | 0.24158 | 0.24158 | 0.24158 | 0.24158 | 0.24158 | 0.24158 | 0.24158 | 0.24158 | 0.24158 | 0.24158 | 0.24158
F4_Commercial_Restaurant (ID)_New_Space Heating_Natural Gas_Boiler_E2 | F4 | Commercial | Restaurant (ID) | New | Space Heating | Natural Gas | Boiler | E2 | Utility - Cost of Equipment | 0.25171 | 0.25171 | 0.25171 | 0.25171 | 0.25171 | 0.25171 | 0.25171 | 0.25171 | 0.25171 | 0.25171 | 0.25171 | 0.25171 | 0.25171 | 0.25171 | 0.25171 | 0.25171 | 0.25171 | 0.25171 | 0.25171 | 0.25171 | 0.25171 | 0.25171 | 0.25171 | 0.25171 | 0.25171 | 0.25171 | 0.25171
F4_Commercial_Restaurant (ID)_New_Space Heating_Natural Gas_Boiler_E3 | F4 | Commercial | Restaurant (ID) | New | Space Heating | Natural Gas | Boiler | E3 | Utility - Cost of Equipment | 0.23498 | 0.23498 | 0.23498 | 0.23498 | 0.23498 | 0.23498 | 0.23498 | 0.23498 | 0.23498 | 0.23498 | 0.23498 | 0.23498 | 0.23498 | 0.23498 | 0.23498 | 0.23498 | 0.23498 | 0.23498 | 0.23498 | 0.23498 | 0.23498 | 0.23498 | 0.23498 | 0.23498 | 0.23498 | 0.23498 | 0.23498
F4_Commercial_Restaurant (ID)_New_Space Heating_Natural Gas_Boiler_E4 | F4 | Commercial | Restaurant (ID) | New | Space Heating | Natural Gas | Boiler | E4 | Utility - Cost of Equipment | 1.9379 | 1.9379 | 1.9379 | 1.9379 | 1.9379 | 1.9379 | 1.9379 | 1.9379 | 1.9379 | 1.9379 | 1.9379 | 1.9379 | 1.9379 | 1.9379 | 1.9379 | 1.9379 | 1.9379 | 1.9379 | 1.9379 | 1.9379 | 1.9379 | 1.9379 | 1.9379 | 1.9379 | 1.9379 | 1.9379 | 1.9379
F4_Commercial_Restaurant (ID)_New_Space Heating_Natural Gas_Boiler_E5 | F4 | Commercial | Restaurant (ID) | New | Space Heating | Natural Gas | Boiler | E5 | Utility - Cost of Equipment | 0 | 0 | 0 | 0 | 0 | 0 | 0 | 0 | 0 | 0 | 0 | 0 | 0 | 0 | 0 | 0 | 0 | 0 | 0 | 0 | 0 | 0 | 0 | 0 | 0 | 0 | 0
F4_Commercial_Restaurant (ID)_New_Space Heating_Natural Gas_Boiler_E6 | F4 | Commercial | Restaurant (ID) | New | Space Heating | Natural Gas | Boiler | E6 | Utility - Cost of Equipment | 0 | 0 | 0 | 0 | 0 | 0 | 0 | 0 | 0 | 0 | 0 | 0 | 0 | 0 | 0 | 0 | 0 | 0 | 0 | 0 | 0 | 0 | 0 | 0 | 0 | 0 | 0
F4_Commercial_Restaurant (ID)_New_Space Heating_Natural Gas_Boiler_E7 | F4 | Commercial | Restaurant (ID) | New | Space Heating | Natural Gas | Boiler | E7 | Utility - Cost of Equipment | 0 | 0 | 0 | 0 | 0 | 0 | 0 | 0 | 0 | 0 | 0 | 0 | 0 | 0 | 0 | 0 | 0 | 0 | 0 | 0 | 0 | 0 | 0 | 0 | 0 | 0 | 0
F4_Commercial_Restaurant (ID)_New_Space Heating_Natural Gas_Boiler_E8 | F4 | Commercial | Restaurant (ID) | New | Space Heating | Natural Gas | Boiler | E8 | Utility - Cost of Equipment | 0 | 0 | 0 | 0 | 0 | 0 | 0 | 0 | 0 | 0 | 0 | 0 | 0 | 0 | 0 | 0 | 0 | 0 | 0 | 0 | 0 | 0 | 0 | 0 | 0 | 0 | 0
F4_Commercial_Restaurant (ID)_New_Space Heating_Natural Gas_Boiler_E9 | F4 | Commercial | Restaurant (ID) | New | Space Heating | Natural Gas | Boiler | E9 | Utility - Cost of Equipment | 0 | 0 | 0 | 0 | 0 | 0 | 0 | 0 | 0 | 0 | 0 | 0 | 0 | 0 | 0 | 0 | 0 | 0 | 0 | 0 | 0 | 0 | 0 | 0 | 0 | 0 | 0
F4_Commercial_Restaurant (ID)_New_Space Heating_Natural Gas_Boiler_E10 | F4 | Commercial | Restaurant (ID) | New | Space Heating | Natural Gas | Boiler | E10 | Utility - Cost of Equipment | 0 | 0 | 0 | 0 | 0 | 0 | 0 | 0 | 0 | 0 | 0 | 0 | 0 | 0 | 0 | 0 | 0 | 0 | 0 | 0 | 0 | 0 | 0 | 0 | 0 | 0 | 0
F5_Commercial_Restaurant (ID)_New_Space Heating_Natural Gas_Boiler_E1 | F5 | Commercial | Restaurant (ID) | New | Space Heating | Natural Gas | Boiler | E1 | Utility - Cost of Operation | 0.79876 | 0.81269 | 0.82991 | 0.84864 | 0.86897 | 0.89566 | 0.92285 | 0.9515 | 0.97905 | 1.007 | 1.0326 | 1.0567 | 1.0826 | 1.1093 | 1.1345 | 1.1595 | 1.1833 | 1.2077 | 1.233 | 1.259 | 1.2855 | 1.3132 | 1.3443 | 1.3722 | 1.4004 | 1.422 | 1.4414
F5_Commercial_Restaurant (ID)_New_Space Heating_Natural Gas_Boiler_E2 | F5 | Commercial | Restaurant (ID) | New | Space Heating | Natural Gas | Boiler | E2 | Utility - Cost of Operation | 0.7518 | 0.76492 | 0.78113 | 0.79875 | 0.81789 | 0.843 | 0.8686 | 0.89556 | 0.92149 | 0.94785 | 0.97193 | 0.99454 | 1.019 | 1.0441 | 1.0678 | 1.0913 | 1.1137 | 1.1367 | 1.1606 | 1.185 | 1.21 | 1.236 | 1.2652 | 1.2915 | 1.3181 | 1.3384 | 1.3567
F5_Commercial_Restaurant (ID)_New_Space Heating_Natural Gas_Boiler_E3 | F5 | Commercial | Restaurant (ID) | New | Space Heating | Natural Gas | Boiler | E3 | Utility - Cost of Operation | 0.65869 | 0.67018 | 0.68438 | 0.69982 | 0.71659 | 0.7386 | 0.76102 | 0.78465 | 0.80736 | 0.83046 | 0.85156 | 0.87136 | 0.89278 | 0.91475 | 0.93555 | 0.95617 | 0.97576 | 0.99591 | 1.0168 | 1.0383 | 1.0601 | 1.0829 | 1.1085 | 1.1316 | 1.1549 | 1.1726 | 1.1886
F5_Commercial_Restaurant (ID)_New_Space Heating_Natural Gas_Boiler_E4 | F5 | Commercial | Restaurant (ID) | New | Space Heating | Natural Gas | Boiler | E4 | Utility - Cost of Operation | 0.40421 | 0.41009 | 0.41842 | 0.42793 | 0.43871 | 0.4544 | 0.47041 | 0.48741 | 0.50341 | 0.51963 | 0.53383 | 0.54666 | 0.5609 | 0.57567 | 0.58919 | 0.60243 | 0.61455 | 0.62706 | 0.64016 | 0.6536 | 0.66729 | 0.68184 | 0.6991 | 0.71394 | 0.72909 | 0.74457 | 0.76037
F5_Commercial_Restaurant (ID)_New_Space Heating_Natural Gas_Boiler_E5 | F5 | Commercial | Restaurant (ID) | New | Space Heating | Natural Gas | Boiler | E5 | Utility - Cost of Operation | 0 | 0 | 0 | 0 | 0 | 0 | 0 | 0 | 0 | 0 | 0 | 0 | 0 | 0 | 0 | 0 | 0 | 0 | 0 | 0 | 0 | 0 | 0 | 0 | 0 | 0 | 0
F5_Commercial_Restaurant (ID)_New_Space Heating_Natural Gas_Boiler_E6 | F5 | Commercial | Restaurant (ID) | New | Space Heating | Natural Gas | Boiler | E6 | Utility - Cost of Operation | 0 | 0 | 0 | 0 | 0 | 0 | 0 | 0 | 0 | 0 | 0 | 0 | 0 | 0 | 0 | 0 | 0 | 0 | 0 | 0 | 0 | 0 | 0 | 0 | 0 | 0 | 0
F5_Commercial_Restaurant (ID)_New_Space Heating_Natural Gas_Boiler_E7 | F5 | Commercial | Restaurant (ID) | New | Space Heating | Natural Gas | Boiler | E7 | Utility - Cost of Operation | 0 | 0 | 0 | 0 | 0 | 0 | 0 | 0 | 0 | 0 | 0 | 0 | 0 | 0 | 0 | 0 | 0 | 0 | 0 | 0 | 0 | 0 | 0 | 0 | 0 | 0 | 0
F5_Commercial_Restaurant (ID)_New_Space Heating_Natural Gas_Boiler_E8 | F5 | Commercial | Restaurant (ID) | New | Space Heating | Natural Gas | Boiler | E8 | Utility - Cost of Operation | 0 | 0 | 0 | 0 | 0 | 0 | 0 | 0 | 0 | 0 | 0 | 0 | 0 | 0 | 0 | 0 | 0 | 0 | 0 | 0 | 0 | 0 | 0 | 0 | 0 | 0 | 0
F5_Commercial_Restaurant (ID)_New_Space Heating_Natural Gas_Boiler_E9 | F5 | Commercial | Restaurant (ID) | New | Space Heating | Natural Gas | Boiler | E9 | Utility - Cost of Operation | 0 | 0 | 0 | 0 | 0 | 0 | 0 | 0 | 0 | 0 | 0 | 0 | 0 | 0 | 0 | 0 | 0 | 0 | 0 | 0 | 0 | 0 | 0 | 0 | 0 | 0 | 0
F5_Commercial_Restaurant (ID)_New_Space Heating_Natural Gas_Boiler_E10 | F5 | Commercial | Restaurant (ID) | New | Space Heating | Natural Gas | Boiler | E10 | Utility - Cost of Operation | 0 | 0 | 0 | 0 | 0 | 0 | 0 | 0 | 0 | 0 | 0 | 0 | 0 | 0 | 0 | 0 | 0 | 0 | 0 | 0 | 0 | 0 | 0 | 0 | 0 | 0 | 0
F6_Commercial_Restaurant (ID)_New_Space Heating_Natural Gas_Boiler_E1 | F6 | Commercial | Restaurant (ID) | New | Space Heating | Natural Gas | Boiler | E1 | Utility - Value of Sales | 0.90552 | 0.91643 | 0.93084 | 0.94657 | 0.96372 | 0.98794 | 1.0122 | 1.0375 | 1.0609 | 1.0841 | 1.1097 | 1.1335 | 1.1591 | 1.1853 | 1.2097 | 1.2336 | 1.2559 | 1.2786 | 1.302 | 1.3258 | 1.3498 | 1.3788 | 1.4115 | 1.4408 | 1.4704 | 1.4931 | 1.5135
F6_Commercial_Restaurant (ID)_New_Space Heating_Natural Gas_Boiler_E2 | F6 | Commercial | Restaurant (ID) | New | Space Heating | Natural Gas | Boiler | E2 | Utility - Value of Sales | 0.85229 | 0.86256 | 0.87612 | 0.89093 | 0.90707 | 0.92986 | 0.95269 | 0.97655 | 0.99854 | 1.0204 | 1.0445 | 1.0668 | 1.091 | 1.1157 | 1.1386 | 1.1611 | 1.1821 | 1.2034 | 1.2255 | 1.2479 | 1.2705 | 1.2978 | 1.3285 | 1.3561 | 1.384 | 1.4053 | 1.4245
F6_Commercial_Restaurant (ID)_New_Space Heating_Natural Gas_Boiler_E3 | F6 | Commercial | Restaurant (ID) | New | Space Heating | Natural Gas | Boiler | E3 | Utility - Value of Sales | 0.74673 | 0.75573 | 0.76761 | 0.78058 | 0.79473 | 0.8147 | 0.83469 | 0.8556 | 0.87487 | 0.89399 | 0.91514 | 0.9347 | 0.95587 | 0.97747 | 0.99758 | 1.0173 | 1.0357 | 1.0544 | 1.0737 | 1.0933 | 1.1131 | 1.137 | 1.164 | 1.1882 | 1.2126 | 1.2313 | 1.2481
F6_Commercial_Restaurant (ID)_New_Space Heating_Natural Gas_Boiler_E4 | F6 | Commercial | Restaurant (ID) | New | Space Heating | Natural Gas | Boiler | E4 | Utility - Value of Sales | 0.47182 | 0.47574 | 0.48226 | 0.4898 | 0.49845 | 0.51252 | 0.52648 | 0.54108 | 0.55389 | 0.56632 | 0.58042 | 0.59272 | 0.60643 | 0.62054 | 0.63311 | 0.64517 | 0.6558 | 0.66664 | 0.67789 | 0.68927 | 0.70066 | 0.71594 | 0.73405 | 0.74964 | 0.76555 | 0.7818 | 0.79839
F6_Commercial_Restaurant (ID)_New_Space Heating_Natural Gas_Boiler_E5 | F6 | Commercial | Restaurant (ID) | New | Space Heating | Natural Gas | Boiler | E5 | Utility - Value of Sales | 0 | 0 | 0 | 0 | 0 | 0 | 0 | 0 | 0 | 0 | 0 | 0 | 0 | 0 | 0 | 0 | 0 | 0 | 0 | 0 | 0 | 0 | 0 | 0 | 0 | 0 | 0
F6_Commercial_Restaurant (ID)_New_Space Heating_Natural Gas_Boiler_E6 | F6 | Commercial | Restaurant (ID) | New | Space Heating | Natural Gas | Boiler | E6 | Utility - Value of Sales | 0 | 0 | 0 | 0 | 0 | 0 | 0 | 0 | 0 | 0 | 0 | 0 | 0 | 0 | 0 | 0 | 0 | 0 | 0 | 0 | 0 | 0 | 0 | 0 | 0 | 0 | 0
F6_Commercial_Restaurant (ID)_New_Space Heating_Natural Gas_Boiler_E7 | F6 | Commercial | Restaurant (ID) | New | Space Heating | Natural Gas | Boiler | E7 | Utility - Value of Sales | 0 | 0 | 0 | 0 | 0 | 0 | 0 | 0 | 0 | 0 | 0 | 0 | 0 | 0 | 0 | 0 | 0 | 0 | 0 | 0 | 0 | 0 | 0 | 0 | 0 | 0 | 0
F6_Commercial_Restaurant (ID)_New_Space Heating_Natural Gas_Boiler_E8 | F6 | Commercial | Restaurant (ID) | New | Space Heating | Natural Gas | Boiler | E8 | Utility - Value of Sales | 0 | 0 | 0 | 0 | 0 | 0 | 0 | 0 | 0 | 0 | 0 | 0 | 0 | 0 | 0 | 0 | 0 | 0 | 0 | 0 | 0 | 0 | 0 | 0 | 0 | 0 | 0
F6_Commercial_Restaurant (ID)_New_Space Heating_Natural Gas_Boiler_E9 | F6 | Commercial | Restaurant (ID) | New | Space Heating | Natural Gas | Boiler | E9 | Utility - Value of Sales | 0 | 0 | 0 | 0 | 0 | 0 | 0 | 0 | 0 | 0 | 0 | 0 | 0 | 0 | 0 | 0 | 0 | 0 | 0 | 0 | 0 | 0 | 0 | 0 | 0 | 0 | 0
F6_Commercial_Restaurant (ID)_New_Space Heating_Natural Gas_Boiler_E10 | F6 | Commercial | Restaurant (ID) | New | Space Heating | Natural Gas | Boiler | E10 | Utility - Value of Sales | 0 | 0 | 0 | 0 | 0 | 0 | 0 | 0 | 0 | 0 | 0 | 0 | 0 | 0 | 0 | 0 | 0 | 0 | 0 | 0 | 0 | 0 | 0 | 0 | 0 | 0 | 0
F1_Commercial_Restaurant (ID)_New_Space Heating_Natural Gas_Unit Heater_E1 | F1 | Commercial | Restaurant (ID) | New | Space Heating | Natural Gas | Unit Heater | E1 | RVT - Cost of Equipment | 0.00013423 | 0.00013423 | 0.00013423 | 0.00013423 | 0.00013423 | 0.00013423 | 0.00013423 | 0.00013423 | 0.00013423 | 0.00013423 | 0.00013423 | 0.00013423 | 0.00013423 | 0.00013423 | 0.00013423 | 0.00013423 | 0.00013423 | 0.00013423 | 0.00013423 | 0.00013423 | 0.00013423 | 0.00013423 | 0.00013423 | 0.00013423 | 0.00013423 | 0.00013423 | 0.00013423
F1_Commercial_Restaurant (ID)_New_Space Heating_Natural Gas_Unit Heater_E2 | F1 | Commercial | Restaurant (ID) | New | Space Heating | Natural Gas | Unit Heater | E2 | RVT - Cost of Equipment | 0.00029439 | 0.00029439 | 0.00029439 | 0.00029439 | 0.00029439 | 0.00029439 | 0.00029439 | 0.00029439 | 0.00029439 | 0.00029439 | 0.00029439 | 0.00029439 | 0.00029439 | 0.00029439 | 0.00029439 | 0.00029439 | 0.00029439 | 0.00029439 | 0.00029439 | 0.00029439 | 0.00029439 | 0.00029439 | 0.00029439 | 0.00029439 | 0.00029439 | 0.00029439 | 0.00029439
F1_Commercial_Restaurant (ID)_New_Space Heating_Natural Gas_Unit Heater_E3 | F1 | Commercial | Restaurant (ID) | New | Space Heating | Natural Gas | Unit Heater | E3 | RVT - Cost of Equipment | 0.00018668 | 0.00018668 | 0.00018668 | 0.00018668 | 0.00018668 | 0.00018668 | 0.00018668 | 0.00018668 | 0.00018668 | 0.00018668 | 0.00018668 | 0.00018668 | 0.00018668 | 0.00018668 | 0.00018668 | 0.00018668 | 0.00018668 | 0.00018668 | 0.00018668 | 0.00018668 | 0.00018668 | 0.00018668 | 0.00018668 | 0.00018668 | 0.00018668 | 0.00018668 | 0.00018668
F1_Commercial_Restaurant (ID)_New_Space Heating_Natural Gas_Unit Heater_E4 | F1 | Commercial | Restaurant (ID) | New | Space Heating | Natural Gas | Unit Heater | E4 | RVT - Cost of Equipment | 0 | 0 | 0 | 0 | 0 | 0 | 0 | 0 | 0 | 0 | 0 | 0 | 0 | 0 | 0 | 0 | 0 | 0 | 0 | 0 | 0 | 0 | 0 | 0 | 0 | 0 | 0
F1_Commercial_Restaurant (ID)_New_Space Heating_Natural Gas_Unit Heater_E5 | F1 | Commercial | Restaurant (ID) | New | Space Heating | Natural Gas | Unit Heater | E5 | RVT - Cost of Equipment | 0 | 0 | 0 | 0 | 0 | 0 | 0 | 0 | 0 | 0 | 0 | 0 | 0 | 0 | 0 | 0 | 0 | 0 | 0 | 0 | 0 | 0 | 0 | 0 | 0 | 0 | 0
F1_Commercial_Restaurant (ID)_New_Space Heating_Natural Gas_Unit Heater_E6 | F1 | Commercial | Restaurant (ID) | New | Space Heating | Natural Gas | Unit Heater | E6 | RVT - Cost of Equipment | 0 | 0 | 0 | 0 | 0 | 0 | 0 | 0 | 0 | 0 | 0 | 0 | 0 | 0 | 0 | 0 | 0 | 0 | 0 | 0 | 0 | 0 | 0 | 0 | 0 | 0 | 0
F1_Commercial_Restaurant (ID)_New_Space Heating_Natural Gas_Unit Heater_E7 | F1 | Commercial | Restaurant (ID) | New | Space Heating | Natural Gas | Unit Heater | E7 | RVT - Cost of Equipment | 0 | 0 | 0 | 0 | 0 | 0 | 0 | 0 | 0 | 0 | 0 | 0 | 0 | 0 | 0 | 0 | 0 | 0 | 0 | 0 | 0 | 0 | 0 | 0 | 0 | 0 | 0
F1_Commercial_Restaurant (ID)_New_Space Heating_Natural Gas_Unit Heater_E8 | F1 | Commercial | Restaurant (ID) | New | Space Heating | Natural Gas | Unit Heater | E8 | RVT - Cost of Equipment | 0 | 0 | 0 | 0 | 0 | 0 | 0 | 0 | 0 | 0 | 0 | 0 | 0 | 0 | 0 | 0 | 0 | 0 | 0 | 0 | 0 | 0 | 0 | 0 | 0 | 0 | 0
F1_Commercial_Restaurant (ID)_New_Space Heating_Natural Gas_Unit Heater_E9 | F1 | Commercial | Restaurant (ID) | New | Space Heating | Natural Gas | Unit Heater | E9 | RVT - Cost of Equipment | 0 | 0 | 0 | 0 | 0 | 0 | 0 | 0 | 0 | 0 | 0 | 0 | 0 | 0 | 0 | 0 | 0 | 0 | 0 | 0 | 0 | 0 | 0 | 0 | 0 | 0 | 0
F1_Commercial_Restaurant (ID)_New_Space Heating_Natural Gas_Unit Heater_E10 | F1 | Commercial | Restaurant (ID) | New | Space Heating | Natural Gas | Unit Heater | E10 | RVT - Cost of Equipment | 0 | 0 | 0 | 0 | 0 | 0 | 0 | 0 | 0 | 0 | 0 | 0 | 0 | 0 | 0 | 0 | 0 | 0 | 0 | 0 | 0 | 0 | 0 | 0 | 0 | 0 | 0
F2_Commercial_Restaurant (ID)_New_Space Heating_Natural Gas_Unit Heater_E1 | F2 | Commercial | Restaurant (ID) | New | Space Heating | Natural Gas | Unit Heater | E1 | RVT - Cost of Operation | 0.14219 | 0.14369 | 0.14583 | 0.1482 | 0.1508 | 0.15473 | 0.15863 | 0.16272 | 0.16643 | 0.1701 | 0.17422 | 0.17795 | 0.18204 | 0.18621 | 0.19002 | 0.19371 | 0.19705 | 0.20047 | 0.20401 | 0.20759 | 0.21119 | 0.21577 | 0.22108 | 0.22577 | 0.23056 | 0.23546 | 0.24046
F2_Commercial_Restaurant (ID)_New_Space Heating_Natural Gas_Unit Heater_E2 | F2 | Commercial | Restaurant (ID) | New | Space Heating | Natural Gas | Unit Heater | E2 | RVT - Cost of Operation | 0.12647 | 0.1278 | 0.12971 | 0.13181 | 0.13412 | 0.13762 | 0.14109 | 0.14473 | 0.14803 | 0.15129 | 0.15495 | 0.15827 | 0.16191 | 0.16562 | 0.169 | 0.17229 | 0.17527 | 0.17831 | 0.18145 | 0.18463 | 0.18784 | 0.19191 | 0.19663 | 0.20081 | 0.20507 | 0.20942 | 0.21387
F2_Commercial_Restaurant (ID)_New_Space Heating_Natural Gas_Unit Heater_E3 | F2 | Commercial | Restaurant (ID) | New | Space Heating | Natural Gas | Unit Heater | E3 | RVT - Cost of Operation | 0.12084 | 0.12184 | 0.12351 | 0.12544 | 0.12766 | 0.13126 | 0.13484 | 0.13857 | 0.14186 | 0.14504 | 0.14865 | 0.1518 | 0.15531 | 0.15893 | 0.16214 | 0.16523 | 0.16795 | 0.17073 | 0.17361 | 0.17653 | 0.17944 | 0.18336 | 0.188 | 0.19199 | 0.19606 | 0.20022 | 0.20447
F2_Commercial_Restaurant (ID)_New_Space Heating_Natural Gas_Unit Heater_E4 | F2 | Commercial | Restaurant (ID) | New | Space Heating | Natural Gas | Unit Heater | E4 | RVT - Cost of Operation | 0 | 0 | 0 | 0 | 0 | 0 | 0 | 0 | 0 | 0 | 0 | 0 | 0 | 0 | 0 | 0 | 0 | 0 | 0 | 0 | 0 | 0 | 0 | 0 | 0 | 0 | 0
F2_Commercial_Restaurant (ID)_New_Space Heating_Natural Gas_Unit Heater_E5 | F2 | Commercial | Restaurant (ID) | New | Space Heating | Natural Gas | Unit Heater | E5 | RVT - Cost of Operation | 0 | 0 | 0 | 0 | 0 | 0 | 0 | 0 | 0 | 0 | 0 | 0 | 0 | 0 | 0 | 0 | 0 | 0 | 0 | 0 | 0 | 0 | 0 | 0 | 0 | 0 | 0
F2_Commercial_Restaurant (ID)_New_Space Heating_Natural Gas_Unit Heater_E6 | F2 | Commercial | Restaurant (ID) | New | Space Heating | Natural Gas | Unit Heater | E6 | RVT - Cost of Operation | 0 | 0 | 0 | 0 | 0 | 0 | 0 | 0 | 0 | 0 | 0 | 0 | 0 | 0 | 0 | 0 | 0 | 0 | 0 | 0 | 0 | 0 | 0 | 0 | 0 | 0 | 0
F2_Commercial_Restaurant (ID)_New_Space Heating_Natural Gas_Unit Heater_E7 | F2 | Commercial | Restaurant (ID) | New | Space Heating | Natural Gas | Unit Heater | E7 | RVT - Cost of Operation | 0 | 0 | 0 | 0 | 0 | 0 | 0 | 0 | 0 | 0 | 0 | 0 | 0 | 0 | 0 | 0 | 0 | 0 | 0 | 0 | 0 | 0 | 0 | 0 | 0 | 0 | 0
F2_Commercial_Restaurant (ID)_New_Space Heating_Natural Gas_Unit Heater_E8 | F2 | Commercial | Restaurant (ID) | New | Space Heating | Natural Gas | Unit Heater | E8 | RVT - Cost of Operation | 0 | 0 | 0 | 0 | 0 | 0 | 0 | 0 | 0 | 0 | 0 | 0 | 0 | 0 | 0 | 0 | 0 | 0 | 0 | 0 | 0 | 0 | 0 | 0 | 0 | 0 | 0
F2_Commercial_Restaurant (ID)_New_Space Heating_Natural Gas_Unit Heater_E9 | F2 | Commercial | Restaurant (ID) | New | Space Heating | Natural Gas | Unit Heater | E9 | RVT - Cost of Operation | 0 | 0 | 0 | 0 | 0 | 0 | 0 | 0 | 0 | 0 | 0 | 0 | 0 | 0 | 0 | 0 | 0 | 0 | 0 | 0 | 0 | 0 | 0 | 0 | 0 | 0 | 0
F2_Commercial_Restaurant (ID)_New_Space Heating_Natural Gas_Unit Heater_E10 | F2 | Commercial | Restaurant (ID) | New | Space Heating | Natural Gas | Unit Heater | E10 | RVT - Cost of Operation | 0 | 0 | 0 | 0 | 0 | 0 | 0 | 0 | 0 | 0 | 0 | 0 | 0 | 0 | 0 | 0 | 0 | 0 | 0 | 0 | 0 | 0 | 0 | 0 | 0 | 0 | 0
F3_Commercial_Restaurant (ID)_New_Space Heating_Natural Gas_Unit Heater_E1 | F3 | Commercial | Restaurant (ID) | New | Space Heating | Natural Gas | Unit Heater | E1 | System - kBTUs of Consumption | 30.0413 | 29.9847 | 29.9847 | 29.9847 | 29.9847 | 29.9847 | 29.9847 | 29.9847 | 29.9847 | 29.9847 | 29.9847 | 29.9847 | 29.9847 | 29.9847 | 29.9847 | 29.9847 | 29.9847 | 29.9847 | 29.9847 | 29.9847 | 29.9847 | 29.9847 | 29.9847 | 29.9847 | 29.9847 | 29.9847 | 29.9847
F3_Commercial_Restaurant (ID)_New_Space Heating_Natural Gas_Unit Heater_E2 | F3 | Commercial | Restaurant (ID) | New | Space Heating | Natural Gas | Unit Heater | E2 | System - kBTUs of Consumption | 26.7195 | 26.6691 | 26.6691 | 26.6691 | 26.6691 | 26.6691 | 26.6691 | 26.6691 | 26.6691 | 26.6691 | 26.6691 | 26.6691 | 26.6691 | 26.6691 | 26.6691 | 26.6691 | 26.6691 | 26.6691 | 26.6691 | 26.6691 | 26.6691 | 26.6691 | 26.6691 | 26.6691 | 26.6691 | 26.6691 | 26.6691
F3_Commercial_Restaurant (ID)_New_Space Heating_Natural Gas_Unit Heater_E3 | F3 | Commercial | Restaurant (ID) | New | Space Heating | Natural Gas | Unit Heater | E3 | System - kBTUs of Consumption | 26.5917 | 26.525 | 26.525 | 26.525 | 26.525 | 26.525 | 26.525 | 26.525 | 26.525 | 26.525 | 26.525 | 26.525 | 26.525 | 26.525 | 26.525 | 26.525 | 26.525 | 26.525 | 26.525 | 26.525 | 26.525 | 26.525 | 26.525 | 26.525 | 26.525 | 26.525 | 26.525
F3_Commercial_Restaurant (ID)_New_Space Heating_Natural Gas_Unit Heater_E4 | F3 | Commercial | Restaurant (ID) | New | Space Heating | Natural Gas | Unit Heater | E4 | System - kBTUs of Consumption | 0 | 0 | 0 | 0 | 0 | 0 | 0 | 0 | 0 | 0 | 0 | 0 | 0 | 0 | 0 | 0 | 0 | 0 | 0 | 0 | 0 | 0 | 0 | 0 | 0 | 0 | 0
F3_Commercial_Restaurant (ID)_New_Space Heating_Natural Gas_Unit Heater_E5 | F3 | Commercial | Restaurant (ID) | New | Space Heating | Natural Gas | Unit Heater | E5 | System - kBTUs of Consumption | 0 | 0 | 0 | 0 | 0 | 0 | 0 | 0 | 0 | 0 | 0 | 0 | 0 | 0 | 0 | 0 | 0 | 0 | 0 | 0 | 0 | 0 | 0 | 0 | 0 | 0 | 0
F3_Commercial_Restaurant (ID)_New_Space Heating_Natural Gas_Unit Heater_E6 | F3 | Commercial | Restaurant (ID) | New | Space Heating | Natural Gas | Unit Heater | E6 | System - kBTUs of Consumption | 0 | 0 | 0 | 0 | 0 | 0 | 0 | 0 | 0 | 0 | 0 | 0 | 0 | 0 | 0 | 0 | 0 | 0 | 0 | 0 | 0 | 0 | 0 | 0 | 0 | 0 | 0
F3_Commercial_Restaurant (ID)_New_Space Heating_Natural Gas_Unit Heater_E7 | F3 | Commercial | Restaurant (ID) | New | Space Heating | Natural Gas | Unit Heater | E7 | System - kBTUs of Consumption | 0 | 0 | 0 | 0 | 0 | 0 | 0 | 0 | 0 | 0 | 0 | 0 | 0 | 0 | 0 | 0 | 0 | 0 | 0 | 0 | 0 | 0 | 0 | 0 | 0 | 0 | 0
F3_Commercial_Restaurant (ID)_New_Space Heating_Natural Gas_Unit Heater_E8 | F3 | Commercial | Restaurant (ID) | New | Space Heating | Natural Gas | Unit Heater | E8 | System - kBTUs of Consumption | 0 | 0 | 0 | 0 | 0 | 0 | 0 | 0 | 0 | 0 | 0 | 0 | 0 | 0 | 0 | 0 | 0 | 0 | 0 | 0 | 0 | 0 | 0 | 0 | 0 | 0 | 0
F3_Commercial_Restaurant (ID)_New_Space Heating_Natural Gas_Unit Heater_E9 | F3 | Commercial | Restaurant (ID) | New | Space Heating | Natural Gas | Unit Heater | E9 | System - kBTUs of Consumption | 0 | 0 | 0 | 0 | 0 | 0 | 0 | 0 | 0 | 0 | 0 | 0 | 0 | 0 | 0 | 0 | 0 | 0 | 0 | 0 | 0 | 0 | 0 | 0 | 0 | 0 | 0
F3_Commercial_Restaurant (ID)_New_Space Heating_Natural Gas_Unit Heater_E10 | F3 | Commercial | Restaurant (ID) | New | Space Heating | Natural Gas | Unit Heater | E10 | System - kBTUs of Consumption | 0 | 0 | 0 | 0 | 0 | 0 | 0 | 0 | 0 | 0 | 0 | 0 | 0 | 0 | 0 | 0 | 0 | 0 | 0 | 0 | 0 | 0 | 0 | 0 | 0 | 0 | 0
F4_Commercial_Restaurant (ID)_New_Space Heating_Natural Gas_Unit Heater_E1 | F4 | Commercial | Restaurant (ID) | New | Space Heating | Natural Gas | Unit Heater | E1 | Utility - Cost of Equipment | 0.00013423 | 0.00013423 | 0.00013423 | 0.00013423 | 0.00013423 | 0.00013423 | 0.00013423 | 0.00013423 | 0.00013423 | 0.00013423 | 0.00013423 | 0.00013423 | 0.00013423 | 0.00013423 | 0.00013423 | 0.00013423 | 0.00013423 | 0.00013423 | 0.00013423 | 0.00013423 | 0.00013423 | 0.00013423 | 0.00013423 | 0.00013423 | 0.00013423 | 0.00013423 | 0.00013423
F4_Commercial_Restaurant (ID)_New_Space Heating_Natural Gas_Unit Heater_E2 | F4 | Commercial | Restaurant (ID) | New | Space Heating | Natural Gas | Unit Heater | E2 | Utility - Cost of Equipment | 0.00029439 | 0.00029439 | 0.00029439 | 0.00029439 | 0.00029439 | 0.00029439 | 0.00029439 | 0.00029439 | 0.00029439 | 0.00029439 | 0.00029439 | 0.00029439 | 0.00029439 | 0.00029439 | 0.00029439 | 0.00029439 | 0.00029439 | 0.00029439 | 0.00029439 | 0.00029439 | 0.00029439 | 0.00029439 | 0.00029439 | 0.00029439 | 0.00029439 | 0.00029439 | 0.00029439
F4_Commercial_Restaurant (ID)_New_Space Heating_Natural Gas_Unit Heater_E3 | F4 | Commercial | Restaurant (ID) | New | Space Heating | Natural Gas | Unit Heater | E3 | Utility - Cost of Equipment | 0.00018668 | 0.00018668 | 0.00018668 | 0.00018668 | 0.00018668 | 0.00018668 | 0.00018668 | 0.00018668 | 0.00018668 | 0.00018668 | 0.00018668 | 0.00018668 | 0.00018668 | 0.00018668 | 0.00018668 | 0.00018668 | 0.00018668 | 0.00018668 | 0.00018668 | 0.00018668 | 0.00018668 | 0.00018668 | 0.00018668 | 0.00018668 | 0.00018668 | 0.00018668 | 0.00018668
F4_Commercial_Restaurant (ID)_New_Space Heating_Natural Gas_Unit Heater_E4 | F4 | Commercial | Restaurant (ID) | New | Space Heating | Natural Gas | Unit Heater | E4 | Utility - Cost of Equipment | 0 | 0 | 0 | 0 | 0 | 0 | 0 | 0 | 0 | 0 | 0 | 0 | 0 | 0 | 0 | 0 | 0 | 0 | 0 | 0 | 0 | 0 | 0 | 0 | 0 | 0 | 0
F4_Commercial_Restaurant (ID)_New_Space Heating_Natural Gas_Unit Heater_E5 | F4 | Commercial | Restaurant (ID) | New | Space Heating | Natural Gas | Unit Heater | E5 | Utility - Cost of Equipment | 0 | 0 | 0 | 0 | 0 | 0 | 0 | 0 | 0 | 0 | 0 | 0 | 0 | 0 | 0 | 0 | 0 | 0 | 0 | 0 | 0 | 0 | 0 | 0 | 0 | 0 | 0
F4_Commercial_Restaurant (ID)_New_Space Heating_Natural Gas_Unit Heater_E6 | F4 | Commercial | Restaurant (ID) | New | Space Heating | Natural Gas | Unit Heater | E6 | Utility - Cost of Equipment | 0 | 0 | 0 | 0 | 0 | 0 | 0 | 0 | 0 | 0 | 0 | 0 | 0 | 0 | 0 | 0 | 0 | 0 | 0 | 0 | 0 | 0 | 0 | 0 | 0 | 0 | 0
F4_Commercial_Restaurant (ID)_New_Space Heating_Natural Gas_Unit Heater_E7 | F4 | Commercial | Restaurant (ID) | New | Space Heating | Natural Gas | Unit Heater | E7 | Utility - Cost of Equipment | 0 | 0 | 0 | 0 | 0 | 0 | 0 | 0 | 0 | 0 | 0 | 0 | 0 | 0 | 0 | 0 | 0 | 0 | 0 | 0 | 0 | 0 | 0 | 0 | 0 | 0 | 0
F4_Commercial_Restaurant (ID)_New_Space Heating_Natural Gas_Unit Heater_E8 | F4 | Commercial | Restaurant (ID) | New | Space Heating | Natural Gas | Unit Heater | E8 | Utility - Cost of Equipment | 0 | 0 | 0 | 0 | 0 | 0 | 0 | 0 | 0 | 0 | 0 | 0 | 0 | 0 | 0 | 0 | 0 | 0 | 0 | 0 | 0 | 0 | 0 | 0 | 0 | 0 | 0
F4_Commercial_Restaurant (ID)_New_Space Heating_Natural Gas_Unit Heater_E9 | F4 | Commercial | Restaurant (ID) | New | Space Heating | Natural Gas | Unit Heater | E9 | Utility - Cost of Equipment | 0 | 0 | 0 | 0 | 0 | 0 | 0 | 0 | 0 | 0 | 0 | 0 | 0 | 0 | 0 | 0 | 0 | 0 | 0 | 0 | 0 | 0 | 0 | 0 | 0 | 0 | 0
F4_Commercial_Restaurant (ID)_New_Space Heating_Natural Gas_Unit Heater_E10 | F4 | Commercial | Restaurant (ID) | New | Space Heating | Natural Gas | Unit Heater | E10 | Utility - Cost of Equipment | 0 | 0 | 0 | 0 | 0 | 0 | 0 | 0 | 0 | 0 | 0 | 0 | 0 | 0 | 0 | 0 | 0 | 0 | 0 | 0 | 0 | 0 | 0 | 0 | 0 | 0 | 0
F5_Commercial_Restaurant (ID)_New_Space Heating_Natural Gas_Unit Heater_E1 | F5 | Commercial | Restaurant (ID) | New | Space Heating | Natural Gas | Unit Heater | E1 | Utility - Cost of Operation | 0.12335 | 0.12538 | 0.12803 | 0.13094 | 0.13415 | 0.13858 | 0.14308 | 0.14786 | 0.15242 | 0.15706 | 0.16121 | 0.16504 | 0.16923 | 0.17354 | 0.17754 | 0.18149 | 0.18518 | 0.18898 | 0.19294 | 0.197 | 0.20113 | 0.2055 | 0.21055 | 0.21502 | 0.21958 | 0.22425 | 0.22901
F5_Commercial_Restaurant (ID)_New_Space Heating_Natural Gas_Unit Heater_E2 | F5 | Commercial | Restaurant (ID) | New | Space Heating | Natural Gas | Unit Heater | E2 | Utility - Cost of Operation | 0.10971 | 0.11152 | 0.11387 | 0.11646 | 0.11932 | 0.12325 | 0.12726 | 0.13151 | 0.13557 | 0.13969 | 0.14339 | 0.14679 | 0.15052 | 0.15435 | 0.15791 | 0.16143 | 0.1647 | 0.16808 | 0.1716 | 0.17521 | 0.17889 | 0.18278 | 0.18727 | 0.19124 | 0.1953 | 0.19945 | 0.20368
F5_Commercial_Restaurant (ID)_New_Space Heating_Natural Gas_Unit Heater_E3 | F5 | Commercial | Restaurant (ID) | New | Space Heating | Natural Gas | Unit Heater | E3 | Utility - Cost of Operation | 0.10352 | 0.10503 | 0.10716 | 0.1096 | 0.11236 | 0.11637 | 0.12048 | 0.12483 | 0.12893 | 0.13308 | 0.13672 | 0.14 | 0.14365 | 0.14743 | 0.1509 | 0.15429 | 0.15739 | 0.1606 | 0.16395 | 0.16739 | 0.1709 | 0.17463 | 0.17904 | 0.18285 | 0.18673 | 0.19069 | 0.19474
F5_Commercial_Restaurant (ID)_New_Space Heating_Natural Gas_Unit Heater_E4 | F5 | Commercial | Restaurant (ID) | New | Space Heating | Natural Gas | Unit Heater | E4 | Utility - Cost of Operation | 0 | 0 | 0 | 0 | 0 | 0 | 0 | 0 | 0 | 0 | 0 | 0 | 0 | 0 | 0 | 0 | 0 | 0 | 0 | 0 | 0 | 0 | 0 | 0 | 0 | 0 | 0
F5_Commercial_Restaurant (ID)_New_Space Heating_Natural Gas_Unit Heater_E5 | F5 | Commercial | Restaurant (ID) | New | Space Heating | Natural Gas | Unit Heater | E5 | Utility - Cost of Operation | 0 | 0 | 0 | 0 | 0 | 0 | 0 | 0 | 0 | 0 | 0 | 0 | 0 | 0 | 0 | 0 | 0 | 0 | 0 | 0 | 0 | 0 | 0 | 0 | 0 | 0 | 0
F5_Commercial_Restaurant (ID)_New_Space Heating_Natural Gas_Unit Heater_E6 | F5 | Commercial | Restaurant (ID) | New | Space Heating | Natural Gas | Unit Heater | E6 | Utility - Cost of Operation | 0 | 0 | 0 | 0 | 0 | 0 | 0 | 0 | 0 | 0 | 0 | 0 | 0 | 0 | 0 | 0 | 0 | 0 | 0 | 0 | 0 | 0 | 0 | 0 | 0 | 0 | 0
F5_Commercial_Restaurant (ID)_New_Space Heating_Natural Gas_Unit Heater_E7 | F5 | Commercial | Restaurant (ID) | New | Space Heating | Natural Gas | Unit Heater | E7 | Utility - Cost of Operation | 0 | 0 | 0 | 0 | 0 | 0 | 0 | 0 | 0 | 0 | 0 | 0 | 0 | 0 | 0 | 0 | 0 | 0 | 0 | 0 | 0 | 0 | 0 | 0 | 0 | 0 | 0
F5_Commercial_Restaurant (ID)_New_Space Heating_Natural Gas_Unit Heater_E8 | F5 | Commercial | Restaurant (ID) | New | Space Heating | Natural Gas | Unit Heater | E8 | Utility - Cost of Operation | 0 | 0 | 0 | 0 | 0 | 0 | 0 | 0 | 0 | 0 | 0 | 0 | 0 | 0 | 0 | 0 | 0 | 0 | 0 | 0 | 0 | 0 | 0 | 0 | 0 | 0 | 0
F5_Commercial_Restaurant (ID)_New_Space Heating_Natural Gas_Unit Heater_E9 | F5 | Commercial | Restaurant (ID) | New | Space Heating | Natural Gas | Unit Heater | E9 | Utility - Cost of Operation | 0 | 0 | 0 | 0 | 0 | 0 | 0 | 0 | 0 | 0 | 0 | 0 | 0 | 0 | 0 | 0 | 0 | 0 | 0 | 0 | 0 | 0 | 0 | 0 | 0 | 0 | 0
F5_Commercial_Restaurant (ID)_New_Space Heating_Natural Gas_Unit Heater_E10 | F5 | Commercial | Restaurant (ID) | New | Space Heating | Natural Gas | Unit Heater | E10 | Utility - Cost of Operation | 0 | 0 | 0 | 0 | 0 | 0 | 0 | 0 | 0 | 0 | 0 | 0 | 0 | 0 | 0 | 0 | 0 | 0 | 0 | 0 | 0 | 0 | 0 | 0 | 0 | 0 | 0
F6_Commercial_Restaurant (ID)_New_Space Heating_Natural Gas_Unit Heater_E1 | F6 | Commercial | Restaurant (ID) | New | Space Heating | Natural Gas | Unit Heater | E1 | Utility - Value of Sales | 0.14219 | 0.14369 | 0.14583 | 0.1482 | 0.1508 | 0.15473 | 0.15863 | 0.16272 | 0.16643 | 0.1701 | 0.17422 | 0.17795 | 0.18204 | 0.18621 | 0.19002 | 0.19371 | 0.19705 | 0.20047 | 0.20401 | 0.20759 | 0.21119 | 0.21577 | 0.22108 | 0.22577 | 0.23056 | 0.23546 | 0.24046
F6_Commercial_Restaurant (ID)_New_Space Heating_Natural Gas_Unit Heater_E2 | F6 | Commercial | Restaurant (ID) | New | Space Heating | Natural Gas | Unit Heater | E2 | Utility - Value of Sales | 0.12647 | 0.1278 | 0.12971 | 0.13181 | 0.13412 | 0.13762 | 0.14109 | 0.14473 | 0.14803 | 0.15129 | 0.15495 | 0.15827 | 0.16191 | 0.16562 | 0.169 | 0.17229 | 0.17527 | 0.17831 | 0.18145 | 0.18463 | 0.18784 | 0.19191 | 0.19663 | 0.20081 | 0.20507 | 0.20942 | 0.21387
F6_Commercial_Restaurant (ID)_New_Space Heating_Natural Gas_Unit Heater_E3 | F6 | Commercial | Restaurant (ID) | New | Space Heating | Natural Gas | Unit Heater | E3 | Utility - Value of Sales | 0.12084 | 0.12184 | 0.12351 | 0.12544 | 0.12766 | 0.13126 | 0.13484 | 0.13857 | 0.14186 | 0.14504 | 0.14865 | 0.1518 | 0.15531 | 0.15893 | 0.16214 | 0.16523 | 0.16795 | 0.17073 | 0.17361 | 0.17653 | 0.17944 | 0.18336 | 0.188 | 0.19199 | 0.19606 | 0.20022 | 0.20447
F6_Commercial_Restaurant (ID)_New_Space Heating_Natural Gas_Unit Heater_E4 | F6 | Commercial | Restaurant (ID) | New | Space Heating | Natural Gas | Unit Heater | E4 | Utility - Value of Sales | 0 | 0 | 0 | 0 | 0 | 0 | 0 | 0 | 0 | 0 | 0 | 0 | 0 | 0 | 0 | 0 | 0 | 0 | 0 | 0 | 0 | 0 | 0 | 0 | 0 | 0 | 0
F6_Commercial_Restaurant (ID)_New_Space Heating_Natural Gas_Unit Heater_E5 | F6 | Commercial | Restaurant (ID) | New | Space Heating | Natural Gas | Unit Heater | E5 | Utility - Value of Sales | 0 | 0 | 0 | 0 | 0 | 0 | 0 | 0 | 0 | 0 | 0 | 0 | 0 | 0 | 0 | 0 | 0 | 0 | 0 | 0 | 0 | 0 | 0 | 0 | 0 | 0 | 0
F6_Commercial_Restaurant (ID)_New_Space Heating_Natural Gas_Unit Heater_E6 | F6 | Commercial | Restaurant (ID) | New | Space Heating | Natural Gas | Unit Heater | E6 | Utility - Value of Sales | 0 | 0 | 0 | 0 | 0 | 0 | 0 | 0 | 0 | 0 | 0 | 0 | 0 | 0 | 0 | 0 | 0 | 0 | 0 | 0 | 0 | 0 | 0 | 0 | 0 | 0 | 0
F6_Commercial_Restaurant (ID)_New_Space Heating_Natural Gas_Unit Heater_E7 | F6 | Commercial | Restaurant (ID) | New | Space Heating | Natural Gas | Unit Heater | E7 | Utility - Value of Sales | 0 | 0 | 0 | 0 | 0 | 0 | 0 | 0 | 0 | 0 | 0 | 0 | 0 | 0 | 0 | 0 | 0 | 0 | 0 | 0 | 0 | 0 | 0 | 0 | 0 | 0 | 0
F6_Commercial_Restaurant (ID)_New_Space Heating_Natural Gas_Unit Heater_E8 | F6 | Commercial | Restaurant (ID) | New | Space Heating | Natural Gas | Unit Heater | E8 | Utility - Value of Sales | 0 | 0 | 0 | 0 | 0 | 0 | 0 | 0 | 0 | 0 | 0 | 0 | 0 | 0 | 0 | 0 | 0 | 0 | 0 | 0 | 0 | 0 | 0 | 0 | 0 | 0 | 0
F6_Commercial_Restaurant (ID)_New_Space Heating_Natural Gas_Unit Heater_E9 | F6 | Commercial | Restaurant (ID) | New | Space Heating | Natural Gas | Unit Heater | E9 | Utility - Value of Sales | 0 | 0 | 0 | 0 | 0 | 0 | 0 | 0 | 0 | 0 | 0 | 0 | 0 | 0 | 0 | 0 | 0 | 0 | 0 | 0 | 0 | 0 | 0 | 0 | 0 | 0 | 0
F6_Commercial_Restaurant (ID)_New_Space Heating_Natural Gas_Unit Heater_E10 | F6 | Commercial | Restaurant (ID) | New | Space Heating | Natural Gas | Unit Heater | E10 | Utility - Value of Sales | 0 | 0 | 0 | 0 | 0 | 0 | 0 | 0 | 0 | 0 | 0 | 0 | 0 | 0 | 0 | 0 | 0 | 0 | 0 | 0 | 0 | 0 | 0 | 0 | 0 | 0 | 0
F1_Commercial_Restaurant (ID)_New_Water Heating_Natural Gas_Water Heater_E1 | F1 | Commercial | Restaurant (ID) | New | Water Heating | Natural Gas | Water Heater | E1 | RVT - Cost of Equipment | 0.033392 | 0.033392 | 0.033392 | 0.033392 | 0.033392 | 0.033392 | 0.033392 | 0.033392 | 0.033392 | 0.033392 | 0.033392 | 0.033392 | 0.033392 | 0.033392 | 0.033392 | 0.033392 | 0.033392 | 0.033392 | 0.033392 | 0.033392 | 0.033392 | 0.033392 | 0.033392 | 0.033392 | 0.033392 | 0.033392 | 0.033392
F1_Commercial_Restaurant (ID)_New_Water Heating_Natural Gas_Water Heater_E2 | F1 | Commercial | Restaurant (ID) | New | Water Heating | Natural Gas | Water Heater | E2 | RVT - Cost of Equipment | 0.04007 | 0.04007 | 0.04007 | 0.04007 | 0.04007 | 0.04007 | 0.04007 | 0.04007 | 0.04007 | 0.04007 | 0.04007 | 0.04007 | 0.04007 | 0.04007 | 0.04007 | 0.04007 | 0.04007 | 0.04007 | 0.04007 | 0.04007 | 0.04007 | 0.04007 | 0.04007 | 0.04007 | 0.04007 | 0.04007 | 0.04007
F1_Commercial_Restaurant (ID)_New_Water Heating_Natural Gas_Water Heater_E3 | F1 | Commercial | Restaurant (ID) | New | Water Heating | Natural Gas | Water Heater | E3 | RVT - Cost of Equipment | 0.049257 | 0.049257 | 0.049257 | 0.049257 | 0.049257 | 0.049257 | 0.049257 | 0.049257 | 0.049257 | 0.049257 | 0.049257 | 0.049257 | 0.049257 | 0.049257 | 0.049257 | 0.049257 | 0.049257 | 0.049257 | 0.049257 | 0.049257 | 0.049257 | 0.049257 | 0.049257 | 0.049257 | 0.049257 | 0.049257 | 0.049257
F1_Commercial_Restaurant (ID)_New_Water Heating_Natural Gas_Water Heater_E4 | F1 | Commercial | Restaurant (ID) | New | Water Heating | Natural Gas | Water Heater | E4 | RVT - Cost of Equipment | 0.049646 | 0.049646 | 0.049646 | 0.049646 | 0.049646 | 0.049646 | 0.049646 | 0.049646 | 0.049646 | 0.049646 | 0.049646 | 0.049646 | 0.049646 | 0.049646 | 0.049646 | 0.049646 | 0.049646 | 0.049646 | 0.049646 | 0.049646 | 0.049646 | 0.049646 | 0.049646 | 0.049646 | 0.049646 | 0.049646 | 0.049646
F1_Commercial_Restaurant (ID)_New_Water Heating_Natural Gas_Water Heater_E5 | F1 | Commercial | Restaurant (ID) | New | Water Heating | Natural Gas | Water Heater | E5 | RVT - Cost of Equipment | 0.10717 | 0.10717 | 0.10717 | 0.10717 | 0.10717 | 0.10717 | 0.10717 | 0.10717 | 0.10717 | 0.10717 | 0.10717 | 0.10717 | 0.10717 | 0.10717 | 0.10717 | 0.10717 | 0.10717 | 0.10717 | 0.10717 | 0.10717 | 0.10717 | 0.10717 | 0.10717 | 0.10717 | 0.10717 | 0.10717 | 0.10717
F1_Commercial_Restaurant (ID)_New_Water Heating_Natural Gas_Water Heater_E6 | F1 | Commercial | Restaurant (ID) | New | Water Heating | Natural Gas | Water Heater | E6 | RVT - Cost of Equipment | 0 | 0 | 0 | 0 | 0 | 0 | 0 | 0 | 0 | 0 | 0 | 0 | 0 | 0 | 0 | 0 | 0 | 0 | 0 | 0 | 0 | 0 | 0 | 0 | 0 | 0 | 0
F1_Commercial_Restaurant (ID)_New_Water Heating_Natural Gas_Water Heater_E7 | F1 | Commercial | Restaurant (ID) | New | Water Heating | Natural Gas | Water Heater | E7 | RVT - Cost of Equipment | 0 | 0 | 0 | 0 | 0 | 0 | 0 | 0 | 0 | 0 | 0 | 0 | 0 | 0 | 0 | 0 | 0 | 0 | 0 | 0 | 0 | 0 | 0 | 0 | 0 | 0 | 0
F1_Commercial_Restaurant (ID)_New_Water Heating_Natural Gas_Water Heater_E8 | F1 | Commercial | Restaurant (ID) | New | Water Heating | Natural Gas | Water Heater | E8 | RVT - Cost of Equipment | 0 | 0 | 0 | 0 | 0 | 0 | 0 | 0 | 0 | 0 | 0 | 0 | 0 | 0 | 0 | 0 | 0 | 0 | 0 | 0 | 0 | 0 | 0 | 0 | 0 | 0 | 0
F1_Commercial_Restaurant (ID)_New_Water Heating_Natural Gas_Water Heater_E9 | F1 | Commercial | Restaurant (ID) | New | Water Heating | Natural Gas | Water Heater | E9 | RVT - Cost of Equipment | 0 | 0 | 0 | 0 | 0 | 0 | 0 | 0 | 0 | 0 | 0 | 0 | 0 | 0 | 0 | 0 | 0 | 0 | 0 | 0 | 0 | 0 | 0 | 0 | 0 | 0 | 0
F1_Commercial_Restaurant (ID)_New_Water Heating_Natural Gas_Water Heater_E10 | F1 | Commercial | Restaurant (ID) | New | Water Heating | Natural Gas | Water Heater | E10 | RVT - Cost of Equipment | 0 | 0 | 0 | 0 | 0 | 0 | 0 | 0 | 0 | 0 | 0 | 0 | 0 | 0 | 0 | 0 | 0 | 0 | 0 | 0 | 0 | 0 | 0 | 0 | 0 | 0 | 0
F2_Commercial_Restaurant (ID)_New_Water Heating_Natural Gas_Water Heater_E1 | F2 | Commercial | Restaurant (ID) | New | Water Heating | Natural Gas | Water Heater | E1 | RVT - Cost of Operation | 0.29635 | 0.30231 | 0.30902 | 0.31654 | 0.32494 | 0.33509 | 0.34515 | 0.35468 | 0.36331 | 0.37172 | 0.38042 | 0.38841 | 0.39693 | 0.4052 | 0.41246 | 0.41914 | 0.42497 | 0.43061 | 0.43655 | 0.44219 | 0.44786 | 0.45577 | 0.46378 | 0.47202 | 0.4804 | 0.48894 | 0.49762
F2_Commercial_Restaurant (ID)_New_Water Heating_Natural Gas_Water Heater_E2 | F2 | Commercial | Restaurant (ID) | New | Water Heating | Natural Gas | Water Heater | E2 | RVT - Cost of Operation | 0.26343 | 0.26872 | 0.27468 | 0.28137 | 0.28883 | 0.29785 | 0.3068 | 0.31527 | 0.32294 | 0.33041 | 0.33816 | 0.34525 | 0.35283 | 0.36018 | 0.36663 | 0.37257 | 0.37775 | 0.38276 | 0.38804 | 0.39306 | 0.3981 | 0.40513 | 0.41225 | 0.41957 | 0.42702 | 0.43461 | 0.44233
F2_Commercial_Restaurant (ID)_New_Water Heating_Natural Gas_Water Heater_E3 | F2 | Commercial | Restaurant (ID) | New | Water Heating | Natural Gas | Water Heater | E3 | RVT - Cost of Operation | 0.25222 | 0.25729 | 0.26299 | 0.2694 | 0.27654 | 0.28518 | 0.29375 | 0.30185 | 0.3092 | 0.31635 | 0.32377 | 0.33056 | 0.33782 | 0.34485 | 0.35103 | 0.35672 | 0.36168 | 0.36647 | 0.37153 | 0.37633 | 0.38116 | 0.38789 | 0.3947 | 0.40172 | 0.40885 | 0.41612 | 0.42351
F2_Commercial_Restaurant (ID)_New_Water Heating_Natural Gas_Water Heater_E4 | F2 | Commercial | Restaurant (ID) | New | Water Heating | Natural Gas | Water Heater | E4 | RVT - Cost of Operation | 0.26442 | 0.26974 | 0.27554 | 0.28185 | 0.28872 | 0.29681 | 0.3048 | 0.31245 | 0.3195 | 0.32646 | 0.33372 | 0.34054 | 0.34777 | 0.35483 | 0.36119 | 0.36713 | 0.37247 | 0.37769 | 0.38315 | 0.38842 | 0.39373 | 0.40069 | 0.40774 | 0.41498 | 0.42235 | 0.42986 | 0.43749
F2_Commercial_Restaurant (ID)_New_Water Heating_Natural Gas_Water Heater_E5 | F2 | Commercial | Restaurant (ID) | New | Water Heating | Natural Gas | Water Heater | E5 | RVT - Cost of Operation | 0.15548 | 0.15853 | 0.16207 | 0.16617 | 0.17085 | 0.17656 | 0.18222 | 0.18754 | 0.19232 | 0.19694 | 0.2017 | 0.20599 | 0.2106 | 0.21505 | 0.21891 | 0.22242 | 0.22543 | 0.22832 | 0.23138 | 0.23426 | 0.23716 | 0.24134 | 0.24558 | 0.24994 | 0.25438 | 0.2589 | 0.2635
F2_Commercial_Restaurant (ID)_New_Water Heating_Natural Gas_Water Heater_E6 | F2 | Commercial | Restaurant (ID) | New | Water Heating | Natural Gas | Water Heater | E6 | RVT - Cost of Operation | 0 | 0 | 0 | 0 | 0 | 0 | 0 | 0 | 0 | 0 | 0 | 0 | 0 | 0 | 0 | 0 | 0 | 0 | 0 | 0 | 0 | 0 | 0 | 0 | 0 | 0 | 0
F2_Commercial_Restaurant (ID)_New_Water Heating_Natural Gas_Water Heater_E7 | F2 | Commercial | Restaurant (ID) | New | Water Heating | Natural Gas | Water Heater | E7 | RVT - Cost of Operation | 0 | 0 | 0 | 0 | 0 | 0 | 0 | 0 | 0 | 0 | 0 | 0 | 0 | 0 | 0 | 0 | 0 | 0 | 0 | 0 | 0 | 0 | 0 | 0 | 0 | 0 | 0
F2_Commercial_Restaurant (ID)_New_Water Heating_Natural Gas_Water Heater_E8 | F2 | Commercial | Restaurant (ID) | New | Water Heating | Natural Gas | Water Heater | E8 | RVT - Cost of Operation | 0 | 0 | 0 | 0 | 0 | 0 | 0 | 0 | 0 | 0 | 0 | 0 | 0 | 0 | 0 | 0 | 0 | 0 | 0 | 0 | 0 | 0 | 0 | 0 | 0 | 0 | 0
F2_Commercial_Restaurant (ID)_New_Water Heating_Natural Gas_Water Heater_E9 | F2 | Commercial | Restaurant (ID) | New | Water Heating | Natural Gas | Water Heater | E9 | RVT - Cost of Operation | 0 | 0 | 0 | 0 | 0 | 0 | 0 | 0 | 0 | 0 | 0 | 0 | 0 | 0 | 0 | 0 | 0 | 0 | 0 | 0 | 0 | 0 | 0 | 0 | 0 | 0 | 0
F2_Commercial_Restaurant (ID)_New_Water Heating_Natural Gas_Water Heater_E10 | F2 | Commercial | Restaurant (ID) | New | Water Heating | Natural Gas | Water Heater | E10 | RVT - Cost of Operation | 0 | 0 | 0 | 0 | 0 | 0 | 0 | 0 | 0 | 0 | 0 | 0 | 0 | 0 | 0 | 0 | 0 | 0 | 0 | 0 | 0 | 0 | 0 | 0 | 0 | 0 | 0
F3_Commercial_Restaurant (ID)_New_Water Heating_Natural Gas_Water Heater_E1 | F3 | Commercial | Restaurant (ID) | New | Water Heating | Natural Gas | Water Heater | E1 | System - kBTUs of Consumption | 68.5655 | 68.5655 | 68.5655 | 68.5655 | 68.5655 | 68.5655 | 68.5655 | 68.5655 | 68.5655 | 68.5655 | 68.5655 | 68.5655 | 68.5655 | 68.5655 | 68.5655 | 68.5655 | 68.5655 | 68.5655 | 68.5655 | 68.5655 | 68.5655 | 68.5655 | 68.5655 | 68.5655 | 68.5655 | 68.5655 | 68.5655
F3_Commercial_Restaurant (ID)_New_Water Heating_Natural Gas_Water Heater_E2 | F3 | Commercial | Restaurant (ID) | New | Water Heating | Natural Gas | Water Heater | E2 | System - kBTUs of Consumption | 60.9471 | 60.9471 | 60.9471 | 60.9471 | 60.9471 | 60.9471 | 60.9471 | 60.9471 | 60.9471 | 60.9471 | 60.9471 | 60.9471 | 60.9471 | 60.9471 | 60.9471 | 60.9471 | 60.9471 | 60.9471 | 60.9471 | 60.9471 | 60.9471 | 60.9471 | 60.9471 | 60.9471 | 60.9471 | 60.9471 | 60.9471
F3_Commercial_Restaurant (ID)_New_Water Heating_Natural Gas_Water Heater_E3 | F3 | Commercial | Restaurant (ID) | New | Water Heating | Natural Gas | Water Heater | E3 | System - kBTUs of Consumption | 58.3536 | 58.3536 | 58.3536 | 58.3536 | 58.3536 | 58.3536 | 58.3536 | 58.3536 | 58.3536 | 58.3536 | 58.3536 | 58.3536 | 58.3536 | 58.3536 | 58.3536 | 58.3536 | 58.3536 | 58.3536 | 58.3536 | 58.3536 | 58.3536 | 58.3536 | 58.3536 | 58.3536 | 58.3536 | 58.3536 | 58.3536
F3_Commercial_Restaurant (ID)_New_Water Heating_Natural Gas_Water Heater_E4 | F3 | Commercial | Restaurant (ID) | New | Water Heating | Natural Gas | Water Heater | E4 | System - kBTUs of Consumption | 58.2916 | 58.2916 | 58.2916 | 58.2916 | 58.2916 | 58.2916 | 58.2916 | 58.2916 | 58.2916 | 58.2916 | 58.2916 | 58.2916 | 58.2916 | 58.2916 | 58.2916 | 58.2916 | 58.2916 | 58.2916 | 58.2916 | 58.2916 | 58.2916 | 58.2916 | 58.2916 | 58.2916 | 58.2916 | 58.2916 | 58.2916
F3_Commercial_Restaurant (ID)_New_Water Heating_Natural Gas_Water Heater_E5 | F3 | Commercial | Restaurant (ID) | New | Water Heating | Natural Gas | Water Heater | E5 | System - kBTUs of Consumption | 36.5683 | 36.5683 | 36.5683 | 36.5683 | 36.5683 | 36.5683 | 36.5683 | 36.5683 | 36.5683 | 36.5683 | 36.5683 | 36.5683 | 36.5683 | 36.5683 | 36.5683 | 36.5683 | 36.5683 | 36.5683 | 36.5683 | 36.5683 | 36.5683 | 36.5683 | 36.5683 | 36.5683 | 36.5683 | 36.5683 | 36.5683
F3_Commercial_Restaurant (ID)_New_Water Heating_Natural Gas_Water Heater_E6 | F3 | Commercial | Restaurant (ID) | New | Water Heating | Natural Gas | Water Heater | E6 | System - kBTUs of Consumption | 0 | 0 | 0 | 0 | 0 | 0 | 0 | 0 | 0 | 0 | 0 | 0 | 0 | 0 | 0 | 0 | 0 | 0 | 0 | 0 | 0 | 0 | 0 | 0 | 0 | 0 | 0
F3_Commercial_Restaurant (ID)_New_Water Heating_Natural Gas_Water Heater_E7 | F3 | Commercial | Restaurant (ID) | New | Water Heating | Natural Gas | Water Heater | E7 | System - kBTUs of Consumption | 0 | 0 | 0 | 0 | 0 | 0 | 0 | 0 | 0 | 0 | 0 | 0 | 0 | 0 | 0 | 0 | 0 | 0 | 0 | 0 | 0 | 0 | 0 | 0 | 0 | 0 | 0
F3_Commercial_Restaurant (ID)_New_Water Heating_Natural Gas_Water Heater_E8 | F3 | Commercial | Restaurant (ID) | New | Water Heating | Natural Gas | Water Heater | E8 | System - kBTUs of Consumption | 0 | 0 | 0 | 0 | 0 | 0 | 0 | 0 | 0 | 0 | 0 | 0 | 0 | 0 | 0 | 0 | 0 | 0 | 0 | 0 | 0 | 0 | 0 | 0 | 0 | 0 | 0
F3_Commercial_Restaurant (ID)_New_Water Heating_Natural Gas_Water Heater_E9 | F3 | Commercial | Restaurant (ID) | New | Water Heating | Natural Gas | Water Heater | E9 | System - kBTUs of Consumption | 0 | 0 | 0 | 0 | 0 | 0 | 0 | 0 | 0 | 0 | 0 | 0 | 0 | 0 | 0 | 0 | 0 | 0 | 0 | 0 | 0 | 0 | 0 | 0 | 0 | 0 | 0
F3_Commercial_Restaurant (ID)_New_Water Heating_Natural Gas_Water Heater_E10 | F3 | Commercial | Restaurant (ID) | New | Water Heating | Natural Gas | Water Heater | E10 | System - kBTUs of Consumption | 0 | 0 | 0 | 0 | 0 | 0 | 0 | 0 | 0 | 0 | 0 | 0 | 0 | 0 | 0 | 0 | 0 | 0 | 0 | 0 | 0 | 0 | 0 | 0 | 0 | 0 | 0
F4_Commercial_Restaurant (ID)_New_Water Heating_Natural Gas_Water Heater_E1 | F4 | Commercial | Restaurant (ID) | New | Water Heating | Natural Gas | Water Heater | E1 | Utility - Cost of Equipment | 0.033392 | 0.033392 | 0.033392 | 0.033392 | 0.033392 | 0.033392 | 0.033392 | 0.033392 | 0.033392 | 0.033392 | 0.033392 | 0.033392 | 0.033392 | 0.033392 | 0.033392 | 0.033392 | 0.033392 | 0.033392 | 0.033392 | 0.033392 | 0.033392 | 0.033392 | 0.033392 | 0.033392 | 0.033392 | 0.033392 | 0.033392
F4_Commercial_Restaurant (ID)_New_Water Heating_Natural Gas_Water Heater_E2 | F4 | Commercial | Restaurant (ID) | New | Water Heating | Natural Gas | Water Heater | E2 | Utility - Cost of Equipment | 0.04007 | 0.04007 | 0.04007 | 0.04007 | 0.04007 | 0.04007 | 0.04007 | 0.04007 | 0.04007 | 0.04007 | 0.04007 | 0.04007 | 0.04007 | 0.04007 | 0.04007 | 0.04007 | 0.04007 | 0.04007 | 0.04007 | 0.04007 | 0.04007 | 0.04007 | 0.04007 | 0.04007 | 0.04007 | 0.04007 | 0.04007
F4_Commercial_Restaurant (ID)_New_Water Heating_Natural Gas_Water Heater_E3 | F4 | Commercial | Restaurant (ID) | New | Water Heating | Natural Gas | Water Heater | E3 | Utility - Cost of Equipment | 0.049257 | 0.049257 | 0.049257 | 0.049257 | 0.049257 | 0.049257 | 0.049257 | 0.049257 | 0.049257 | 0.049257 | 0.049257 | 0.049257 | 0.049257 | 0.049257 | 0.049257 | 0.049257 | 0.049257 | 0.049257 | 0.049257 | 0.049257 | 0.049257 | 0.049257 | 0.049257 | 0.049257 | 0.049257 | 0.049257 | 0.049257
F4_Commercial_Restaurant (ID)_New_Water Heating_Natural Gas_Water Heater_E4 | F4 | Commercial | Restaurant (ID) | New | Water Heating | Natural Gas | Water Heater | E4 | Utility - Cost of Equipment | 0.049646 | 0.049646 | 0.049646 | 0.049646 | 0.049646 | 0.049646 | 0.049646 | 0.049646 | 0.049646 | 0.049646 | 0.049646 | 0.049646 | 0.049646 | 0.049646 | 0.049646 | 0.049646 | 0.049646 | 0.049646 | 0.049646 | 0.049646 | 0.049646 | 0.049646 | 0.049646 | 0.049646 | 0.049646 | 0.049646 | 0.049646
F4_Commercial_Restaurant (ID)_New_Water Heating_Natural Gas_Water Heater_E5 | F4 | Commercial | Restaurant (ID) | New | Water Heating | Natural Gas | Water Heater | E5 | Utility - Cost of Equipment | 0.10717 | 0.10717 | 0.10717 | 0.10717 | 0.10717 | 0.10717 | 0.10717 | 0.10717 | 0.10717 | 0.10717 | 0.10717 | 0.10717 | 0.10717 | 0.10717 | 0.10717 | 0.10717 | 0.10717 | 0.10717 | 0.10717 | 0.10717 | 0.10717 | 0.10717 | 0.10717 | 0.10717 | 0.10717 | 0.10717 | 0.10717
F4_Commercial_Restaurant (ID)_New_Water Heating_Natural Gas_Water Heater_E6 | F4 | Commercial | Restaurant (ID) | New | Water Heating | Natural Gas | Water Heater | E6 | Utility - Cost of Equipment | 0 | 0 | 0 | 0 | 0 | 0 | 0 | 0 | 0 | 0 | 0 | 0 | 0 | 0 | 0 | 0 | 0 | 0 | 0 | 0 | 0 | 0 | 0 | 0 | 0 | 0 | 0
F4_Commercial_Restaurant (ID)_New_Water Heating_Natural Gas_Water Heater_E7 | F4 | Commercial | Restaurant (ID) | New | Water Heating | Natural Gas | Water Heater | E7 | Utility - Cost of Equipment | 0 | 0 | 0 | 0 | 0 | 0 | 0 | 0 | 0 | 0 | 0 | 0 | 0 | 0 | 0 | 0 | 0 | 0 | 0 | 0 | 0 | 0 | 0 | 0 | 0 | 0 | 0
F4_Commercial_Restaurant (ID)_New_Water Heating_Natural Gas_Water Heater_E8 | F4 | Commercial | Restaurant (ID) | New | Water Heating | Natural Gas | Water Heater | E8 | Utility - Cost of Equipment | 0 | 0 | 0 | 0 | 0 | 0 | 0 | 0 | 0 | 0 | 0 | 0 | 0 | 0 | 0 | 0 | 0 | 0 | 0 | 0 | 0 | 0 | 0 | 0 | 0 | 0 | 0
F4_Commercial_Restaurant (ID)_New_Water Heating_Natural Gas_Water Heater_E9 | F4 | Commercial | Restaurant (ID) | New | Water Heating | Natural Gas | Water Heater | E9 | Utility - Cost of Equipment | 0 | 0 | 0 | 0 | 0 | 0 | 0 | 0 | 0 | 0 | 0 | 0 | 0 | 0 | 0 | 0 | 0 | 0 | 0 | 0 | 0 | 0 | 0 | 0 | 0 | 0 | 0
F4_Commercial_Restaurant (ID)_New_Water Heating_Natural Gas_Water Heater_E10 | F4 | Commercial | Restaurant (ID) | New | Water Heating | Natural Gas | Water Heater | E10 | Utility - Cost of Equipment | 0 | 0 | 0 | 0 | 0 | 0 | 0 | 0 | 0 | 0 | 0 | 0 | 0 | 0 | 0 | 0 | 0 | 0 | 0 | 0 | 0 | 0 | 0 | 0 | 0 | 0 | 0
F5_Commercial_Restaurant (ID)_New_Water Heating_Natural Gas_Water Heater_E1 | F5 | Commercial | Restaurant (ID) | New | Water Heating | Natural Gas | Water Heater | E1 | Utility - Cost of Operation | 0.25422 | 0.26089 | 0.26839 | 0.27678 | 0.28613 | 0.29719 | 0.30845 | 0.31955 | 0.33022 | 0.34105 | 0.34986 | 0.35818 | 0.36707 | 0.37583 | 0.38377 | 0.39129 | 0.39815 | 0.40496 | 0.41218 | 0.41927 | 0.42654 | 0.43407 | 0.44169 | 0.44954 | 0.45752 | 0.46565 | 0.47393
F5_Commercial_Restaurant (ID)_New_Water Heating_Natural Gas_Water Heater_E2 | F5 | Commercial | Restaurant (ID) | New | Water Heating | Natural Gas | Water Heater | E2 | Utility - Cost of Operation | 0.22597 | 0.23191 | 0.23857 | 0.24603 | 0.25434 | 0.26417 | 0.27418 | 0.28404 | 0.29353 | 0.30315 | 0.31099 | 0.31838 | 0.32629 | 0.33407 | 0.34113 | 0.34781 | 0.35392 | 0.35997 | 0.36638 | 0.37268 | 0.37914 | 0.38584 | 0.39261 | 0.39959 | 0.40669 | 0.41391 | 0.42127
F5_Commercial_Restaurant (ID)_New_Water Heating_Natural Gas_Water Heater_E3 | F5 | Commercial | Restaurant (ID) | New | Water Heating | Natural Gas | Water Heater | E3 | Utility - Cost of Operation | 0.21636 | 0.22204 | 0.22842 | 0.23556 | 0.24352 | 0.25293 | 0.26251 | 0.27196 | 0.28104 | 0.29025 | 0.29775 | 0.30483 | 0.3124 | 0.31985 | 0.32661 | 0.33301 | 0.33885 | 0.34465 | 0.35079 | 0.35682 | 0.36301 | 0.36942 | 0.37591 | 0.38259 | 0.38938 | 0.3963 | 0.40334
F5_Commercial_Restaurant (ID)_New_Water Heating_Natural Gas_Water Heater_E4 | F5 | Commercial | Restaurant (ID) | New | Water Heating | Natural Gas | Water Heater | E4 | Utility - Cost of Operation | 0.22973 | 0.23567 | 0.24215 | 0.24923 | 0.25695 | 0.26588 | 0.27495 | 0.28391 | 0.29258 | 0.30139 | 0.30874 | 0.31575 | 0.32321 | 0.33058 | 0.33738 | 0.34389 | 0.34993 | 0.35595 | 0.3623 | 0.36856 | 0.37498 | 0.38161 | 0.38832 | 0.39522 | 0.40224 | 0.40939 | 0.41666
F5_Commercial_Restaurant (ID)_New_Water Heating_Natural Gas_Water Heater_E5 | F5 | Commercial | Restaurant (ID) | New | Water Heating | Natural Gas | Water Heater | E5 | Utility - Cost of Operation | 0.1325 | 0.13599 | 0.13997 | 0.1445 | 0.14962 | 0.15575 | 0.16201 | 0.16816 | 0.17406 | 0.18005 | 0.18485 | 0.18936 | 0.1942 | 0.19895 | 0.20322 | 0.20724 | 0.21087 | 0.21446 | 0.21828 | 0.22202 | 0.22586 | 0.22985 | 0.23388 | 0.23804 | 0.24227 | 0.24657 | 0.25095
F5_Commercial_Restaurant (ID)_New_Water Heating_Natural Gas_Water Heater_E6 | F5 | Commercial | Restaurant (ID) | New | Water Heating | Natural Gas | Water Heater | E6 | Utility - Cost of Operation | 0 | 0 | 0 | 0 | 0 | 0 | 0 | 0 | 0 | 0 | 0 | 0 | 0 | 0 | 0 | 0 | 0 | 0 | 0 | 0 | 0 | 0 | 0 | 0 | 0 | 0 | 0
F5_Commercial_Restaurant (ID)_New_Water Heating_Natural Gas_Water Heater_E7 | F5 | Commercial | Restaurant (ID) | New | Water Heating | Natural Gas | Water Heater | E7 | Utility - Cost of Operation | 0 | 0 | 0 | 0 | 0 | 0 | 0 | 0 | 0 | 0 | 0 | 0 | 0 | 0 | 0 | 0 | 0 | 0 | 0 | 0 | 0 | 0 | 0 | 0 | 0 | 0 | 0
F5_Commercial_Restaurant (ID)_New_Water Heating_Natural Gas_Water Heater_E8 | F5 | Commercial | Restaurant (ID) | New | Water Heating | Natural Gas | Water Heater | E8 | Utility - Cost of Operation | 0 | 0 | 0 | 0 | 0 | 0 | 0 | 0 | 0 | 0 | 0 | 0 | 0 | 0 | 0 | 0 | 0 | 0 | 0 | 0 | 0 | 0 | 0 | 0 | 0 | 0 | 0
F5_Commercial_Restaurant (ID)_New_Water Heating_Natural Gas_Water Heater_E9 | F5 | Commercial | Restaurant (ID) | New | Water Heating | Natural Gas | Water Heater | E9 | Utility - Cost of Operation | 0 | 0 | 0 | 0 | 0 | 0 | 0 | 0 | 0 | 0 | 0 | 0 | 0 | 0 | 0 | 0 | 0 | 0 | 0 | 0 | 0 | 0 | 0 | 0 | 0 | 0 | 0
F5_Commercial_Restaurant (ID)_New_Water Heating_Natural Gas_Water Heater_E10 | F5 | Commercial | Restaurant (ID) | New | Water Heating | Natural Gas | Water Heater | E10 | Utility - Cost of Operation | 0 | 0 | 0 | 0 | 0 | 0 | 0 | 0 | 0 | 0 | 0 | 0 | 0 | 0 | 0 | 0 | 0 | 0 | 0 | 0 | 0 | 0 | 0 | 0 | 0 | 0 | 0
F6_Commercial_Restaurant (ID)_New_Water Heating_Natural Gas_Water Heater_E1 | F6 | Commercial | Restaurant (ID) | New | Water Heating | Natural Gas | Water Heater | E1 | Utility - Value of Sales | 0.29635 | 0.30231 | 0.30902 | 0.31654 | 0.32494 | 0.33509 | 0.34515 | 0.35468 | 0.36331 | 0.37172 | 0.38042 | 0.38841 | 0.39693 | 0.4052 | 0.41246 | 0.41914 | 0.42497 | 0.43061 | 0.43655 | 0.44219 | 0.44786 | 0.45577 | 0.46378 | 0.47202 | 0.4804 | 0.48894 | 0.49762
F6_Commercial_Restaurant (ID)_New_Water Heating_Natural Gas_Water Heater_E2 | F6 | Commercial | Restaurant (ID) | New | Water Heating | Natural Gas | Water Heater | E2 | Utility - Value of Sales | 0.26343 | 0.26872 | 0.27468 | 0.28137 | 0.28883 | 0.29785 | 0.3068 | 0.31527 | 0.32294 | 0.33041 | 0.33816 | 0.34525 | 0.35283 | 0.36018 | 0.36663 | 0.37257 | 0.37775 | 0.38276 | 0.38804 | 0.39306 | 0.3981 | 0.40513 | 0.41225 | 0.41957 | 0.42702 | 0.43461 | 0.44233
F6_Commercial_Restaurant (ID)_New_Water Heating_Natural Gas_Water Heater_E3 | F6 | Commercial | Restaurant (ID) | New | Water Heating | Natural Gas | Water Heater | E3 | Utility - Value of Sales | 0.25222 | 0.25729 | 0.26299 | 0.2694 | 0.27654 | 0.28518 | 0.29375 | 0.30185 | 0.3092 | 0.31635 | 0.32377 | 0.33056 | 0.33782 | 0.34485 | 0.35103 | 0.35672 | 0.36168 | 0.36647 | 0.37153 | 0.37633 | 0.38116 | 0.38789 | 0.3947 | 0.40172 | 0.40885 | 0.41612 | 0.42351
F6_Commercial_Restaurant (ID)_New_Water Heating_Natural Gas_Water Heater_E4 | F6 | Commercial | Restaurant (ID) | New | Water Heating | Natural Gas | Water Heater | E4 | Utility - Value of Sales | 0.26442 | 0.26974 | 0.27554 | 0.28185 | 0.28872 | 0.29681 | 0.3048 | 0.31245 | 0.3195 | 0.32646 | 0.33372 | 0.34054 | 0.34777 | 0.35483 | 0.36119 | 0.36713 | 0.37247 | 0.37769 | 0.38315 | 0.38842 | 0.39373 | 0.40069 | 0.40774 | 0.41498 | 0.42235 | 0.42986 | 0.43749
F6_Commercial_Restaurant (ID)_New_Water Heating_Natural Gas_Water Heater_E5 | F6 | Commercial | Restaurant (ID) | New | Water Heating | Natural Gas | Water Heater | E5 | Utility - Value of Sales | 0.15548 | 0.15853 | 0.16207 | 0.16617 | 0.17085 | 0.17656 | 0.18222 | 0.18754 | 0.19232 | 0.19694 | 0.2017 | 0.20599 | 0.2106 | 0.21505 | 0.21891 | 0.22242 | 0.22543 | 0.22832 | 0.23138 | 0.23426 | 0.23716 | 0.24134 | 0.24558 | 0.24994 | 0.25438 | 0.2589 | 0.2635
F6_Commercial_Restaurant (ID)_New_Water Heating_Natural Gas_Water Heater_E6 | F6 | Commercial | Restaurant (ID) | New | Water Heating | Natural Gas | Water Heater | E6 | Utility - Value of Sales | 0 | 0 | 0 | 0 | 0 | 0 | 0 | 0 | 0 | 0 | 0 | 0 | 0 | 0 | 0 | 0 | 0 | 0 | 0 | 0 | 0 | 0 | 0 | 0 | 0 | 0 | 0
F6_Commercial_Restaurant (ID)_New_Water Heating_Natural Gas_Water Heater_E7 | F6 | Commercial | Restaurant (ID) | New | Water Heating | Natural Gas | Water Heater | E7 | Utility - Value of Sales | 0 | 0 | 0 | 0 | 0 | 0 | 0 | 0 | 0 | 0 | 0 | 0 | 0 | 0 | 0 | 0 | 0 | 0 | 0 | 0 | 0 | 0 | 0 | 0 | 0 | 0 | 0
F6_Commercial_Restaurant (ID)_New_Water Heating_Natural Gas_Water Heater_E8 | F6 | Commercial | Restaurant (ID) | New | Water Heating | Natural Gas | Water Heater | E8 | Utility - Value of Sales | 0 | 0 | 0 | 0 | 0 | 0 | 0 | 0 | 0 | 0 | 0 | 0 | 0 | 0 | 0 | 0 | 0 | 0 | 0 | 0 | 0 | 0 | 0 | 0 | 0 | 0 | 0
F6_Commercial_Restaurant (ID)_New_Water Heating_Natural Gas_Water Heater_E9 | F6 | Commercial | Restaurant (ID) | New | Water Heating | Natural Gas | Water Heater | E9 | Utility - Value of Sales | 0 | 0 | 0 | 0 | 0 | 0 | 0 | 0 | 0 | 0 | 0 | 0 | 0 | 0 | 0 | 0 | 0 | 0 | 0 | 0 | 0 | 0 | 0 | 0 | 0 | 0 | 0
F6_Commercial_Restaurant (ID)_New_Water Heating_Natural Gas_Water Heater_E10 | F6 | Commercial | Restaurant (ID) | New | Water Heating | Natural Gas | Water Heater | E10 | Utility - Value of Sales | 0 | 0 | 0 | 0 | 0 | 0 | 0 | 0 | 0 | 0 | 0 | 0 | 0 | 0 | 0 | 0 | 0 | 0 | 0 | 0 | 0 | 0 | 0 | 0 | 0 | 0 | 0
F1_Commercial_Restaurant (ID)_New_Food Preparation_Natural Gas_Oven_E1 | F1 | Commercial | Restaurant (ID) | New | Food Preparation | Natural Gas | Oven | E1 | RVT - Cost of Equipment | 0.001667 | 0.001667 | 0.001667 | 0.001667 | 0.001667 | 0.001667 | 0.001667 | 0.001667 | 0.001667 | 0.001667 | 0.001667 | 0.001667 | 0.001667 | 0.001667 | 0.001667 | 0.001667 | 0.001667 | 0.001667 | 0.001667 | 0.001667 | 0.001667 | 0.001667 | 0.001667 | 0.001667 | 0.001667 | 0.001667 | 0.001667
F1_Commercial_Restaurant (ID)_New_Food Preparation_Natural Gas_Oven_E2 | F1 | Commercial | Restaurant (ID) | New | Food Preparation | Natural Gas | Oven | E2 | RVT - Cost of Equipment | 0.0022714 | 0.0022714 | 0.0022714 | 0.0022714 | 0.0022714 | 0.0022714 | 0.0022714 | 0.0022714 | 0.0022714 | 0.0022714 | 0.0022714 | 0.0022714 | 0.0022714 | 0.0022714 | 0.0022714 | 0.0022714 | 0.0022714 | 0.0022714 | 0.0022714 | 0.0022714 | 0.0022714 | 0.0022714 | 0.0022714 | 0.0022714 | 0.0022714 | 0.0022714 | 0.0022714
F1_Commercial_Restaurant (ID)_New_Food Preparation_Natural Gas_Oven_E3 | F1 | Commercial | Restaurant (ID) | New | Food Preparation | Natural Gas | Oven | E3 | RVT - Cost of Equipment | 0 | 0 | 0 | 0 | 0 | 0 | 0 | 0 | 0 | 0 | 0 | 0 | 0 | 0 | 0 | 0 | 0 | 0 | 0 | 0 | 0 | 0 | 0 | 0 | 0 | 0 | 0
F1_Commercial_Restaurant (ID)_New_Food Preparation_Natural Gas_Oven_E4 | F1 | Commercial | Restaurant (ID) | New | Food Preparation | Natural Gas | Oven | E4 | RVT - Cost of Equipment | 0 | 0 | 0 | 0 | 0 | 0 | 0 | 0 | 0 | 0 | 0 | 0 | 0 | 0 | 0 | 0 | 0 | 0 | 0 | 0 | 0 | 0 | 0 | 0 | 0 | 0 | 0
F1_Commercial_Restaurant (ID)_New_Food Preparation_Natural Gas_Oven_E5 | F1 | Commercial | Restaurant (ID) | New | Food Preparation | Natural Gas | Oven | E5 | RVT - Cost of Equipment | 0 | 0 | 0 | 0 | 0 | 0 | 0 | 0 | 0 | 0 | 0 | 0 | 0 | 0 | 0 | 0 | 0 | 0 | 0 | 0 | 0 | 0 | 0 | 0 | 0 | 0 | 0
F1_Commercial_Restaurant (ID)_New_Food Preparation_Natural Gas_Oven_E6 | F1 | Commercial | Restaurant (ID) | New | Food Preparation | Natural Gas | Oven | E6 | RVT - Cost of Equipment | 0 | 0 | 0 | 0 | 0 | 0 | 0 | 0 | 0 | 0 | 0 | 0 | 0 | 0 | 0 | 0 | 0 | 0 | 0 | 0 | 0 | 0 | 0 | 0 | 0 | 0 | 0
F1_Commercial_Restaurant (ID)_New_Food Preparation_Natural Gas_Oven_E7 | F1 | Commercial | Restaurant (ID) | New | Food Preparation | Natural Gas | Oven | E7 | RVT - Cost of Equipment | 0 | 0 | 0 | 0 | 0 | 0 | 0 | 0 | 0 | 0 | 0 | 0 | 0 | 0 | 0 | 0 | 0 | 0 | 0 | 0 | 0 | 0 | 0 | 0 | 0 | 0 | 0
F1_Commercial_Restaurant (ID)_New_Food Preparation_Natural Gas_Oven_E8 | F1 | Commercial | Restaurant (ID) | New | Food Preparation | Natural Gas | Oven | E8 | RVT - Cost of Equipment | 0 | 0 | 0 | 0 | 0 | 0 | 0 | 0 | 0 | 0 | 0 | 0 | 0 | 0 | 0 | 0 | 0 | 0 | 0 | 0 | 0 | 0 | 0 | 0 | 0 | 0 | 0
F1_Commercial_Restaurant (ID)_New_Food Preparation_Natural Gas_Oven_E9 | F1 | Commercial | Restaurant (ID) | New | Food Preparation | Natural Gas | Oven | E9 | RVT - Cost of Equipment | 0 | 0 | 0 | 0 | 0 | 0 | 0 | 0 | 0 | 0 | 0 | 0 | 0 | 0 | 0 | 0 | 0 | 0 | 0 | 0 | 0 | 0 | 0 | 0 | 0 | 0 | 0
F1_Commercial_Restaurant (ID)_New_Food Preparation_Natural Gas_Oven_E10 | F1 | Commercial | Restaurant (ID) | New | Food Preparation | Natural Gas | Oven | E10 | RVT - Cost of Equipment | 0 | 0 | 0 | 0 | 0 | 0 | 0 | 0 | 0 | 0 | 0 | 0 | 0 | 0 | 0 | 0 | 0 | 0 | 0 | 0 | 0 | 0 | 0 | 0 | 0 | 0 | 0
F2_Commercial_Restaurant (ID)_New_Food Preparation_Natural Gas_Oven_E1 | F2 | Commercial | Restaurant (ID) | New | Food Preparation | Natural Gas | Oven | E1 | RVT - Cost of Operation | 0.15052 | 0.15302 | 0.15608 | 0.15979 | 0.1642 | 0.17004 | 0.17602 | 0.18181 | 0.18714 | 0.19226 | 0.19752 | 0.20222 | 0.20712 | 0.21165 | 0.21546 | 0.21884 | 0.22161 | 0.22422 | 0.22703 | 0.2296 | 0.23217 | 0.23626 | 0.24039 | 0.24467 | 0.24901 | 0.25344 | 0.25794
F2_Commercial_Restaurant (ID)_New_Food Preparation_Natural Gas_Oven_E2 | F2 | Commercial | Restaurant (ID) | New | Food Preparation | Natural Gas | Oven | E2 | RVT - Cost of Operation | 0.10688 | 0.10866 | 0.11083 | 0.11346 | 0.1166 | 0.12074 | 0.12499 | 0.12911 | 0.13289 | 0.13653 | 0.14026 | 0.14359 | 0.14707 | 0.15029 | 0.153 | 0.1554 | 0.15736 | 0.15922 | 0.16121 | 0.16304 | 0.16486 | 0.16777 | 0.1707 | 0.17374 | 0.17682 | 0.17996 | 0.18316
F2_Commercial_Restaurant (ID)_New_Food Preparation_Natural Gas_Oven_E3 | F2 | Commercial | Restaurant (ID) | New | Food Preparation | Natural Gas | Oven | E3 | RVT - Cost of Operation | 0 | 0 | 0 | 0 | 0 | 0 | 0 | 0 | 0 | 0 | 0 | 0 | 0 | 0 | 0 | 0 | 0 | 0 | 0 | 0 | 0 | 0 | 0 | 0 | 0 | 0 | 0
F2_Commercial_Restaurant (ID)_New_Food Preparation_Natural Gas_Oven_E4 | F2 | Commercial | Restaurant (ID) | New | Food Preparation | Natural Gas | Oven | E4 | RVT - Cost of Operation | 0 | 0 | 0 | 0 | 0 | 0 | 0 | 0 | 0 | 0 | 0 | 0 | 0 | 0 | 0 | 0 | 0 | 0 | 0 | 0 | 0 | 0 | 0 | 0 | 0 | 0 | 0
F2_Commercial_Restaurant (ID)_New_Food Preparation_Natural Gas_Oven_E5 | F2 | Commercial | Restaurant (ID) | New | Food Preparation | Natural Gas | Oven | E5 | RVT - Cost of Operation | 0 | 0 | 0 | 0 | 0 | 0 | 0 | 0 | 0 | 0 | 0 | 0 | 0 | 0 | 0 | 0 | 0 | 0 | 0 | 0 | 0 | 0 | 0 | 0 | 0 | 0 | 0
F2_Commercial_Restaurant (ID)_New_Food Preparation_Natural Gas_Oven_E6 | F2 | Commercial | Restaurant (ID) | New | Food Preparation | Natural Gas | Oven | E6 | RVT - Cost of Operation | 0 | 0 | 0 | 0 | 0 | 0 | 0 | 0 | 0 | 0 | 0 | 0 | 0 | 0 | 0 | 0 | 0 | 0 | 0 | 0 | 0 | 0 | 0 | 0 | 0 | 0 | 0
F2_Commercial_Restaurant (ID)_New_Food Preparation_Natural Gas_Oven_E7 | F2 | Commercial | Restaurant (ID) | New | Food Preparation | Natural Gas | Oven | E7 | RVT - Cost of Operation | 0 | 0 | 0 | 0 | 0 | 0 | 0 | 0 | 0 | 0 | 0 | 0 | 0 | 0 | 0 | 0 | 0 | 0 | 0 | 0 | 0 | 0 | 0 | 0 | 0 | 0 | 0
F2_Commercial_Restaurant (ID)_New_Food Preparation_Natural Gas_Oven_E8 | F2 | Commercial | Restaurant (ID) | New | Food Preparation | Natural Gas | Oven | E8 | RVT - Cost of Operation | 0 | 0 | 0 | 0 | 0 | 0 | 0 | 0 | 0 | 0 | 0 | 0 | 0 | 0 | 0 | 0 | 0 | 0 | 0 | 0 | 0 | 0 | 0 | 0 | 0 | 0 | 0
F2_Commercial_Restaurant (ID)_New_Food Preparation_Natural Gas_Oven_E9 | F2 | Commercial | Restaurant (ID) | New | Food Preparation | Natural Gas | Oven | E9 | RVT - Cost of Operation | 0 | 0 | 0 | 0 | 0 | 0 | 0 | 0 | 0 | 0 | 0 | 0 | 0 | 0 | 0 | 0 | 0 | 0 | 0 | 0 | 0 | 0 | 0 | 0 | 0 | 0 | 0
F2_Commercial_Restaurant (ID)_New_Food Preparation_Natural Gas_Oven_E10 | F2 | Commercial | Restaurant (ID) | New | Food Preparation | Natural Gas | Oven | E10 | RVT - Cost of Operation | 0 | 0 | 0 | 0 | 0 | 0 | 0 | 0 | 0 | 0 | 0 | 0 | 0 | 0 | 0 | 0 | 0 | 0 | 0 | 0 | 0 | 0 | 0 | 0 | 0 | 0 | 0
F3_Commercial_Restaurant (ID)_New_Food Preparation_Natural Gas_Oven_E1 | F3 | Commercial | Restaurant (ID) | New | Food Preparation | Natural Gas | Oven | E1 | System - kBTUs of Consumption | 36.4841 | 36.4841 | 36.4841 | 36.4841 | 36.4841 | 36.4841 | 36.4841 | 36.4841 | 36.4841 | 36.4841 | 36.4841 | 36.4841 | 36.4841 | 36.4841 | 36.4841 | 36.4841 | 36.4841 | 36.4841 | 36.4841 | 36.4841 | 36.4841 | 36.4841 | 36.4841 | 36.4841 | 36.4841 | 36.4841 | 36.4841
F3_Commercial_Restaurant (ID)_New_Food Preparation_Natural Gas_Oven_E2 | F3 | Commercial | Restaurant (ID) | New | Food Preparation | Natural Gas | Oven | E2 | System - kBTUs of Consumption | 25.9072 | 25.9072 | 25.9072 | 25.9072 | 25.9072 | 25.9072 | 25.9072 | 25.9072 | 25.9072 | 25.9072 | 25.9072 | 25.9072 | 25.9072 | 25.9072 | 25.9072 | 25.9072 | 25.9072 | 25.9072 | 25.9072 | 25.9072 | 25.9072 | 25.9072 | 25.9072 | 25.9072 | 25.9072 | 25.9072 | 25.9072
F3_Commercial_Restaurant (ID)_New_Food Preparation_Natural Gas_Oven_E3 | F3 | Commercial | Restaurant (ID) | New | Food Preparation | Natural Gas | Oven | E3 | System - kBTUs of Consumption | 0 | 0 | 0 | 0 | 0 | 0 | 0 | 0 | 0 | 0 | 0 | 0 | 0 | 0 | 0 | 0 | 0 | 0 | 0 | 0 | 0 | 0 | 0 | 0 | 0 | 0 | 0
F3_Commercial_Restaurant (ID)_New_Food Preparation_Natural Gas_Oven_E4 | F3 | Commercial | Restaurant (ID) | New | Food Preparation | Natural Gas | Oven | E4 | System - kBTUs of Consumption | 0 | 0 | 0 | 0 | 0 | 0 | 0 | 0 | 0 | 0 | 0 | 0 | 0 | 0 | 0 | 0 | 0 | 0 | 0 | 0 | 0 | 0 | 0 | 0 | 0 | 0 | 0
F3_Commercial_Restaurant (ID)_New_Food Preparation_Natural Gas_Oven_E5 | F3 | Commercial | Restaurant (ID) | New | Food Preparation | Natural Gas | Oven | E5 | System - kBTUs of Consumption | 0 | 0 | 0 | 0 | 0 | 0 | 0 | 0 | 0 | 0 | 0 | 0 | 0 | 0 | 0 | 0 | 0 | 0 | 0 | 0 | 0 | 0 | 0 | 0 | 0 | 0 | 0
F3_Commercial_Restaurant (ID)_New_Food Preparation_Natural Gas_Oven_E6 | F3 | Commercial | Restaurant (ID) | New | Food Preparation | Natural Gas | Oven | E6 | System - kBTUs of Consumption | 0 | 0 | 0 | 0 | 0 | 0 | 0 | 0 | 0 | 0 | 0 | 0 | 0 | 0 | 0 | 0 | 0 | 0 | 0 | 0 | 0 | 0 | 0 | 0 | 0 | 0 | 0
F3_Commercial_Restaurant (ID)_New_Food Preparation_Natural Gas_Oven_E7 | F3 | Commercial | Restaurant (ID) | New | Food Preparation | Natural Gas | Oven | E7 | System - kBTUs of Consumption | 0 | 0 | 0 | 0 | 0 | 0 | 0 | 0 | 0 | 0 | 0 | 0 | 0 | 0 | 0 | 0 | 0 | 0 | 0 | 0 | 0 | 0 | 0 | 0 | 0 | 0 | 0
F3_Commercial_Restaurant (ID)_New_Food Preparation_Natural Gas_Oven_E8 | F3 | Commercial | Restaurant (ID) | New | Food Preparation | Natural Gas | Oven | E8 | System - kBTUs of Consumption | 0 | 0 | 0 | 0 | 0 | 0 | 0 | 0 | 0 | 0 | 0 | 0 | 0 | 0 | 0 | 0 | 0 | 0 | 0 | 0 | 0 | 0 | 0 | 0 | 0 | 0 | 0
F3_Commercial_Restaurant (ID)_New_Food Preparation_Natural Gas_Oven_E9 | F3 | Commercial | Restaurant (ID) | New | Food Preparation | Natural Gas | Oven | E9 | System - kBTUs of Consumption | 0 | 0 | 0 | 0 | 0 | 0 | 0 | 0 | 0 | 0 | 0 | 0 | 0 | 0 | 0 | 0 | 0 | 0 | 0 | 0 | 0 | 0 | 0 | 0 | 0 | 0 | 0
F3_Commercial_Restaurant (ID)_New_Food Preparation_Natural Gas_Oven_E10 | F3 | Commercial | Restaurant (ID) | New | Food Preparation | Natural Gas | Oven | E10 | System - kBTUs of Consumption | 0 | 0 | 0 | 0 | 0 | 0 | 0 | 0 | 0 | 0 | 0 | 0 | 0 | 0 | 0 | 0 | 0 | 0 | 0 | 0 | 0 | 0 | 0 | 0 | 0 | 0 | 0
F4_Commercial_Restaurant (ID)_New_Food Preparation_Natural Gas_Oven_E1 | F4 | Commercial | Restaurant (ID) | New | Food Preparation | Natural Gas | Oven | E1 | Utility - Cost of Equipment | 0.001667 | 0.001667 | 0.001667 | 0.001667 | 0.001667 | 0.001667 | 0.001667 | 0.001667 | 0.001667 | 0.001667 | 0.001667 | 0.001667 | 0.001667 | 0.001667 | 0.001667 | 0.001667 | 0.001667 | 0.001667 | 0.001667 | 0.001667 | 0.001667 | 0.001667 | 0.001667 | 0.001667 | 0.001667 | 0.001667 | 0.001667
F4_Commercial_Restaurant (ID)_New_Food Preparation_Natural Gas_Oven_E2 | F4 | Commercial | Restaurant (ID) | New | Food Preparation | Natural Gas | Oven | E2 | Utility - Cost of Equipment | 0.0022714 | 0.0022714 | 0.0022714 | 0.0022714 | 0.0022714 | 0.0022714 | 0.0022714 | 0.0022714 | 0.0022714 | 0.0022714 | 0.0022714 | 0.0022714 | 0.0022714 | 0.0022714 | 0.0022714 | 0.0022714 | 0.0022714 | 0.0022714 | 0.0022714 | 0.0022714 | 0.0022714 | 0.0022714 | 0.0022714 | 0.0022714 | 0.0022714 | 0.0022714 | 0.0022714
F4_Commercial_Restaurant (ID)_New_Food Preparation_Natural Gas_Oven_E3 | F4 | Commercial | Restaurant (ID) | New | Food Preparation | Natural Gas | Oven | E3 | Utility - Cost of Equipment | 0 | 0 | 0 | 0 | 0 | 0 | 0 | 0 | 0 | 0 | 0 | 0 | 0 | 0 | 0 | 0 | 0 | 0 | 0 | 0 | 0 | 0 | 0 | 0 | 0 | 0 | 0
F4_Commercial_Restaurant (ID)_New_Food Preparation_Natural Gas_Oven_E4 | F4 | Commercial | Restaurant (ID) | New | Food Preparation | Natural Gas | Oven | E4 | Utility - Cost of Equipment | 0 | 0 | 0 | 0 | 0 | 0 | 0 | 0 | 0 | 0 | 0 | 0 | 0 | 0 | 0 | 0 | 0 | 0 | 0 | 0 | 0 | 0 | 0 | 0 | 0 | 0 | 0
F4_Commercial_Restaurant (ID)_New_Food Preparation_Natural Gas_Oven_E5 | F4 | Commercial | Restaurant (ID) | New | Food Preparation | Natural Gas | Oven | E5 | Utility - Cost of Equipment | 0 | 0 | 0 | 0 | 0 | 0 | 0 | 0 | 0 | 0 | 0 | 0 | 0 | 0 | 0 | 0 | 0 | 0 | 0 | 0 | 0 | 0 | 0 | 0 | 0 | 0 | 0
F4_Commercial_Restaurant (ID)_New_Food Preparation_Natural Gas_Oven_E6 | F4 | Commercial | Restaurant (ID) | New | Food Preparation | Natural Gas | Oven | E6 | Utility - Cost of Equipment | 0 | 0 | 0 | 0 | 0 | 0 | 0 | 0 | 0 | 0 | 0 | 0 | 0 | 0 | 0 | 0 | 0 | 0 | 0 | 0 | 0 | 0 | 0 | 0 | 0 | 0 | 0
F4_Commercial_Restaurant (ID)_New_Food Preparation_Natural Gas_Oven_E7 | F4 | Commercial | Restaurant (ID) | New | Food Preparation | Natural Gas | Oven | E7 | Utility - Cost of Equipment | 0 | 0 | 0 | 0 | 0 | 0 | 0 | 0 | 0 | 0 | 0 | 0 | 0 | 0 | 0 | 0 | 0 | 0 | 0 | 0 | 0 | 0 | 0 | 0 | 0 | 0 | 0
F4_Commercial_Restaurant (ID)_New_Food Preparation_Natural Gas_Oven_E8 | F4 | Commercial | Restaurant (ID) | New | Food Preparation | Natural Gas | Oven | E8 | Utility - Cost of Equipment | 0 | 0 | 0 | 0 | 0 | 0 | 0 | 0 | 0 | 0 | 0 | 0 | 0 | 0 | 0 | 0 | 0 | 0 | 0 | 0 | 0 | 0 | 0 | 0 | 0 | 0 | 0
F4_Commercial_Restaurant (ID)_New_Food Preparation_Natural Gas_Oven_E9 | F4 | Commercial | Restaurant (ID) | New | Food Preparation | Natural Gas | Oven | E9 | Utility - Cost of Equipment | 0 | 0 | 0 | 0 | 0 | 0 | 0 | 0 | 0 | 0 | 0 | 0 | 0 | 0 | 0 | 0 | 0 | 0 | 0 | 0 | 0 | 0 | 0 | 0 | 0 | 0 | 0
F4_Commercial_Restaurant (ID)_New_Food Preparation_Natural Gas_Oven_E10 | F4 | Commercial | Restaurant (ID) | New | Food Preparation | Natural Gas | Oven | E10 | Utility - Cost of Equipment | 0 | 0 | 0 | 0 | 0 | 0 | 0 | 0 | 0 | 0 | 0 | 0 | 0 | 0 | 0 | 0 | 0 | 0 | 0 | 0 | 0 | 0 | 0 | 0 | 0 | 0 | 0
F5_Commercial_Restaurant (ID)_New_Food Preparation_Natural Gas_Oven_E1 | F5 | Commercial | Restaurant (ID) | New | Food Preparation | Natural Gas | Oven | E1 | Utility - Cost of Operation | 0.12653 | 0.12945 | 0.13313 | 0.13746 | 0.1425 | 0.14886 | 0.15548 | 0.16208 | 0.16845 | 0.1749 | 0.17994 | 0.18463 | 0.18968 | 0.1946 | 0.19895 | 0.20296 | 0.20651 | 0.20999 | 0.21374 | 0.21738 | 0.22111 | 0.22501 | 0.22895 | 0.23301 | 0.23715 | 0.24137 | 0.24566
F5_Commercial_Restaurant (ID)_New_Food Preparation_Natural Gas_Oven_E2 | F5 | Commercial | Restaurant (ID) | New | Food Preparation | Natural Gas | Oven | E2 | Utility - Cost of Operation | 0.089848 | 0.091923 | 0.094532 | 0.09761 | 0.10119 | 0.1057 | 0.1104 | 0.11509 | 0.11961 | 0.1242 | 0.12778 | 0.1311 | 0.13469 | 0.13819 | 0.14127 | 0.14412 | 0.14664 | 0.14912 | 0.15178 | 0.15436 | 0.15701 | 0.15978 | 0.16257 | 0.16546 | 0.1684 | 0.17139 | 0.17444
F5_Commercial_Restaurant (ID)_New_Food Preparation_Natural Gas_Oven_E3 | F5 | Commercial | Restaurant (ID) | New | Food Preparation | Natural Gas | Oven | E3 | Utility - Cost of Operation | 0 | 0 | 0 | 0 | 0 | 0 | 0 | 0 | 0 | 0 | 0 | 0 | 0 | 0 | 0 | 0 | 0 | 0 | 0 | 0 | 0 | 0 | 0 | 0 | 0 | 0 | 0
F5_Commercial_Restaurant (ID)_New_Food Preparation_Natural Gas_Oven_E4 | F5 | Commercial | Restaurant (ID) | New | Food Preparation | Natural Gas | Oven | E4 | Utility - Cost of Operation | 0 | 0 | 0 | 0 | 0 | 0 | 0 | 0 | 0 | 0 | 0 | 0 | 0 | 0 | 0 | 0 | 0 | 0 | 0 | 0 | 0 | 0 | 0 | 0 | 0 | 0 | 0
F5_Commercial_Restaurant (ID)_New_Food Preparation_Natural Gas_Oven_E5 | F5 | Commercial | Restaurant (ID) | New | Food Preparation | Natural Gas | Oven | E5 | Utility - Cost of Operation | 0 | 0 | 0 | 0 | 0 | 0 | 0 | 0 | 0 | 0 | 0 | 0 | 0 | 0 | 0 | 0 | 0 | 0 | 0 | 0 | 0 | 0 | 0 | 0 | 0 | 0 | 0
F5_Commercial_Restaurant (ID)_New_Food Preparation_Natural Gas_Oven_E6 | F5 | Commercial | Restaurant (ID) | New | Food Preparation | Natural Gas | Oven | E6 | Utility - Cost of Operation | 0 | 0 | 0 | 0 | 0 | 0 | 0 | 0 | 0 | 0 | 0 | 0 | 0 | 0 | 0 | 0 | 0 | 0 | 0 | 0 | 0 | 0 | 0 | 0 | 0 | 0 | 0
F5_Commercial_Restaurant (ID)_New_Food Preparation_Natural Gas_Oven_E7 | F5 | Commercial | Restaurant (ID) | New | Food Preparation | Natural Gas | Oven | E7 | Utility - Cost of Operation | 0 | 0 | 0 | 0 | 0 | 0 | 0 | 0 | 0 | 0 | 0 | 0 | 0 | 0 | 0 | 0 | 0 | 0 | 0 | 0 | 0 | 0 | 0 | 0 | 0 | 0 | 0
F5_Commercial_Restaurant (ID)_New_Food Preparation_Natural Gas_Oven_E8 | F5 | Commercial | Restaurant (ID) | New | Food Preparation | Natural Gas | Oven | E8 | Utility - Cost of Operation | 0 | 0 | 0 | 0 | 0 | 0 | 0 | 0 | 0 | 0 | 0 | 0 | 0 | 0 | 0 | 0 | 0 | 0 | 0 | 0 | 0 | 0 | 0 | 0 | 0 | 0 | 0
F5_Commercial_Restaurant (ID)_New_Food Preparation_Natural Gas_Oven_E9 | F5 | Commercial | Restaurant (ID) | New | Food Preparation | Natural Gas | Oven | E9 | Utility - Cost of Operation | 0 | 0 | 0 | 0 | 0 | 0 | 0 | 0 | 0 | 0 | 0 | 0 | 0 | 0 | 0 | 0 | 0 | 0 | 0 | 0 | 0 | 0 | 0 | 0 | 0 | 0 | 0
F5_Commercial_Restaurant (ID)_New_Food Preparation_Natural Gas_Oven_E10 | F5 | Commercial | Restaurant (ID) | New | Food Preparation | Natural Gas | Oven | E10 | Utility - Cost of Operation | 0 | 0 | 0 | 0 | 0 | 0 | 0 | 0 | 0 | 0 | 0 | 0 | 0 | 0 | 0 | 0 | 0 | 0 | 0 | 0 | 0 | 0 | 0 | 0 | 0 | 0 | 0
F6_Commercial_Restaurant (ID)_New_Food Preparation_Natural Gas_Oven_E1 | F6 | Commercial | Restaurant (ID) | New | Food Preparation | Natural Gas | Oven | E1 | Utility - Value of Sales | 0.15052 | 0.15302 | 0.15608 | 0.15979 | 0.1642 | 0.17004 | 0.17602 | 0.18181 | 0.18714 | 0.19226 | 0.19752 | 0.20222 | 0.20712 | 0.21165 | 0.21546 | 0.21884 | 0.22161 | 0.22422 | 0.22703 | 0.2296 | 0.23217 | 0.23626 | 0.24039 | 0.24467 | 0.24901 | 0.25344 | 0.25794
F6_Commercial_Restaurant (ID)_New_Food Preparation_Natural Gas_Oven_E2 | F6 | Commercial | Restaurant (ID) | New | Food Preparation | Natural Gas | Oven | E2 | Utility - Value of Sales | 0.10688 | 0.10866 | 0.11083 | 0.11346 | 0.1166 | 0.12074 | 0.12499 | 0.12911 | 0.13289 | 0.13653 | 0.14026 | 0.14359 | 0.14707 | 0.15029 | 0.153 | 0.1554 | 0.15736 | 0.15922 | 0.16121 | 0.16304 | 0.16486 | 0.16777 | 0.1707 | 0.17374 | 0.17682 | 0.17996 | 0.18316
F6_Commercial_Restaurant (ID)_New_Food Preparation_Natural Gas_Oven_E3 | F6 | Commercial | Restaurant (ID) | New | Food Preparation | Natural Gas | Oven | E3 | Utility - Value of Sales | 0 | 0 | 0 | 0 | 0 | 0 | 0 | 0 | 0 | 0 | 0 | 0 | 0 | 0 | 0 | 0 | 0 | 0 | 0 | 0 | 0 | 0 | 0 | 0 | 0 | 0 | 0
F6_Commercial_Restaurant (ID)_New_Food Preparation_Natural Gas_Oven_E4 | F6 | Commercial | Restaurant (ID) | New | Food Preparation | Natural Gas | Oven | E4 | Utility - Value of Sales | 0 | 0 | 0 | 0 | 0 | 0 | 0 | 0 | 0 | 0 | 0 | 0 | 0 | 0 | 0 | 0 | 0 | 0 | 0 | 0 | 0 | 0 | 0 | 0 | 0 | 0 | 0
F6_Commercial_Restaurant (ID)_New_Food Preparation_Natural Gas_Oven_E5 | F6 | Commercial | Restaurant (ID) | New | Food Preparation | Natural Gas | Oven | E5 | Utility - Value of Sales | 0 | 0 | 0 | 0 | 0 | 0 | 0 | 0 | 0 | 0 | 0 | 0 | 0 | 0 | 0 | 0 | 0 | 0 | 0 | 0 | 0 | 0 | 0 | 0 | 0 | 0 | 0
F6_Commercial_Restaurant (ID)_New_Food Preparation_Natural Gas_Oven_E6 | F6 | Commercial | Restaurant (ID) | New | Food Preparation | Natural Gas | Oven | E6 | Utility - Value of Sales | 0 | 0 | 0 | 0 | 0 | 0 | 0 | 0 | 0 | 0 | 0 | 0 | 0 | 0 | 0 | 0 | 0 | 0 | 0 | 0 | 0 | 0 | 0 | 0 | 0 | 0 | 0
F6_Commercial_Restaurant (ID)_New_Food Preparation_Natural Gas_Oven_E7 | F6 | Commercial | Restaurant (ID) | New | Food Preparation | Natural Gas | Oven | E7 | Utility - Value of Sales | 0 | 0 | 0 | 0 | 0 | 0 | 0 | 0 | 0 | 0 | 0 | 0 | 0 | 0 | 0 | 0 | 0 | 0 | 0 | 0 | 0 | 0 | 0 | 0 | 0 | 0 | 0
F6_Commercial_Restaurant (ID)_New_Food Preparation_Natural Gas_Oven_E8 | F6 | Commercial | Restaurant (ID) | New | Food Preparation | Natural Gas | Oven | E8 | Utility - Value of Sales | 0 | 0 | 0 | 0 | 0 | 0 | 0 | 0 | 0 | 0 | 0 | 0 | 0 | 0 | 0 | 0 | 0 | 0 | 0 | 0 | 0 | 0 | 0 | 0 | 0 | 0 | 0
F6_Commercial_Restaurant (ID)_New_Food Preparation_Natural Gas_Oven_E9 | F6 | Commercial | Restaurant (ID) | New | Food Preparation | Natural Gas | Oven | E9 | Utility - Value of Sales | 0 | 0 | 0 | 0 | 0 | 0 | 0 | 0 | 0 | 0 | 0 | 0 | 0 | 0 | 0 | 0 | 0 | 0 | 0 | 0 | 0 | 0 | 0 | 0 | 0 | 0 | 0
F6_Commercial_Restaurant (ID)_New_Food Preparation_Natural Gas_Oven_E10 | F6 | Commercial | Restaurant (ID) | New | Food Preparation | Natural Gas | Oven | E10 | Utility - Value of Sales | 0 | 0 | 0 | 0 | 0 | 0 | 0 | 0 | 0 | 0 | 0 | 0 | 0 | 0 | 0 | 0 | 0 | 0 | 0 | 0 | 0 | 0 | 0 | 0 | 0 | 0 | 0
F1_Commercial_Restaurant (ID)_New_Food Preparation_Natural Gas_Conveyor Oven_E1 | F1 | Commercial | Restaurant (ID) | New | Food Preparation | Natural Gas | Conveyor Oven | E1 | RVT - Cost of Equipment | 0.00096566 | 0.00096566 | 0.00096566 | 0.00096566 | 0.00096566 | 0.00096566 | 0.00096566 | 0.00096566 | 0.00096566 | 0.00096566 | 0.00096566 | 0.00096566 | 0.00096566 | 0.00096566 | 0.00096566 | 0.00096566 | 0.00096566 | 0.00096566 | 0.00096566 | 0.00096566 | 0.00096566 | 0.00096566 | 0.00096566 | 0.00096566 | 0.00096566 | 0.00096566 | 0.00096566
F1_Commercial_Restaurant (ID)_New_Food Preparation_Natural Gas_Conveyor Oven_E2 | F1 | Commercial | Restaurant (ID) | New | Food Preparation | Natural Gas | Conveyor Oven | E2 | RVT - Cost of Equipment | 0.0020458 | 0.0020458 | 0.0020458 | 0.0020458 | 0.0020458 | 0.0020458 | 0.0020458 | 0.0020458 | 0.0020458 | 0.0020458 | 0.0020458 | 0.0020458 | 0.0020458 | 0.0020458 | 0.0020458 | 0.0020458 | 0.0020458 | 0.0020458 | 0.0020458 | 0.0020458 | 0.0020458 | 0.0020458 | 0.0020458 | 0.0020458 | 0.0020458 | 0.0020458 | 0.0020458
F1_Commercial_Restaurant (ID)_New_Food Preparation_Natural Gas_Conveyor Oven_E3 | F1 | Commercial | Restaurant (ID) | New | Food Preparation | Natural Gas | Conveyor Oven | E3 | RVT - Cost of Equipment | 0 | 0 | 0 | 0 | 0 | 0 | 0 | 0 | 0 | 0 | 0 | 0 | 0 | 0 | 0 | 0 | 0 | 0 | 0 | 0 | 0 | 0 | 0 | 0 | 0 | 0 | 0
F1_Commercial_Restaurant (ID)_New_Food Preparation_Natural Gas_Conveyor Oven_E4 | F1 | Commercial | Restaurant (ID) | New | Food Preparation | Natural Gas | Conveyor Oven | E4 | RVT - Cost of Equipment | 0 | 0 | 0 | 0 | 0 | 0 | 0 | 0 | 0 | 0 | 0 | 0 | 0 | 0 | 0 | 0 | 0 | 0 | 0 | 0 | 0 | 0 | 0 | 0 | 0 | 0 | 0
F1_Commercial_Restaurant (ID)_New_Food Preparation_Natural Gas_Conveyor Oven_E5 | F1 | Commercial | Restaurant (ID) | New | Food Preparation | Natural Gas | Conveyor Oven | E5 | RVT - Cost of Equipment | 0 | 0 | 0 | 0 | 0 | 0 | 0 | 0 | 0 | 0 | 0 | 0 | 0 | 0 | 0 | 0 | 0 | 0 | 0 | 0 | 0 | 0 | 0 | 0 | 0 | 0 | 0
F1_Commercial_Restaurant (ID)_New_Food Preparation_Natural Gas_Conveyor Oven_E6 | F1 | Commercial | Restaurant (ID) | New | Food Preparation | Natural Gas | Conveyor Oven | E6 | RVT - Cost of Equipment | 0 | 0 | 0 | 0 | 0 | 0 | 0 | 0 | 0 | 0 | 0 | 0 | 0 | 0 | 0 | 0 | 0 | 0 | 0 | 0 | 0 | 0 | 0 | 0 | 0 | 0 | 0
F1_Commercial_Restaurant (ID)_New_Food Preparation_Natural Gas_Conveyor Oven_E7 | F1 | Commercial | Restaurant (ID) | New | Food Preparation | Natural Gas | Conveyor Oven | E7 | RVT - Cost of Equipment | 0 | 0 | 0 | 0 | 0 | 0 | 0 | 0 | 0 | 0 | 0 | 0 | 0 | 0 | 0 | 0 | 0 | 0 | 0 | 0 | 0 | 0 | 0 | 0 | 0 | 0 | 0
F1_Commercial_Restaurant (ID)_New_Food Preparation_Natural Gas_Conveyor Oven_E8 | F1 | Commercial | Restaurant (ID) | New | Food Preparation | Natural Gas | Conveyor Oven | E8 | RVT - Cost of Equipment | 0 | 0 | 0 | 0 | 0 | 0 | 0 | 0 | 0 | 0 | 0 | 0 | 0 | 0 | 0 | 0 | 0 | 0 | 0 | 0 | 0 | 0 | 0 | 0 | 0 | 0 | 0
F1_Commercial_Restaurant (ID)_New_Food Preparation_Natural Gas_Conveyor Oven_E9 | F1 | Commercial | Restaurant (ID) | New | Food Preparation | Natural Gas | Conveyor Oven | E9 | RVT - Cost of Equipment | 0 | 0 | 0 | 0 | 0 | 0 | 0 | 0 | 0 | 0 | 0 | 0 | 0 | 0 | 0 | 0 | 0 | 0 | 0 | 0 | 0 | 0 | 0 | 0 | 0 | 0 | 0
F1_Commercial_Restaurant (ID)_New_Food Preparation_Natural Gas_Conveyor Oven_E10 | F1 | Commercial | Restaurant (ID) | New | Food Preparation | Natural Gas | Conveyor Oven | E10 | RVT - Cost of Equipment | 0 | 0 | 0 | 0 | 0 | 0 | 0 | 0 | 0 | 0 | 0 | 0 | 0 | 0 | 0 | 0 | 0 | 0 | 0 | 0 | 0 | 0 | 0 | 0 | 0 | 0 | 0
F2_Commercial_Restaurant (ID)_New_Food Preparation_Natural Gas_Conveyor Oven_E1 | F2 | Commercial | Restaurant (ID) | New | Food Preparation | Natural Gas | Conveyor Oven | E1 | RVT - Cost of Operation | 0.26185 | 0.26745 | 0.27354 | 0.28013 | 0.28729 | 0.29571 | 0.30395 | 0.3118 | 0.319 | 0.32607 | 0.33346 | 0.34036 | 0.3477 | 0.35485 | 0.36121 | 0.36711 | 0.37234 | 0.37742 | 0.38275 | 0.38786 | 0.393 | 0.39995 | 0.40698 | 0.41421 | 0.42157 | 0.42906 | 0.43668
F2_Commercial_Restaurant (ID)_New_Food Preparation_Natural Gas_Conveyor Oven_E2 | F2 | Commercial | Restaurant (ID) | New | Food Preparation | Natural Gas | Conveyor Oven | E2 | RVT - Cost of Operation | 0.2081 | 0.21255 | 0.21739 | 0.22263 | 0.22832 | 0.23501 | 0.24156 | 0.2478 | 0.25352 | 0.25914 | 0.26501 | 0.2705 | 0.27633 | 0.28201 | 0.28707 | 0.29175 | 0.29591 | 0.29995 | 0.30419 | 0.30825 | 0.31233 | 0.31785 | 0.32344 | 0.32919 | 0.33504 | 0.34099 | 0.34705
F2_Commercial_Restaurant (ID)_New_Food Preparation_Natural Gas_Conveyor Oven_E3 | F2 | Commercial | Restaurant (ID) | New | Food Preparation | Natural Gas | Conveyor Oven | E3 | RVT - Cost of Operation | 0 | 0 | 0 | 0 | 0 | 0 | 0 | 0 | 0 | 0 | 0 | 0 | 0 | 0 | 0 | 0 | 0 | 0 | 0 | 0 | 0 | 0 | 0 | 0 | 0 | 0 | 0
F2_Commercial_Restaurant (ID)_New_Food Preparation_Natural Gas_Conveyor Oven_E4 | F2 | Commercial | Restaurant (ID) | New | Food Preparation | Natural Gas | Conveyor Oven | E4 | RVT - Cost of Operation | 0 | 0 | 0 | 0 | 0 | 0 | 0 | 0 | 0 | 0 | 0 | 0 | 0 | 0 | 0 | 0 | 0 | 0 | 0 | 0 | 0 | 0 | 0 | 0 | 0 | 0 | 0
F2_Commercial_Restaurant (ID)_New_Food Preparation_Natural Gas_Conveyor Oven_E5 | F2 | Commercial | Restaurant (ID) | New | Food Preparation | Natural Gas | Conveyor Oven | E5 | RVT - Cost of Operation | 0 | 0 | 0 | 0 | 0 | 0 | 0 | 0 | 0 | 0 | 0 | 0 | 0 | 0 | 0 | 0 | 0 | 0 | 0 | 0 | 0 | 0 | 0 | 0 | 0 | 0 | 0
F2_Commercial_Restaurant (ID)_New_Food Preparation_Natural Gas_Conveyor Oven_E6 | F2 | Commercial | Restaurant (ID) | New | Food Preparation | Natural Gas | Conveyor Oven | E6 | RVT - Cost of Operation | 0 | 0 | 0 | 0 | 0 | 0 | 0 | 0 | 0 | 0 | 0 | 0 | 0 | 0 | 0 | 0 | 0 | 0 | 0 | 0 | 0 | 0 | 0 | 0 | 0 | 0 | 0
F2_Commercial_Restaurant (ID)_New_Food Preparation_Natural Gas_Conveyor Oven_E7 | F2 | Commercial | Restaurant (ID) | New | Food Preparation | Natural Gas | Conveyor Oven | E7 | RVT - Cost of Operation | 0 | 0 | 0 | 0 | 0 | 0 | 0 | 0 | 0 | 0 | 0 | 0 | 0 | 0 | 0 | 0 | 0 | 0 | 0 | 0 | 0 | 0 | 0 | 0 | 0 | 0 | 0
F2_Commercial_Restaurant (ID)_New_Food Preparation_Natural Gas_Conveyor Oven_E8 | F2 | Commercial | Restaurant (ID) | New | Food Preparation | Natural Gas | Conveyor Oven | E8 | RVT - Cost of Operation | 0 | 0 | 0 | 0 | 0 | 0 | 0 | 0 | 0 | 0 | 0 | 0 | 0 | 0 | 0 | 0 | 0 | 0 | 0 | 0 | 0 | 0 | 0 | 0 | 0 | 0 | 0
F2_Commercial_Restaurant (ID)_New_Food Preparation_Natural Gas_Conveyor Oven_E9 | F2 | Commercial | Restaurant (ID) | New | Food Preparation | Natural Gas | Conveyor Oven | E9 | RVT - Cost of Operation | 0 | 0 | 0 | 0 | 0 | 0 | 0 | 0 | 0 | 0 | 0 | 0 | 0 | 0 | 0 | 0 | 0 | 0 | 0 | 0 | 0 | 0 | 0 | 0 | 0 | 0 | 0
F2_Commercial_Restaurant (ID)_New_Food Preparation_Natural Gas_Conveyor Oven_E10 | F2 | Commercial | Restaurant (ID) | New | Food Preparation | Natural Gas | Conveyor Oven | E10 | RVT - Cost of Operation | 0 | 0 | 0 | 0 | 0 | 0 | 0 | 0 | 0 | 0 | 0 | 0 | 0 | 0 | 0 | 0 | 0 | 0 | 0 | 0 | 0 | 0 | 0 | 0 | 0 | 0 | 0
F3_Commercial_Restaurant (ID)_New_Food Preparation_Natural Gas_Conveyor Oven_E1 | F3 | Commercial | Restaurant (ID) | New | Food Preparation | Natural Gas | Conveyor Oven | E1 | System - kBTUs of Consumption | 58.8797 | 58.8797 | 58.8797 | 58.8797 | 58.8797 | 58.8797 | 58.8797 | 58.8797 | 58.8797 | 58.8797 | 58.8797 | 58.8797 | 58.8797 | 58.8797 | 58.8797 | 58.8797 | 58.8797 | 58.8797 | 58.8797 | 58.8797 | 58.8797 | 58.8797 | 58.8797 | 58.8797 | 58.8797 | 58.8797 | 58.8797
F3_Commercial_Restaurant (ID)_New_Food Preparation_Natural Gas_Conveyor Oven_E2 | F3 | Commercial | Restaurant (ID) | New | Food Preparation | Natural Gas | Conveyor Oven | E2 | System - kBTUs of Consumption | 46.7938 | 46.7938 | 46.7938 | 46.7938 | 46.7938 | 46.7938 | 46.7938 | 46.7938 | 46.7938 | 46.7938 | 46.7938 | 46.7938 | 46.7938 | 46.7938 | 46.7938 | 46.7938 | 46.7938 | 46.7938 | 46.7938 | 46.7938 | 46.7938 | 46.7938 | 46.7938 | 46.7938 | 46.7938 | 46.7938 | 46.7938
F3_Commercial_Restaurant (ID)_New_Food Preparation_Natural Gas_Conveyor Oven_E3 | F3 | Commercial | Restaurant (ID) | New | Food Preparation | Natural Gas | Conveyor Oven | E3 | System - kBTUs of Consumption | 0 | 0 | 0 | 0 | 0 | 0 | 0 | 0 | 0 | 0 | 0 | 0 | 0 | 0 | 0 | 0 | 0 | 0 | 0 | 0 | 0 | 0 | 0 | 0 | 0 | 0 | 0
F3_Commercial_Restaurant (ID)_New_Food Preparation_Natural Gas_Conveyor Oven_E4 | F3 | Commercial | Restaurant (ID) | New | Food Preparation | Natural Gas | Conveyor Oven | E4 | System - kBTUs of Consumption | 0 | 0 | 0 | 0 | 0 | 0 | 0 | 0 | 0 | 0 | 0 | 0 | 0 | 0 | 0 | 0 | 0 | 0 | 0 | 0 | 0 | 0 | 0 | 0 | 0 | 0 | 0
F3_Commercial_Restaurant (ID)_New_Food Preparation_Natural Gas_Conveyor Oven_E5 | F3 | Commercial | Restaurant (ID) | New | Food Preparation | Natural Gas | Conveyor Oven | E5 | System - kBTUs of Consumption | 0 | 0 | 0 | 0 | 0 | 0 | 0 | 0 | 0 | 0 | 0 | 0 | 0 | 0 | 0 | 0 | 0 | 0 | 0 | 0 | 0 | 0 | 0 | 0 | 0 | 0 | 0
F3_Commercial_Restaurant (ID)_New_Food Preparation_Natural Gas_Conveyor Oven_E6 | F3 | Commercial | Restaurant (ID) | New | Food Preparation | Natural Gas | Conveyor Oven | E6 | System - kBTUs of Consumption | 0 | 0 | 0 | 0 | 0 | 0 | 0 | 0 | 0 | 0 | 0 | 0 | 0 | 0 | 0 | 0 | 0 | 0 | 0 | 0 | 0 | 0 | 0 | 0 | 0 | 0 | 0
F3_Commercial_Restaurant (ID)_New_Food Preparation_Natural Gas_Conveyor Oven_E7 | F3 | Commercial | Restaurant (ID) | New | Food Preparation | Natural Gas | Conveyor Oven | E7 | System - kBTUs of Consumption | 0 | 0 | 0 | 0 | 0 | 0 | 0 | 0 | 0 | 0 | 0 | 0 | 0 | 0 | 0 | 0 | 0 | 0 | 0 | 0 | 0 | 0 | 0 | 0 | 0 | 0 | 0
F3_Commercial_Restaurant (ID)_New_Food Preparation_Natural Gas_Conveyor Oven_E8 | F3 | Commercial | Restaurant (ID) | New | Food Preparation | Natural Gas | Conveyor Oven | E8 | System - kBTUs of Consumption | 0 | 0 | 0 | 0 | 0 | 0 | 0 | 0 | 0 | 0 | 0 | 0 | 0 | 0 | 0 | 0 | 0 | 0 | 0 | 0 | 0 | 0 | 0 | 0 | 0 | 0 | 0
F3_Commercial_Restaurant (ID)_New_Food Preparation_Natural Gas_Conveyor Oven_E9 | F3 | Commercial | Restaurant (ID) | New | Food Preparation | Natural Gas | Conveyor Oven | E9 | System - kBTUs of Consumption | 0 | 0 | 0 | 0 | 0 | 0 | 0 | 0 | 0 | 0 | 0 | 0 | 0 | 0 | 0 | 0 | 0 | 0 | 0 | 0 | 0 | 0 | 0 | 0 | 0 | 0 | 0
F3_Commercial_Restaurant (ID)_New_Food Preparation_Natural Gas_Conveyor Oven_E10 | F3 | Commercial | Restaurant (ID) | New | Food Preparation | Natural Gas | Conveyor Oven | E10 | System - kBTUs of Consumption | 0 | 0 | 0 | 0 | 0 | 0 | 0 | 0 | 0 | 0 | 0 | 0 | 0 | 0 | 0 | 0 | 0 | 0 | 0 | 0 | 0 | 0 | 0 | 0 | 0 | 0 | 0
F4_Commercial_Restaurant (ID)_New_Food Preparation_Natural Gas_Conveyor Oven_E1 | F4 | Commercial | Restaurant (ID) | New | Food Preparation | Natural Gas | Conveyor Oven | E1 | Utility - Cost of Equipment | 0.00096566 | 0.00096566 | 0.00096566 | 0.00096566 | 0.00096566 | 0.00096566 | 0.00096566 | 0.00096566 | 0.00096566 | 0.00096566 | 0.00096566 | 0.00096566 | 0.00096566 | 0.00096566 | 0.00096566 | 0.00096566 | 0.00096566 | 0.00096566 | 0.00096566 | 0.00096566 | 0.00096566 | 0.00096566 | 0.00096566 | 0.00096566 | 0.00096566 | 0.00096566 | 0.00096566
F4_Commercial_Restaurant (ID)_New_Food Preparation_Natural Gas_Conveyor Oven_E2 | F4 | Commercial | Restaurant (ID) | New | Food Preparation | Natural Gas | Conveyor Oven | E2 | Utility - Cost of Equipment | 0.0020458 | 0.0020458 | 0.0020458 | 0.0020458 | 0.0020458 | 0.0020458 | 0.0020458 | 0.0020458 | 0.0020458 | 0.0020458 | 0.0020458 | 0.0020458 | 0.0020458 | 0.0020458 | 0.0020458 | 0.0020458 | 0.0020458 | 0.0020458 | 0.0020458 | 0.0020458 | 0.0020458 | 0.0020458 | 0.0020458 | 0.0020458 | 0.0020458 | 0.0020458 | 0.0020458
F4_Commercial_Restaurant (ID)_New_Food Preparation_Natural Gas_Conveyor Oven_E3 | F4 | Commercial | Restaurant (ID) | New | Food Preparation | Natural Gas | Conveyor Oven | E3 | Utility - Cost of Equipment | 0 | 0 | 0 | 0 | 0 | 0 | 0 | 0 | 0 | 0 | 0 | 0 | 0 | 0 | 0 | 0 | 0 | 0 | 0 | 0 | 0 | 0 | 0 | 0 | 0 | 0 | 0
F4_Commercial_Restaurant (ID)_New_Food Preparation_Natural Gas_Conveyor Oven_E4 | F4 | Commercial | Restaurant (ID) | New | Food Preparation | Natural Gas | Conveyor Oven | E4 | Utility - Cost of Equipment | 0 | 0 | 0 | 0 | 0 | 0 | 0 | 0 | 0 | 0 | 0 | 0 | 0 | 0 | 0 | 0 | 0 | 0 | 0 | 0 | 0 | 0 | 0 | 0 | 0 | 0 | 0
F4_Commercial_Restaurant (ID)_New_Food Preparation_Natural Gas_Conveyor Oven_E5 | F4 | Commercial | Restaurant (ID) | New | Food Preparation | Natural Gas | Conveyor Oven | E5 | Utility - Cost of Equipment | 0 | 0 | 0 | 0 | 0 | 0 | 0 | 0 | 0 | 0 | 0 | 0 | 0 | 0 | 0 | 0 | 0 | 0 | 0 | 0 | 0 | 0 | 0 | 0 | 0 | 0 | 0
F4_Commercial_Restaurant (ID)_New_Food Preparation_Natural Gas_Conveyor Oven_E6 | F4 | Commercial | Restaurant (ID) | New | Food Preparation | Natural Gas | Conveyor Oven | E6 | Utility - Cost of Equipment | 0 | 0 | 0 | 0 | 0 | 0 | 0 | 0 | 0 | 0 | 0 | 0 | 0 | 0 | 0 | 0 | 0 | 0 | 0 | 0 | 0 | 0 | 0 | 0 | 0 | 0 | 0
F4_Commercial_Restaurant (ID)_New_Food Preparation_Natural Gas_Conveyor Oven_E7 | F4 | Commercial | Restaurant (ID) | New | Food Preparation | Natural Gas | Conveyor Oven | E7 | Utility - Cost of Equipment | 0 | 0 | 0 | 0 | 0 | 0 | 0 | 0 | 0 | 0 | 0 | 0 | 0 | 0 | 0 | 0 | 0 | 0 | 0 | 0 | 0 | 0 | 0 | 0 | 0 | 0 | 0
F4_Commercial_Restaurant (ID)_New_Food Preparation_Natural Gas_Conveyor Oven_E8 | F4 | Commercial | Restaurant (ID) | New | Food Preparation | Natural Gas | Conveyor Oven | E8 | Utility - Cost of Equipment | 0 | 0 | 0 | 0 | 0 | 0 | 0 | 0 | 0 | 0 | 0 | 0 | 0 | 0 | 0 | 0 | 0 | 0 | 0 | 0 | 0 | 0 | 0 | 0 | 0 | 0 | 0
F4_Commercial_Restaurant (ID)_New_Food Preparation_Natural Gas_Conveyor Oven_E9 | F4 | Commercial | Restaurant (ID) | New | Food Preparation | Natural Gas | Conveyor Oven | E9 | Utility - Cost of Equipment | 0 | 0 | 0 | 0 | 0 | 0 | 0 | 0 | 0 | 0 | 0 | 0 | 0 | 0 | 0 | 0 | 0 | 0 | 0 | 0 | 0 | 0 | 0 | 0 | 0 | 0 | 0
F4_Commercial_Restaurant (ID)_New_Food Preparation_Natural Gas_Conveyor Oven_E10 | F4 | Commercial | Restaurant (ID) | New | Food Preparation | Natural Gas | Conveyor Oven | E10 | Utility - Cost of Equipment | 0 | 0 | 0 | 0 | 0 | 0 | 0 | 0 | 0 | 0 | 0 | 0 | 0 | 0 | 0 | 0 | 0 | 0 | 0 | 0 | 0 | 0 | 0 | 0 | 0 | 0 | 0
F5_Commercial_Restaurant (ID)_New_Food Preparation_Natural Gas_Conveyor Oven_E1 | F5 | Commercial | Restaurant (ID) | New | Food Preparation | Natural Gas | Conveyor Oven | E1 | Utility - Cost of Operation | 0.22588 | 0.23194 | 0.23861 | 0.2459 | 0.2539 | 0.26321 | 0.27266 | 0.28197 | 0.29097 | 0.30009 | 0.30761 | 0.31476 | 0.32237 | 0.32989 | 0.33676 | 0.34331 | 0.34934 | 0.35533 | 0.36166 | 0.3679 | 0.37429 | 0.3809 | 0.3876 | 0.39449 | 0.40149 | 0.40863 | 0.41589
F5_Commercial_Restaurant (ID)_New_Food Preparation_Natural Gas_Conveyor Oven_E2 | F5 | Commercial | Restaurant (ID) | New | Food Preparation | Natural Gas | Conveyor Oven | E2 | Utility - Cost of Operation | 0.17952 | 0.18433 | 0.18963 | 0.19543 | 0.20178 | 0.20918 | 0.21669 | 0.2241 | 0.23124 | 0.23849 | 0.24447 | 0.25015 | 0.2562 | 0.26217 | 0.26764 | 0.27284 | 0.27763 | 0.28239 | 0.28742 | 0.29238 | 0.29746 | 0.30272 | 0.30804 | 0.31351 | 0.31908 | 0.32475 | 0.33052
F5_Commercial_Restaurant (ID)_New_Food Preparation_Natural Gas_Conveyor Oven_E3 | F5 | Commercial | Restaurant (ID) | New | Food Preparation | Natural Gas | Conveyor Oven | E3 | Utility - Cost of Operation | 0 | 0 | 0 | 0 | 0 | 0 | 0 | 0 | 0 | 0 | 0 | 0 | 0 | 0 | 0 | 0 | 0 | 0 | 0 | 0 | 0 | 0 | 0 | 0 | 0 | 0 | 0
F5_Commercial_Restaurant (ID)_New_Food Preparation_Natural Gas_Conveyor Oven_E4 | F5 | Commercial | Restaurant (ID) | New | Food Preparation | Natural Gas | Conveyor Oven | E4 | Utility - Cost of Operation | 0 | 0 | 0 | 0 | 0 | 0 | 0 | 0 | 0 | 0 | 0 | 0 | 0 | 0 | 0 | 0 | 0 | 0 | 0 | 0 | 0 | 0 | 0 | 0 | 0 | 0 | 0
F5_Commercial_Restaurant (ID)_New_Food Preparation_Natural Gas_Conveyor Oven_E5 | F5 | Commercial | Restaurant (ID) | New | Food Preparation | Natural Gas | Conveyor Oven | E5 | Utility - Cost of Operation | 0 | 0 | 0 | 0 | 0 | 0 | 0 | 0 | 0 | 0 | 0 | 0 | 0 | 0 | 0 | 0 | 0 | 0 | 0 | 0 | 0 | 0 | 0 | 0 | 0 | 0 | 0
F5_Commercial_Restaurant (ID)_New_Food Preparation_Natural Gas_Conveyor Oven_E6 | F5 | Commercial | Restaurant (ID) | New | Food Preparation | Natural Gas | Conveyor Oven | E6 | Utility - Cost of Operation | 0 | 0 | 0 | 0 | 0 | 0 | 0 | 0 | 0 | 0 | 0 | 0 | 0 | 0 | 0 | 0 | 0 | 0 | 0 | 0 | 0 | 0 | 0 | 0 | 0 | 0 | 0
F5_Commercial_Restaurant (ID)_New_Food Preparation_Natural Gas_Conveyor Oven_E7 | F5 | Commercial | Restaurant (ID) | New | Food Preparation | Natural Gas | Conveyor Oven | E7 | Utility - Cost of Operation | 0 | 0 | 0 | 0 | 0 | 0 | 0 | 0 | 0 | 0 | 0 | 0 | 0 | 0 | 0 | 0 | 0 | 0 | 0 | 0 | 0 | 0 | 0 | 0 | 0 | 0 | 0
F5_Commercial_Restaurant (ID)_New_Food Preparation_Natural Gas_Conveyor Oven_E8 | F5 | Commercial | Restaurant (ID) | New | Food Preparation | Natural Gas | Conveyor Oven | E8 | Utility - Cost of Operation | 0 | 0 | 0 | 0 | 0 | 0 | 0 | 0 | 0 | 0 | 0 | 0 | 0 | 0 | 0 | 0 | 0 | 0 | 0 | 0 | 0 | 0 | 0 | 0 | 0 | 0 | 0
F5_Commercial_Restaurant (ID)_New_Food Preparation_Natural Gas_Conveyor Oven_E9 | F5 | Commercial | Restaurant (ID) | New | Food Preparation | Natural Gas | Conveyor Oven | E9 | Utility - Cost of Operation | 0 | 0 | 0 | 0 | 0 | 0 | 0 | 0 | 0 | 0 | 0 | 0 | 0 | 0 | 0 | 0 | 0 | 0 | 0 | 0 | 0 | 0 | 0 | 0 | 0 | 0 | 0
F5_Commercial_Restaurant (ID)_New_Food Preparation_Natural Gas_Conveyor Oven_E10 | F5 | Commercial | Restaurant (ID) | New | Food Preparation | Natural Gas | Conveyor Oven | E10 | Utility - Cost of Operation | 0 | 0 | 0 | 0 | 0 | 0 | 0 | 0 | 0 | 0 | 0 | 0 | 0 | 0 | 0 | 0 | 0 | 0 | 0 | 0 | 0 | 0 | 0 | 0 | 0 | 0 | 0
F6_Commercial_Restaurant (ID)_New_Food Preparation_Natural Gas_Conveyor Oven_E1 | F6 | Commercial | Restaurant (ID) | New | Food Preparation | Natural Gas | Conveyor Oven | E1 | Utility - Value of Sales | 0.26185 | 0.26745 | 0.27354 | 0.28013 | 0.28729 | 0.29571 | 0.30395 | 0.3118 | 0.319 | 0.32607 | 0.33346 | 0.34036 | 0.3477 | 0.35485 | 0.36121 | 0.36711 | 0.37234 | 0.37742 | 0.38275 | 0.38786 | 0.393 | 0.39995 | 0.40698 | 0.41421 | 0.42157 | 0.42906 | 0.43668
F6_Commercial_Restaurant (ID)_New_Food Preparation_Natural Gas_Conveyor Oven_E2 | F6 | Commercial | Restaurant (ID) | New | Food Preparation | Natural Gas | Conveyor Oven | E2 | Utility - Value of Sales | 0.2081 | 0.21255 | 0.21739 | 0.22263 | 0.22832 | 0.23501 | 0.24156 | 0.2478 | 0.25352 | 0.25914 | 0.26501 | 0.2705 | 0.27633 | 0.28201 | 0.28707 | 0.29175 | 0.29591 | 0.29995 | 0.30419 | 0.30825 | 0.31233 | 0.31785 | 0.32344 | 0.32919 | 0.33504 | 0.34099 | 0.34705
F6_Commercial_Restaurant (ID)_New_Food Preparation_Natural Gas_Conveyor Oven_E3 | F6 | Commercial | Restaurant (ID) | New | Food Preparation | Natural Gas | Conveyor Oven | E3 | Utility - Value of Sales | 0 | 0 | 0 | 0 | 0 | 0 | 0 | 0 | 0 | 0 | 0 | 0 | 0 | 0 | 0 | 0 | 0 | 0 | 0 | 0 | 0 | 0 | 0 | 0 | 0 | 0 | 0
F6_Commercial_Restaurant (ID)_New_Food Preparation_Natural Gas_Conveyor Oven_E4 | F6 | Commercial | Restaurant (ID) | New | Food Preparation | Natural Gas | Conveyor Oven | E4 | Utility - Value of Sales | 0 | 0 | 0 | 0 | 0 | 0 | 0 | 0 | 0 | 0 | 0 | 0 | 0 | 0 | 0 | 0 | 0 | 0 | 0 | 0 | 0 | 0 | 0 | 0 | 0 | 0 | 0
F6_Commercial_Restaurant (ID)_New_Food Preparation_Natural Gas_Conveyor Oven_E5 | F6 | Commercial | Restaurant (ID) | New | Food Preparation | Natural Gas | Conveyor Oven | E5 | Utility - Value of Sales | 0 | 0 | 0 | 0 | 0 | 0 | 0 | 0 | 0 | 0 | 0 | 0 | 0 | 0 | 0 | 0 | 0 | 0 | 0 | 0 | 0 | 0 | 0 | 0 | 0 | 0 | 0
F6_Commercial_Restaurant (ID)_New_Food Preparation_Natural Gas_Conveyor Oven_E6 | F6 | Commercial | Restaurant (ID) | New | Food Preparation | Natural Gas | Conveyor Oven | E6 | Utility - Value of Sales | 0 | 0 | 0 | 0 | 0 | 0 | 0 | 0 | 0 | 0 | 0 | 0 | 0 | 0 | 0 | 0 | 0 | 0 | 0 | 0 | 0 | 0 | 0 | 0 | 0 | 0 | 0
F6_Commercial_Restaurant (ID)_New_Food Preparation_Natural Gas_Conveyor Oven_E7 | F6 | Commercial | Restaurant (ID) | New | Food Preparation | Natural Gas | Conveyor Oven | E7 | Utility - Value of Sales | 0 | 0 | 0 | 0 | 0 | 0 | 0 | 0 | 0 | 0 | 0 | 0 | 0 | 0 | 0 | 0 | 0 | 0 | 0 | 0 | 0 | 0 | 0 | 0 | 0 | 0 | 0
F6_Commercial_Restaurant (ID)_New_Food Preparation_Natural Gas_Conveyor Oven_E8 | F6 | Commercial | Restaurant (ID) | New | Food Preparation | Natural Gas | Conveyor Oven | E8 | Utility - Value of Sales | 0 | 0 | 0 | 0 | 0 | 0 | 0 | 0 | 0 | 0 | 0 | 0 | 0 | 0 | 0 | 0 | 0 | 0 | 0 | 0 | 0 | 0 | 0 | 0 | 0 | 0 | 0
F6_Commercial_Restaurant (ID)_New_Food Preparation_Natural Gas_Conveyor Oven_E9 | F6 | Commercial | Restaurant (ID) | New | Food Preparation | Natural Gas | Conveyor Oven | E9 | Utility - Value of Sales | 0 | 0 | 0 | 0 | 0 | 0 | 0 | 0 | 0 | 0 | 0 | 0 | 0 | 0 | 0 | 0 | 0 | 0 | 0 | 0 | 0 | 0 | 0 | 0 | 0 | 0 | 0
F6_Commercial_Restaurant (ID)_New_Food Preparation_Natural Gas_Conveyor Oven_E10 | F6 | Commercial | Restaurant (ID) | New | Food Preparation | Natural Gas | Conveyor Oven | E10 | Utility - Value of Sales | 0 | 0 | 0 | 0 | 0 | 0 | 0 | 0 | 0 | 0 | 0 | 0 | 0 | 0 | 0 | 0 | 0 | 0 | 0 | 0 | 0 | 0 | 0 | 0 | 0 | 0 | 0
F1_Commercial_Restaurant (ID)_New_Food Preparation_Natural Gas_Double Rack Oven_E1 | F1 | Commercial | Restaurant (ID) | New | Food Preparation | Natural Gas | Double Rack Oven | E1 | RVT - Cost of Equipment | 0.0020466 | 0.0020466 | 0.0020466 | 0.0020466 | 0.0020466 | 0.0020466 | 0.0020466 | 0.0020466 | 0.0020466 | 0.0020466 | 0.0020466 | 0.0020466 | 0.0020466 | 0.0020466 | 0.0020466 | 0.0020466 | 0.0020466 | 0.0020466 | 0.0020466 | 0.0020466 | 0.0020466 | 0.0020466 | 0.0020466 | 0.0020466 | 0.0020466 | 0.0020466 | 0.0020466
F1_Commercial_Restaurant (ID)_New_Food Preparation_Natural Gas_Double Rack Oven_E2 | F1 | Commercial | Restaurant (ID) | New | Food Preparation | Natural Gas | Double Rack Oven | E2 | RVT - Cost of Equipment | 0.0092846 | 0.0092846 | 0.0092846 | 0.0092846 | 0.0092846 | 0.0092846 | 0.0092846 | 0.0092846 | 0.0092846 | 0.0092846 | 0.0092846 | 0.0092846 | 0.0092846 | 0.0092846 | 0.0092846 | 0.0092846 | 0.0092846 | 0.0092846 | 0.0092846 | 0.0092846 | 0.0092846 | 0.0092846 | 0.0092846 | 0.0092846 | 0.0092846 | 0.0092846 | 0.0092846
F1_Commercial_Restaurant (ID)_New_Food Preparation_Natural Gas_Double Rack Oven_E3 | F1 | Commercial | Restaurant (ID) | New | Food Preparation | Natural Gas | Double Rack Oven | E3 | RVT - Cost of Equipment | 0 | 0 | 0 | 0 | 0 | 0 | 0 | 0 | 0 | 0 | 0 | 0 | 0 | 0 | 0 | 0 | 0 | 0 | 0 | 0 | 0 | 0 | 0 | 0 | 0 | 0 | 0
F1_Commercial_Restaurant (ID)_New_Food Preparation_Natural Gas_Double Rack Oven_E4 | F1 | Commercial | Restaurant (ID) | New | Food Preparation | Natural Gas | Double Rack Oven | E4 | RVT - Cost of Equipment | 0 | 0 | 0 | 0 | 0 | 0 | 0 | 0 | 0 | 0 | 0 | 0 | 0 | 0 | 0 | 0 | 0 | 0 | 0 | 0 | 0 | 0 | 0 | 0 | 0 | 0 | 0
F1_Commercial_Restaurant (ID)_New_Food Preparation_Natural Gas_Double Rack Oven_E5 | F1 | Commercial | Restaurant (ID) | New | Food Preparation | Natural Gas | Double Rack Oven | E5 | RVT - Cost of Equipment | 0 | 0 | 0 | 0 | 0 | 0 | 0 | 0 | 0 | 0 | 0 | 0 | 0 | 0 | 0 | 0 | 0 | 0 | 0 | 0 | 0 | 0 | 0 | 0 | 0 | 0 | 0
F1_Commercial_Restaurant (ID)_New_Food Preparation_Natural Gas_Double Rack Oven_E6 | F1 | Commercial | Restaurant (ID) | New | Food Preparation | Natural Gas | Double Rack Oven | E6 | RVT - Cost of Equipment | 0 | 0 | 0 | 0 | 0 | 0 | 0 | 0 | 0 | 0 | 0 | 0 | 0 | 0 | 0 | 0 | 0 | 0 | 0 | 0 | 0 | 0 | 0 | 0 | 0 | 0 | 0
F1_Commercial_Restaurant (ID)_New_Food Preparation_Natural Gas_Double Rack Oven_E7 | F1 | Commercial | Restaurant (ID) | New | Food Preparation | Natural Gas | Double Rack Oven | E7 | RVT - Cost of Equipment | 0 | 0 | 0 | 0 | 0 | 0 | 0 | 0 | 0 | 0 | 0 | 0 | 0 | 0 | 0 | 0 | 0 | 0 | 0 | 0 | 0 | 0 | 0 | 0 | 0 | 0 | 0
F1_Commercial_Restaurant (ID)_New_Food Preparation_Natural Gas_Double Rack Oven_E8 | F1 | Commercial | Restaurant (ID) | New | Food Preparation | Natural Gas | Double Rack Oven | E8 | RVT - Cost of Equipment | 0 | 0 | 0 | 0 | 0 | 0 | 0 | 0 | 0 | 0 | 0 | 0 | 0 | 0 | 0 | 0 | 0 | 0 | 0 | 0 | 0 | 0 | 0 | 0 | 0 | 0 | 0
F1_Commercial_Restaurant (ID)_New_Food Preparation_Natural Gas_Double Rack Oven_E9 | F1 | Commercial | Restaurant (ID) | New | Food Preparation | Natural Gas | Double Rack Oven | E9 | RVT - Cost of Equipment | 0 | 0 | 0 | 0 | 0 | 0 | 0 | 0 | 0 | 0 | 0 | 0 | 0 | 0 | 0 | 0 | 0 | 0 | 0 | 0 | 0 | 0 | 0 | 0 | 0 | 0 | 0
F1_Commercial_Restaurant (ID)_New_Food Preparation_Natural Gas_Double Rack Oven_E10 | F1 | Commercial | Restaurant (ID) | New | Food Preparation | Natural Gas | Double Rack Oven | E10 | RVT - Cost of Equipment | 0 | 0 | 0 | 0 | 0 | 0 | 0 | 0 | 0 | 0 | 0 | 0 | 0 | 0 | 0 | 0 | 0 | 0 | 0 | 0 | 0 | 0 | 0 | 0 | 0 | 0 | 0
F2_Commercial_Restaurant (ID)_New_Food Preparation_Natural Gas_Double Rack Oven_E1 | F2 | Commercial | Restaurant (ID) | New | Food Preparation | Natural Gas | Double Rack Oven | E1 | RVT - Cost of Operation | 0.42493 | 0.43295 | 0.44238 | 0.45336 | 0.46594 | 0.48165 | 0.4974 | 0.51235 | 0.52588 | 0.539 | 0.5526 | 0.56496 | 0.578 | 0.59034 | 0.60095 | 0.61053 | 0.61863 | 0.62637 | 0.6346 | 0.64228 | 0.64999 | 0.66146 | 0.67305 | 0.68501 | 0.69718 | 0.70957 | 0.72217
F2_Commercial_Restaurant (ID)_New_Food Preparation_Natural Gas_Double Rack Oven_E2 | F2 | Commercial | Restaurant (ID) | New | Food Preparation | Natural Gas | Double Rack Oven | E2 | RVT - Cost of Operation | 0.26326 | 0.26823 | 0.27407 | 0.28087 | 0.28867 | 0.2984 | 0.30816 | 0.31742 | 0.32581 | 0.33393 | 0.34236 | 0.35001 | 0.35809 | 0.36574 | 0.37231 | 0.37825 | 0.38327 | 0.38806 | 0.39316 | 0.39792 | 0.4027 | 0.4098 | 0.41698 | 0.42439 | 0.43193 | 0.4396 | 0.44741
F2_Commercial_Restaurant (ID)_New_Food Preparation_Natural Gas_Double Rack Oven_E3 | F2 | Commercial | Restaurant (ID) | New | Food Preparation | Natural Gas | Double Rack Oven | E3 | RVT - Cost of Operation | 0 | 0 | 0 | 0 | 0 | 0 | 0 | 0 | 0 | 0 | 0 | 0 | 0 | 0 | 0 | 0 | 0 | 0 | 0 | 0 | 0 | 0 | 0 | 0 | 0 | 0 | 0
F2_Commercial_Restaurant (ID)_New_Food Preparation_Natural Gas_Double Rack Oven_E4 | F2 | Commercial | Restaurant (ID) | New | Food Preparation | Natural Gas | Double Rack Oven | E4 | RVT - Cost of Operation | 0 | 0 | 0 | 0 | 0 | 0 | 0 | 0 | 0 | 0 | 0 | 0 | 0 | 0 | 0 | 0 | 0 | 0 | 0 | 0 | 0 | 0 | 0 | 0 | 0 | 0 | 0
F2_Commercial_Restaurant (ID)_New_Food Preparation_Natural Gas_Double Rack Oven_E5 | F2 | Commercial | Restaurant (ID) | New | Food Preparation | Natural Gas | Double Rack Oven | E5 | RVT - Cost of Operation | 0 | 0 | 0 | 0 | 0 | 0 | 0 | 0 | 0 | 0 | 0 | 0 | 0 | 0 | 0 | 0 | 0 | 0 | 0 | 0 | 0 | 0 | 0 | 0 | 0 | 0 | 0
F2_Commercial_Restaurant (ID)_New_Food Preparation_Natural Gas_Double Rack Oven_E6 | F2 | Commercial | Restaurant (ID) | New | Food Preparation | Natural Gas | Double Rack Oven | E6 | RVT - Cost of Operation | 0 | 0 | 0 | 0 | 0 | 0 | 0 | 0 | 0 | 0 | 0 | 0 | 0 | 0 | 0 | 0 | 0 | 0 | 0 | 0 | 0 | 0 | 0 | 0 | 0 | 0 | 0
F2_Commercial_Restaurant (ID)_New_Food Preparation_Natural Gas_Double Rack Oven_E7 | F2 | Commercial | Restaurant (ID) | New | Food Preparation | Natural Gas | Double Rack Oven | E7 | RVT - Cost of Operation | 0 | 0 | 0 | 0 | 0 | 0 | 0 | 0 | 0 | 0 | 0 | 0 | 0 | 0 | 0 | 0 | 0 | 0 | 0 | 0 | 0 | 0 | 0 | 0 | 0 | 0 | 0
F2_Commercial_Restaurant (ID)_New_Food Preparation_Natural Gas_Double Rack Oven_E8 | F2 | Commercial | Restaurant (ID) | New | Food Preparation | Natural Gas | Double Rack Oven | E8 | RVT - Cost of Operation | 0 | 0 | 0 | 0 | 0 | 0 | 0 | 0 | 0 | 0 | 0 | 0 | 0 | 0 | 0 | 0 | 0 | 0 | 0 | 0 | 0 | 0 | 0 | 0 | 0 | 0 | 0
F2_Commercial_Restaurant (ID)_New_Food Preparation_Natural Gas_Double Rack Oven_E9 | F2 | Commercial | Restaurant (ID) | New | Food Preparation | Natural Gas | Double Rack Oven | E9 | RVT - Cost of Operation | 0 | 0 | 0 | 0 | 0 | 0 | 0 | 0 | 0 | 0 | 0 | 0 | 0 | 0 | 0 | 0 | 0 | 0 | 0 | 0 | 0 | 0 | 0 | 0 | 0 | 0 | 0
F2_Commercial_Restaurant (ID)_New_Food Preparation_Natural Gas_Double Rack Oven_E10 | F2 | Commercial | Restaurant (ID) | New | Food Preparation | Natural Gas | Double Rack Oven | E10 | RVT - Cost of Operation | 0 | 0 | 0 | 0 | 0 | 0 | 0 | 0 | 0 | 0 | 0 | 0 | 0 | 0 | 0 | 0 | 0 | 0 | 0 | 0 | 0 | 0 | 0 | 0 | 0 | 0 | 0
F3_Commercial_Restaurant (ID)_New_Food Preparation_Natural Gas_Double Rack Oven_E1 | F3 | Commercial | Restaurant (ID) | New | Food Preparation | Natural Gas | Double Rack Oven | E1 | System - kBTUs of Consumption | 101.3712 | 101.3712 | 101.3712 | 101.3712 | 101.3712 | 101.3712 | 101.3712 | 101.3712 | 101.3712 | 101.3712 | 101.3712 | 101.3712 | 101.3712 | 101.3712 | 101.3712 | 101.3712 | 101.3712 | 101.3712 | 101.3712 | 101.3712 | 101.3712 | 101.3712 | 101.3712 | 101.3712 | 101.3712 | 101.3712 | 101.3712
F3_Commercial_Restaurant (ID)_New_Food Preparation_Natural Gas_Double Rack Oven_E2 | F3 | Commercial | Restaurant (ID) | New | Food Preparation | Natural Gas | Double Rack Oven | E2 | System - kBTUs of Consumption | 62.8034 | 62.8034 | 62.8034 | 62.8034 | 62.8034 | 62.8034 | 62.8034 | 62.8034 | 62.8034 | 62.8034 | 62.8034 | 62.8034 | 62.8034 | 62.8034 | 62.8034 | 62.8034 | 62.8034 | 62.8034 | 62.8034 | 62.8034 | 62.8034 | 62.8034 | 62.8034 | 62.8034 | 62.8034 | 62.8034 | 62.8034
F3_Commercial_Restaurant (ID)_New_Food Preparation_Natural Gas_Double Rack Oven_E3 | F3 | Commercial | Restaurant (ID) | New | Food Preparation | Natural Gas | Double Rack Oven | E3 | System - kBTUs of Consumption | 0 | 0 | 0 | 0 | 0 | 0 | 0 | 0 | 0 | 0 | 0 | 0 | 0 | 0 | 0 | 0 | 0 | 0 | 0 | 0 | 0 | 0 | 0 | 0 | 0 | 0 | 0
F3_Commercial_Restaurant (ID)_New_Food Preparation_Natural Gas_Double Rack Oven_E4 | F3 | Commercial | Restaurant (ID) | New | Food Preparation | Natural Gas | Double Rack Oven | E4 | System - kBTUs of Consumption | 0 | 0 | 0 | 0 | 0 | 0 | 0 | 0 | 0 | 0 | 0 | 0 | 0 | 0 | 0 | 0 | 0 | 0 | 0 | 0 | 0 | 0 | 0 | 0 | 0 | 0 | 0
F3_Commercial_Restaurant (ID)_New_Food Preparation_Natural Gas_Double Rack Oven_E5 | F3 | Commercial | Restaurant (ID) | New | Food Preparation | Natural Gas | Double Rack Oven | E5 | System - kBTUs of Consumption | 0 | 0 | 0 | 0 | 0 | 0 | 0 | 0 | 0 | 0 | 0 | 0 | 0 | 0 | 0 | 0 | 0 | 0 | 0 | 0 | 0 | 0 | 0 | 0 | 0 | 0 | 0
F3_Commercial_Restaurant (ID)_New_Food Preparation_Natural Gas_Double Rack Oven_E6 | F3 | Commercial | Restaurant (ID) | New | Food Preparation | Natural Gas | Double Rack Oven | E6 | System - kBTUs of Consumption | 0 | 0 | 0 | 0 | 0 | 0 | 0 | 0 | 0 | 0 | 0 | 0 | 0 | 0 | 0 | 0 | 0 | 0 | 0 | 0 | 0 | 0 | 0 | 0 | 0 | 0 | 0
F3_Commercial_Restaurant (ID)_New_Food Preparation_Natural Gas_Double Rack Oven_E7 | F3 | Commercial | Restaurant (ID) | New | Food Preparation | Natural Gas | Double Rack Oven | E7 | System - kBTUs of Consumption | 0 | 0 | 0 | 0 | 0 | 0 | 0 | 0 | 0 | 0 | 0 | 0 | 0 | 0 | 0 | 0 | 0 | 0 | 0 | 0 | 0 | 0 | 0 | 0 | 0 | 0 | 0
F3_Commercial_Restaurant (ID)_New_Food Preparation_Natural Gas_Double Rack Oven_E8 | F3 | Commercial | Restaurant (ID) | New | Food Preparation | Natural Gas | Double Rack Oven | E8 | System - kBTUs of Consumption | 0 | 0 | 0 | 0 | 0 | 0 | 0 | 0 | 0 | 0 | 0 | 0 | 0 | 0 | 0 | 0 | 0 | 0 | 0 | 0 | 0 | 0 | 0 | 0 | 0 | 0 | 0
F3_Commercial_Restaurant (ID)_New_Food Preparation_Natural Gas_Double Rack Oven_E9 | F3 | Commercial | Restaurant (ID) | New | Food Preparation | Natural Gas | Double Rack Oven | E9 | System - kBTUs of Consumption | 0 | 0 | 0 | 0 | 0 | 0 | 0 | 0 | 0 | 0 | 0 | 0 | 0 | 0 | 0 | 0 | 0 | 0 | 0 | 0 | 0 | 0 | 0 | 0 | 0 | 0 | 0
F3_Commercial_Restaurant (ID)_New_Food Preparation_Natural Gas_Double Rack Oven_E10 | F3 | Commercial | Restaurant (ID) | New | Food Preparation | Natural Gas | Double Rack Oven | E10 | System - kBTUs of Consumption | 0 | 0 | 0 | 0 | 0 | 0 | 0 | 0 | 0 | 0 | 0 | 0 | 0 | 0 | 0 | 0 | 0 | 0 | 0 | 0 | 0 | 0 | 0 | 0 | 0 | 0 | 0
F4_Commercial_Restaurant (ID)_New_Food Preparation_Natural Gas_Double Rack Oven_E1 | F4 | Commercial | Restaurant (ID) | New | Food Preparation | Natural Gas | Double Rack Oven | E1 | Utility - Cost of Equipment | 0.0020466 | 0.0020466 | 0.0020466 | 0.0020466 | 0.0020466 | 0.0020466 | 0.0020466 | 0.0020466 | 0.0020466 | 0.0020466 | 0.0020466 | 0.0020466 | 0.0020466 | 0.0020466 | 0.0020466 | 0.0020466 | 0.0020466 | 0.0020466 | 0.0020466 | 0.0020466 | 0.0020466 | 0.0020466 | 0.0020466 | 0.0020466 | 0.0020466 | 0.0020466 | 0.0020466
F4_Commercial_Restaurant (ID)_New_Food Preparation_Natural Gas_Double Rack Oven_E2 | F4 | Commercial | Restaurant (ID) | New | Food Preparation | Natural Gas | Double Rack Oven | E2 | Utility - Cost of Equipment | 0.0092846 | 0.0092846 | 0.0092846 | 0.0092846 | 0.0092846 | 0.0092846 | 0.0092846 | 0.0092846 | 0.0092846 | 0.0092846 | 0.0092846 | 0.0092846 | 0.0092846 | 0.0092846 | 0.0092846 | 0.0092846 | 0.0092846 | 0.0092846 | 0.0092846 | 0.0092846 | 0.0092846 | 0.0092846 | 0.0092846 | 0.0092846 | 0.0092846 | 0.0092846 | 0.0092846
F4_Commercial_Restaurant (ID)_New_Food Preparation_Natural Gas_Double Rack Oven_E3 | F4 | Commercial | Restaurant (ID) | New | Food Preparation | Natural Gas | Double Rack Oven | E3 | Utility - Cost of Equipment | 0 | 0 | 0 | 0 | 0 | 0 | 0 | 0 | 0 | 0 | 0 | 0 | 0 | 0 | 0 | 0 | 0 | 0 | 0 | 0 | 0 | 0 | 0 | 0 | 0 | 0 | 0
F4_Commercial_Restaurant (ID)_New_Food Preparation_Natural Gas_Double Rack Oven_E4 | F4 | Commercial | Restaurant (ID) | New | Food Preparation | Natural Gas | Double Rack Oven | E4 | Utility - Cost of Equipment | 0 | 0 | 0 | 0 | 0 | 0 | 0 | 0 | 0 | 0 | 0 | 0 | 0 | 0 | 0 | 0 | 0 | 0 | 0 | 0 | 0 | 0 | 0 | 0 | 0 | 0 | 0
F4_Commercial_Restaurant (ID)_New_Food Preparation_Natural Gas_Double Rack Oven_E5 | F4 | Commercial | Restaurant (ID) | New | Food Preparation | Natural Gas | Double Rack Oven | E5 | Utility - Cost of Equipment | 0 | 0 | 0 | 0 | 0 | 0 | 0 | 0 | 0 | 0 | 0 | 0 | 0 | 0 | 0 | 0 | 0 | 0 | 0 | 0 | 0 | 0 | 0 | 0 | 0 | 0 | 0
F4_Commercial_Restaurant (ID)_New_Food Preparation_Natural Gas_Double Rack Oven_E6 | F4 | Commercial | Restaurant (ID) | New | Food Preparation | Natural Gas | Double Rack Oven | E6 | Utility - Cost of Equipment | 0 | 0 | 0 | 0 | 0 | 0 | 0 | 0 | 0 | 0 | 0 | 0 | 0 | 0 | 0 | 0 | 0 | 0 | 0 | 0 | 0 | 0 | 0 | 0 | 0 | 0 | 0
F4_Commercial_Restaurant (ID)_New_Food Preparation_Natural Gas_Double Rack Oven_E7 | F4 | Commercial | Restaurant (ID) | New | Food Preparation | Natural Gas | Double Rack Oven | E7 | Utility - Cost of Equipment | 0 | 0 | 0 | 0 | 0 | 0 | 0 | 0 | 0 | 0 | 0 | 0 | 0 | 0 | 0 | 0 | 0 | 0 | 0 | 0 | 0 | 0 | 0 | 0 | 0 | 0 | 0
F4_Commercial_Restaurant (ID)_New_Food Preparation_Natural Gas_Double Rack Oven_E8 | F4 | Commercial | Restaurant (ID) | New | Food Preparation | Natural Gas | Double Rack Oven | E8 | Utility - Cost of Equipment | 0 | 0 | 0 | 0 | 0 | 0 | 0 | 0 | 0 | 0 | 0 | 0 | 0 | 0 | 0 | 0 | 0 | 0 | 0 | 0 | 0 | 0 | 0 | 0 | 0 | 0 | 0
F4_Commercial_Restaurant (ID)_New_Food Preparation_Natural Gas_Double Rack Oven_E9 | F4 | Commercial | Restaurant (ID) | New | Food Preparation | Natural Gas | Double Rack Oven | E9 | Utility - Cost of Equipment | 0 | 0 | 0 | 0 | 0 | 0 | 0 | 0 | 0 | 0 | 0 | 0 | 0 | 0 | 0 | 0 | 0 | 0 | 0 | 0 | 0 | 0 | 0 | 0 | 0 | 0 | 0
F4_Commercial_Restaurant (ID)_New_Food Preparation_Natural Gas_Double Rack Oven_E10 | F4 | Commercial | Restaurant (ID) | New | Food Preparation | Natural Gas | Double Rack Oven | E10 | Utility - Cost of Equipment | 0 | 0 | 0 | 0 | 0 | 0 | 0 | 0 | 0 | 0 | 0 | 0 | 0 | 0 | 0 | 0 | 0 | 0 | 0 | 0 | 0 | 0 | 0 | 0 | 0 | 0 | 0
F5_Commercial_Restaurant (ID)_New_Food Preparation_Natural Gas_Double Rack Oven_E1 | F5 | Commercial | Restaurant (ID) | New | Food Preparation | Natural Gas | Double Rack Oven | E1 | Utility - Cost of Operation | 0.36078 | 0.36987 | 0.38065 | 0.39299 | 0.40695 | 0.42394 | 0.44142 | 0.45873 | 0.4754 | 0.4923 | 0.50575 | 0.51835 | 0.53188 | 0.54513 | 0.55698 | 0.56806 | 0.57801 | 0.58782 | 0.59831 | 0.60853 | 0.61904 | 0.62996 | 0.641 | 0.65239 | 0.66398 | 0.67578 | 0.68778
F5_Commercial_Restaurant (ID)_New_Food Preparation_Natural Gas_Double Rack Oven_E2 | F5 | Commercial | Restaurant (ID) | New | Food Preparation | Natural Gas | Double Rack Oven | E2 | Utility - Cost of Operation | 0.22352 | 0.22915 | 0.23582 | 0.24347 | 0.25212 | 0.26265 | 0.27348 | 0.2842 | 0.29453 | 0.305 | 0.31333 | 0.32114 | 0.32952 | 0.33773 | 0.34507 | 0.35194 | 0.3581 | 0.36418 | 0.37067 | 0.37701 | 0.38352 | 0.39029 | 0.39713 | 0.40418 | 0.41136 | 0.41867 | 0.42611
F5_Commercial_Restaurant (ID)_New_Food Preparation_Natural Gas_Double Rack Oven_E3 | F5 | Commercial | Restaurant (ID) | New | Food Preparation | Natural Gas | Double Rack Oven | E3 | Utility - Cost of Operation | 0 | 0 | 0 | 0 | 0 | 0 | 0 | 0 | 0 | 0 | 0 | 0 | 0 | 0 | 0 | 0 | 0 | 0 | 0 | 0 | 0 | 0 | 0 | 0 | 0 | 0 | 0
F5_Commercial_Restaurant (ID)_New_Food Preparation_Natural Gas_Double Rack Oven_E4 | F5 | Commercial | Restaurant (ID) | New | Food Preparation | Natural Gas | Double Rack Oven | E4 | Utility - Cost of Operation | 0 | 0 | 0 | 0 | 0 | 0 | 0 | 0 | 0 | 0 | 0 | 0 | 0 | 0 | 0 | 0 | 0 | 0 | 0 | 0 | 0 | 0 | 0 | 0 | 0 | 0 | 0
F5_Commercial_Restaurant (ID)_New_Food Preparation_Natural Gas_Double Rack Oven_E5 | F5 | Commercial | Restaurant (ID) | New | Food Preparation | Natural Gas | Double Rack Oven | E5 | Utility - Cost of Operation | 0 | 0 | 0 | 0 | 0 | 0 | 0 | 0 | 0 | 0 | 0 | 0 | 0 | 0 | 0 | 0 | 0 | 0 | 0 | 0 | 0 | 0 | 0 | 0 | 0 | 0 | 0
F5_Commercial_Restaurant (ID)_New_Food Preparation_Natural Gas_Double Rack Oven_E6 | F5 | Commercial | Restaurant (ID) | New | Food Preparation | Natural Gas | Double Rack Oven | E6 | Utility - Cost of Operation | 0 | 0 | 0 | 0 | 0 | 0 | 0 | 0 | 0 | 0 | 0 | 0 | 0 | 0 | 0 | 0 | 0 | 0 | 0 | 0 | 0 | 0 | 0 | 0 | 0 | 0 | 0
F5_Commercial_Restaurant (ID)_New_Food Preparation_Natural Gas_Double Rack Oven_E7 | F5 | Commercial | Restaurant (ID) | New | Food Preparation | Natural Gas | Double Rack Oven | E7 | Utility - Cost of Operation | 0 | 0 | 0 | 0 | 0 | 0 | 0 | 0 | 0 | 0 | 0 | 0 | 0 | 0 | 0 | 0 | 0 | 0 | 0 | 0 | 0 | 0 | 0 | 0 | 0 | 0 | 0
F5_Commercial_Restaurant (ID)_New_Food Preparation_Natural Gas_Double Rack Oven_E8 | F5 | Commercial | Restaurant (ID) | New | Food Preparation | Natural Gas | Double Rack Oven | E8 | Utility - Cost of Operation | 0 | 0 | 0 | 0 | 0 | 0 | 0 | 0 | 0 | 0 | 0 | 0 | 0 | 0 | 0 | 0 | 0 | 0 | 0 | 0 | 0 | 0 | 0 | 0 | 0 | 0 | 0
F5_Commercial_Restaurant (ID)_New_Food Preparation_Natural Gas_Double Rack Oven_E9 | F5 | Commercial | Restaurant (ID) | New | Food Preparation | Natural Gas | Double Rack Oven | E9 | Utility - Cost of Operation | 0 | 0 | 0 | 0 | 0 | 0 | 0 | 0 | 0 | 0 | 0 | 0 | 0 | 0 | 0 | 0 | 0 | 0 | 0 | 0 | 0 | 0 | 0 | 0 | 0 | 0 | 0
F5_Commercial_Restaurant (ID)_New_Food Preparation_Natural Gas_Double Rack Oven_E10 | F5 | Commercial | Restaurant (ID) | New | Food Preparation | Natural Gas | Double Rack Oven | E10 | Utility - Cost of Operation | 0 | 0 | 0 | 0 | 0 | 0 | 0 | 0 | 0 | 0 | 0 | 0 | 0 | 0 | 0 | 0 | 0 | 0 | 0 | 0 | 0 | 0 | 0 | 0 | 0 | 0 | 0
F6_Commercial_Restaurant (ID)_New_Food Preparation_Natural Gas_Double Rack Oven_E1 | F6 | Commercial | Restaurant (ID) | New | Food Preparation | Natural Gas | Double Rack Oven | E1 | Utility - Value of Sales | 0.42493 | 0.43295 | 0.44238 | 0.45336 | 0.46594 | 0.48165 | 0.4974 | 0.51235 | 0.52588 | 0.539 | 0.5526 | 0.56496 | 0.578 | 0.59034 | 0.60095 | 0.61053 | 0.61863 | 0.62637 | 0.6346 | 0.64228 | 0.64999 | 0.66146 | 0.67305 | 0.68501 | 0.69718 | 0.70957 | 0.72217
F6_Commercial_Restaurant (ID)_New_Food Preparation_Natural Gas_Double Rack Oven_E2 | F6 | Commercial | Restaurant (ID) | New | Food Preparation | Natural Gas | Double Rack Oven | E2 | Utility - Value of Sales | 0.26326 | 0.26823 | 0.27407 | 0.28087 | 0.28867 | 0.2984 | 0.30816 | 0.31742 | 0.32581 | 0.33393 | 0.34236 | 0.35001 | 0.35809 | 0.36574 | 0.37231 | 0.37825 | 0.38327 | 0.38806 | 0.39316 | 0.39792 | 0.4027 | 0.4098 | 0.41698 | 0.42439 | 0.43193 | 0.4396 | 0.44741
F6_Commercial_Restaurant (ID)_New_Food Preparation_Natural Gas_Double Rack Oven_E3 | F6 | Commercial | Restaurant (ID) | New | Food Preparation | Natural Gas | Double Rack Oven | E3 | Utility - Value of Sales | 0 | 0 | 0 | 0 | 0 | 0 | 0 | 0 | 0 | 0 | 0 | 0 | 0 | 0 | 0 | 0 | 0 | 0 | 0 | 0 | 0 | 0 | 0 | 0 | 0 | 0 | 0
F6_Commercial_Restaurant (ID)_New_Food Preparation_Natural Gas_Double Rack Oven_E4 | F6 | Commercial | Restaurant (ID) | New | Food Preparation | Natural Gas | Double Rack Oven | E4 | Utility - Value of Sales | 0 | 0 | 0 | 0 | 0 | 0 | 0 | 0 | 0 | 0 | 0 | 0 | 0 | 0 | 0 | 0 | 0 | 0 | 0 | 0 | 0 | 0 | 0 | 0 | 0 | 0 | 0
F6_Commercial_Restaurant (ID)_New_Food Preparation_Natural Gas_Double Rack Oven_E5 | F6 | Commercial | Restaurant (ID) | New | Food Preparation | Natural Gas | Double Rack Oven | E5 | Utility - Value of Sales | 0 | 0 | 0 | 0 | 0 | 0 | 0 | 0 | 0 | 0 | 0 | 0 | 0 | 0 | 0 | 0 | 0 | 0 | 0 | 0 | 0 | 0 | 0 | 0 | 0 | 0 | 0
F6_Commercial_Restaurant (ID)_New_Food Preparation_Natural Gas_Double Rack Oven_E6 | F6 | Commercial | Restaurant (ID) | New | Food Preparation | Natural Gas | Double Rack Oven | E6 | Utility - Value of Sales | 0 | 0 | 0 | 0 | 0 | 0 | 0 | 0 | 0 | 0 | 0 | 0 | 0 | 0 | 0 | 0 | 0 | 0 | 0 | 0 | 0 | 0 | 0 | 0 | 0 | 0 | 0
F6_Commercial_Restaurant (ID)_New_Food Preparation_Natural Gas_Double Rack Oven_E7 | F6 | Commercial | Restaurant (ID) | New | Food Preparation | Natural Gas | Double Rack Oven | E7 | Utility - Value of Sales | 0 | 0 | 0 | 0 | 0 | 0 | 0 | 0 | 0 | 0 | 0 | 0 | 0 | 0 | 0 | 0 | 0 | 0 | 0 | 0 | 0 | 0 | 0 | 0 | 0 | 0 | 0
F6_Commercial_Restaurant (ID)_New_Food Preparation_Natural Gas_Double Rack Oven_E8 | F6 | Commercial | Restaurant (ID) | New | Food Preparation | Natural Gas | Double Rack Oven | E8 | Utility - Value of Sales | 0 | 0 | 0 | 0 | 0 | 0 | 0 | 0 | 0 | 0 | 0 | 0 | 0 | 0 | 0 | 0 | 0 | 0 | 0 | 0 | 0 | 0 | 0 | 0 | 0 | 0 | 0
F6_Commercial_Restaurant (ID)_New_Food Preparation_Natural Gas_Double Rack Oven_E9 | F6 | Commercial | Restaurant (ID) | New | Food Preparation | Natural Gas | Double Rack Oven | E9 | Utility - Value of Sales | 0 | 0 | 0 | 0 | 0 | 0 | 0 | 0 | 0 | 0 | 0 | 0 | 0 | 0 | 0 | 0 | 0 | 0 | 0 | 0 | 0 | 0 | 0 | 0 | 0 | 0 | 0
F6_Commercial_Restaurant (ID)_New_Food Preparation_Natural Gas_Double Rack Oven_E10 | F6 | Commercial | Restaurant (ID) | New | Food Preparation | Natural Gas | Double Rack Oven | E10 | Utility - Value of Sales | 0 | 0 | 0 | 0 | 0 | 0 | 0 | 0 | 0 | 0 | 0 | 0 | 0 | 0 | 0 | 0 | 0 | 0 | 0 | 0 | 0 | 0 | 0 | 0 | 0 | 0 | 0
F1_Commercial_Restaurant (ID)_New_Food Preparation_Natural Gas_Fryer_E1 | F1 | Commercial | Restaurant (ID) | New | Food Preparation | Natural Gas | Fryer | E1 | RVT - Cost of Equipment | 0.08142 | 0.08142 | 0.08142 | 0.08142 | 0.08142 | 0.08142 | 0.08142 | 0.08142 | 0.08142 | 0.08142 | 0.08142 | 0.08142 | 0.08142 | 0.08142 | 0.08142 | 0.08142 | 0.08142 | 0.08142 | 0.08142 | 0.08142 | 0.08142 | 0.08142 | 0.08142 | 0.08142 | 0.08142 | 0.08142 | 0.08142
F1_Commercial_Restaurant (ID)_New_Food Preparation_Natural Gas_Fryer_E2 | F1 | Commercial | Restaurant (ID) | New | Food Preparation | Natural Gas | Fryer | E2 | RVT - Cost of Equipment | 0.1205 | 0.1205 | 0.1205 | 0.1205 | 0.1205 | 0.1205 | 0.1205 | 0.1205 | 0.1205 | 0.1205 | 0.1205 | 0.1205 | 0.1205 | 0.1205 | 0.1205 | 0.1205 | 0.1205 | 0.1205 | 0.1205 | 0.1205 | 0.1205 | 0.1205 | 0.1205 | 0.1205 | 0.1205 | 0.1205 | 0.1205
F1_Commercial_Restaurant (ID)_New_Food Preparation_Natural Gas_Fryer_E3 | F1 | Commercial | Restaurant (ID) | New | Food Preparation | Natural Gas | Fryer | E3 | RVT - Cost of Equipment | 0 | 0 | 0 | 0 | 0 | 0 | 0 | 0 | 0 | 0 | 0 | 0 | 0 | 0 | 0 | 0 | 0 | 0 | 0 | 0 | 0 | 0 | 0 | 0 | 0 | 0 | 0
F1_Commercial_Restaurant (ID)_New_Food Preparation_Natural Gas_Fryer_E4 | F1 | Commercial | Restaurant (ID) | New | Food Preparation | Natural Gas | Fryer | E4 | RVT - Cost of Equipment | 0 | 0 | 0 | 0 | 0 | 0 | 0 | 0 | 0 | 0 | 0 | 0 | 0 | 0 | 0 | 0 | 0 | 0 | 0 | 0 | 0 | 0 | 0 | 0 | 0 | 0 | 0
F1_Commercial_Restaurant (ID)_New_Food Preparation_Natural Gas_Fryer_E5 | F1 | Commercial | Restaurant (ID) | New | Food Preparation | Natural Gas | Fryer | E5 | RVT - Cost of Equipment | 0 | 0 | 0 | 0 | 0 | 0 | 0 | 0 | 0 | 0 | 0 | 0 | 0 | 0 | 0 | 0 | 0 | 0 | 0 | 0 | 0 | 0 | 0 | 0 | 0 | 0 | 0
F1_Commercial_Restaurant (ID)_New_Food Preparation_Natural Gas_Fryer_E6 | F1 | Commercial | Restaurant (ID) | New | Food Preparation | Natural Gas | Fryer | E6 | RVT - Cost of Equipment | 0 | 0 | 0 | 0 | 0 | 0 | 0 | 0 | 0 | 0 | 0 | 0 | 0 | 0 | 0 | 0 | 0 | 0 | 0 | 0 | 0 | 0 | 0 | 0 | 0 | 0 | 0
F1_Commercial_Restaurant (ID)_New_Food Preparation_Natural Gas_Fryer_E7 | F1 | Commercial | Restaurant (ID) | New | Food Preparation | Natural Gas | Fryer | E7 | RVT - Cost of Equipment | 0 | 0 | 0 | 0 | 0 | 0 | 0 | 0 | 0 | 0 | 0 | 0 | 0 | 0 | 0 | 0 | 0 | 0 | 0 | 0 | 0 | 0 | 0 | 0 | 0 | 0 | 0
F1_Commercial_Restaurant (ID)_New_Food Preparation_Natural Gas_Fryer_E8 | F1 | Commercial | Restaurant (ID) | New | Food Preparation | Natural Gas | Fryer | E8 | RVT - Cost of Equipment | 0 | 0 | 0 | 0 | 0 | 0 | 0 | 0 | 0 | 0 | 0 | 0 | 0 | 0 | 0 | 0 | 0 | 0 | 0 | 0 | 0 | 0 | 0 | 0 | 0 | 0 | 0
F1_Commercial_Restaurant (ID)_New_Food Preparation_Natural Gas_Fryer_E9 | F1 | Commercial | Restaurant (ID) | New | Food Preparation | Natural Gas | Fryer | E9 | RVT - Cost of Equipment | 0 | 0 | 0 | 0 | 0 | 0 | 0 | 0 | 0 | 0 | 0 | 0 | 0 | 0 | 0 | 0 | 0 | 0 | 0 | 0 | 0 | 0 | 0 | 0 | 0 | 0 | 0
F1_Commercial_Restaurant (ID)_New_Food Preparation_Natural Gas_Fryer_E10 | F1 | Commercial | Restaurant (ID) | New | Food Preparation | Natural Gas | Fryer | E10 | RVT - Cost of Equipment | 0 | 0 | 0 | 0 | 0 | 0 | 0 | 0 | 0 | 0 | 0 | 0 | 0 | 0 | 0 | 0 | 0 | 0 | 0 | 0 | 0 | 0 | 0 | 0 | 0 | 0 | 0
F2_Commercial_Restaurant (ID)_New_Food Preparation_Natural Gas_Fryer_E1 | F2 | Commercial | Restaurant (ID) | New | Food Preparation | Natural Gas | Fryer | E1 | RVT - Cost of Operation | 0.2203 | 0.22472 | 0.22971 | 0.2353 | 0.24154 | 0.24909 | 0.25657 | 0.26365 | 0.27007 | 0.27632 | 0.28279 | 0.28873 | 0.29506 | 0.30121 | 0.30661 | 0.31157 | 0.31591 | 0.32009 | 0.32451 | 0.3287 | 0.33292 | 0.3388 | 0.34475 | 0.35088 | 0.35711 | 0.36345 | 0.36991
F2_Commercial_Restaurant (ID)_New_Food Preparation_Natural Gas_Fryer_E2 | F2 | Commercial | Restaurant (ID) | New | Food Preparation | Natural Gas | Fryer | E2 | RVT - Cost of Operation | 0.15194 | 0.15499 | 0.15843 | 0.16229 | 0.16659 | 0.1718 | 0.17696 | 0.18184 | 0.18627 | 0.19058 | 0.19504 | 0.19913 | 0.20351 | 0.20774 | 0.21147 | 0.21489 | 0.21788 | 0.22077 | 0.22382 | 0.22671 | 0.22962 | 0.23367 | 0.23778 | 0.242 | 0.2463 | 0.25068 | 0.25513
F2_Commercial_Restaurant (ID)_New_Food Preparation_Natural Gas_Fryer_E3 | F2 | Commercial | Restaurant (ID) | New | Food Preparation | Natural Gas | Fryer | E3 | RVT - Cost of Operation | 0 | 0 | 0 | 0 | 0 | 0 | 0 | 0 | 0 | 0 | 0 | 0 | 0 | 0 | 0 | 0 | 0 | 0 | 0 | 0 | 0 | 0 | 0 | 0 | 0 | 0 | 0
F2_Commercial_Restaurant (ID)_New_Food Preparation_Natural Gas_Fryer_E4 | F2 | Commercial | Restaurant (ID) | New | Food Preparation | Natural Gas | Fryer | E4 | RVT - Cost of Operation | 0 | 0 | 0 | 0 | 0 | 0 | 0 | 0 | 0 | 0 | 0 | 0 | 0 | 0 | 0 | 0 | 0 | 0 | 0 | 0 | 0 | 0 | 0 | 0 | 0 | 0 | 0
F2_Commercial_Restaurant (ID)_New_Food Preparation_Natural Gas_Fryer_E5 | F2 | Commercial | Restaurant (ID) | New | Food Preparation | Natural Gas | Fryer | E5 | RVT - Cost of Operation | 0 | 0 | 0 | 0 | 0 | 0 | 0 | 0 | 0 | 0 | 0 | 0 | 0 | 0 | 0 | 0 | 0 | 0 | 0 | 0 | 0 | 0 | 0 | 0 | 0 | 0 | 0
F2_Commercial_Restaurant (ID)_New_Food Preparation_Natural Gas_Fryer_E6 | F2 | Commercial | Restaurant (ID) | New | Food Preparation | Natural Gas | Fryer | E6 | RVT - Cost of Operation | 0 | 0 | 0 | 0 | 0 | 0 | 0 | 0 | 0 | 0 | 0 | 0 | 0 | 0 | 0 | 0 | 0 | 0 | 0 | 0 | 0 | 0 | 0 | 0 | 0 | 0 | 0
F2_Commercial_Restaurant (ID)_New_Food Preparation_Natural Gas_Fryer_E7 | F2 | Commercial | Restaurant (ID) | New | Food Preparation | Natural Gas | Fryer | E7 | RVT - Cost of Operation | 0 | 0 | 0 | 0 | 0 | 0 | 0 | 0 | 0 | 0 | 0 | 0 | 0 | 0 | 0 | 0 | 0 | 0 | 0 | 0 | 0 | 0 | 0 | 0 | 0 | 0 | 0
F2_Commercial_Restaurant (ID)_New_Food Preparation_Natural Gas_Fryer_E8 | F2 | Commercial | Restaurant (ID) | New | Food Preparation | Natural Gas | Fryer | E8 | RVT - Cost of Operation | 0 | 0 | 0 | 0 | 0 | 0 | 0 | 0 | 0 | 0 | 0 | 0 | 0 | 0 | 0 | 0 | 0 | 0 | 0 | 0 | 0 | 0 | 0 | 0 | 0 | 0 | 0
F2_Commercial_Restaurant (ID)_New_Food Preparation_Natural Gas_Fryer_E9 | F2 | Commercial | Restaurant (ID) | New | Food Preparation | Natural Gas | Fryer | E9 | RVT - Cost of Operation | 0 | 0 | 0 | 0 | 0 | 0 | 0 | 0 | 0 | 0 | 0 | 0 | 0 | 0 | 0 | 0 | 0 | 0 | 0 | 0 | 0 | 0 | 0 | 0 | 0 | 0 | 0
F2_Commercial_Restaurant (ID)_New_Food Preparation_Natural Gas_Fryer_E10 | F2 | Commercial | Restaurant (ID) | New | Food Preparation | Natural Gas | Fryer | E10 | RVT - Cost of Operation | 0 | 0 | 0 | 0 | 0 | 0 | 0 | 0 | 0 | 0 | 0 | 0 | 0 | 0 | 0 | 0 | 0 | 0 | 0 | 0 | 0 | 0 | 0 | 0 | 0 | 0 | 0
F3_Commercial_Restaurant (ID)_New_Food Preparation_Natural Gas_Fryer_E1 | F3 | Commercial | Restaurant (ID) | New | Food Preparation | Natural Gas | Fryer | E1 | System - kBTUs of Consumption | 50.9686 | 50.9686 | 50.9686 | 50.9686 | 50.9686 | 50.9686 | 50.9686 | 50.9686 | 50.9686 | 50.9686 | 50.9686 | 50.9686 | 50.9686 | 50.9686 | 50.9686 | 50.9686 | 50.9686 | 50.9686 | 50.9686 | 50.9686 | 50.9686 | 50.9686 | 50.9686 | 50.9686 | 50.9686 | 50.9686 | 50.9686
F3_Commercial_Restaurant (ID)_New_Food Preparation_Natural Gas_Fryer_E2 | F3 | Commercial | Restaurant (ID) | New | Food Preparation | Natural Gas | Fryer | E2 | System - kBTUs of Consumption | 35.1532 | 35.1532 | 35.1532 | 35.1532 | 35.1532 | 35.1532 | 35.1532 | 35.1532 | 35.1532 | 35.1532 | 35.1532 | 35.1532 | 35.1532 | 35.1532 | 35.1532 | 35.1532 | 35.1532 | 35.1532 | 35.1532 | 35.1532 | 35.1532 | 35.1532 | 35.1532 | 35.1532 | 35.1532 | 35.1532 | 35.1532
F3_Commercial_Restaurant (ID)_New_Food Preparation_Natural Gas_Fryer_E3 | F3 | Commercial | Restaurant (ID) | New | Food Preparation | Natural Gas | Fryer | E3 | System - kBTUs of Consumption | 0 | 0 | 0 | 0 | 0 | 0 | 0 | 0 | 0 | 0 | 0 | 0 | 0 | 0 | 0 | 0 | 0 | 0 | 0 | 0 | 0 | 0 | 0 | 0 | 0 | 0 | 0
F3_Commercial_Restaurant (ID)_New_Food Preparation_Natural Gas_Fryer_E4 | F3 | Commercial | Restaurant (ID) | New | Food Preparation | Natural Gas | Fryer | E4 | System - kBTUs of Consumption | 0 | 0 | 0 | 0 | 0 | 0 | 0 | 0 | 0 | 0 | 0 | 0 | 0 | 0 | 0 | 0 | 0 | 0 | 0 | 0 | 0 | 0 | 0 | 0 | 0 | 0 | 0
F3_Commercial_Restaurant (ID)_New_Food Preparation_Natural Gas_Fryer_E5 | F3 | Commercial | Restaurant (ID) | New | Food Preparation | Natural Gas | Fryer | E5 | System - kBTUs of Consumption | 0 | 0 | 0 | 0 | 0 | 0 | 0 | 0 | 0 | 0 | 0 | 0 | 0 | 0 | 0 | 0 | 0 | 0 | 0 | 0 | 0 | 0 | 0 | 0 | 0 | 0 | 0
F3_Commercial_Restaurant (ID)_New_Food Preparation_Natural Gas_Fryer_E6 | F3 | Commercial | Restaurant (ID) | New | Food Preparation | Natural Gas | Fryer | E6 | System - kBTUs of Consumption | 0 | 0 | 0 | 0 | 0 | 0 | 0 | 0 | 0 | 0 | 0 | 0 | 0 | 0 | 0 | 0 | 0 | 0 | 0 | 0 | 0 | 0 | 0 | 0 | 0 | 0 | 0
F3_Commercial_Restaurant (ID)_New_Food Preparation_Natural Gas_Fryer_E7 | F3 | Commercial | Restaurant (ID) | New | Food Preparation | Natural Gas | Fryer | E7 | System - kBTUs of Consumption | 0 | 0 | 0 | 0 | 0 | 0 | 0 | 0 | 0 | 0 | 0 | 0 | 0 | 0 | 0 | 0 | 0 | 0 | 0 | 0 | 0 | 0 | 0 | 0 | 0 | 0 | 0
F3_Commercial_Restaurant (ID)_New_Food Preparation_Natural Gas_Fryer_E8 | F3 | Commercial | Restaurant (ID) | New | Food Preparation | Natural Gas | Fryer | E8 | System - kBTUs of Consumption | 0 | 0 | 0 | 0 | 0 | 0 | 0 | 0 | 0 | 0 | 0 | 0 | 0 | 0 | 0 | 0 | 0 | 0 | 0 | 0 | 0 | 0 | 0 | 0 | 0 | 0 | 0
F3_Commercial_Restaurant (ID)_New_Food Preparation_Natural Gas_Fryer_E9 | F3 | Commercial | Restaurant (ID) | New | Food Preparation | Natural Gas | Fryer | E9 | System - kBTUs of Consumption | 0 | 0 | 0 | 0 | 0 | 0 | 0 | 0 | 0 | 0 | 0 | 0 | 0 | 0 | 0 | 0 | 0 | 0 | 0 | 0 | 0 | 0 | 0 | 0 | 0 | 0 | 0
F3_Commercial_Restaurant (ID)_New_Food Preparation_Natural Gas_Fryer_E10 | F3 | Commercial | Restaurant (ID) | New | Food Preparation | Natural Gas | Fryer | E10 | System - kBTUs of Consumption | 0 | 0 | 0 | 0 | 0 | 0 | 0 | 0 | 0 | 0 | 0 | 0 | 0 | 0 | 0 | 0 | 0 | 0 | 0 | 0 | 0 | 0 | 0 | 0 | 0 | 0 | 0
F4_Commercial_Restaurant (ID)_New_Food Preparation_Natural Gas_Fryer_E1 | F4 | Commercial | Restaurant (ID) | New | Food Preparation | Natural Gas | Fryer | E1 | Utility - Cost of Equipment | 0.08142 | 0.08142 | 0.08142 | 0.08142 | 0.08142 | 0.08142 | 0.08142 | 0.08142 | 0.08142 | 0.08142 | 0.08142 | 0.08142 | 0.08142 | 0.08142 | 0.08142 | 0.08142 | 0.08142 | 0.08142 | 0.08142 | 0.08142 | 0.08142 | 0.08142 | 0.08142 | 0.08142 | 0.08142 | 0.08142 | 0.08142
F4_Commercial_Restaurant (ID)_New_Food Preparation_Natural Gas_Fryer_E2 | F4 | Commercial | Restaurant (ID) | New | Food Preparation | Natural Gas | Fryer | E2 | Utility - Cost of Equipment | 0.1205 | 0.1205 | 0.1205 | 0.1205 | 0.1205 | 0.1205 | 0.1205 | 0.1205 | 0.1205 | 0.1205 | 0.1205 | 0.1205 | 0.1205 | 0.1205 | 0.1205 | 0.1205 | 0.1205 | 0.1205 | 0.1205 | 0.1205 | 0.1205 | 0.1205 | 0.1205 | 0.1205 | 0.1205 | 0.1205 | 0.1205
F4_Commercial_Restaurant (ID)_New_Food Preparation_Natural Gas_Fryer_E3 | F4 | Commercial | Restaurant (ID) | New | Food Preparation | Natural Gas | Fryer | E3 | Utility - Cost of Equipment | 0 | 0 | 0 | 0 | 0 | 0 | 0 | 0 | 0 | 0 | 0 | 0 | 0 | 0 | 0 | 0 | 0 | 0 | 0 | 0 | 0 | 0 | 0 | 0 | 0 | 0 | 0
F4_Commercial_Restaurant (ID)_New_Food Preparation_Natural Gas_Fryer_E4 | F4 | Commercial | Restaurant (ID) | New | Food Preparation | Natural Gas | Fryer | E4 | Utility - Cost of Equipment | 0 | 0 | 0 | 0 | 0 | 0 | 0 | 0 | 0 | 0 | 0 | 0 | 0 | 0 | 0 | 0 | 0 | 0 | 0 | 0 | 0 | 0 | 0 | 0 | 0 | 0 | 0
F4_Commercial_Restaurant (ID)_New_Food Preparation_Natural Gas_Fryer_E5 | F4 | Commercial | Restaurant (ID) | New | Food Preparation | Natural Gas | Fryer | E5 | Utility - Cost of Equipment | 0 | 0 | 0 | 0 | 0 | 0 | 0 | 0 | 0 | 0 | 0 | 0 | 0 | 0 | 0 | 0 | 0 | 0 | 0 | 0 | 0 | 0 | 0 | 0 | 0 | 0 | 0
F4_Commercial_Restaurant (ID)_New_Food Preparation_Natural Gas_Fryer_E6 | F4 | Commercial | Restaurant (ID) | New | Food Preparation | Natural Gas | Fryer | E6 | Utility - Cost of Equipment | 0 | 0 | 0 | 0 | 0 | 0 | 0 | 0 | 0 | 0 | 0 | 0 | 0 | 0 | 0 | 0 | 0 | 0 | 0 | 0 | 0 | 0 | 0 | 0 | 0 | 0 | 0
F4_Commercial_Restaurant (ID)_New_Food Preparation_Natural Gas_Fryer_E7 | F4 | Commercial | Restaurant (ID) | New | Food Preparation | Natural Gas | Fryer | E7 | Utility - Cost of Equipment | 0 | 0 | 0 | 0 | 0 | 0 | 0 | 0 | 0 | 0 | 0 | 0 | 0 | 0 | 0 | 0 | 0 | 0 | 0 | 0 | 0 | 0 | 0 | 0 | 0 | 0 | 0
F4_Commercial_Restaurant (ID)_New_Food Preparation_Natural Gas_Fryer_E8 | F4 | Commercial | Restaurant (ID) | New | Food Preparation | Natural Gas | Fryer | E8 | Utility - Cost of Equipment | 0 | 0 | 0 | 0 | 0 | 0 | 0 | 0 | 0 | 0 | 0 | 0 | 0 | 0 | 0 | 0 | 0 | 0 | 0 | 0 | 0 | 0 | 0 | 0 | 0 | 0 | 0
F4_Commercial_Restaurant (ID)_New_Food Preparation_Natural Gas_Fryer_E9 | F4 | Commercial | Restaurant (ID) | New | Food Preparation | Natural Gas | Fryer | E9 | Utility - Cost of Equipment | 0 | 0 | 0 | 0 | 0 | 0 | 0 | 0 | 0 | 0 | 0 | 0 | 0 | 0 | 0 | 0 | 0 | 0 | 0 | 0 | 0 | 0 | 0 | 0 | 0 | 0 | 0
F4_Commercial_Restaurant (ID)_New_Food Preparation_Natural Gas_Fryer_E10 | F4 | Commercial | Restaurant (ID) | New | Food Preparation | Natural Gas | Fryer | E10 | Utility - Cost of Equipment | 0 | 0 | 0 | 0 | 0 | 0 | 0 | 0 | 0 | 0 | 0 | 0 | 0 | 0 | 0 | 0 | 0 | 0 | 0 | 0 | 0 | 0 | 0 | 0 | 0 | 0 | 0
F5_Commercial_Restaurant (ID)_New_Food Preparation_Natural Gas_Fryer_E1 | F5 | Commercial | Restaurant (ID) | New | Food Preparation | Natural Gas | Fryer | E1 | Utility - Cost of Operation | 0.18897 | 0.19394 | 0.19951 | 0.20575 | 0.2127 | 0.22092 | 0.22929 | 0.23754 | 0.24547 | 0.25352 | 0.26007 | 0.26625 | 0.27287 | 0.27937 | 0.28528 | 0.29087 | 0.29597 | 0.30103 | 0.3064 | 0.31166 | 0.31707 | 0.32267 | 0.32833 | 0.33417 | 0.3401 | 0.34615 | 0.3523
F5_Commercial_Restaurant (ID)_New_Food Preparation_Natural Gas_Fryer_E2 | F5 | Commercial | Restaurant (ID) | New | Food Preparation | Natural Gas | Fryer | E2 | Utility - Cost of Operation | 0.13034 | 0.13376 | 0.1376 | 0.14191 | 0.1467 | 0.15237 | 0.15814 | 0.16383 | 0.1693 | 0.17485 | 0.17937 | 0.18364 | 0.1882 | 0.19268 | 0.19676 | 0.20061 | 0.20413 | 0.20762 | 0.21132 | 0.21496 | 0.21868 | 0.22255 | 0.22645 | 0.23048 | 0.23457 | 0.23874 | 0.24298
F5_Commercial_Restaurant (ID)_New_Food Preparation_Natural Gas_Fryer_E3 | F5 | Commercial | Restaurant (ID) | New | Food Preparation | Natural Gas | Fryer | E3 | Utility - Cost of Operation | 0 | 0 | 0 | 0 | 0 | 0 | 0 | 0 | 0 | 0 | 0 | 0 | 0 | 0 | 0 | 0 | 0 | 0 | 0 | 0 | 0 | 0 | 0 | 0 | 0 | 0 | 0
F5_Commercial_Restaurant (ID)_New_Food Preparation_Natural Gas_Fryer_E4 | F5 | Commercial | Restaurant (ID) | New | Food Preparation | Natural Gas | Fryer | E4 | Utility - Cost of Operation | 0 | 0 | 0 | 0 | 0 | 0 | 0 | 0 | 0 | 0 | 0 | 0 | 0 | 0 | 0 | 0 | 0 | 0 | 0 | 0 | 0 | 0 | 0 | 0 | 0 | 0 | 0
F5_Commercial_Restaurant (ID)_New_Food Preparation_Natural Gas_Fryer_E5 | F5 | Commercial | Restaurant (ID) | New | Food Preparation | Natural Gas | Fryer | E5 | Utility - Cost of Operation | 0 | 0 | 0 | 0 | 0 | 0 | 0 | 0 | 0 | 0 | 0 | 0 | 0 | 0 | 0 | 0 | 0 | 0 | 0 | 0 | 0 | 0 | 0 | 0 | 0 | 0 | 0
F5_Commercial_Restaurant (ID)_New_Food Preparation_Natural Gas_Fryer_E6 | F5 | Commercial | Restaurant (ID) | New | Food Preparation | Natural Gas | Fryer | E6 | Utility - Cost of Operation | 0 | 0 | 0 | 0 | 0 | 0 | 0 | 0 | 0 | 0 | 0 | 0 | 0 | 0 | 0 | 0 | 0 | 0 | 0 | 0 | 0 | 0 | 0 | 0 | 0 | 0 | 0
F5_Commercial_Restaurant (ID)_New_Food Preparation_Natural Gas_Fryer_E7 | F5 | Commercial | Restaurant (ID) | New | Food Preparation | Natural Gas | Fryer | E7 | Utility - Cost of Operation | 0 | 0 | 0 | 0 | 0 | 0 | 0 | 0 | 0 | 0 | 0 | 0 | 0 | 0 | 0 | 0 | 0 | 0 | 0 | 0 | 0 | 0 | 0 | 0 | 0 | 0 | 0
F5_Commercial_Restaurant (ID)_New_Food Preparation_Natural Gas_Fryer_E8 | F5 | Commercial | Restaurant (ID) | New | Food Preparation | Natural Gas | Fryer | E8 | Utility - Cost of Operation | 0 | 0 | 0 | 0 | 0 | 0 | 0 | 0 | 0 | 0 | 0 | 0 | 0 | 0 | 0 | 0 | 0 | 0 | 0 | 0 | 0 | 0 | 0 | 0 | 0 | 0 | 0
F5_Commercial_Restaurant (ID)_New_Food Preparation_Natural Gas_Fryer_E9 | F5 | Commercial | Restaurant (ID) | New | Food Preparation | Natural Gas | Fryer | E9 | Utility - Cost of Operation | 0 | 0 | 0 | 0 | 0 | 0 | 0 | 0 | 0 | 0 | 0 | 0 | 0 | 0 | 0 | 0 | 0 | 0 | 0 | 0 | 0 | 0 | 0 | 0 | 0 | 0 | 0
F5_Commercial_Restaurant (ID)_New_Food Preparation_Natural Gas_Fryer_E10 | F5 | Commercial | Restaurant (ID) | New | Food Preparation | Natural Gas | Fryer | E10 | Utility - Cost of Operation | 0 | 0 | 0 | 0 | 0 | 0 | 0 | 0 | 0 | 0 | 0 | 0 | 0 | 0 | 0 | 0 | 0 | 0 | 0 | 0 | 0 | 0 | 0 | 0 | 0 | 0 | 0
F6_Commercial_Restaurant (ID)_New_Food Preparation_Natural Gas_Fryer_E1 | F6 | Commercial | Restaurant (ID) | New | Food Preparation | Natural Gas | Fryer | E1 | Utility - Value of Sales | 0.2203 | 0.22472 | 0.22971 | 0.2353 | 0.24154 | 0.24909 | 0.25657 | 0.26365 | 0.27007 | 0.27632 | 0.28279 | 0.28873 | 0.29506 | 0.30121 | 0.30661 | 0.31157 | 0.31591 | 0.32009 | 0.32451 | 0.3287 | 0.33292 | 0.3388 | 0.34475 | 0.35088 | 0.35711 | 0.36345 | 0.36991
F6_Commercial_Restaurant (ID)_New_Food Preparation_Natural Gas_Fryer_E2 | F6 | Commercial | Restaurant (ID) | New | Food Preparation | Natural Gas | Fryer | E2 | Utility - Value of Sales | 0.15194 | 0.15499 | 0.15843 | 0.16229 | 0.16659 | 0.1718 | 0.17696 | 0.18184 | 0.18627 | 0.19058 | 0.19504 | 0.19913 | 0.20351 | 0.20774 | 0.21147 | 0.21489 | 0.21788 | 0.22077 | 0.22382 | 0.22671 | 0.22962 | 0.23367 | 0.23778 | 0.242 | 0.2463 | 0.25068 | 0.25513
F6_Commercial_Restaurant (ID)_New_Food Preparation_Natural Gas_Fryer_E3 | F6 | Commercial | Restaurant (ID) | New | Food Preparation | Natural Gas | Fryer | E3 | Utility - Value of Sales | 0 | 0 | 0 | 0 | 0 | 0 | 0 | 0 | 0 | 0 | 0 | 0 | 0 | 0 | 0 | 0 | 0 | 0 | 0 | 0 | 0 | 0 | 0 | 0 | 0 | 0 | 0
F6_Commercial_Restaurant (ID)_New_Food Preparation_Natural Gas_Fryer_E4 | F6 | Commercial | Restaurant (ID) | New | Food Preparation | Natural Gas | Fryer | E4 | Utility - Value of Sales | 0 | 0 | 0 | 0 | 0 | 0 | 0 | 0 | 0 | 0 | 0 | 0 | 0 | 0 | 0 | 0 | 0 | 0 | 0 | 0 | 0 | 0 | 0 | 0 | 0 | 0 | 0
F6_Commercial_Restaurant (ID)_New_Food Preparation_Natural Gas_Fryer_E5 | F6 | Commercial | Restaurant (ID) | New | Food Preparation | Natural Gas | Fryer | E5 | Utility - Value of Sales | 0 | 0 | 0 | 0 | 0 | 0 | 0 | 0 | 0 | 0 | 0 | 0 | 0 | 0 | 0 | 0 | 0 | 0 | 0 | 0 | 0 | 0 | 0 | 0 | 0 | 0 | 0
F6_Commercial_Restaurant (ID)_New_Food Preparation_Natural Gas_Fryer_E6 | F6 | Commercial | Restaurant (ID) | New | Food Preparation | Natural Gas | Fryer | E6 | Utility - Value of Sales | 0 | 0 | 0 | 0 | 0 | 0 | 0 | 0 | 0 | 0 | 0 | 0 | 0 | 0 | 0 | 0 | 0 | 0 | 0 | 0 | 0 | 0 | 0 | 0 | 0 | 0 | 0
F6_Commercial_Restaurant (ID)_New_Food Preparation_Natural Gas_Fryer_E7 | F6 | Commercial | Restaurant (ID) | New | Food Preparation | Natural Gas | Fryer | E7 | Utility - Value of Sales | 0 | 0 | 0 | 0 | 0 | 0 | 0 | 0 | 0 | 0 | 0 | 0 | 0 | 0 | 0 | 0 | 0 | 0 | 0 | 0 | 0 | 0 | 0 | 0 | 0 | 0 | 0
F6_Commercial_Restaurant (ID)_New_Food Preparation_Natural Gas_Fryer_E8 | F6 | Commercial | Restaurant (ID) | New | Food Preparation | Natural Gas | Fryer | E8 | Utility - Value of Sales | 0 | 0 | 0 | 0 | 0 | 0 | 0 | 0 | 0 | 0 | 0 | 0 | 0 | 0 | 0 | 0 | 0 | 0 | 0 | 0 | 0 | 0 | 0 | 0 | 0 | 0 | 0
F6_Commercial_Restaurant (ID)_New_Food Preparation_Natural Gas_Fryer_E9 | F6 | Commercial | Restaurant (ID) | New | Food Preparation | Natural Gas | Fryer | E9 | Utility - Value of Sales | 0 | 0 | 0 | 0 | 0 | 0 | 0 | 0 | 0 | 0 | 0 | 0 | 0 | 0 | 0 | 0 | 0 | 0 | 0 | 0 | 0 | 0 | 0 | 0 | 0 | 0 | 0
F6_Commercial_Restaurant (ID)_New_Food Preparation_Natural Gas_Fryer_E10 | F6 | Commercial | Restaurant (ID) | New | Food Preparation | Natural Gas | Fryer | E10 | Utility - Value of Sales | 0 | 0 | 0 | 0 | 0 | 0 | 0 | 0 | 0 | 0 | 0 | 0 | 0 | 0 | 0 | 0 | 0 | 0 | 0 | 0 | 0 | 0 | 0 | 0 | 0 | 0 | 0
F1_Commercial_Restaurant (ID)_New_Food Preparation_Natural Gas_Broiler_E1 | F1 | Commercial | Restaurant (ID) | New | Food Preparation | Natural Gas | Broiler | E1 | RVT - Cost of Equipment | 0.08467 | 0.08467 | 0.08467 | 0.08467 | 0.08467 | 0.08467 | 0.08467 | 0.08467 | 0.08467 | 0.08467 | 0.08467 | 0.08467 | 0.08467 | 0.08467 | 0.08467 | 0.08467 | 0.08467 | 0.08467 | 0.08467 | 0.08467 | 0.08467 | 0.08467 | 0.08467 | 0.08467 | 0.08467 | 0.08467 | 0.08467
F1_Commercial_Restaurant (ID)_New_Food Preparation_Natural Gas_Broiler_E2 | F1 | Commercial | Restaurant (ID) | New | Food Preparation | Natural Gas | Broiler | E2 | RVT - Cost of Equipment | 0.11854 | 0.11854 | 0.11854 | 0.11854 | 0.11854 | 0.11854 | 0.11854 | 0.11854 | 0.11854 | 0.11854 | 0.11854 | 0.11854 | 0.11854 | 0.11854 | 0.11854 | 0.11854 | 0.11854 | 0.11854 | 0.11854 | 0.11854 | 0.11854 | 0.11854 | 0.11854 | 0.11854 | 0.11854 | 0.11854 | 0.11854
F1_Commercial_Restaurant (ID)_New_Food Preparation_Natural Gas_Broiler_E3 | F1 | Commercial | Restaurant (ID) | New | Food Preparation | Natural Gas | Broiler | E3 | RVT - Cost of Equipment | 0 | 0 | 0 | 0 | 0 | 0 | 0 | 0 | 0 | 0 | 0 | 0 | 0 | 0 | 0 | 0 | 0 | 0 | 0 | 0 | 0 | 0 | 0 | 0 | 0 | 0 | 0
F1_Commercial_Restaurant (ID)_New_Food Preparation_Natural Gas_Broiler_E4 | F1 | Commercial | Restaurant (ID) | New | Food Preparation | Natural Gas | Broiler | E4 | RVT - Cost of Equipment | 0 | 0 | 0 | 0 | 0 | 0 | 0 | 0 | 0 | 0 | 0 | 0 | 0 | 0 | 0 | 0 | 0 | 0 | 0 | 0 | 0 | 0 | 0 | 0 | 0 | 0 | 0
F1_Commercial_Restaurant (ID)_New_Food Preparation_Natural Gas_Broiler_E5 | F1 | Commercial | Restaurant (ID) | New | Food Preparation | Natural Gas | Broiler | E5 | RVT - Cost of Equipment | 0 | 0 | 0 | 0 | 0 | 0 | 0 | 0 | 0 | 0 | 0 | 0 | 0 | 0 | 0 | 0 | 0 | 0 | 0 | 0 | 0 | 0 | 0 | 0 | 0 | 0 | 0
F1_Commercial_Restaurant (ID)_New_Food Preparation_Natural Gas_Broiler_E6 | F1 | Commercial | Restaurant (ID) | New | Food Preparation | Natural Gas | Broiler | E6 | RVT - Cost of Equipment | 0 | 0 | 0 | 0 | 0 | 0 | 0 | 0 | 0 | 0 | 0 | 0 | 0 | 0 | 0 | 0 | 0 | 0 | 0 | 0 | 0 | 0 | 0 | 0 | 0 | 0 | 0
F1_Commercial_Restaurant (ID)_New_Food Preparation_Natural Gas_Broiler_E7 | F1 | Commercial | Restaurant (ID) | New | Food Preparation | Natural Gas | Broiler | E7 | RVT - Cost of Equipment | 0 | 0 | 0 | 0 | 0 | 0 | 0 | 0 | 0 | 0 | 0 | 0 | 0 | 0 | 0 | 0 | 0 | 0 | 0 | 0 | 0 | 0 | 0 | 0 | 0 | 0 | 0
F1_Commercial_Restaurant (ID)_New_Food Preparation_Natural Gas_Broiler_E8 | F1 | Commercial | Restaurant (ID) | New | Food Preparation | Natural Gas | Broiler | E8 | RVT - Cost of Equipment | 0 | 0 | 0 | 0 | 0 | 0 | 0 | 0 | 0 | 0 | 0 | 0 | 0 | 0 | 0 | 0 | 0 | 0 | 0 | 0 | 0 | 0 | 0 | 0 | 0 | 0 | 0
F1_Commercial_Restaurant (ID)_New_Food Preparation_Natural Gas_Broiler_E9 | F1 | Commercial | Restaurant (ID) | New | Food Preparation | Natural Gas | Broiler | E9 | RVT - Cost of Equipment | 0 | 0 | 0 | 0 | 0 | 0 | 0 | 0 | 0 | 0 | 0 | 0 | 0 | 0 | 0 | 0 | 0 | 0 | 0 | 0 | 0 | 0 | 0 | 0 | 0 | 0 | 0
F1_Commercial_Restaurant (ID)_New_Food Preparation_Natural Gas_Broiler_E10 | F1 | Commercial | Restaurant (ID) | New | Food Preparation | Natural Gas | Broiler | E10 | RVT - Cost of Equipment | 0 | 0 | 0 | 0 | 0 | 0 | 0 | 0 | 0 | 0 | 0 | 0 | 0 | 0 | 0 | 0 | 0 | 0 | 0 | 0 | 0 | 0 | 0 | 0 | 0 | 0 | 0
F2_Commercial_Restaurant (ID)_New_Food Preparation_Natural Gas_Broiler_E1 | F2 | Commercial | Restaurant (ID) | New | Food Preparation | Natural Gas | Broiler | E1 | RVT - Cost of Operation | 0.21824 | 0.22236 | 0.2272 | 0.23284 | 0.23931 | 0.24737 | 0.25546 | 0.26314 | 0.27009 | 0.27683 | 0.28381 | 0.29016 | 0.29686 | 0.3032 | 0.30865 | 0.31356 | 0.31773 | 0.3217 | 0.32593 | 0.32987 | 0.33383 | 0.33973 | 0.34568 | 0.35182 | 0.35807 | 0.36443 | 0.37091
F2_Commercial_Restaurant (ID)_New_Food Preparation_Natural Gas_Broiler_E2 | F2 | Commercial | Restaurant (ID) | New | Food Preparation | Natural Gas | Broiler | E2 | RVT - Cost of Operation | 0.18614 | 0.18966 | 0.19379 | 0.1986 | 0.20411 | 0.21099 | 0.21789 | 0.22444 | 0.23037 | 0.23612 | 0.24207 | 0.24748 | 0.2532 | 0.2586 | 0.26325 | 0.26745 | 0.271 | 0.27439 | 0.27799 | 0.28136 | 0.28473 | 0.28976 | 0.29484 | 0.30008 | 0.30541 | 0.31083 | 0.31635
F2_Commercial_Restaurant (ID)_New_Food Preparation_Natural Gas_Broiler_E3 | F2 | Commercial | Restaurant (ID) | New | Food Preparation | Natural Gas | Broiler | E3 | RVT - Cost of Operation | 0 | 0 | 0 | 0 | 0 | 0 | 0 | 0 | 0 | 0 | 0 | 0 | 0 | 0 | 0 | 0 | 0 | 0 | 0 | 0 | 0 | 0 | 0 | 0 | 0 | 0 | 0
F2_Commercial_Restaurant (ID)_New_Food Preparation_Natural Gas_Broiler_E4 | F2 | Commercial | Restaurant (ID) | New | Food Preparation | Natural Gas | Broiler | E4 | RVT - Cost of Operation | 0 | 0 | 0 | 0 | 0 | 0 | 0 | 0 | 0 | 0 | 0 | 0 | 0 | 0 | 0 | 0 | 0 | 0 | 0 | 0 | 0 | 0 | 0 | 0 | 0 | 0 | 0
F2_Commercial_Restaurant (ID)_New_Food Preparation_Natural Gas_Broiler_E5 | F2 | Commercial | Restaurant (ID) | New | Food Preparation | Natural Gas | Broiler | E5 | RVT - Cost of Operation | 0 | 0 | 0 | 0 | 0 | 0 | 0 | 0 | 0 | 0 | 0 | 0 | 0 | 0 | 0 | 0 | 0 | 0 | 0 | 0 | 0 | 0 | 0 | 0 | 0 | 0 | 0
F2_Commercial_Restaurant (ID)_New_Food Preparation_Natural Gas_Broiler_E6 | F2 | Commercial | Restaurant (ID) | New | Food Preparation | Natural Gas | Broiler | E6 | RVT - Cost of Operation | 0 | 0 | 0 | 0 | 0 | 0 | 0 | 0 | 0 | 0 | 0 | 0 | 0 | 0 | 0 | 0 | 0 | 0 | 0 | 0 | 0 | 0 | 0 | 0 | 0 | 0 | 0
F2_Commercial_Restaurant (ID)_New_Food Preparation_Natural Gas_Broiler_E7 | F2 | Commercial | Restaurant (ID) | New | Food Preparation | Natural Gas | Broiler | E7 | RVT - Cost of Operation | 0 | 0 | 0 | 0 | 0 | 0 | 0 | 0 | 0 | 0 | 0 | 0 | 0 | 0 | 0 | 0 | 0 | 0 | 0 | 0 | 0 | 0 | 0 | 0 | 0 | 0 | 0
F2_Commercial_Restaurant (ID)_New_Food Preparation_Natural Gas_Broiler_E8 | F2 | Commercial | Restaurant (ID) | New | Food Preparation | Natural Gas | Broiler | E8 | RVT - Cost of Operation | 0 | 0 | 0 | 0 | 0 | 0 | 0 | 0 | 0 | 0 | 0 | 0 | 0 | 0 | 0 | 0 | 0 | 0 | 0 | 0 | 0 | 0 | 0 | 0 | 0 | 0 | 0
F2_Commercial_Restaurant (ID)_New_Food Preparation_Natural Gas_Broiler_E9 | F2 | Commercial | Restaurant (ID) | New | Food Preparation | Natural Gas | Broiler | E9 | RVT - Cost of Operation | 0 | 0 | 0 | 0 | 0 | 0 | 0 | 0 | 0 | 0 | 0 | 0 | 0 | 0 | 0 | 0 | 0 | 0 | 0 | 0 | 0 | 0 | 0 | 0 | 0 | 0 | 0
F2_Commercial_Restaurant (ID)_New_Food Preparation_Natural Gas_Broiler_E10 | F2 | Commercial | Restaurant (ID) | New | Food Preparation | Natural Gas | Broiler | E10 | RVT - Cost of Operation | 0 | 0 | 0 | 0 | 0 | 0 | 0 | 0 | 0 | 0 | 0 | 0 | 0 | 0 | 0 | 0 | 0 | 0 | 0 | 0 | 0 | 0 | 0 | 0 | 0 | 0 | 0
F3_Commercial_Restaurant (ID)_New_Food Preparation_Natural Gas_Broiler_E1 | F3 | Commercial | Restaurant (ID) | New | Food Preparation | Natural Gas | Broiler | E1 | System - kBTUs of Consumption | 52.0639 | 52.0639 | 52.0639 | 52.0639 | 52.0639 | 52.0639 | 52.0639 | 52.0639 | 52.0639 | 52.0639 | 52.0639 | 52.0639 | 52.0639 | 52.0639 | 52.0639 | 52.0639 | 52.0639 | 52.0639 | 52.0639 | 52.0639 | 52.0639 | 52.0639 | 52.0639 | 52.0639 | 52.0639 | 52.0639 | 52.0639
F3_Commercial_Restaurant (ID)_New_Food Preparation_Natural Gas_Broiler_E2 | F3 | Commercial | Restaurant (ID) | New | Food Preparation | Natural Gas | Broiler | E2 | System - kBTUs of Consumption | 44.4065 | 44.4065 | 44.4065 | 44.4065 | 44.4065 | 44.4065 | 44.4065 | 44.4065 | 44.4065 | 44.4065 | 44.4065 | 44.4065 | 44.4065 | 44.4065 | 44.4065 | 44.4065 | 44.4065 | 44.4065 | 44.4065 | 44.4065 | 44.4065 | 44.4065 | 44.4065 | 44.4065 | 44.4065 | 44.4065 | 44.4065
F3_Commercial_Restaurant (ID)_New_Food Preparation_Natural Gas_Broiler_E3 | F3 | Commercial | Restaurant (ID) | New | Food Preparation | Natural Gas | Broiler | E3 | System - kBTUs of Consumption | 0 | 0 | 0 | 0 | 0 | 0 | 0 | 0 | 0 | 0 | 0 | 0 | 0 | 0 | 0 | 0 | 0 | 0 | 0 | 0 | 0 | 0 | 0 | 0 | 0 | 0 | 0
F3_Commercial_Restaurant (ID)_New_Food Preparation_Natural Gas_Broiler_E4 | F3 | Commercial | Restaurant (ID) | New | Food Preparation | Natural Gas | Broiler | E4 | System - kBTUs of Consumption | 0 | 0 | 0 | 0 | 0 | 0 | 0 | 0 | 0 | 0 | 0 | 0 | 0 | 0 | 0 | 0 | 0 | 0 | 0 | 0 | 0 | 0 | 0 | 0 | 0 | 0 | 0
F3_Commercial_Restaurant (ID)_New_Food Preparation_Natural Gas_Broiler_E5 | F3 | Commercial | Restaurant (ID) | New | Food Preparation | Natural Gas | Broiler | E5 | System - kBTUs of Consumption | 0 | 0 | 0 | 0 | 0 | 0 | 0 | 0 | 0 | 0 | 0 | 0 | 0 | 0 | 0 | 0 | 0 | 0 | 0 | 0 | 0 | 0 | 0 | 0 | 0 | 0 | 0
F3_Commercial_Restaurant (ID)_New_Food Preparation_Natural Gas_Broiler_E6 | F3 | Commercial | Restaurant (ID) | New | Food Preparation | Natural Gas | Broiler | E6 | System - kBTUs of Consumption | 0 | 0 | 0 | 0 | 0 | 0 | 0 | 0 | 0 | 0 | 0 | 0 | 0 | 0 | 0 | 0 | 0 | 0 | 0 | 0 | 0 | 0 | 0 | 0 | 0 | 0 | 0
F3_Commercial_Restaurant (ID)_New_Food Preparation_Natural Gas_Broiler_E7 | F3 | Commercial | Restaurant (ID) | New | Food Preparation | Natural Gas | Broiler | E7 | System - kBTUs of Consumption | 0 | 0 | 0 | 0 | 0 | 0 | 0 | 0 | 0 | 0 | 0 | 0 | 0 | 0 | 0 | 0 | 0 | 0 | 0 | 0 | 0 | 0 | 0 | 0 | 0 | 0 | 0
F3_Commercial_Restaurant (ID)_New_Food Preparation_Natural Gas_Broiler_E8 | F3 | Commercial | Restaurant (ID) | New | Food Preparation | Natural Gas | Broiler | E8 | System - kBTUs of Consumption | 0 | 0 | 0 | 0 | 0 | 0 | 0 | 0 | 0 | 0 | 0 | 0 | 0 | 0 | 0 | 0 | 0 | 0 | 0 | 0 | 0 | 0 | 0 | 0 | 0 | 0 | 0
F3_Commercial_Restaurant (ID)_New_Food Preparation_Natural Gas_Broiler_E9 | F3 | Commercial | Restaurant (ID) | New | Food Preparation | Natural Gas | Broiler | E9 | System - kBTUs of Consumption | 0 | 0 | 0 | 0 | 0 | 0 | 0 | 0 | 0 | 0 | 0 | 0 | 0 | 0 | 0 | 0 | 0 | 0 | 0 | 0 | 0 | 0 | 0 | 0 | 0 | 0 | 0
F3_Commercial_Restaurant (ID)_New_Food Preparation_Natural Gas_Broiler_E10 | F3 | Commercial | Restaurant (ID) | New | Food Preparation | Natural Gas | Broiler | E10 | System - kBTUs of Consumption | 0 | 0 | 0 | 0 | 0 | 0 | 0 | 0 | 0 | 0 | 0 | 0 | 0 | 0 | 0 | 0 | 0 | 0 | 0 | 0 | 0 | 0 | 0 | 0 | 0 | 0 | 0
F4_Commercial_Restaurant (ID)_New_Food Preparation_Natural Gas_Broiler_E1 | F4 | Commercial | Restaurant (ID) | New | Food Preparation | Natural Gas | Broiler | E1 | Utility - Cost of Equipment | 0.08467 | 0.08467 | 0.08467 | 0.08467 | 0.08467 | 0.08467 | 0.08467 | 0.08467 | 0.08467 | 0.08467 | 0.08467 | 0.08467 | 0.08467 | 0.08467 | 0.08467 | 0.08467 | 0.08467 | 0.08467 | 0.08467 | 0.08467 | 0.08467 | 0.08467 | 0.08467 | 0.08467 | 0.08467 | 0.08467 | 0.08467
F4_Commercial_Restaurant (ID)_New_Food Preparation_Natural Gas_Broiler_E2 | F4 | Commercial | Restaurant (ID) | New | Food Preparation | Natural Gas | Broiler | E2 | Utility - Cost of Equipment | 0.11854 | 0.11854 | 0.11854 | 0.11854 | 0.11854 | 0.11854 | 0.11854 | 0.11854 | 0.11854 | 0.11854 | 0.11854 | 0.11854 | 0.11854 | 0.11854 | 0.11854 | 0.11854 | 0.11854 | 0.11854 | 0.11854 | 0.11854 | 0.11854 | 0.11854 | 0.11854 | 0.11854 | 0.11854 | 0.11854 | 0.11854
F4_Commercial_Restaurant (ID)_New_Food Preparation_Natural Gas_Broiler_E3 | F4 | Commercial | Restaurant (ID) | New | Food Preparation | Natural Gas | Broiler | E3 | Utility - Cost of Equipment | 0 | 0 | 0 | 0 | 0 | 0 | 0 | 0 | 0 | 0 | 0 | 0 | 0 | 0 | 0 | 0 | 0 | 0 | 0 | 0 | 0 | 0 | 0 | 0 | 0 | 0 | 0
F4_Commercial_Restaurant (ID)_New_Food Preparation_Natural Gas_Broiler_E4 | F4 | Commercial | Restaurant (ID) | New | Food Preparation | Natural Gas | Broiler | E4 | Utility - Cost of Equipment | 0 | 0 | 0 | 0 | 0 | 0 | 0 | 0 | 0 | 0 | 0 | 0 | 0 | 0 | 0 | 0 | 0 | 0 | 0 | 0 | 0 | 0 | 0 | 0 | 0 | 0 | 0
F4_Commercial_Restaurant (ID)_New_Food Preparation_Natural Gas_Broiler_E5 | F4 | Commercial | Restaurant (ID) | New | Food Preparation | Natural Gas | Broiler | E5 | Utility - Cost of Equipment | 0 | 0 | 0 | 0 | 0 | 0 | 0 | 0 | 0 | 0 | 0 | 0 | 0 | 0 | 0 | 0 | 0 | 0 | 0 | 0 | 0 | 0 | 0 | 0 | 0 | 0 | 0
F4_Commercial_Restaurant (ID)_New_Food Preparation_Natural Gas_Broiler_E6 | F4 | Commercial | Restaurant (ID) | New | Food Preparation | Natural Gas | Broiler | E6 | Utility - Cost of Equipment | 0 | 0 | 0 | 0 | 0 | 0 | 0 | 0 | 0 | 0 | 0 | 0 | 0 | 0 | 0 | 0 | 0 | 0 | 0 | 0 | 0 | 0 | 0 | 0 | 0 | 0 | 0
F4_Commercial_Restaurant (ID)_New_Food Preparation_Natural Gas_Broiler_E7 | F4 | Commercial | Restaurant (ID) | New | Food Preparation | Natural Gas | Broiler | E7 | Utility - Cost of Equipment | 0 | 0 | 0 | 0 | 0 | 0 | 0 | 0 | 0 | 0 | 0 | 0 | 0 | 0 | 0 | 0 | 0 | 0 | 0 | 0 | 0 | 0 | 0 | 0 | 0 | 0 | 0
F4_Commercial_Restaurant (ID)_New_Food Preparation_Natural Gas_Broiler_E8 | F4 | Commercial | Restaurant (ID) | New | Food Preparation | Natural Gas | Broiler | E8 | Utility - Cost of Equipment | 0 | 0 | 0 | 0 | 0 | 0 | 0 | 0 | 0 | 0 | 0 | 0 | 0 | 0 | 0 | 0 | 0 | 0 | 0 | 0 | 0 | 0 | 0 | 0 | 0 | 0 | 0
F4_Commercial_Restaurant (ID)_New_Food Preparation_Natural Gas_Broiler_E9 | F4 | Commercial | Restaurant (ID) | New | Food Preparation | Natural Gas | Broiler | E9 | Utility - Cost of Equipment | 0 | 0 | 0 | 0 | 0 | 0 | 0 | 0 | 0 | 0 | 0 | 0 | 0 | 0 | 0 | 0 | 0 | 0 | 0 | 0 | 0 | 0 | 0 | 0 | 0 | 0 | 0
F4_Commercial_Restaurant (ID)_New_Food Preparation_Natural Gas_Broiler_E10 | F4 | Commercial | Restaurant (ID) | New | Food Preparation | Natural Gas | Broiler | E10 | Utility - Cost of Equipment | 0 | 0 | 0 | 0 | 0 | 0 | 0 | 0 | 0 | 0 | 0 | 0 | 0 | 0 | 0 | 0 | 0 | 0 | 0 | 0 | 0 | 0 | 0 | 0 | 0 | 0 | 0
F5_Commercial_Restaurant (ID)_New_Food Preparation_Natural Gas_Broiler_E1 | F5 | Commercial | Restaurant (ID) | New | Food Preparation | Natural Gas | Broiler | E1 | Utility - Cost of Operation | 0.1853 | 0.18997 | 0.1955 | 0.20184 | 0.20901 | 0.21773 | 0.22671 | 0.2356 | 0.24416 | 0.25284 | 0.25975 | 0.26622 | 0.27317 | 0.27998 | 0.28606 | 0.29176 | 0.29686 | 0.3019 | 0.30729 | 0.31254 | 0.31794 | 0.32355 | 0.32922 | 0.33507 | 0.34102 | 0.34708 | 0.35324
F5_Commercial_Restaurant (ID)_New_Food Preparation_Natural Gas_Broiler_E2 | F5 | Commercial | Restaurant (ID) | New | Food Preparation | Natural Gas | Broiler | E2 | Utility - Cost of Operation | 0.15804 | 0.16203 | 0.16675 | 0.17215 | 0.17827 | 0.18571 | 0.19337 | 0.20095 | 0.20825 | 0.21566 | 0.22155 | 0.22707 | 0.23299 | 0.2388 | 0.24399 | 0.24885 | 0.2532 | 0.2575 | 0.26209 | 0.26657 | 0.27118 | 0.27596 | 0.2808 | 0.28579 | 0.29086 | 0.29603 | 0.30129
F5_Commercial_Restaurant (ID)_New_Food Preparation_Natural Gas_Broiler_E3 | F5 | Commercial | Restaurant (ID) | New | Food Preparation | Natural Gas | Broiler | E3 | Utility - Cost of Operation | 0 | 0 | 0 | 0 | 0 | 0 | 0 | 0 | 0 | 0 | 0 | 0 | 0 | 0 | 0 | 0 | 0 | 0 | 0 | 0 | 0 | 0 | 0 | 0 | 0 | 0 | 0
F5_Commercial_Restaurant (ID)_New_Food Preparation_Natural Gas_Broiler_E4 | F5 | Commercial | Restaurant (ID) | New | Food Preparation | Natural Gas | Broiler | E4 | Utility - Cost of Operation | 0 | 0 | 0 | 0 | 0 | 0 | 0 | 0 | 0 | 0 | 0 | 0 | 0 | 0 | 0 | 0 | 0 | 0 | 0 | 0 | 0 | 0 | 0 | 0 | 0 | 0 | 0
F5_Commercial_Restaurant (ID)_New_Food Preparation_Natural Gas_Broiler_E5 | F5 | Commercial | Restaurant (ID) | New | Food Preparation | Natural Gas | Broiler | E5 | Utility - Cost of Operation | 0 | 0 | 0 | 0 | 0 | 0 | 0 | 0 | 0 | 0 | 0 | 0 | 0 | 0 | 0 | 0 | 0 | 0 | 0 | 0 | 0 | 0 | 0 | 0 | 0 | 0 | 0
F5_Commercial_Restaurant (ID)_New_Food Preparation_Natural Gas_Broiler_E6 | F5 | Commercial | Restaurant (ID) | New | Food Preparation | Natural Gas | Broiler | E6 | Utility - Cost of Operation | 0 | 0 | 0 | 0 | 0 | 0 | 0 | 0 | 0 | 0 | 0 | 0 | 0 | 0 | 0 | 0 | 0 | 0 | 0 | 0 | 0 | 0 | 0 | 0 | 0 | 0 | 0
F5_Commercial_Restaurant (ID)_New_Food Preparation_Natural Gas_Broiler_E7 | F5 | Commercial | Restaurant (ID) | New | Food Preparation | Natural Gas | Broiler | E7 | Utility - Cost of Operation | 0 | 0 | 0 | 0 | 0 | 0 | 0 | 0 | 0 | 0 | 0 | 0 | 0 | 0 | 0 | 0 | 0 | 0 | 0 | 0 | 0 | 0 | 0 | 0 | 0 | 0 | 0
F5_Commercial_Restaurant (ID)_New_Food Preparation_Natural Gas_Broiler_E8 | F5 | Commercial | Restaurant (ID) | New | Food Preparation | Natural Gas | Broiler | E8 | Utility - Cost of Operation | 0 | 0 | 0 | 0 | 0 | 0 | 0 | 0 | 0 | 0 | 0 | 0 | 0 | 0 | 0 | 0 | 0 | 0 | 0 | 0 | 0 | 0 | 0 | 0 | 0 | 0 | 0
F5_Commercial_Restaurant (ID)_New_Food Preparation_Natural Gas_Broiler_E9 | F5 | Commercial | Restaurant (ID) | New | Food Preparation | Natural Gas | Broiler | E9 | Utility - Cost of Operation | 0 | 0 | 0 | 0 | 0 | 0 | 0 | 0 | 0 | 0 | 0 | 0 | 0 | 0 | 0 | 0 | 0 | 0 | 0 | 0 | 0 | 0 | 0 | 0 | 0 | 0 | 0
F5_Commercial_Restaurant (ID)_New_Food Preparation_Natural Gas_Broiler_E10 | F5 | Commercial | Restaurant (ID) | New | Food Preparation | Natural Gas | Broiler | E10 | Utility - Cost of Operation | 0 | 0 | 0 | 0 | 0 | 0 | 0 | 0 | 0 | 0 | 0 | 0 | 0 | 0 | 0 | 0 | 0 | 0 | 0 | 0 | 0 | 0 | 0 | 0 | 0 | 0 | 0
F6_Commercial_Restaurant (ID)_New_Food Preparation_Natural Gas_Broiler_E1 | F6 | Commercial | Restaurant (ID) | New | Food Preparation | Natural Gas | Broiler | E1 | Utility - Value of Sales | 0.21824 | 0.22236 | 0.2272 | 0.23284 | 0.23931 | 0.24737 | 0.25546 | 0.26314 | 0.27009 | 0.27683 | 0.28381 | 0.29016 | 0.29686 | 0.3032 | 0.30865 | 0.31356 | 0.31773 | 0.3217 | 0.32593 | 0.32987 | 0.33383 | 0.33973 | 0.34568 | 0.35182 | 0.35807 | 0.36443 | 0.37091
F6_Commercial_Restaurant (ID)_New_Food Preparation_Natural Gas_Broiler_E2 | F6 | Commercial | Restaurant (ID) | New | Food Preparation | Natural Gas | Broiler | E2 | Utility - Value of Sales | 0.18614 | 0.18966 | 0.19379 | 0.1986 | 0.20411 | 0.21099 | 0.21789 | 0.22444 | 0.23037 | 0.23612 | 0.24207 | 0.24748 | 0.2532 | 0.2586 | 0.26325 | 0.26745 | 0.271 | 0.27439 | 0.27799 | 0.28136 | 0.28473 | 0.28976 | 0.29484 | 0.30008 | 0.30541 | 0.31083 | 0.31635
F6_Commercial_Restaurant (ID)_New_Food Preparation_Natural Gas_Broiler_E3 | F6 | Commercial | Restaurant (ID) | New | Food Preparation | Natural Gas | Broiler | E3 | Utility - Value of Sales | 0 | 0 | 0 | 0 | 0 | 0 | 0 | 0 | 0 | 0 | 0 | 0 | 0 | 0 | 0 | 0 | 0 | 0 | 0 | 0 | 0 | 0 | 0 | 0 | 0 | 0 | 0
F6_Commercial_Restaurant (ID)_New_Food Preparation_Natural Gas_Broiler_E4 | F6 | Commercial | Restaurant (ID) | New | Food Preparation | Natural Gas | Broiler | E4 | Utility - Value of Sales | 0 | 0 | 0 | 0 | 0 | 0 | 0 | 0 | 0 | 0 | 0 | 0 | 0 | 0 | 0 | 0 | 0 | 0 | 0 | 0 | 0 | 0 | 0 | 0 | 0 | 0 | 0
F6_Commercial_Restaurant (ID)_New_Food Preparation_Natural Gas_Broiler_E5 | F6 | Commercial | Restaurant (ID) | New | Food Preparation | Natural Gas | Broiler | E5 | Utility - Value of Sales | 0 | 0 | 0 | 0 | 0 | 0 | 0 | 0 | 0 | 0 | 0 | 0 | 0 | 0 | 0 | 0 | 0 | 0 | 0 | 0 | 0 | 0 | 0 | 0 | 0 | 0 | 0
F6_Commercial_Restaurant (ID)_New_Food Preparation_Natural Gas_Broiler_E6 | F6 | Commercial | Restaurant (ID) | New | Food Preparation | Natural Gas | Broiler | E6 | Utility - Value of Sales | 0 | 0 | 0 | 0 | 0 | 0 | 0 | 0 | 0 | 0 | 0 | 0 | 0 | 0 | 0 | 0 | 0 | 0 | 0 | 0 | 0 | 0 | 0 | 0 | 0 | 0 | 0
F6_Commercial_Restaurant (ID)_New_Food Preparation_Natural Gas_Broiler_E7 | F6 | Commercial | Restaurant (ID) | New | Food Preparation | Natural Gas | Broiler | E7 | Utility - Value of Sales | 0 | 0 | 0 | 0 | 0 | 0 | 0 | 0 | 0 | 0 | 0 | 0 | 0 | 0 | 0 | 0 | 0 | 0 | 0 | 0 | 0 | 0 | 0 | 0 | 0 | 0 | 0
F6_Commercial_Restaurant (ID)_New_Food Preparation_Natural Gas_Broiler_E8 | F6 | Commercial | Restaurant (ID) | New | Food Preparation | Natural Gas | Broiler | E8 | Utility - Value of Sales | 0 | 0 | 0 | 0 | 0 | 0 | 0 | 0 | 0 | 0 | 0 | 0 | 0 | 0 | 0 | 0 | 0 | 0 | 0 | 0 | 0 | 0 | 0 | 0 | 0 | 0 | 0
F6_Commercial_Restaurant (ID)_New_Food Preparation_Natural Gas_Broiler_E9 | F6 | Commercial | Restaurant (ID) | New | Food Preparation | Natural Gas | Broiler | E9 | Utility - Value of Sales | 0 | 0 | 0 | 0 | 0 | 0 | 0 | 0 | 0 | 0 | 0 | 0 | 0 | 0 | 0 | 0 | 0 | 0 | 0 | 0 | 0 | 0 | 0 | 0 | 0 | 0 | 0
F6_Commercial_Restaurant (ID)_New_Food Preparation_Natural Gas_Broiler_E10 | F6 | Commercial | Restaurant (ID) | New | Food Preparation | Natural Gas | Broiler | E10 | Utility - Value of Sales | 0 | 0 | 0 | 0 | 0 | 0 | 0 | 0 | 0 | 0 | 0 | 0 | 0 | 0 | 0 | 0 | 0 | 0 | 0 | 0 | 0 | 0 | 0 | 0 | 0 | 0 | 0
F1_Commercial_Restaurant (ID)_New_Food Preparation_Natural Gas_Griddle_E1 | F1 | Commercial | Restaurant (ID) | New | Food Preparation | Natural Gas | Griddle | E1 | RVT - Cost of Equipment | 0.1792 | 0.1792 | 0.1792 | 0.1792 | 0.1792 | 0.1792 | 0.1792 | 0.1792 | 0.1792 | 0.1792 | 0.1792 | 0.1792 | 0.1792 | 0.1792 | 0.1792 | 0.1792 | 0.1792 | 0.1792 | 0.1792 | 0.1792 | 0.1792 | 0.1792 | 0.1792 | 0.1792 | 0.1792 | 0.1792 | 0.1792
F1_Commercial_Restaurant (ID)_New_Food Preparation_Natural Gas_Griddle_E2 | F1 | Commercial | Restaurant (ID) | New | Food Preparation | Natural Gas | Griddle | E2 | RVT - Cost of Equipment | 0.19172 | 0.19172 | 0.19172 | 0.19172 | 0.19172 | 0.19172 | 0.19172 | 0.19172 | 0.19172 | 0.19172 | 0.19172 | 0.19172 | 0.19172 | 0.19172 | 0.19172 | 0.19172 | 0.19172 | 0.19172 | 0.19172 | 0.19172 | 0.19172 | 0.19172 | 0.19172 | 0.19172 | 0.19172 | 0.19172 | 0.19172
F1_Commercial_Restaurant (ID)_New_Food Preparation_Natural Gas_Griddle_E3 | F1 | Commercial | Restaurant (ID) | New | Food Preparation | Natural Gas | Griddle | E3 | RVT - Cost of Equipment | 0 | 0 | 0 | 0 | 0 | 0 | 0 | 0 | 0 | 0 | 0 | 0 | 0 | 0 | 0 | 0 | 0 | 0 | 0 | 0 | 0 | 0 | 0 | 0 | 0 | 0 | 0
F1_Commercial_Restaurant (ID)_New_Food Preparation_Natural Gas_Griddle_E4 | F1 | Commercial | Restaurant (ID) | New | Food Preparation | Natural Gas | Griddle | E4 | RVT - Cost of Equipment | 0 | 0 | 0 | 0 | 0 | 0 | 0 | 0 | 0 | 0 | 0 | 0 | 0 | 0 | 0 | 0 | 0 | 0 | 0 | 0 | 0 | 0 | 0 | 0 | 0 | 0 | 0
F1_Commercial_Restaurant (ID)_New_Food Preparation_Natural Gas_Griddle_E5 | F1 | Commercial | Restaurant (ID) | New | Food Preparation | Natural Gas | Griddle | E5 | RVT - Cost of Equipment | 0 | 0 | 0 | 0 | 0 | 0 | 0 | 0 | 0 | 0 | 0 | 0 | 0 | 0 | 0 | 0 | 0 | 0 | 0 | 0 | 0 | 0 | 0 | 0 | 0 | 0 | 0
F1_Commercial_Restaurant (ID)_New_Food Preparation_Natural Gas_Griddle_E6 | F1 | Commercial | Restaurant (ID) | New | Food Preparation | Natural Gas | Griddle | E6 | RVT - Cost of Equipment | 0 | 0 | 0 | 0 | 0 | 0 | 0 | 0 | 0 | 0 | 0 | 0 | 0 | 0 | 0 | 0 | 0 | 0 | 0 | 0 | 0 | 0 | 0 | 0 | 0 | 0 | 0
F1_Commercial_Restaurant (ID)_New_Food Preparation_Natural Gas_Griddle_E7 | F1 | Commercial | Restaurant (ID) | New | Food Preparation | Natural Gas | Griddle | E7 | RVT - Cost of Equipment | 0 | 0 | 0 | 0 | 0 | 0 | 0 | 0 | 0 | 0 | 0 | 0 | 0 | 0 | 0 | 0 | 0 | 0 | 0 | 0 | 0 | 0 | 0 | 0 | 0 | 0 | 0
F1_Commercial_Restaurant (ID)_New_Food Preparation_Natural Gas_Griddle_E8 | F1 | Commercial | Restaurant (ID) | New | Food Preparation | Natural Gas | Griddle | E8 | RVT - Cost of Equipment | 0 | 0 | 0 | 0 | 0 | 0 | 0 | 0 | 0 | 0 | 0 | 0 | 0 | 0 | 0 | 0 | 0 | 0 | 0 | 0 | 0 | 0 | 0 | 0 | 0 | 0 | 0
F1_Commercial_Restaurant (ID)_New_Food Preparation_Natural Gas_Griddle_E9 | F1 | Commercial | Restaurant (ID) | New | Food Preparation | Natural Gas | Griddle | E9 | RVT - Cost of Equipment | 0 | 0 | 0 | 0 | 0 | 0 | 0 | 0 | 0 | 0 | 0 | 0 | 0 | 0 | 0 | 0 | 0 | 0 | 0 | 0 | 0 | 0 | 0 | 0 | 0 | 0 | 0
F1_Commercial_Restaurant (ID)_New_Food Preparation_Natural Gas_Griddle_E10 | F1 | Commercial | Restaurant (ID) | New | Food Preparation | Natural Gas | Griddle | E10 | RVT - Cost of Equipment | 0 | 0 | 0 | 0 | 0 | 0 | 0 | 0 | 0 | 0 | 0 | 0 | 0 | 0 | 0 | 0 | 0 | 0 | 0 | 0 | 0 | 0 | 0 | 0 | 0 | 0 | 0
F2_Commercial_Restaurant (ID)_New_Food Preparation_Natural Gas_Griddle_E1 | F2 | Commercial | Restaurant (ID) | New | Food Preparation | Natural Gas | Griddle | E1 | RVT - Cost of Operation | 0.15167 | 0.15454 | 0.1579 | 0.16182 | 0.16631 | 0.17192 | 0.17754 | 0.18287 | 0.1877 | 0.19239 | 0.19724 | 0.20165 | 0.20631 | 0.21071 | 0.2145 | 0.21792 | 0.22081 | 0.22357 | 0.22651 | 0.22925 | 0.232 | 0.2361 | 0.24023 | 0.2445 | 0.24885 | 0.25327 | 0.25777
F2_Commercial_Restaurant (ID)_New_Food Preparation_Natural Gas_Griddle_E2 | F2 | Commercial | Restaurant (ID) | New | Food Preparation | Natural Gas | Griddle | E2 | RVT - Cost of Operation | 0.13312 | 0.13564 | 0.13859 | 0.14203 | 0.14597 | 0.15089 | 0.15583 | 0.16051 | 0.16475 | 0.16886 | 0.17312 | 0.17699 | 0.18108 | 0.18494 | 0.18827 | 0.19127 | 0.19381 | 0.19623 | 0.19881 | 0.20122 | 0.20363 | 0.20722 | 0.21086 | 0.2146 | 0.21841 | 0.22229 | 0.22624
F2_Commercial_Restaurant (ID)_New_Food Preparation_Natural Gas_Griddle_E3 | F2 | Commercial | Restaurant (ID) | New | Food Preparation | Natural Gas | Griddle | E3 | RVT - Cost of Operation | 0 | 0 | 0 | 0 | 0 | 0 | 0 | 0 | 0 | 0 | 0 | 0 | 0 | 0 | 0 | 0 | 0 | 0 | 0 | 0 | 0 | 0 | 0 | 0 | 0 | 0 | 0
F2_Commercial_Restaurant (ID)_New_Food Preparation_Natural Gas_Griddle_E4 | F2 | Commercial | Restaurant (ID) | New | Food Preparation | Natural Gas | Griddle | E4 | RVT - Cost of Operation | 0 | 0 | 0 | 0 | 0 | 0 | 0 | 0 | 0 | 0 | 0 | 0 | 0 | 0 | 0 | 0 | 0 | 0 | 0 | 0 | 0 | 0 | 0 | 0 | 0 | 0 | 0
F2_Commercial_Restaurant (ID)_New_Food Preparation_Natural Gas_Griddle_E5 | F2 | Commercial | Restaurant (ID) | New | Food Preparation | Natural Gas | Griddle | E5 | RVT - Cost of Operation | 0 | 0 | 0 | 0 | 0 | 0 | 0 | 0 | 0 | 0 | 0 | 0 | 0 | 0 | 0 | 0 | 0 | 0 | 0 | 0 | 0 | 0 | 0 | 0 | 0 | 0 | 0
F2_Commercial_Restaurant (ID)_New_Food Preparation_Natural Gas_Griddle_E6 | F2 | Commercial | Restaurant (ID) | New | Food Preparation | Natural Gas | Griddle | E6 | RVT - Cost of Operation | 0 | 0 | 0 | 0 | 0 | 0 | 0 | 0 | 0 | 0 | 0 | 0 | 0 | 0 | 0 | 0 | 0 | 0 | 0 | 0 | 0 | 0 | 0 | 0 | 0 | 0 | 0
F2_Commercial_Restaurant (ID)_New_Food Preparation_Natural Gas_Griddle_E7 | F2 | Commercial | Restaurant (ID) | New | Food Preparation | Natural Gas | Griddle | E7 | RVT - Cost of Operation | 0 | 0 | 0 | 0 | 0 | 0 | 0 | 0 | 0 | 0 | 0 | 0 | 0 | 0 | 0 | 0 | 0 | 0 | 0 | 0 | 0 | 0 | 0 | 0 | 0 | 0 | 0
F2_Commercial_Restaurant (ID)_New_Food Preparation_Natural Gas_Griddle_E8 | F2 | Commercial | Restaurant (ID) | New | Food Preparation | Natural Gas | Griddle | E8 | RVT - Cost of Operation | 0 | 0 | 0 | 0 | 0 | 0 | 0 | 0 | 0 | 0 | 0 | 0 | 0 | 0 | 0 | 0 | 0 | 0 | 0 | 0 | 0 | 0 | 0 | 0 | 0 | 0 | 0
F2_Commercial_Restaurant (ID)_New_Food Preparation_Natural Gas_Griddle_E9 | F2 | Commercial | Restaurant (ID) | New | Food Preparation | Natural Gas | Griddle | E9 | RVT - Cost of Operation | 0 | 0 | 0 | 0 | 0 | 0 | 0 | 0 | 0 | 0 | 0 | 0 | 0 | 0 | 0 | 0 | 0 | 0 | 0 | 0 | 0 | 0 | 0 | 0 | 0 | 0 | 0
F2_Commercial_Restaurant (ID)_New_Food Preparation_Natural Gas_Griddle_E10 | F2 | Commercial | Restaurant (ID) | New | Food Preparation | Natural Gas | Griddle | E10 | RVT - Cost of Operation | 0 | 0 | 0 | 0 | 0 | 0 | 0 | 0 | 0 | 0 | 0 | 0 | 0 | 0 | 0 | 0 | 0 | 0 | 0 | 0 | 0 | 0 | 0 | 0 | 0 | 0 | 0
F3_Commercial_Restaurant (ID)_New_Food Preparation_Natural Gas_Griddle_E1 | F3 | Commercial | Restaurant (ID) | New | Food Preparation | Natural Gas | Griddle | E1 | System - kBTUs of Consumption | 36.1826 | 36.1826 | 36.1826 | 36.1826 | 36.1826 | 36.1826 | 36.1826 | 36.1826 | 36.1826 | 36.1826 | 36.1826 | 36.1826 | 36.1826 | 36.1826 | 36.1826 | 36.1826 | 36.1826 | 36.1826 | 36.1826 | 36.1826 | 36.1826 | 36.1826 | 36.1826 | 36.1826 | 36.1826 | 36.1826 | 36.1826
F3_Commercial_Restaurant (ID)_New_Food Preparation_Natural Gas_Griddle_E2 | F3 | Commercial | Restaurant (ID) | New | Food Preparation | Natural Gas | Griddle | E2 | System - kBTUs of Consumption | 31.7578 | 31.7578 | 31.7578 | 31.7578 | 31.7578 | 31.7578 | 31.7578 | 31.7578 | 31.7578 | 31.7578 | 31.7578 | 31.7578 | 31.7578 | 31.7578 | 31.7578 | 31.7578 | 31.7578 | 31.7578 | 31.7578 | 31.7578 | 31.7578 | 31.7578 | 31.7578 | 31.7578 | 31.7578 | 31.7578 | 31.7578
F3_Commercial_Restaurant (ID)_New_Food Preparation_Natural Gas_Griddle_E3 | F3 | Commercial | Restaurant (ID) | New | Food Preparation | Natural Gas | Griddle | E3 | System - kBTUs of Consumption | 0 | 0 | 0 | 0 | 0 | 0 | 0 | 0 | 0 | 0 | 0 | 0 | 0 | 0 | 0 | 0 | 0 | 0 | 0 | 0 | 0 | 0 | 0 | 0 | 0 | 0 | 0
F3_Commercial_Restaurant (ID)_New_Food Preparation_Natural Gas_Griddle_E4 | F3 | Commercial | Restaurant (ID) | New | Food Preparation | Natural Gas | Griddle | E4 | System - kBTUs of Consumption | 0 | 0 | 0 | 0 | 0 | 0 | 0 | 0 | 0 | 0 | 0 | 0 | 0 | 0 | 0 | 0 | 0 | 0 | 0 | 0 | 0 | 0 | 0 | 0 | 0 | 0 | 0
F3_Commercial_Restaurant (ID)_New_Food Preparation_Natural Gas_Griddle_E5 | F3 | Commercial | Restaurant (ID) | New | Food Preparation | Natural Gas | Griddle | E5 | System - kBTUs of Consumption | 0 | 0 | 0 | 0 | 0 | 0 | 0 | 0 | 0 | 0 | 0 | 0 | 0 | 0 | 0 | 0 | 0 | 0 | 0 | 0 | 0 | 0 | 0 | 0 | 0 | 0 | 0
F3_Commercial_Restaurant (ID)_New_Food Preparation_Natural Gas_Griddle_E6 | F3 | Commercial | Restaurant (ID) | New | Food Preparation | Natural Gas | Griddle | E6 | System - kBTUs of Consumption | 0 | 0 | 0 | 0 | 0 | 0 | 0 | 0 | 0 | 0 | 0 | 0 | 0 | 0 | 0 | 0 | 0 | 0 | 0 | 0 | 0 | 0 | 0 | 0 | 0 | 0 | 0
F3_Commercial_Restaurant (ID)_New_Food Preparation_Natural Gas_Griddle_E7 | F3 | Commercial | Restaurant (ID) | New | Food Preparation | Natural Gas | Griddle | E7 | System - kBTUs of Consumption | 0 | 0 | 0 | 0 | 0 | 0 | 0 | 0 | 0 | 0 | 0 | 0 | 0 | 0 | 0 | 0 | 0 | 0 | 0 | 0 | 0 | 0 | 0 | 0 | 0 | 0 | 0
F3_Commercial_Restaurant (ID)_New_Food Preparation_Natural Gas_Griddle_E8 | F3 | Commercial | Restaurant (ID) | New | Food Preparation | Natural Gas | Griddle | E8 | System - kBTUs of Consumption | 0 | 0 | 0 | 0 | 0 | 0 | 0 | 0 | 0 | 0 | 0 | 0 | 0 | 0 | 0 | 0 | 0 | 0 | 0 | 0 | 0 | 0 | 0 | 0 | 0 | 0 | 0
F3_Commercial_Restaurant (ID)_New_Food Preparation_Natural Gas_Griddle_E9 | F3 | Commercial | Restaurant (ID) | New | Food Preparation | Natural Gas | Griddle | E9 | System - kBTUs of Consumption | 0 | 0 | 0 | 0 | 0 | 0 | 0 | 0 | 0 | 0 | 0 | 0 | 0 | 0 | 0 | 0 | 0 | 0 | 0 | 0 | 0 | 0 | 0 | 0 | 0 | 0 | 0
F3_Commercial_Restaurant (ID)_New_Food Preparation_Natural Gas_Griddle_E10 | F3 | Commercial | Restaurant (ID) | New | Food Preparation | Natural Gas | Griddle | E10 | System - kBTUs of Consumption | 0 | 0 | 0 | 0 | 0 | 0 | 0 | 0 | 0 | 0 | 0 | 0 | 0 | 0 | 0 | 0 | 0 | 0 | 0 | 0 | 0 | 0 | 0 | 0 | 0 | 0 | 0
F4_Commercial_Restaurant (ID)_New_Food Preparation_Natural Gas_Griddle_E1 | F4 | Commercial | Restaurant (ID) | New | Food Preparation | Natural Gas | Griddle | E1 | Utility - Cost of Equipment | 0.1792 | 0.1792 | 0.1792 | 0.1792 | 0.1792 | 0.1792 | 0.1792 | 0.1792 | 0.1792 | 0.1792 | 0.1792 | 0.1792 | 0.1792 | 0.1792 | 0.1792 | 0.1792 | 0.1792 | 0.1792 | 0.1792 | 0.1792 | 0.1792 | 0.1792 | 0.1792 | 0.1792 | 0.1792 | 0.1792 | 0.1792
F4_Commercial_Restaurant (ID)_New_Food Preparation_Natural Gas_Griddle_E2 | F4 | Commercial | Restaurant (ID) | New | Food Preparation | Natural Gas | Griddle | E2 | Utility - Cost of Equipment | 0.19172 | 0.19172 | 0.19172 | 0.19172 | 0.19172 | 0.19172 | 0.19172 | 0.19172 | 0.19172 | 0.19172 | 0.19172 | 0.19172 | 0.19172 | 0.19172 | 0.19172 | 0.19172 | 0.19172 | 0.19172 | 0.19172 | 0.19172 | 0.19172 | 0.19172 | 0.19172 | 0.19172 | 0.19172 | 0.19172 | 0.19172
F4_Commercial_Restaurant (ID)_New_Food Preparation_Natural Gas_Griddle_E3 | F4 | Commercial | Restaurant (ID) | New | Food Preparation | Natural Gas | Griddle | E3 | Utility - Cost of Equipment | 0 | 0 | 0 | 0 | 0 | 0 | 0 | 0 | 0 | 0 | 0 | 0 | 0 | 0 | 0 | 0 | 0 | 0 | 0 | 0 | 0 | 0 | 0 | 0 | 0 | 0 | 0
F4_Commercial_Restaurant (ID)_New_Food Preparation_Natural Gas_Griddle_E4 | F4 | Commercial | Restaurant (ID) | New | Food Preparation | Natural Gas | Griddle | E4 | Utility - Cost of Equipment | 0 | 0 | 0 | 0 | 0 | 0 | 0 | 0 | 0 | 0 | 0 | 0 | 0 | 0 | 0 | 0 | 0 | 0 | 0 | 0 | 0 | 0 | 0 | 0 | 0 | 0 | 0
F4_Commercial_Restaurant (ID)_New_Food Preparation_Natural Gas_Griddle_E5 | F4 | Commercial | Restaurant (ID) | New | Food Preparation | Natural Gas | Griddle | E5 | Utility - Cost of Equipment | 0 | 0 | 0 | 0 | 0 | 0 | 0 | 0 | 0 | 0 | 0 | 0 | 0 | 0 | 0 | 0 | 0 | 0 | 0 | 0 | 0 | 0 | 0 | 0 | 0 | 0 | 0
F4_Commercial_Restaurant (ID)_New_Food Preparation_Natural Gas_Griddle_E6 | F4 | Commercial | Restaurant (ID) | New | Food Preparation | Natural Gas | Griddle | E6 | Utility - Cost of Equipment | 0 | 0 | 0 | 0 | 0 | 0 | 0 | 0 | 0 | 0 | 0 | 0 | 0 | 0 | 0 | 0 | 0 | 0 | 0 | 0 | 0 | 0 | 0 | 0 | 0 | 0 | 0
F4_Commercial_Restaurant (ID)_New_Food Preparation_Natural Gas_Griddle_E7 | F4 | Commercial | Restaurant (ID) | New | Food Preparation | Natural Gas | Griddle | E7 | Utility - Cost of Equipment | 0 | 0 | 0 | 0 | 0 | 0 | 0 | 0 | 0 | 0 | 0 | 0 | 0 | 0 | 0 | 0 | 0 | 0 | 0 | 0 | 0 | 0 | 0 | 0 | 0 | 0 | 0
F4_Commercial_Restaurant (ID)_New_Food Preparation_Natural Gas_Griddle_E8 | F4 | Commercial | Restaurant (ID) | New | Food Preparation | Natural Gas | Griddle | E8 | Utility - Cost of Equipment | 0 | 0 | 0 | 0 | 0 | 0 | 0 | 0 | 0 | 0 | 0 | 0 | 0 | 0 | 0 | 0 | 0 | 0 | 0 | 0 | 0 | 0 | 0 | 0 | 0 | 0 | 0
F4_Commercial_Restaurant (ID)_New_Food Preparation_Natural Gas_Griddle_E9 | F4 | Commercial | Restaurant (ID) | New | Food Preparation | Natural Gas | Griddle | E9 | Utility - Cost of Equipment | 0 | 0 | 0 | 0 | 0 | 0 | 0 | 0 | 0 | 0 | 0 | 0 | 0 | 0 | 0 | 0 | 0 | 0 | 0 | 0 | 0 | 0 | 0 | 0 | 0 | 0 | 0
F4_Commercial_Restaurant (ID)_New_Food Preparation_Natural Gas_Griddle_E10 | F4 | Commercial | Restaurant (ID) | New | Food Preparation | Natural Gas | Griddle | E10 | Utility - Cost of Equipment | 0 | 0 | 0 | 0 | 0 | 0 | 0 | 0 | 0 | 0 | 0 | 0 | 0 | 0 | 0 | 0 | 0 | 0 | 0 | 0 | 0 | 0 | 0 | 0 | 0 | 0 | 0
F5_Commercial_Restaurant (ID)_New_Food Preparation_Natural Gas_Griddle_E1 | F5 | Commercial | Restaurant (ID) | New | Food Preparation | Natural Gas | Griddle | E1 | Utility - Cost of Operation | 0.12877 | 0.13202 | 0.13586 | 0.14027 | 0.14525 | 0.15132 | 0.15756 | 0.16374 | 0.16969 | 0.17572 | 0.18052 | 0.18501 | 0.18985 | 0.19457 | 0.1988 | 0.20276 | 0.20631 | 0.20981 | 0.21355 | 0.21721 | 0.22096 | 0.22485 | 0.22879 | 0.23286 | 0.237 | 0.24121 | 0.24549
F5_Commercial_Restaurant (ID)_New_Food Preparation_Natural Gas_Griddle_E2 | F5 | Commercial | Restaurant (ID) | New | Food Preparation | Natural Gas | Griddle | E2 | Utility - Cost of Operation | 0.11303 | 0.11587 | 0.11925 | 0.12312 | 0.12749 | 0.13281 | 0.13829 | 0.14371 | 0.14893 | 0.15423 | 0.15844 | 0.16239 | 0.16663 | 0.17078 | 0.17449 | 0.17796 | 0.18108 | 0.18415 | 0.18744 | 0.19064 | 0.19393 | 0.19736 | 0.20082 | 0.20438 | 0.20801 | 0.21171 | 0.21547
F5_Commercial_Restaurant (ID)_New_Food Preparation_Natural Gas_Griddle_E3 | F5 | Commercial | Restaurant (ID) | New | Food Preparation | Natural Gas | Griddle | E3 | Utility - Cost of Operation | 0 | 0 | 0 | 0 | 0 | 0 | 0 | 0 | 0 | 0 | 0 | 0 | 0 | 0 | 0 | 0 | 0 | 0 | 0 | 0 | 0 | 0 | 0 | 0 | 0 | 0 | 0
F5_Commercial_Restaurant (ID)_New_Food Preparation_Natural Gas_Griddle_E4 | F5 | Commercial | Restaurant (ID) | New | Food Preparation | Natural Gas | Griddle | E4 | Utility - Cost of Operation | 0 | 0 | 0 | 0 | 0 | 0 | 0 | 0 | 0 | 0 | 0 | 0 | 0 | 0 | 0 | 0 | 0 | 0 | 0 | 0 | 0 | 0 | 0 | 0 | 0 | 0 | 0
F5_Commercial_Restaurant (ID)_New_Food Preparation_Natural Gas_Griddle_E5 | F5 | Commercial | Restaurant (ID) | New | Food Preparation | Natural Gas | Griddle | E5 | Utility - Cost of Operation | 0 | 0 | 0 | 0 | 0 | 0 | 0 | 0 | 0 | 0 | 0 | 0 | 0 | 0 | 0 | 0 | 0 | 0 | 0 | 0 | 0 | 0 | 0 | 0 | 0 | 0 | 0
F5_Commercial_Restaurant (ID)_New_Food Preparation_Natural Gas_Griddle_E6 | F5 | Commercial | Restaurant (ID) | New | Food Preparation | Natural Gas | Griddle | E6 | Utility - Cost of Operation | 0 | 0 | 0 | 0 | 0 | 0 | 0 | 0 | 0 | 0 | 0 | 0 | 0 | 0 | 0 | 0 | 0 | 0 | 0 | 0 | 0 | 0 | 0 | 0 | 0 | 0 | 0
F5_Commercial_Restaurant (ID)_New_Food Preparation_Natural Gas_Griddle_E7 | F5 | Commercial | Restaurant (ID) | New | Food Preparation | Natural Gas | Griddle | E7 | Utility - Cost of Operation | 0 | 0 | 0 | 0 | 0 | 0 | 0 | 0 | 0 | 0 | 0 | 0 | 0 | 0 | 0 | 0 | 0 | 0 | 0 | 0 | 0 | 0 | 0 | 0 | 0 | 0 | 0
F5_Commercial_Restaurant (ID)_New_Food Preparation_Natural Gas_Griddle_E8 | F5 | Commercial | Restaurant (ID) | New | Food Preparation | Natural Gas | Griddle | E8 | Utility - Cost of Operation | 0 | 0 | 0 | 0 | 0 | 0 | 0 | 0 | 0 | 0 | 0 | 0 | 0 | 0 | 0 | 0 | 0 | 0 | 0 | 0 | 0 | 0 | 0 | 0 | 0 | 0 | 0
F5_Commercial_Restaurant (ID)_New_Food Preparation_Natural Gas_Griddle_E9 | F5 | Commercial | Restaurant (ID) | New | Food Preparation | Natural Gas | Griddle | E9 | Utility - Cost of Operation | 0 | 0 | 0 | 0 | 0 | 0 | 0 | 0 | 0 | 0 | 0 | 0 | 0 | 0 | 0 | 0 | 0 | 0 | 0 | 0 | 0 | 0 | 0 | 0 | 0 | 0 | 0
F5_Commercial_Restaurant (ID)_New_Food Preparation_Natural Gas_Griddle_E10 | F5 | Commercial | Restaurant (ID) | New | Food Preparation | Natural Gas | Griddle | E10 | Utility - Cost of Operation | 0 | 0 | 0 | 0 | 0 | 0 | 0 | 0 | 0 | 0 | 0 | 0 | 0 | 0 | 0 | 0 | 0 | 0 | 0 | 0 | 0 | 0 | 0 | 0 | 0 | 0 | 0
F6_Commercial_Restaurant (ID)_New_Food Preparation_Natural Gas_Griddle_E1 | F6 | Commercial | Restaurant (ID) | New | Food Preparation | Natural Gas | Griddle | E1 | Utility - Value of Sales | 0.15167 | 0.15454 | 0.1579 | 0.16182 | 0.16631 | 0.17192 | 0.17754 | 0.18287 | 0.1877 | 0.19239 | 0.19724 | 0.20165 | 0.20631 | 0.21071 | 0.2145 | 0.21792 | 0.22081 | 0.22357 | 0.22651 | 0.22925 | 0.232 | 0.2361 | 0.24023 | 0.2445 | 0.24885 | 0.25327 | 0.25777
F6_Commercial_Restaurant (ID)_New_Food Preparation_Natural Gas_Griddle_E2 | F6 | Commercial | Restaurant (ID) | New | Food Preparation | Natural Gas | Griddle | E2 | Utility - Value of Sales | 0.13312 | 0.13564 | 0.13859 | 0.14203 | 0.14597 | 0.15089 | 0.15583 | 0.16051 | 0.16475 | 0.16886 | 0.17312 | 0.17699 | 0.18108 | 0.18494 | 0.18827 | 0.19127 | 0.19381 | 0.19623 | 0.19881 | 0.20122 | 0.20363 | 0.20722 | 0.21086 | 0.2146 | 0.21841 | 0.22229 | 0.22624
F6_Commercial_Restaurant (ID)_New_Food Preparation_Natural Gas_Griddle_E3 | F6 | Commercial | Restaurant (ID) | New | Food Preparation | Natural Gas | Griddle | E3 | Utility - Value of Sales | 0 | 0 | 0 | 0 | 0 | 0 | 0 | 0 | 0 | 0 | 0 | 0 | 0 | 0 | 0 | 0 | 0 | 0 | 0 | 0 | 0 | 0 | 0 | 0 | 0 | 0 | 0
F6_Commercial_Restaurant (ID)_New_Food Preparation_Natural Gas_Griddle_E4 | F6 | Commercial | Restaurant (ID) | New | Food Preparation | Natural Gas | Griddle | E4 | Utility - Value of Sales | 0 | 0 | 0 | 0 | 0 | 0 | 0 | 0 | 0 | 0 | 0 | 0 | 0 | 0 | 0 | 0 | 0 | 0 | 0 | 0 | 0 | 0 | 0 | 0 | 0 | 0 | 0
F6_Commercial_Restaurant (ID)_New_Food Preparation_Natural Gas_Griddle_E5 | F6 | Commercial | Restaurant (ID) | New | Food Preparation | Natural Gas | Griddle | E5 | Utility - Value of Sales | 0 | 0 | 0 | 0 | 0 | 0 | 0 | 0 | 0 | 0 | 0 | 0 | 0 | 0 | 0 | 0 | 0 | 0 | 0 | 0 | 0 | 0 | 0 | 0 | 0 | 0 | 0
F6_Commercial_Restaurant (ID)_New_Food Preparation_Natural Gas_Griddle_E6 | F6 | Commercial | Restaurant (ID) | New | Food Preparation | Natural Gas | Griddle | E6 | Utility - Value of Sales | 0 | 0 | 0 | 0 | 0 | 0 | 0 | 0 | 0 | 0 | 0 | 0 | 0 | 0 | 0 | 0 | 0 | 0 | 0 | 0 | 0 | 0 | 0 | 0 | 0 | 0 | 0
F6_Commercial_Restaurant (ID)_New_Food Preparation_Natural Gas_Griddle_E7 | F6 | Commercial | Restaurant (ID) | New | Food Preparation | Natural Gas | Griddle | E7 | Utility - Value of Sales | 0 | 0 | 0 | 0 | 0 | 0 | 0 | 0 | 0 | 0 | 0 | 0 | 0 | 0 | 0 | 0 | 0 | 0 | 0 | 0 | 0 | 0 | 0 | 0 | 0 | 0 | 0
F6_Commercial_Restaurant (ID)_New_Food Preparation_Natural Gas_Griddle_E8 | F6 | Commercial | Restaurant (ID) | New | Food Preparation | Natural Gas | Griddle | E8 | Utility - Value of Sales | 0 | 0 | 0 | 0 | 0 | 0 | 0 | 0 | 0 | 0 | 0 | 0 | 0 | 0 | 0 | 0 | 0 | 0 | 0 | 0 | 0 | 0 | 0 | 0 | 0 | 0 | 0
F6_Commercial_Restaurant (ID)_New_Food Preparation_Natural Gas_Griddle_E9 | F6 | Commercial | Restaurant (ID) | New | Food Preparation | Natural Gas | Griddle | E9 | Utility - Value of Sales | 0 | 0 | 0 | 0 | 0 | 0 | 0 | 0 | 0 | 0 | 0 | 0 | 0 | 0 | 0 | 0 | 0 | 0 | 0 | 0 | 0 | 0 | 0 | 0 | 0 | 0 | 0
F6_Commercial_Restaurant (ID)_New_Food Preparation_Natural Gas_Griddle_E10 | F6 | Commercial | Restaurant (ID) | New | Food Preparation | Natural Gas | Griddle | E10 | Utility - Value of Sales | 0 | 0 | 0 | 0 | 0 | 0 | 0 | 0 | 0 | 0 | 0 | 0 | 0 | 0 | 0 | 0 | 0 | 0 | 0 | 0 | 0 | 0 | 0 | 0 | 0 | 0 | 0
F1_Commercial_Restaurant (ID)_New_Food Preparation_Natural Gas_Range_E1 | F1 | Commercial | Restaurant (ID) | New | Food Preparation | Natural Gas | Range | E1 | RVT - Cost of Equipment | 0.19357 | 0.19357 | 0.19357 | 0.19357 | 0.19357 | 0.19357 | 0.19357 | 0.19357 | 0.19357 | 0.19357 | 0.19357 | 0.19357 | 0.19357 | 0.19357 | 0.19357 | 0.19357 | 0.19357 | 0.19357 | 0.19357 | 0.19357 | 0.19357 | 0.19357 | 0.19357 | 0.19357 | 0.19357 | 0.19357 | 0.19357
F1_Commercial_Restaurant (ID)_New_Food Preparation_Natural Gas_Range_E2 | F1 | Commercial | Restaurant (ID) | New | Food Preparation | Natural Gas | Range | E2 | RVT - Cost of Equipment | 0.21078 | 0.21078 | 0.21078 | 0.21078 | 0.21078 | 0.21078 | 0.21078 | 0.21078 | 0.21078 | 0.21078 | 0.21078 | 0.21078 | 0.21078 | 0.21078 | 0.21078 | 0.21078 | 0.21078 | 0.21078 | 0.21078 | 0.21078 | 0.21078 | 0.21078 | 0.21078 | 0.21078 | 0.21078 | 0.21078 | 0.21078
F1_Commercial_Restaurant (ID)_New_Food Preparation_Natural Gas_Range_E3 | F1 | Commercial | Restaurant (ID) | New | Food Preparation | Natural Gas | Range | E3 | RVT - Cost of Equipment | 0 | 0 | 0 | 0 | 0 | 0 | 0 | 0 | 0 | 0 | 0 | 0 | 0 | 0 | 0 | 0 | 0 | 0 | 0 | 0 | 0 | 0 | 0 | 0 | 0 | 0 | 0
F1_Commercial_Restaurant (ID)_New_Food Preparation_Natural Gas_Range_E4 | F1 | Commercial | Restaurant (ID) | New | Food Preparation | Natural Gas | Range | E4 | RVT - Cost of Equipment | 0 | 0 | 0 | 0 | 0 | 0 | 0 | 0 | 0 | 0 | 0 | 0 | 0 | 0 | 0 | 0 | 0 | 0 | 0 | 0 | 0 | 0 | 0 | 0 | 0 | 0 | 0
F1_Commercial_Restaurant (ID)_New_Food Preparation_Natural Gas_Range_E5 | F1 | Commercial | Restaurant (ID) | New | Food Preparation | Natural Gas | Range | E5 | RVT - Cost of Equipment | 0 | 0 | 0 | 0 | 0 | 0 | 0 | 0 | 0 | 0 | 0 | 0 | 0 | 0 | 0 | 0 | 0 | 0 | 0 | 0 | 0 | 0 | 0 | 0 | 0 | 0 | 0
F1_Commercial_Restaurant (ID)_New_Food Preparation_Natural Gas_Range_E6 | F1 | Commercial | Restaurant (ID) | New | Food Preparation | Natural Gas | Range | E6 | RVT - Cost of Equipment | 0 | 0 | 0 | 0 | 0 | 0 | 0 | 0 | 0 | 0 | 0 | 0 | 0 | 0 | 0 | 0 | 0 | 0 | 0 | 0 | 0 | 0 | 0 | 0 | 0 | 0 | 0
F1_Commercial_Restaurant (ID)_New_Food Preparation_Natural Gas_Range_E7 | F1 | Commercial | Restaurant (ID) | New | Food Preparation | Natural Gas | Range | E7 | RVT - Cost of Equipment | 0 | 0 | 0 | 0 | 0 | 0 | 0 | 0 | 0 | 0 | 0 | 0 | 0 | 0 | 0 | 0 | 0 | 0 | 0 | 0 | 0 | 0 | 0 | 0 | 0 | 0 | 0
F1_Commercial_Restaurant (ID)_New_Food Preparation_Natural Gas_Range_E8 | F1 | Commercial | Restaurant (ID) | New | Food Preparation | Natural Gas | Range | E8 | RVT - Cost of Equipment | 0 | 0 | 0 | 0 | 0 | 0 | 0 | 0 | 0 | 0 | 0 | 0 | 0 | 0 | 0 | 0 | 0 | 0 | 0 | 0 | 0 | 0 | 0 | 0 | 0 | 0 | 0
F1_Commercial_Restaurant (ID)_New_Food Preparation_Natural Gas_Range_E9 | F1 | Commercial | Restaurant (ID) | New | Food Preparation | Natural Gas | Range | E9 | RVT - Cost of Equipment | 0 | 0 | 0 | 0 | 0 | 0 | 0 | 0 | 0 | 0 | 0 | 0 | 0 | 0 | 0 | 0 | 0 | 0 | 0 | 0 | 0 | 0 | 0 | 0 | 0 | 0 | 0
F1_Commercial_Restaurant (ID)_New_Food Preparation_Natural Gas_Range_E10 | F1 | Commercial | Restaurant (ID) | New | Food Preparation | Natural Gas | Range | E10 | RVT - Cost of Equipment | 0 | 0 | 0 | 0 | 0 | 0 | 0 | 0 | 0 | 0 | 0 | 0 | 0 | 0 | 0 | 0 | 0 | 0 | 0 | 0 | 0 | 0 | 0 | 0 | 0 | 0 | 0
F2_Commercial_Restaurant (ID)_New_Food Preparation_Natural Gas_Range_E1 | F2 | Commercial | Restaurant (ID) | New | Food Preparation | Natural Gas | Range | E1 | RVT - Cost of Operation | 0.20176 | 0.20512 | 0.20921 | 0.21419 | 0.2201 | 0.22793 | 0.23595 | 0.24371 | 0.25086 | 0.25772 | 0.26477 | 0.27106 | 0.27763 | 0.2837 | 0.28881 | 0.29334 | 0.29706 | 0.30056 | 0.30432 | 0.30776 | 0.31121 | 0.3167 | 0.32223 | 0.32796 | 0.33379 | 0.33972 | 0.34575
F2_Commercial_Restaurant (ID)_New_Food Preparation_Natural Gas_Range_E2 | F2 | Commercial | Restaurant (ID) | New | Food Preparation | Natural Gas | Range | E2 | RVT - Cost of Operation | 0.10088 | 0.10256 | 0.10461 | 0.10709 | 0.11005 | 0.11396 | 0.11797 | 0.12186 | 0.12543 | 0.12886 | 0.13238 | 0.13553 | 0.13881 | 0.14185 | 0.14441 | 0.14667 | 0.14853 | 0.15028 | 0.15216 | 0.15388 | 0.1556 | 0.15835 | 0.16112 | 0.16398 | 0.16689 | 0.16986 | 0.17288
F2_Commercial_Restaurant (ID)_New_Food Preparation_Natural Gas_Range_E3 | F2 | Commercial | Restaurant (ID) | New | Food Preparation | Natural Gas | Range | E3 | RVT - Cost of Operation | 0 | 0 | 0 | 0 | 0 | 0 | 0 | 0 | 0 | 0 | 0 | 0 | 0 | 0 | 0 | 0 | 0 | 0 | 0 | 0 | 0 | 0 | 0 | 0 | 0 | 0 | 0
F2_Commercial_Restaurant (ID)_New_Food Preparation_Natural Gas_Range_E4 | F2 | Commercial | Restaurant (ID) | New | Food Preparation | Natural Gas | Range | E4 | RVT - Cost of Operation | 0 | 0 | 0 | 0 | 0 | 0 | 0 | 0 | 0 | 0 | 0 | 0 | 0 | 0 | 0 | 0 | 0 | 0 | 0 | 0 | 0 | 0 | 0 | 0 | 0 | 0 | 0
F2_Commercial_Restaurant (ID)_New_Food Preparation_Natural Gas_Range_E5 | F2 | Commercial | Restaurant (ID) | New | Food Preparation | Natural Gas | Range | E5 | RVT - Cost of Operation | 0 | 0 | 0 | 0 | 0 | 0 | 0 | 0 | 0 | 0 | 0 | 0 | 0 | 0 | 0 | 0 | 0 | 0 | 0 | 0 | 0 | 0 | 0 | 0 | 0 | 0 | 0
F2_Commercial_Restaurant (ID)_New_Food Preparation_Natural Gas_Range_E6 | F2 | Commercial | Restaurant (ID) | New | Food Preparation | Natural Gas | Range | E6 | RVT - Cost of Operation | 0 | 0 | 0 | 0 | 0 | 0 | 0 | 0 | 0 | 0 | 0 | 0 | 0 | 0 | 0 | 0 | 0 | 0 | 0 | 0 | 0 | 0 | 0 | 0 | 0 | 0 | 0
F2_Commercial_Restaurant (ID)_New_Food Preparation_Natural Gas_Range_E7 | F2 | Commercial | Restaurant (ID) | New | Food Preparation | Natural Gas | Range | E7 | RVT - Cost of Operation | 0 | 0 | 0 | 0 | 0 | 0 | 0 | 0 | 0 | 0 | 0 | 0 | 0 | 0 | 0 | 0 | 0 | 0 | 0 | 0 | 0 | 0 | 0 | 0 | 0 | 0 | 0
F2_Commercial_Restaurant (ID)_New_Food Preparation_Natural Gas_Range_E8 | F2 | Commercial | Restaurant (ID) | New | Food Preparation | Natural Gas | Range | E8 | RVT - Cost of Operation | 0 | 0 | 0 | 0 | 0 | 0 | 0 | 0 | 0 | 0 | 0 | 0 | 0 | 0 | 0 | 0 | 0 | 0 | 0 | 0 | 0 | 0 | 0 | 0 | 0 | 0 | 0
F2_Commercial_Restaurant (ID)_New_Food Preparation_Natural Gas_Range_E9 | F2 | Commercial | Restaurant (ID) | New | Food Preparation | Natural Gas | Range | E9 | RVT - Cost of Operation | 0 | 0 | 0 | 0 | 0 | 0 | 0 | 0 | 0 | 0 | 0 | 0 | 0 | 0 | 0 | 0 | 0 | 0 | 0 | 0 | 0 | 0 | 0 | 0 | 0 | 0 | 0
F2_Commercial_Restaurant (ID)_New_Food Preparation_Natural Gas_Range_E10 | F2 | Commercial | Restaurant (ID) | New | Food Preparation | Natural Gas | Range | E10 | RVT - Cost of Operation | 0 | 0 | 0 | 0 | 0 | 0 | 0 | 0 | 0 | 0 | 0 | 0 | 0 | 0 | 0 | 0 | 0 | 0 | 0 | 0 | 0 | 0 | 0 | 0 | 0 | 0 | 0
F3_Commercial_Restaurant (ID)_New_Food Preparation_Natural Gas_Range_E1 | F3 | Commercial | Restaurant (ID) | New | Food Preparation | Natural Gas | Range | E1 | System - kBTUs of Consumption | 48.9048 | 48.9048 | 48.9048 | 48.9048 | 48.9048 | 48.9048 | 48.9048 | 48.9048 | 48.9048 | 48.9048 | 48.9048 | 48.9048 | 48.9048 | 48.9048 | 48.9048 | 48.9048 | 48.9048 | 48.9048 | 48.9048 | 48.9048 | 48.9048 | 48.9048 | 48.9048 | 48.9048 | 48.9048 | 48.9048 | 48.9048
F3_Commercial_Restaurant (ID)_New_Food Preparation_Natural Gas_Range_E2 | F3 | Commercial | Restaurant (ID) | New | Food Preparation | Natural Gas | Range | E2 | System - kBTUs of Consumption | 24.4524 | 24.4524 | 24.4524 | 24.4524 | 24.4524 | 24.4524 | 24.4524 | 24.4524 | 24.4524 | 24.4524 | 24.4524 | 24.4524 | 24.4524 | 24.4524 | 24.4524 | 24.4524 | 24.4524 | 24.4524 | 24.4524 | 24.4524 | 24.4524 | 24.4524 | 24.4524 | 24.4524 | 24.4524 | 24.4524 | 24.4524
F3_Commercial_Restaurant (ID)_New_Food Preparation_Natural Gas_Range_E3 | F3 | Commercial | Restaurant (ID) | New | Food Preparation | Natural Gas | Range | E3 | System - kBTUs of Consumption | 0 | 0 | 0 | 0 | 0 | 0 | 0 | 0 | 0 | 0 | 0 | 0 | 0 | 0 | 0 | 0 | 0 | 0 | 0 | 0 | 0 | 0 | 0 | 0 | 0 | 0 | 0
F3_Commercial_Restaurant (ID)_New_Food Preparation_Natural Gas_Range_E4 | F3 | Commercial | Restaurant (ID) | New | Food Preparation | Natural Gas | Range | E4 | System - kBTUs of Consumption | 0 | 0 | 0 | 0 | 0 | 0 | 0 | 0 | 0 | 0 | 0 | 0 | 0 | 0 | 0 | 0 | 0 | 0 | 0 | 0 | 0 | 0 | 0 | 0 | 0 | 0 | 0
F3_Commercial_Restaurant (ID)_New_Food Preparation_Natural Gas_Range_E5 | F3 | Commercial | Restaurant (ID) | New | Food Preparation | Natural Gas | Range | E5 | System - kBTUs of Consumption | 0 | 0 | 0 | 0 | 0 | 0 | 0 | 0 | 0 | 0 | 0 | 0 | 0 | 0 | 0 | 0 | 0 | 0 | 0 | 0 | 0 | 0 | 0 | 0 | 0 | 0 | 0
F3_Commercial_Restaurant (ID)_New_Food Preparation_Natural Gas_Range_E6 | F3 | Commercial | Restaurant (ID) | New | Food Preparation | Natural Gas | Range | E6 | System - kBTUs of Consumption | 0 | 0 | 0 | 0 | 0 | 0 | 0 | 0 | 0 | 0 | 0 | 0 | 0 | 0 | 0 | 0 | 0 | 0 | 0 | 0 | 0 | 0 | 0 | 0 | 0 | 0 | 0
F3_Commercial_Restaurant (ID)_New_Food Preparation_Natural Gas_Range_E7 | F3 | Commercial | Restaurant (ID) | New | Food Preparation | Natural Gas | Range | E7 | System - kBTUs of Consumption | 0 | 0 | 0 | 0 | 0 | 0 | 0 | 0 | 0 | 0 | 0 | 0 | 0 | 0 | 0 | 0 | 0 | 0 | 0 | 0 | 0 | 0 | 0 | 0 | 0 | 0 | 0
F3_Commercial_Restaurant (ID)_New_Food Preparation_Natural Gas_Range_E8 | F3 | Commercial | Restaurant (ID) | New | Food Preparation | Natural Gas | Range | E8 | System - kBTUs of Consumption | 0 | 0 | 0 | 0 | 0 | 0 | 0 | 0 | 0 | 0 | 0 | 0 | 0 | 0 | 0 | 0 | 0 | 0 | 0 | 0 | 0 | 0 | 0 | 0 | 0 | 0 | 0
F3_Commercial_Restaurant (ID)_New_Food Preparation_Natural Gas_Range_E9 | F3 | Commercial | Restaurant (ID) | New | Food Preparation | Natural Gas | Range | E9 | System - kBTUs of Consumption | 0 | 0 | 0 | 0 | 0 | 0 | 0 | 0 | 0 | 0 | 0 | 0 | 0 | 0 | 0 | 0 | 0 | 0 | 0 | 0 | 0 | 0 | 0 | 0 | 0 | 0 | 0
F3_Commercial_Restaurant (ID)_New_Food Preparation_Natural Gas_Range_E10 | F3 | Commercial | Restaurant (ID) | New | Food Preparation | Natural Gas | Range | E10 | System - kBTUs of Consumption | 0 | 0 | 0 | 0 | 0 | 0 | 0 | 0 | 0 | 0 | 0 | 0 | 0 | 0 | 0 | 0 | 0 | 0 | 0 | 0 | 0 | 0 | 0 | 0 | 0 | 0 | 0
F4_Commercial_Restaurant (ID)_New_Food Preparation_Natural Gas_Range_E1 | F4 | Commercial | Restaurant (ID) | New | Food Preparation | Natural Gas | Range | E1 | Utility - Cost of Equipment | 0.19357 | 0.19357 | 0.19357 | 0.19357 | 0.19357 | 0.19357 | 0.19357 | 0.19357 | 0.19357 | 0.19357 | 0.19357 | 0.19357 | 0.19357 | 0.19357 | 0.19357 | 0.19357 | 0.19357 | 0.19357 | 0.19357 | 0.19357 | 0.19357 | 0.19357 | 0.19357 | 0.19357 | 0.19357 | 0.19357 | 0.19357
F4_Commercial_Restaurant (ID)_New_Food Preparation_Natural Gas_Range_E2 | F4 | Commercial | Restaurant (ID) | New | Food Preparation | Natural Gas | Range | E2 | Utility - Cost of Equipment | 0.21078 | 0.21078 | 0.21078 | 0.21078 | 0.21078 | 0.21078 | 0.21078 | 0.21078 | 0.21078 | 0.21078 | 0.21078 | 0.21078 | 0.21078 | 0.21078 | 0.21078 | 0.21078 | 0.21078 | 0.21078 | 0.21078 | 0.21078 | 0.21078 | 0.21078 | 0.21078 | 0.21078 | 0.21078 | 0.21078 | 0.21078
F4_Commercial_Restaurant (ID)_New_Food Preparation_Natural Gas_Range_E3 | F4 | Commercial | Restaurant (ID) | New | Food Preparation | Natural Gas | Range | E3 | Utility - Cost of Equipment | 0 | 0 | 0 | 0 | 0 | 0 | 0 | 0 | 0 | 0 | 0 | 0 | 0 | 0 | 0 | 0 | 0 | 0 | 0 | 0 | 0 | 0 | 0 | 0 | 0 | 0 | 0
F4_Commercial_Restaurant (ID)_New_Food Preparation_Natural Gas_Range_E4 | F4 | Commercial | Restaurant (ID) | New | Food Preparation | Natural Gas | Range | E4 | Utility - Cost of Equipment | 0 | 0 | 0 | 0 | 0 | 0 | 0 | 0 | 0 | 0 | 0 | 0 | 0 | 0 | 0 | 0 | 0 | 0 | 0 | 0 | 0 | 0 | 0 | 0 | 0 | 0 | 0
F4_Commercial_Restaurant (ID)_New_Food Preparation_Natural Gas_Range_E5 | F4 | Commercial | Restaurant (ID) | New | Food Preparation | Natural Gas | Range | E5 | Utility - Cost of Equipment | 0 | 0 | 0 | 0 | 0 | 0 | 0 | 0 | 0 | 0 | 0 | 0 | 0 | 0 | 0 | 0 | 0 | 0 | 0 | 0 | 0 | 0 | 0 | 0 | 0 | 0 | 0
F4_Commercial_Restaurant (ID)_New_Food Preparation_Natural Gas_Range_E6 | F4 | Commercial | Restaurant (ID) | New | Food Preparation | Natural Gas | Range | E6 | Utility - Cost of Equipment | 0 | 0 | 0 | 0 | 0 | 0 | 0 | 0 | 0 | 0 | 0 | 0 | 0 | 0 | 0 | 0 | 0 | 0 | 0 | 0 | 0 | 0 | 0 | 0 | 0 | 0 | 0
F4_Commercial_Restaurant (ID)_New_Food Preparation_Natural Gas_Range_E7 | F4 | Commercial | Restaurant (ID) | New | Food Preparation | Natural Gas | Range | E7 | Utility - Cost of Equipment | 0 | 0 | 0 | 0 | 0 | 0 | 0 | 0 | 0 | 0 | 0 | 0 | 0 | 0 | 0 | 0 | 0 | 0 | 0 | 0 | 0 | 0 | 0 | 0 | 0 | 0 | 0
F4_Commercial_Restaurant (ID)_New_Food Preparation_Natural Gas_Range_E8 | F4 | Commercial | Restaurant (ID) | New | Food Preparation | Natural Gas | Range | E8 | Utility - Cost of Equipment | 0 | 0 | 0 | 0 | 0 | 0 | 0 | 0 | 0 | 0 | 0 | 0 | 0 | 0 | 0 | 0 | 0 | 0 | 0 | 0 | 0 | 0 | 0 | 0 | 0 | 0 | 0
F4_Commercial_Restaurant (ID)_New_Food Preparation_Natural Gas_Range_E9 | F4 | Commercial | Restaurant (ID) | New | Food Preparation | Natural Gas | Range | E9 | Utility - Cost of Equipment | 0 | 0 | 0 | 0 | 0 | 0 | 0 | 0 | 0 | 0 | 0 | 0 | 0 | 0 | 0 | 0 | 0 | 0 | 0 | 0 | 0 | 0 | 0 | 0 | 0 | 0 | 0
F4_Commercial_Restaurant (ID)_New_Food Preparation_Natural Gas_Range_E10 | F4 | Commercial | Restaurant (ID) | New | Food Preparation | Natural Gas | Range | E10 | Utility - Cost of Equipment | 0 | 0 | 0 | 0 | 0 | 0 | 0 | 0 | 0 | 0 | 0 | 0 | 0 | 0 | 0 | 0 | 0 | 0 | 0 | 0 | 0 | 0 | 0 | 0 | 0 | 0 | 0
F5_Commercial_Restaurant (ID)_New_Food Preparation_Natural Gas_Range_E1 | F5 | Commercial | Restaurant (ID) | New | Food Preparation | Natural Gas | Range | E1 | Utility - Cost of Operation | 0.16961 | 0.17352 | 0.17845 | 0.18426 | 0.19101 | 0.19953 | 0.20841 | 0.21726 | 0.2258 | 0.23445 | 0.2412 | 0.24748 | 0.25426 | 0.26086 | 0.26667 | 0.27206 | 0.27681 | 0.28148 | 0.28651 | 0.29138 | 0.29639 | 0.30161 | 0.30689 | 0.31234 | 0.31789 | 0.32354 | 0.32929
F5_Commercial_Restaurant (ID)_New_Food Preparation_Natural Gas_Range_E2 | F5 | Commercial | Restaurant (ID) | New | Food Preparation | Natural Gas | Range | E2 | Utility - Cost of Operation | 0.084803 | 0.086761 | 0.089223 | 0.092129 | 0.095507 | 0.099767 | 0.10421 | 0.10863 | 0.1129 | 0.11722 | 0.1206 | 0.12374 | 0.12713 | 0.13043 | 0.13334 | 0.13603 | 0.13841 | 0.14074 | 0.14325 | 0.14569 | 0.14819 | 0.15081 | 0.15345 | 0.15617 | 0.15895 | 0.16177 | 0.16464
F5_Commercial_Restaurant (ID)_New_Food Preparation_Natural Gas_Range_E3 | F5 | Commercial | Restaurant (ID) | New | Food Preparation | Natural Gas | Range | E3 | Utility - Cost of Operation | 0 | 0 | 0 | 0 | 0 | 0 | 0 | 0 | 0 | 0 | 0 | 0 | 0 | 0 | 0 | 0 | 0 | 0 | 0 | 0 | 0 | 0 | 0 | 0 | 0 | 0 | 0
F5_Commercial_Restaurant (ID)_New_Food Preparation_Natural Gas_Range_E4 | F5 | Commercial | Restaurant (ID) | New | Food Preparation | Natural Gas | Range | E4 | Utility - Cost of Operation | 0 | 0 | 0 | 0 | 0 | 0 | 0 | 0 | 0 | 0 | 0 | 0 | 0 | 0 | 0 | 0 | 0 | 0 | 0 | 0 | 0 | 0 | 0 | 0 | 0 | 0 | 0
F5_Commercial_Restaurant (ID)_New_Food Preparation_Natural Gas_Range_E5 | F5 | Commercial | Restaurant (ID) | New | Food Preparation | Natural Gas | Range | E5 | Utility - Cost of Operation | 0 | 0 | 0 | 0 | 0 | 0 | 0 | 0 | 0 | 0 | 0 | 0 | 0 | 0 | 0 | 0 | 0 | 0 | 0 | 0 | 0 | 0 | 0 | 0 | 0 | 0 | 0
F5_Commercial_Restaurant (ID)_New_Food Preparation_Natural Gas_Range_E6 | F5 | Commercial | Restaurant (ID) | New | Food Preparation | Natural Gas | Range | E6 | Utility - Cost of Operation | 0 | 0 | 0 | 0 | 0 | 0 | 0 | 0 | 0 | 0 | 0 | 0 | 0 | 0 | 0 | 0 | 0 | 0 | 0 | 0 | 0 | 0 | 0 | 0 | 0 | 0 | 0
F5_Commercial_Restaurant (ID)_New_Food Preparation_Natural Gas_Range_E7 | F5 | Commercial | Restaurant (ID) | New | Food Preparation | Natural Gas | Range | E7 | Utility - Cost of Operation | 0 | 0 | 0 | 0 | 0 | 0 | 0 | 0 | 0 | 0 | 0 | 0 | 0 | 0 | 0 | 0 | 0 | 0 | 0 | 0 | 0 | 0 | 0 | 0 | 0 | 0 | 0
F5_Commercial_Restaurant (ID)_New_Food Preparation_Natural Gas_Range_E8 | F5 | Commercial | Restaurant (ID) | New | Food Preparation | Natural Gas | Range | E8 | Utility - Cost of Operation | 0 | 0 | 0 | 0 | 0 | 0 | 0 | 0 | 0 | 0 | 0 | 0 | 0 | 0 | 0 | 0 | 0 | 0 | 0 | 0 | 0 | 0 | 0 | 0 | 0 | 0 | 0
F5_Commercial_Restaurant (ID)_New_Food Preparation_Natural Gas_Range_E9 | F5 | Commercial | Restaurant (ID) | New | Food Preparation | Natural Gas | Range | E9 | Utility - Cost of Operation | 0 | 0 | 0 | 0 | 0 | 0 | 0 | 0 | 0 | 0 | 0 | 0 | 0 | 0 | 0 | 0 | 0 | 0 | 0 | 0 | 0 | 0 | 0 | 0 | 0 | 0 | 0
F5_Commercial_Restaurant (ID)_New_Food Preparation_Natural Gas_Range_E10 | F5 | Commercial | Restaurant (ID) | New | Food Preparation | Natural Gas | Range | E10 | Utility - Cost of Operation | 0 | 0 | 0 | 0 | 0 | 0 | 0 | 0 | 0 | 0 | 0 | 0 | 0 | 0 | 0 | 0 | 0 | 0 | 0 | 0 | 0 | 0 | 0 | 0 | 0 | 0 | 0
F6_Commercial_Restaurant (ID)_New_Food Preparation_Natural Gas_Range_E1 | F6 | Commercial | Restaurant (ID) | New | Food Preparation | Natural Gas | Range | E1 | Utility - Value of Sales | 0.20176 | 0.20512 | 0.20921 | 0.21419 | 0.2201 | 0.22793 | 0.23595 | 0.24371 | 0.25086 | 0.25772 | 0.26477 | 0.27106 | 0.27763 | 0.2837 | 0.28881 | 0.29334 | 0.29706 | 0.30056 | 0.30432 | 0.30776 | 0.31121 | 0.3167 | 0.32223 | 0.32796 | 0.33379 | 0.33972 | 0.34575
F6_Commercial_Restaurant (ID)_New_Food Preparation_Natural Gas_Range_E2 | F6 | Commercial | Restaurant (ID) | New | Food Preparation | Natural Gas | Range | E2 | Utility - Value of Sales | 0.10088 | 0.10256 | 0.10461 | 0.10709 | 0.11005 | 0.11396 | 0.11797 | 0.12186 | 0.12543 | 0.12886 | 0.13238 | 0.13553 | 0.13881 | 0.14185 | 0.14441 | 0.14667 | 0.14853 | 0.15028 | 0.15216 | 0.15388 | 0.1556 | 0.15835 | 0.16112 | 0.16398 | 0.16689 | 0.16986 | 0.17288
F6_Commercial_Restaurant (ID)_New_Food Preparation_Natural Gas_Range_E3 | F6 | Commercial | Restaurant (ID) | New | Food Preparation | Natural Gas | Range | E3 | Utility - Value of Sales | 0 | 0 | 0 | 0 | 0 | 0 | 0 | 0 | 0 | 0 | 0 | 0 | 0 | 0 | 0 | 0 | 0 | 0 | 0 | 0 | 0 | 0 | 0 | 0 | 0 | 0 | 0
F6_Commercial_Restaurant (ID)_New_Food Preparation_Natural Gas_Range_E4 | F6 | Commercial | Restaurant (ID) | New | Food Preparation | Natural Gas | Range | E4 | Utility - Value of Sales | 0 | 0 | 0 | 0 | 0 | 0 | 0 | 0 | 0 | 0 | 0 | 0 | 0 | 0 | 0 | 0 | 0 | 0 | 0 | 0 | 0 | 0 | 0 | 0 | 0 | 0 | 0
F6_Commercial_Restaurant (ID)_New_Food Preparation_Natural Gas_Range_E5 | F6 | Commercial | Restaurant (ID) | New | Food Preparation | Natural Gas | Range | E5 | Utility - Value of Sales | 0 | 0 | 0 | 0 | 0 | 0 | 0 | 0 | 0 | 0 | 0 | 0 | 0 | 0 | 0 | 0 | 0 | 0 | 0 | 0 | 0 | 0 | 0 | 0 | 0 | 0 | 0
F6_Commercial_Restaurant (ID)_New_Food Preparation_Natural Gas_Range_E6 | F6 | Commercial | Restaurant (ID) | New | Food Preparation | Natural Gas | Range | E6 | Utility - Value of Sales | 0 | 0 | 0 | 0 | 0 | 0 | 0 | 0 | 0 | 0 | 0 | 0 | 0 | 0 | 0 | 0 | 0 | 0 | 0 | 0 | 0 | 0 | 0 | 0 | 0 | 0 | 0
F6_Commercial_Restaurant (ID)_New_Food Preparation_Natural Gas_Range_E7 | F6 | Commercial | Restaurant (ID) | New | Food Preparation | Natural Gas | Range | E7 | Utility - Value of Sales | 0 | 0 | 0 | 0 | 0 | 0 | 0 | 0 | 0 | 0 | 0 | 0 | 0 | 0 | 0 | 0 | 0 | 0 | 0 | 0 | 0 | 0 | 0 | 0 | 0 | 0 | 0
F6_Commercial_Restaurant (ID)_New_Food Preparation_Natural Gas_Range_E8 | F6 | Commercial | Restaurant (ID) | New | Food Preparation | Natural Gas | Range | E8 | Utility - Value of Sales | 0 | 0 | 0 | 0 | 0 | 0 | 0 | 0 | 0 | 0 | 0 | 0 | 0 | 0 | 0 | 0 | 0 | 0 | 0 | 0 | 0 | 0 | 0 | 0 | 0 | 0 | 0
F6_Commercial_Restaurant (ID)_New_Food Preparation_Natural Gas_Range_E9 | F6 | Commercial | Restaurant (ID) | New | Food Preparation | Natural Gas | Range | E9 | Utility - Value of Sales | 0 | 0 | 0 | 0 | 0 | 0 | 0 | 0 | 0 | 0 | 0 | 0 | 0 | 0 | 0 | 0 | 0 | 0 | 0 | 0 | 0 | 0 | 0 | 0 | 0 | 0 | 0
F6_Commercial_Restaurant (ID)_New_Food Preparation_Natural Gas_Range_E10 | F6 | Commercial | Restaurant (ID) | New | Food Preparation | Natural Gas | Range | E10 | Utility - Value of Sales | 0 | 0 | 0 | 0 | 0 | 0 | 0 | 0 | 0 | 0 | 0 | 0 | 0 | 0 | 0 | 0 | 0 | 0 | 0 | 0 | 0 | 0 | 0 | 0 | 0 | 0 | 0
F1_Commercial_Restaurant (ID)_New_Food Preparation_Natural Gas_Steamer_E1 | F1 | Commercial | Restaurant (ID) | New | Food Preparation | Natural Gas | Steamer | E1 | RVT - Cost of Equipment | 0.053771 | 0.053771 | 0.053771 | 0.053771 | 0.053771 | 0.053771 | 0.053771 | 0.053771 | 0.053771 | 0.053771 | 0.053771 | 0.053771 | 0.053771 | 0.053771 | 0.053771 | 0.053771 | 0.053771 | 0.053771 | 0.053771 | 0.053771 | 0.053771 | 0.053771 | 0.053771 | 0.053771 | 0.053771 | 0.053771 | 0.053771
F1_Commercial_Restaurant (ID)_New_Food Preparation_Natural Gas_Steamer_E2 | F1 | Commercial | Restaurant (ID) | New | Food Preparation | Natural Gas | Steamer | E2 | RVT - Cost of Equipment | 0.057776 | 0.057776 | 0.057776 | 0.057776 | 0.057776 | 0.057776 | 0.057776 | 0.057776 | 0.057776 | 0.057776 | 0.057776 | 0.057776 | 0.057776 | 0.057776 | 0.057776 | 0.057776 | 0.057776 | 0.057776 | 0.057776 | 0.057776 | 0.057776 | 0.057776 | 0.057776 | 0.057776 | 0.057776 | 0.057776 | 0.057776
F1_Commercial_Restaurant (ID)_New_Food Preparation_Natural Gas_Steamer_E3 | F1 | Commercial | Restaurant (ID) | New | Food Preparation | Natural Gas | Steamer | E3 | RVT - Cost of Equipment | 0 | 0 | 0 | 0 | 0 | 0 | 0 | 0 | 0 | 0 | 0 | 0 | 0 | 0 | 0 | 0 | 0 | 0 | 0 | 0 | 0 | 0 | 0 | 0 | 0 | 0 | 0
F1_Commercial_Restaurant (ID)_New_Food Preparation_Natural Gas_Steamer_E4 | F1 | Commercial | Restaurant (ID) | New | Food Preparation | Natural Gas | Steamer | E4 | RVT - Cost of Equipment | 0 | 0 | 0 | 0 | 0 | 0 | 0 | 0 | 0 | 0 | 0 | 0 | 0 | 0 | 0 | 0 | 0 | 0 | 0 | 0 | 0 | 0 | 0 | 0 | 0 | 0 | 0
F1_Commercial_Restaurant (ID)_New_Food Preparation_Natural Gas_Steamer_E5 | F1 | Commercial | Restaurant (ID) | New | Food Preparation | Natural Gas | Steamer | E5 | RVT - Cost of Equipment | 0 | 0 | 0 | 0 | 0 | 0 | 0 | 0 | 0 | 0 | 0 | 0 | 0 | 0 | 0 | 0 | 0 | 0 | 0 | 0 | 0 | 0 | 0 | 0 | 0 | 0 | 0
F1_Commercial_Restaurant (ID)_New_Food Preparation_Natural Gas_Steamer_E6 | F1 | Commercial | Restaurant (ID) | New | Food Preparation | Natural Gas | Steamer | E6 | RVT - Cost of Equipment | 0 | 0 | 0 | 0 | 0 | 0 | 0 | 0 | 0 | 0 | 0 | 0 | 0 | 0 | 0 | 0 | 0 | 0 | 0 | 0 | 0 | 0 | 0 | 0 | 0 | 0 | 0
F1_Commercial_Restaurant (ID)_New_Food Preparation_Natural Gas_Steamer_E7 | F1 | Commercial | Restaurant (ID) | New | Food Preparation | Natural Gas | Steamer | E7 | RVT - Cost of Equipment | 0 | 0 | 0 | 0 | 0 | 0 | 0 | 0 | 0 | 0 | 0 | 0 | 0 | 0 | 0 | 0 | 0 | 0 | 0 | 0 | 0 | 0 | 0 | 0 | 0 | 0 | 0
F1_Commercial_Restaurant (ID)_New_Food Preparation_Natural Gas_Steamer_E8 | F1 | Commercial | Restaurant (ID) | New | Food Preparation | Natural Gas | Steamer | E8 | RVT - Cost of Equipment | 0 | 0 | 0 | 0 | 0 | 0 | 0 | 0 | 0 | 0 | 0 | 0 | 0 | 0 | 0 | 0 | 0 | 0 | 0 | 0 | 0 | 0 | 0 | 0 | 0 | 0 | 0
F1_Commercial_Restaurant (ID)_New_Food Preparation_Natural Gas_Steamer_E9 | F1 | Commercial | Restaurant (ID) | New | Food Preparation | Natural Gas | Steamer | E9 | RVT - Cost of Equipment | 0 | 0 | 0 | 0 | 0 | 0 | 0 | 0 | 0 | 0 | 0 | 0 | 0 | 0 | 0 | 0 | 0 | 0 | 0 | 0 | 0 | 0 | 0 | 0 | 0 | 0 | 0
F1_Commercial_Restaurant (ID)_New_Food Preparation_Natural Gas_Steamer_E10 | F1 | Commercial | Restaurant (ID) | New | Food Preparation | Natural Gas | Steamer | E10 | RVT - Cost of Equipment | 0 | 0 | 0 | 0 | 0 | 0 | 0 | 0 | 0 | 0 | 0 | 0 | 0 | 0 | 0 | 0 | 0 | 0 | 0 | 0 | 0 | 0 | 0 | 0 | 0 | 0 | 0
F2_Commercial_Restaurant (ID)_New_Food Preparation_Natural Gas_Steamer_E1 | F2 | Commercial | Restaurant (ID) | New | Food Preparation | Natural Gas | Steamer | E1 | RVT - Cost of Operation | 0.281 | 0.28631 | 0.29254 | 0.29981 | 0.30813 | 0.31851 | 0.32893 | 0.33882 | 0.34777 | 0.35645 | 0.36544 | 0.37361 | 0.38223 | 0.39039 | 0.39741 | 0.40374 | 0.4091 | 0.41422 | 0.41966 | 0.42474 | 0.42984 | 0.43743 | 0.44509 | 0.453 | 0.46105 | 0.46924 | 0.47758
F2_Commercial_Restaurant (ID)_New_Food Preparation_Natural Gas_Steamer_E2 | F2 | Commercial | Restaurant (ID) | New | Food Preparation | Natural Gas | Steamer | E2 | RVT - Cost of Operation | 0.053018 | 0.05402 | 0.055195 | 0.056566 | 0.058136 | 0.060095 | 0.06206 | 0.063926 | 0.065615 | 0.067252 | 0.068948 | 0.07049 | 0.072117 | 0.073657 | 0.074981 | 0.076176 | 0.077187 | 0.078153 | 0.079179 | 0.080138 | 0.0811 | 0.082531 | 0.083977 | 0.085469 | 0.086988 | 0.088533 | 0.090106
F2_Commercial_Restaurant (ID)_New_Food Preparation_Natural Gas_Steamer_E3 | F2 | Commercial | Restaurant (ID) | New | Food Preparation | Natural Gas | Steamer | E3 | RVT - Cost of Operation | 0 | 0 | 0 | 0 | 0 | 0 | 0 | 0 | 0 | 0 | 0 | 0 | 0 | 0 | 0 | 0 | 0 | 0 | 0 | 0 | 0 | 0 | 0 | 0 | 0 | 0 | 0
F2_Commercial_Restaurant (ID)_New_Food Preparation_Natural Gas_Steamer_E4 | F2 | Commercial | Restaurant (ID) | New | Food Preparation | Natural Gas | Steamer | E4 | RVT - Cost of Operation | 0 | 0 | 0 | 0 | 0 | 0 | 0 | 0 | 0 | 0 | 0 | 0 | 0 | 0 | 0 | 0 | 0 | 0 | 0 | 0 | 0 | 0 | 0 | 0 | 0 | 0 | 0
F2_Commercial_Restaurant (ID)_New_Food Preparation_Natural Gas_Steamer_E5 | F2 | Commercial | Restaurant (ID) | New | Food Preparation | Natural Gas | Steamer | E5 | RVT - Cost of Operation | 0 | 0 | 0 | 0 | 0 | 0 | 0 | 0 | 0 | 0 | 0 | 0 | 0 | 0 | 0 | 0 | 0 | 0 | 0 | 0 | 0 | 0 | 0 | 0 | 0 | 0 | 0
F2_Commercial_Restaurant (ID)_New_Food Preparation_Natural Gas_Steamer_E6 | F2 | Commercial | Restaurant (ID) | New | Food Preparation | Natural Gas | Steamer | E6 | RVT - Cost of Operation | 0 | 0 | 0 | 0 | 0 | 0 | 0 | 0 | 0 | 0 | 0 | 0 | 0 | 0 | 0 | 0 | 0 | 0 | 0 | 0 | 0 | 0 | 0 | 0 | 0 | 0 | 0
F2_Commercial_Restaurant (ID)_New_Food Preparation_Natural Gas_Steamer_E7 | F2 | Commercial | Restaurant (ID) | New | Food Preparation | Natural Gas | Steamer | E7 | RVT - Cost of Operation | 0 | 0 | 0 | 0 | 0 | 0 | 0 | 0 | 0 | 0 | 0 | 0 | 0 | 0 | 0 | 0 | 0 | 0 | 0 | 0 | 0 | 0 | 0 | 0 | 0 | 0 | 0
F2_Commercial_Restaurant (ID)_New_Food Preparation_Natural Gas_Steamer_E8 | F2 | Commercial | Restaurant (ID) | New | Food Preparation | Natural Gas | Steamer | E8 | RVT - Cost of Operation | 0 | 0 | 0 | 0 | 0 | 0 | 0 | 0 | 0 | 0 | 0 | 0 | 0 | 0 | 0 | 0 | 0 | 0 | 0 | 0 | 0 | 0 | 0 | 0 | 0 | 0 | 0
F2_Commercial_Restaurant (ID)_New_Food Preparation_Natural Gas_Steamer_E9 | F2 | Commercial | Restaurant (ID) | New | Food Preparation | Natural Gas | Steamer | E9 | RVT - Cost of Operation | 0 | 0 | 0 | 0 | 0 | 0 | 0 | 0 | 0 | 0 | 0 | 0 | 0 | 0 | 0 | 0 | 0 | 0 | 0 | 0 | 0 | 0 | 0 | 0 | 0 | 0 | 0
F2_Commercial_Restaurant (ID)_New_Food Preparation_Natural Gas_Steamer_E10 | F2 | Commercial | Restaurant (ID) | New | Food Preparation | Natural Gas | Steamer | E10 | RVT - Cost of Operation | 0 | 0 | 0 | 0 | 0 | 0 | 0 | 0 | 0 | 0 | 0 | 0 | 0 | 0 | 0 | 0 | 0 | 0 | 0 | 0 | 0 | 0 | 0 | 0 | 0 | 0 | 0
F3_Commercial_Restaurant (ID)_New_Food Preparation_Natural Gas_Steamer_E1 | F3 | Commercial | Restaurant (ID) | New | Food Preparation | Natural Gas | Steamer | E1 | System - kBTUs of Consumption | 67.037 | 67.037 | 67.037 | 67.037 | 67.037 | 67.037 | 67.037 | 67.037 | 67.037 | 67.037 | 67.037 | 67.037 | 67.037 | 67.037 | 67.037 | 67.037 | 67.037 | 67.037 | 67.037 | 67.037 | 67.037 | 67.037 | 67.037 | 67.037 | 67.037 | 67.037 | 67.037
F3_Commercial_Restaurant (ID)_New_Food Preparation_Natural Gas_Steamer_E2 | F3 | Commercial | Restaurant (ID) | New | Food Preparation | Natural Gas | Steamer | E2 | System - kBTUs of Consumption | 12.6481 | 12.6481 | 12.6481 | 12.6481 | 12.6481 | 12.6481 | 12.6481 | 12.6481 | 12.6481 | 12.6481 | 12.6481 | 12.6481 | 12.6481 | 12.6481 | 12.6481 | 12.6481 | 12.6481 | 12.6481 | 12.6481 | 12.6481 | 12.6481 | 12.6481 | 12.6481 | 12.6481 | 12.6481 | 12.6481 | 12.6481
F3_Commercial_Restaurant (ID)_New_Food Preparation_Natural Gas_Steamer_E3 | F3 | Commercial | Restaurant (ID) | New | Food Preparation | Natural Gas | Steamer | E3 | System - kBTUs of Consumption | 0 | 0 | 0 | 0 | 0 | 0 | 0 | 0 | 0 | 0 | 0 | 0 | 0 | 0 | 0 | 0 | 0 | 0 | 0 | 0 | 0 | 0 | 0 | 0 | 0 | 0 | 0
F3_Commercial_Restaurant (ID)_New_Food Preparation_Natural Gas_Steamer_E4 | F3 | Commercial | Restaurant (ID) | New | Food Preparation | Natural Gas | Steamer | E4 | System - kBTUs of Consumption | 0 | 0 | 0 | 0 | 0 | 0 | 0 | 0 | 0 | 0 | 0 | 0 | 0 | 0 | 0 | 0 | 0 | 0 | 0 | 0 | 0 | 0 | 0 | 0 | 0 | 0 | 0
F3_Commercial_Restaurant (ID)_New_Food Preparation_Natural Gas_Steamer_E5 | F3 | Commercial | Restaurant (ID) | New | Food Preparation | Natural Gas | Steamer | E5 | System - kBTUs of Consumption | 0 | 0 | 0 | 0 | 0 | 0 | 0 | 0 | 0 | 0 | 0 | 0 | 0 | 0 | 0 | 0 | 0 | 0 | 0 | 0 | 0 | 0 | 0 | 0 | 0 | 0 | 0
F3_Commercial_Restaurant (ID)_New_Food Preparation_Natural Gas_Steamer_E6 | F3 | Commercial | Restaurant (ID) | New | Food Preparation | Natural Gas | Steamer | E6 | System - kBTUs of Consumption | 0 | 0 | 0 | 0 | 0 | 0 | 0 | 0 | 0 | 0 | 0 | 0 | 0 | 0 | 0 | 0 | 0 | 0 | 0 | 0 | 0 | 0 | 0 | 0 | 0 | 0 | 0
F3_Commercial_Restaurant (ID)_New_Food Preparation_Natural Gas_Steamer_E7 | F3 | Commercial | Restaurant (ID) | New | Food Preparation | Natural Gas | Steamer | E7 | System - kBTUs of Consumption | 0 | 0 | 0 | 0 | 0 | 0 | 0 | 0 | 0 | 0 | 0 | 0 | 0 | 0 | 0 | 0 | 0 | 0 | 0 | 0 | 0 | 0 | 0 | 0 | 0 | 0 | 0
F3_Commercial_Restaurant (ID)_New_Food Preparation_Natural Gas_Steamer_E8 | F3 | Commercial | Restaurant (ID) | New | Food Preparation | Natural Gas | Steamer | E8 | System - kBTUs of Consumption | 0 | 0 | 0 | 0 | 0 | 0 | 0 | 0 | 0 | 0 | 0 | 0 | 0 | 0 | 0 | 0 | 0 | 0 | 0 | 0 | 0 | 0 | 0 | 0 | 0 | 0 | 0
F3_Commercial_Restaurant (ID)_New_Food Preparation_Natural Gas_Steamer_E9 | F3 | Commercial | Restaurant (ID) | New | Food Preparation | Natural Gas | Steamer | E9 | System - kBTUs of Consumption | 0 | 0 | 0 | 0 | 0 | 0 | 0 | 0 | 0 | 0 | 0 | 0 | 0 | 0 | 0 | 0 | 0 | 0 | 0 | 0 | 0 | 0 | 0 | 0 | 0 | 0 | 0
F3_Commercial_Restaurant (ID)_New_Food Preparation_Natural Gas_Steamer_E10 | F3 | Commercial | Restaurant (ID) | New | Food Preparation | Natural Gas | Steamer | E10 | System - kBTUs of Consumption | 0 | 0 | 0 | 0 | 0 | 0 | 0 | 0 | 0 | 0 | 0 | 0 | 0 | 0 | 0 | 0 | 0 | 0 | 0 | 0 | 0 | 0 | 0 | 0 | 0 | 0 | 0
F4_Commercial_Restaurant (ID)_New_Food Preparation_Natural Gas_Steamer_E1 | F4 | Commercial | Restaurant (ID) | New | Food Preparation | Natural Gas | Steamer | E1 | Utility - Cost of Equipment | 0.053771 | 0.053771 | 0.053771 | 0.053771 | 0.053771 | 0.053771 | 0.053771 | 0.053771 | 0.053771 | 0.053771 | 0.053771 | 0.053771 | 0.053771 | 0.053771 | 0.053771 | 0.053771 | 0.053771 | 0.053771 | 0.053771 | 0.053771 | 0.053771 | 0.053771 | 0.053771 | 0.053771 | 0.053771 | 0.053771 | 0.053771
F4_Commercial_Restaurant (ID)_New_Food Preparation_Natural Gas_Steamer_E2 | F4 | Commercial | Restaurant (ID) | New | Food Preparation | Natural Gas | Steamer | E2 | Utility - Cost of Equipment | 0.057776 | 0.057776 | 0.057776 | 0.057776 | 0.057776 | 0.057776 | 0.057776 | 0.057776 | 0.057776 | 0.057776 | 0.057776 | 0.057776 | 0.057776 | 0.057776 | 0.057776 | 0.057776 | 0.057776 | 0.057776 | 0.057776 | 0.057776 | 0.057776 | 0.057776 | 0.057776 | 0.057776 | 0.057776 | 0.057776 | 0.057776
F4_Commercial_Restaurant (ID)_New_Food Preparation_Natural Gas_Steamer_E3 | F4 | Commercial | Restaurant (ID) | New | Food Preparation | Natural Gas | Steamer | E3 | Utility - Cost of Equipment | 0 | 0 | 0 | 0 | 0 | 0 | 0 | 0 | 0 | 0 | 0 | 0 | 0 | 0 | 0 | 0 | 0 | 0 | 0 | 0 | 0 | 0 | 0 | 0 | 0 | 0 | 0
F4_Commercial_Restaurant (ID)_New_Food Preparation_Natural Gas_Steamer_E4 | F4 | Commercial | Restaurant (ID) | New | Food Preparation | Natural Gas | Steamer | E4 | Utility - Cost of Equipment | 0 | 0 | 0 | 0 | 0 | 0 | 0 | 0 | 0 | 0 | 0 | 0 | 0 | 0 | 0 | 0 | 0 | 0 | 0 | 0 | 0 | 0 | 0 | 0 | 0 | 0 | 0
F4_Commercial_Restaurant (ID)_New_Food Preparation_Natural Gas_Steamer_E5 | F4 | Commercial | Restaurant (ID) | New | Food Preparation | Natural Gas | Steamer | E5 | Utility - Cost of Equipment | 0 | 0 | 0 | 0 | 0 | 0 | 0 | 0 | 0 | 0 | 0 | 0 | 0 | 0 | 0 | 0 | 0 | 0 | 0 | 0 | 0 | 0 | 0 | 0 | 0 | 0 | 0
F4_Commercial_Restaurant (ID)_New_Food Preparation_Natural Gas_Steamer_E6 | F4 | Commercial | Restaurant (ID) | New | Food Preparation | Natural Gas | Steamer | E6 | Utility - Cost of Equipment | 0 | 0 | 0 | 0 | 0 | 0 | 0 | 0 | 0 | 0 | 0 | 0 | 0 | 0 | 0 | 0 | 0 | 0 | 0 | 0 | 0 | 0 | 0 | 0 | 0 | 0 | 0
F4_Commercial_Restaurant (ID)_New_Food Preparation_Natural Gas_Steamer_E7 | F4 | Commercial | Restaurant (ID) | New | Food Preparation | Natural Gas | Steamer | E7 | Utility - Cost of Equipment | 0 | 0 | 0 | 0 | 0 | 0 | 0 | 0 | 0 | 0 | 0 | 0 | 0 | 0 | 0 | 0 | 0 | 0 | 0 | 0 | 0 | 0 | 0 | 0 | 0 | 0 | 0
F4_Commercial_Restaurant (ID)_New_Food Preparation_Natural Gas_Steamer_E8 | F4 | Commercial | Restaurant (ID) | New | Food Preparation | Natural Gas | Steamer | E8 | Utility - Cost of Equipment | 0 | 0 | 0 | 0 | 0 | 0 | 0 | 0 | 0 | 0 | 0 | 0 | 0 | 0 | 0 | 0 | 0 | 0 | 0 | 0 | 0 | 0 | 0 | 0 | 0 | 0 | 0
F4_Commercial_Restaurant (ID)_New_Food Preparation_Natural Gas_Steamer_E9 | F4 | Commercial | Restaurant (ID) | New | Food Preparation | Natural Gas | Steamer | E9 | Utility - Cost of Equipment | 0 | 0 | 0 | 0 | 0 | 0 | 0 | 0 | 0 | 0 | 0 | 0 | 0 | 0 | 0 | 0 | 0 | 0 | 0 | 0 | 0 | 0 | 0 | 0 | 0 | 0 | 0
F4_Commercial_Restaurant (ID)_New_Food Preparation_Natural Gas_Steamer_E10 | F4 | Commercial | Restaurant (ID) | New | Food Preparation | Natural Gas | Steamer | E10 | Utility - Cost of Equipment | 0 | 0 | 0 | 0 | 0 | 0 | 0 | 0 | 0 | 0 | 0 | 0 | 0 | 0 | 0 | 0 | 0 | 0 | 0 | 0 | 0 | 0 | 0 | 0 | 0 | 0 | 0
F5_Commercial_Restaurant (ID)_New_Food Preparation_Natural Gas_Steamer_E1 | F5 | Commercial | Restaurant (ID) | New | Food Preparation | Natural Gas | Steamer | E1 | Utility - Cost of Operation | 0.23859 | 0.2446 | 0.25172 | 0.25989 | 0.26912 | 0.28035 | 0.29191 | 0.30336 | 0.31438 | 0.32556 | 0.33445 | 0.34278 | 0.35173 | 0.3605 | 0.36833 | 0.37566 | 0.38224 | 0.38873 | 0.39566 | 0.40242 | 0.40937 | 0.4166 | 0.4239 | 0.43143 | 0.43909 | 0.44689 | 0.45483
F5_Commercial_Restaurant (ID)_New_Food Preparation_Natural Gas_Steamer_E2 | F5 | Commercial | Restaurant (ID) | New | Food Preparation | Natural Gas | Steamer | E2 | Utility - Cost of Operation | 0.045015 | 0.046149 | 0.047493 | 0.049034 | 0.050775 | 0.052895 | 0.055076 | 0.057236 | 0.059316 | 0.061425 | 0.063102 | 0.064674 | 0.066363 | 0.068016 | 0.069494 | 0.070878 | 0.072118 | 0.073343 | 0.074651 | 0.075927 | 0.077238 | 0.078601 | 0.079978 | 0.081399 | 0.082845 | 0.084317 | 0.085815
F5_Commercial_Restaurant (ID)_New_Food Preparation_Natural Gas_Steamer_E3 | F5 | Commercial | Restaurant (ID) | New | Food Preparation | Natural Gas | Steamer | E3 | Utility - Cost of Operation | 0 | 0 | 0 | 0 | 0 | 0 | 0 | 0 | 0 | 0 | 0 | 0 | 0 | 0 | 0 | 0 | 0 | 0 | 0 | 0 | 0 | 0 | 0 | 0 | 0 | 0 | 0
F5_Commercial_Restaurant (ID)_New_Food Preparation_Natural Gas_Steamer_E4 | F5 | Commercial | Restaurant (ID) | New | Food Preparation | Natural Gas | Steamer | E4 | Utility - Cost of Operation | 0 | 0 | 0 | 0 | 0 | 0 | 0 | 0 | 0 | 0 | 0 | 0 | 0 | 0 | 0 | 0 | 0 | 0 | 0 | 0 | 0 | 0 | 0 | 0 | 0 | 0 | 0
F5_Commercial_Restaurant (ID)_New_Food Preparation_Natural Gas_Steamer_E5 | F5 | Commercial | Restaurant (ID) | New | Food Preparation | Natural Gas | Steamer | E5 | Utility - Cost of Operation | 0 | 0 | 0 | 0 | 0 | 0 | 0 | 0 | 0 | 0 | 0 | 0 | 0 | 0 | 0 | 0 | 0 | 0 | 0 | 0 | 0 | 0 | 0 | 0 | 0 | 0 | 0
F5_Commercial_Restaurant (ID)_New_Food Preparation_Natural Gas_Steamer_E6 | F5 | Commercial | Restaurant (ID) | New | Food Preparation | Natural Gas | Steamer | E6 | Utility - Cost of Operation | 0 | 0 | 0 | 0 | 0 | 0 | 0 | 0 | 0 | 0 | 0 | 0 | 0 | 0 | 0 | 0 | 0 | 0 | 0 | 0 | 0 | 0 | 0 | 0 | 0 | 0 | 0
F5_Commercial_Restaurant (ID)_New_Food Preparation_Natural Gas_Steamer_E7 | F5 | Commercial | Restaurant (ID) | New | Food Preparation | Natural Gas | Steamer | E7 | Utility - Cost of Operation | 0 | 0 | 0 | 0 | 0 | 0 | 0 | 0 | 0 | 0 | 0 | 0 | 0 | 0 | 0 | 0 | 0 | 0 | 0 | 0 | 0 | 0 | 0 | 0 | 0 | 0 | 0
F5_Commercial_Restaurant (ID)_New_Food Preparation_Natural Gas_Steamer_E8 | F5 | Commercial | Restaurant (ID) | New | Food Preparation | Natural Gas | Steamer | E8 | Utility - Cost of Operation | 0 | 0 | 0 | 0 | 0 | 0 | 0 | 0 | 0 | 0 | 0 | 0 | 0 | 0 | 0 | 0 | 0 | 0 | 0 | 0 | 0 | 0 | 0 | 0 | 0 | 0 | 0
F5_Commercial_Restaurant (ID)_New_Food Preparation_Natural Gas_Steamer_E9 | F5 | Commercial | Restaurant (ID) | New | Food Preparation | Natural Gas | Steamer | E9 | Utility - Cost of Operation | 0 | 0 | 0 | 0 | 0 | 0 | 0 | 0 | 0 | 0 | 0 | 0 | 0 | 0 | 0 | 0 | 0 | 0 | 0 | 0 | 0 | 0 | 0 | 0 | 0 | 0 | 0
F5_Commercial_Restaurant (ID)_New_Food Preparation_Natural Gas_Steamer_E10 | F5 | Commercial | Restaurant (ID) | New | Food Preparation | Natural Gas | Steamer | E10 | Utility - Cost of Operation | 0 | 0 | 0 | 0 | 0 | 0 | 0 | 0 | 0 | 0 | 0 | 0 | 0 | 0 | 0 | 0 | 0 | 0 | 0 | 0 | 0 | 0 | 0 | 0 | 0 | 0 | 0
F6_Commercial_Restaurant (ID)_New_Food Preparation_Natural Gas_Steamer_E1 | F6 | Commercial | Restaurant (ID) | New | Food Preparation | Natural Gas | Steamer | E1 | Utility - Value of Sales | 0.281 | 0.28631 | 0.29254 | 0.29981 | 0.30813 | 0.31851 | 0.32893 | 0.33882 | 0.34777 | 0.35645 | 0.36544 | 0.37361 | 0.38223 | 0.39039 | 0.39741 | 0.40374 | 0.4091 | 0.41422 | 0.41966 | 0.42474 | 0.42984 | 0.43743 | 0.44509 | 0.453 | 0.46105 | 0.46924 | 0.47758
F6_Commercial_Restaurant (ID)_New_Food Preparation_Natural Gas_Steamer_E2 | F6 | Commercial | Restaurant (ID) | New | Food Preparation | Natural Gas | Steamer | E2 | Utility - Value of Sales | 0.053018 | 0.05402 | 0.055195 | 0.056566 | 0.058136 | 0.060095 | 0.06206 | 0.063926 | 0.065615 | 0.067252 | 0.068948 | 0.07049 | 0.072117 | 0.073657 | 0.074981 | 0.076176 | 0.077187 | 0.078153 | 0.079179 | 0.080138 | 0.0811 | 0.082531 | 0.083977 | 0.085469 | 0.086988 | 0.088533 | 0.090106
F6_Commercial_Restaurant (ID)_New_Food Preparation_Natural Gas_Steamer_E3 | F6 | Commercial | Restaurant (ID) | New | Food Preparation | Natural Gas | Steamer | E3 | Utility - Value of Sales | 0 | 0 | 0 | 0 | 0 | 0 | 0 | 0 | 0 | 0 | 0 | 0 | 0 | 0 | 0 | 0 | 0 | 0 | 0 | 0 | 0 | 0 | 0 | 0 | 0 | 0 | 0
F6_Commercial_Restaurant (ID)_New_Food Preparation_Natural Gas_Steamer_E4 | F6 | Commercial | Restaurant (ID) | New | Food Preparation | Natural Gas | Steamer | E4 | Utility - Value of Sales | 0 | 0 | 0 | 0 | 0 | 0 | 0 | 0 | 0 | 0 | 0 | 0 | 0 | 0 | 0 | 0 | 0 | 0 | 0 | 0 | 0 | 0 | 0 | 0 | 0 | 0 | 0
F6_Commercial_Restaurant (ID)_New_Food Preparation_Natural Gas_Steamer_E5 | F6 | Commercial | Restaurant (ID) | New | Food Preparation | Natural Gas | Steamer | E5 | Utility - Value of Sales | 0 | 0 | 0 | 0 | 0 | 0 | 0 | 0 | 0 | 0 | 0 | 0 | 0 | 0 | 0 | 0 | 0 | 0 | 0 | 0 | 0 | 0 | 0 | 0 | 0 | 0 | 0
F6_Commercial_Restaurant (ID)_New_Food Preparation_Natural Gas_Steamer_E6 | F6 | Commercial | Restaurant (ID) | New | Food Preparation | Natural Gas | Steamer | E6 | Utility - Value of Sales | 0 | 0 | 0 | 0 | 0 | 0 | 0 | 0 | 0 | 0 | 0 | 0 | 0 | 0 | 0 | 0 | 0 | 0 | 0 | 0 | 0 | 0 | 0 | 0 | 0 | 0 | 0
F6_Commercial_Restaurant (ID)_New_Food Preparation_Natural Gas_Steamer_E7 | F6 | Commercial | Restaurant (ID) | New | Food Preparation | Natural Gas | Steamer | E7 | Utility - Value of Sales | 0 | 0 | 0 | 0 | 0 | 0 | 0 | 0 | 0 | 0 | 0 | 0 | 0 | 0 | 0 | 0 | 0 | 0 | 0 | 0 | 0 | 0 | 0 | 0 | 0 | 0 | 0
F6_Commercial_Restaurant (ID)_New_Food Preparation_Natural Gas_Steamer_E8 | F6 | Commercial | Restaurant (ID) | New | Food Preparation | Natural Gas | Steamer | E8 | Utility - Value of Sales | 0 | 0 | 0 | 0 | 0 | 0 | 0 | 0 | 0 | 0 | 0 | 0 | 0 | 0 | 0 | 0 | 0 | 0 | 0 | 0 | 0 | 0 | 0 | 0 | 0 | 0 | 0
F6_Commercial_Restaurant (ID)_New_Food Preparation_Natural Gas_Steamer_E9 | F6 | Commercial | Restaurant (ID) | New | Food Preparation | Natural Gas | Steamer | E9 | Utility - Value of Sales | 0 | 0 | 0 | 0 | 0 | 0 | 0 | 0 | 0 | 0 | 0 | 0 | 0 | 0 | 0 | 0 | 0 | 0 | 0 | 0 | 0 | 0 | 0 | 0 | 0 | 0 | 0
F6_Commercial_Restaurant (ID)_New_Food Preparation_Natural Gas_Steamer_E10 | F6 | Commercial | Restaurant (ID) | New | Food Preparation | Natural Gas | Steamer | E10 | Utility - Value of Sales | 0 | 0 | 0 | 0 | 0 | 0 | 0 | 0 | 0 | 0 | 0 | 0 | 0 | 0 | 0 | 0 | 0 | 0 | 0 | 0 | 0 | 0 | 0 | 0 | 0 | 0 | 0
F1_Commercial_Restaurant (ID)_New_Food Preparation_Natural Gas_Food Prep Other_E1 | F1 | Commercial | Restaurant (ID) | New | Food Preparation | Natural Gas | Food Prep Other | E1 | RVT - Cost of Equipment | 5.0875e-05 | 5.0875e-05 | 5.0875e-05 | 5.0875e-05 | 5.0875e-05 | 5.0875e-05 | 5.0875e-05 | 5.0875e-05 | 5.0875e-05 | 5.0875e-05 | 5.0875e-05 | 5.0875e-05 | 5.0875e-05 | 5.0875e-05 | 5.0875e-05 | 5.0875e-05 | 5.0875e-05 | 5.0875e-05 | 5.0875e-05 | 5.0875e-05 | 5.0875e-05 | 5.0875e-05 | 5.0875e-05 | 5.0875e-05 | 5.0875e-05 | 5.0875e-05 | 5.0875e-05
F1_Commercial_Restaurant (ID)_New_Food Preparation_Natural Gas_Food Prep Other_E2 | F1 | Commercial | Restaurant (ID) | New | Food Preparation | Natural Gas | Food Prep Other | E2 | RVT - Cost of Equipment | 5.0926e-05 | 5.0926e-05 | 5.0926e-05 | 5.0926e-05 | 5.0926e-05 | 5.0926e-05 | 5.0926e-05 | 5.0926e-05 | 5.0926e-05 | 5.0926e-05 | 5.0926e-05 | 5.0926e-05 | 5.0926e-05 | 5.0926e-05 | 5.0926e-05 | 5.0926e-05 | 5.0926e-05 | 5.0926e-05 | 5.0926e-05 | 5.0926e-05 | 5.0926e-05 | 5.0926e-05 | 5.0926e-05 | 5.0926e-05 | 5.0926e-05 | 5.0926e-05 | 5.0926e-05
F1_Commercial_Restaurant (ID)_New_Food Preparation_Natural Gas_Food Prep Other_E3 | F1 | Commercial | Restaurant (ID) | New | Food Preparation | Natural Gas | Food Prep Other | E3 | RVT - Cost of Equipment | 0 | 0 | 0 | 0 | 0 | 0 | 0 | 0 | 0 | 0 | 0 | 0 | 0 | 0 | 0 | 0 | 0 | 0 | 0 | 0 | 0 | 0 | 0 | 0 | 0 | 0 | 0
F1_Commercial_Restaurant (ID)_New_Food Preparation_Natural Gas_Food Prep Other_E4 | F1 | Commercial | Restaurant (ID) | New | Food Preparation | Natural Gas | Food Prep Other | E4 | RVT - Cost of Equipment | 0 | 0 | 0 | 0 | 0 | 0 | 0 | 0 | 0 | 0 | 0 | 0 | 0 | 0 | 0 | 0 | 0 | 0 | 0 | 0 | 0 | 0 | 0 | 0 | 0 | 0 | 0
F1_Commercial_Restaurant (ID)_New_Food Preparation_Natural Gas_Food Prep Other_E5 | F1 | Commercial | Restaurant (ID) | New | Food Preparation | Natural Gas | Food Prep Other | E5 | RVT - Cost of Equipment | 0 | 0 | 0 | 0 | 0 | 0 | 0 | 0 | 0 | 0 | 0 | 0 | 0 | 0 | 0 | 0 | 0 | 0 | 0 | 0 | 0 | 0 | 0 | 0 | 0 | 0 | 0
F1_Commercial_Restaurant (ID)_New_Food Preparation_Natural Gas_Food Prep Other_E6 | F1 | Commercial | Restaurant (ID) | New | Food Preparation | Natural Gas | Food Prep Other | E6 | RVT - Cost of Equipment | 0 | 0 | 0 | 0 | 0 | 0 | 0 | 0 | 0 | 0 | 0 | 0 | 0 | 0 | 0 | 0 | 0 | 0 | 0 | 0 | 0 | 0 | 0 | 0 | 0 | 0 | 0
F1_Commercial_Restaurant (ID)_New_Food Preparation_Natural Gas_Food Prep Other_E7 | F1 | Commercial | Restaurant (ID) | New | Food Preparation | Natural Gas | Food Prep Other | E7 | RVT - Cost of Equipment | 0 | 0 | 0 | 0 | 0 | 0 | 0 | 0 | 0 | 0 | 0 | 0 | 0 | 0 | 0 | 0 | 0 | 0 | 0 | 0 | 0 | 0 | 0 | 0 | 0 | 0 | 0
F1_Commercial_Restaurant (ID)_New_Food Preparation_Natural Gas_Food Prep Other_E8 | F1 | Commercial | Restaurant (ID) | New | Food Preparation | Natural Gas | Food Prep Other | E8 | RVT - Cost of Equipment | 0 | 0 | 0 | 0 | 0 | 0 | 0 | 0 | 0 | 0 | 0 | 0 | 0 | 0 | 0 | 0 | 0 | 0 | 0 | 0 | 0 | 0 | 0 | 0 | 0 | 0 | 0
F1_Commercial_Restaurant (ID)_New_Food Preparation_Natural Gas_Food Prep Other_E9 | F1 | Commercial | Restaurant (ID) | New | Food Preparation | Natural Gas | Food Prep Other | E9 | RVT - Cost of Equipment | 0 | 0 | 0 | 0 | 0 | 0 | 0 | 0 | 0 | 0 | 0 | 0 | 0 | 0 | 0 | 0 | 0 | 0 | 0 | 0 | 0 | 0 | 0 | 0 | 0 | 0 | 0
F1_Commercial_Restaurant (ID)_New_Food Preparation_Natural Gas_Food Prep Other_E10 | F1 | Commercial | Restaurant (ID) | New | Food Preparation | Natural Gas | Food Prep Other | E10 | RVT - Cost of Equipment | 0 | 0 | 0 | 0 | 0 | 0 | 0 | 0 | 0 | 0 | 0 | 0 | 0 | 0 | 0 | 0 | 0 | 0 | 0 | 0 | 0 | 0 | 0 | 0 | 0 | 0 | 0
F2_Commercial_Restaurant (ID)_New_Food Preparation_Natural Gas_Food Prep Other_E1 | F2 | Commercial | Restaurant (ID) | New | Food Preparation | Natural Gas | Food Prep Other | E1 | RVT - Cost of Operation | 0.059362 | 0.06035 | 0.061554 | 0.063018 | 0.064759 | 0.06706 | 0.069421 | 0.071705 | 0.073807 | 0.075826 | 0.0779 | 0.079752 | 0.081684 | 0.08347 | 0.084974 | 0.086307 | 0.0874 | 0.088431 | 0.089536 | 0.09055 | 0.091564 | 0.093179 | 0.094808 | 0.096493 | 0.098207 | 0.099952 | 0.10173
F2_Commercial_Restaurant (ID)_New_Food Preparation_Natural Gas_Food Prep Other_E2 | F2 | Commercial | Restaurant (ID) | New | Food Preparation | Natural Gas | Food Prep Other | E2 | RVT - Cost of Operation | 0.059362 | 0.06035 | 0.061554 | 0.063017 | 0.064759 | 0.06706 | 0.069421 | 0.071704 | 0.073807 | 0.075825 | 0.077899 | 0.079752 | 0.081684 | 0.08347 | 0.084974 | 0.086307 | 0.0874 | 0.08843 | 0.089535 | 0.090549 | 0.091564 | 0.093178 | 0.094808 | 0.096492 | 0.098206 | 0.099951 | 0.10173
F2_Commercial_Restaurant (ID)_New_Food Preparation_Natural Gas_Food Prep Other_E3 | F2 | Commercial | Restaurant (ID) | New | Food Preparation | Natural Gas | Food Prep Other | E3 | RVT - Cost of Operation | 0 | 0 | 0 | 0 | 0 | 0 | 0 | 0 | 0 | 0 | 0 | 0 | 0 | 0 | 0 | 0 | 0 | 0 | 0 | 0 | 0 | 0 | 0 | 0 | 0 | 0 | 0
F2_Commercial_Restaurant (ID)_New_Food Preparation_Natural Gas_Food Prep Other_E4 | F2 | Commercial | Restaurant (ID) | New | Food Preparation | Natural Gas | Food Prep Other | E4 | RVT - Cost of Operation | 0 | 0 | 0 | 0 | 0 | 0 | 0 | 0 | 0 | 0 | 0 | 0 | 0 | 0 | 0 | 0 | 0 | 0 | 0 | 0 | 0 | 0 | 0 | 0 | 0 | 0 | 0
F2_Commercial_Restaurant (ID)_New_Food Preparation_Natural Gas_Food Prep Other_E5 | F2 | Commercial | Restaurant (ID) | New | Food Preparation | Natural Gas | Food Prep Other | E5 | RVT - Cost of Operation | 0 | 0 | 0 | 0 | 0 | 0 | 0 | 0 | 0 | 0 | 0 | 0 | 0 | 0 | 0 | 0 | 0 | 0 | 0 | 0 | 0 | 0 | 0 | 0 | 0 | 0 | 0
F2_Commercial_Restaurant (ID)_New_Food Preparation_Natural Gas_Food Prep Other_E6 | F2 | Commercial | Restaurant (ID) | New | Food Preparation | Natural Gas | Food Prep Other | E6 | RVT - Cost of Operation | 0 | 0 | 0 | 0 | 0 | 0 | 0 | 0 | 0 | 0 | 0 | 0 | 0 | 0 | 0 | 0 | 0 | 0 | 0 | 0 | 0 | 0 | 0 | 0 | 0 | 0 | 0
F2_Commercial_Restaurant (ID)_New_Food Preparation_Natural Gas_Food Prep Other_E7 | F2 | Commercial | Restaurant (ID) | New | Food Preparation | Natural Gas | Food Prep Other | E7 | RVT - Cost of Operation | 0 | 0 | 0 | 0 | 0 | 0 | 0 | 0 | 0 | 0 | 0 | 0 | 0 | 0 | 0 | 0 | 0 | 0 | 0 | 0 | 0 | 0 | 0 | 0 | 0 | 0 | 0
F2_Commercial_Restaurant (ID)_New_Food Preparation_Natural Gas_Food Prep Other_E8 | F2 | Commercial | Restaurant (ID) | New | Food Preparation | Natural Gas | Food Prep Other | E8 | RVT - Cost of Operation | 0 | 0 | 0 | 0 | 0 | 0 | 0 | 0 | 0 | 0 | 0 | 0 | 0 | 0 | 0 | 0 | 0 | 0 | 0 | 0 | 0 | 0 | 0 | 0 | 0 | 0 | 0
F2_Commercial_Restaurant (ID)_New_Food Preparation_Natural Gas_Food Prep Other_E9 | F2 | Commercial | Restaurant (ID) | New | Food Preparation | Natural Gas | Food Prep Other | E9 | RVT - Cost of Operation | 0 | 0 | 0 | 0 | 0 | 0 | 0 | 0 | 0 | 0 | 0 | 0 | 0 | 0 | 0 | 0 | 0 | 0 | 0 | 0 | 0 | 0 | 0 | 0 | 0 | 0 | 0
F2_Commercial_Restaurant (ID)_New_Food Preparation_Natural Gas_Food Prep Other_E10 | F2 | Commercial | Restaurant (ID) | New | Food Preparation | Natural Gas | Food Prep Other | E10 | RVT - Cost of Operation | 0 | 0 | 0 | 0 | 0 | 0 | 0 | 0 | 0 | 0 | 0 | 0 | 0 | 0 | 0 | 0 | 0 | 0 | 0 | 0 | 0 | 0 | 0 | 0 | 0 | 0 | 0
F3_Commercial_Restaurant (ID)_New_Food Preparation_Natural Gas_Food Prep Other_E1 | F3 | Commercial | Restaurant (ID) | New | Food Preparation | Natural Gas | Food Prep Other | E1 | System - kBTUs of Consumption | 14.3888 | 14.3888 | 14.3888 | 14.3888 | 14.3888 | 14.3888 | 14.3888 | 14.3888 | 14.3888 | 14.3888 | 14.3888 | 14.3888 | 14.3888 | 14.3888 | 14.3888 | 14.3888 | 14.3888 | 14.3888 | 14.3888 | 14.3888 | 14.3888 | 14.3888 | 14.3888 | 14.3888 | 14.3888 | 14.3888 | 14.3888
F3_Commercial_Restaurant (ID)_New_Food Preparation_Natural Gas_Food Prep Other_E2 | F3 | Commercial | Restaurant (ID) | New | Food Preparation | Natural Gas | Food Prep Other | E2 | System - kBTUs of Consumption | 14.3887 | 14.3887 | 14.3887 | 14.3887 | 14.3887 | 14.3887 | 14.3887 | 14.3887 | 14.3887 | 14.3887 | 14.3887 | 14.3887 | 14.3887 | 14.3887 | 14.3887 | 14.3887 | 14.3887 | 14.3887 | 14.3887 | 14.3887 | 14.3887 | 14.3887 | 14.3887 | 14.3887 | 14.3887 | 14.3887 | 14.3887
F3_Commercial_Restaurant (ID)_New_Food Preparation_Natural Gas_Food Prep Other_E3 | F3 | Commercial | Restaurant (ID) | New | Food Preparation | Natural Gas | Food Prep Other | E3 | System - kBTUs of Consumption | 0 | 0 | 0 | 0 | 0 | 0 | 0 | 0 | 0 | 0 | 0 | 0 | 0 | 0 | 0 | 0 | 0 | 0 | 0 | 0 | 0 | 0 | 0 | 0 | 0 | 0 | 0
F3_Commercial_Restaurant (ID)_New_Food Preparation_Natural Gas_Food Prep Other_E4 | F3 | Commercial | Restaurant (ID) | New | Food Preparation | Natural Gas | Food Prep Other | E4 | System - kBTUs of Consumption | 0 | 0 | 0 | 0 | 0 | 0 | 0 | 0 | 0 | 0 | 0 | 0 | 0 | 0 | 0 | 0 | 0 | 0 | 0 | 0 | 0 | 0 | 0 | 0 | 0 | 0 | 0
F3_Commercial_Restaurant (ID)_New_Food Preparation_Natural Gas_Food Prep Other_E5 | F3 | Commercial | Restaurant (ID) | New | Food Preparation | Natural Gas | Food Prep Other | E5 | System - kBTUs of Consumption | 0 | 0 | 0 | 0 | 0 | 0 | 0 | 0 | 0 | 0 | 0 | 0 | 0 | 0 | 0 | 0 | 0 | 0 | 0 | 0 | 0 | 0 | 0 | 0 | 0 | 0 | 0
F3_Commercial_Restaurant (ID)_New_Food Preparation_Natural Gas_Food Prep Other_E6 | F3 | Commercial | Restaurant (ID) | New | Food Preparation | Natural Gas | Food Prep Other | E6 | System - kBTUs of Consumption | 0 | 0 | 0 | 0 | 0 | 0 | 0 | 0 | 0 | 0 | 0 | 0 | 0 | 0 | 0 | 0 | 0 | 0 | 0 | 0 | 0 | 0 | 0 | 0 | 0 | 0 | 0
F3_Commercial_Restaurant (ID)_New_Food Preparation_Natural Gas_Food Prep Other_E7 | F3 | Commercial | Restaurant (ID) | New | Food Preparation | Natural Gas | Food Prep Other | E7 | System - kBTUs of Consumption | 0 | 0 | 0 | 0 | 0 | 0 | 0 | 0 | 0 | 0 | 0 | 0 | 0 | 0 | 0 | 0 | 0 | 0 | 0 | 0 | 0 | 0 | 0 | 0 | 0 | 0 | 0
F3_Commercial_Restaurant (ID)_New_Food Preparation_Natural Gas_Food Prep Other_E8 | F3 | Commercial | Restaurant (ID) | New | Food Preparation | Natural Gas | Food Prep Other | E8 | System - kBTUs of Consumption | 0 | 0 | 0 | 0 | 0 | 0 | 0 | 0 | 0 | 0 | 0 | 0 | 0 | 0 | 0 | 0 | 0 | 0 | 0 | 0 | 0 | 0 | 0 | 0 | 0 | 0 | 0
F3_Commercial_Restaurant (ID)_New_Food Preparation_Natural Gas_Food Prep Other_E9 | F3 | Commercial | Restaurant (ID) | New | Food Preparation | Natural Gas | Food Prep Other | E9 | System - kBTUs of Consumption | 0 | 0 | 0 | 0 | 0 | 0 | 0 | 0 | 0 | 0 | 0 | 0 | 0 | 0 | 0 | 0 | 0 | 0 | 0 | 0 | 0 | 0 | 0 | 0 | 0 | 0 | 0
F3_Commercial_Restaurant (ID)_New_Food Preparation_Natural Gas_Food Prep Other_E10 | F3 | Commercial | Restaurant (ID) | New | Food Preparation | Natural Gas | Food Prep Other | E10 | System - kBTUs of Consumption | 0 | 0 | 0 | 0 | 0 | 0 | 0 | 0 | 0 | 0 | 0 | 0 | 0 | 0 | 0 | 0 | 0 | 0 | 0 | 0 | 0 | 0 | 0 | 0 | 0 | 0 | 0
F4_Commercial_Restaurant (ID)_New_Food Preparation_Natural Gas_Food Prep Other_E1 | F4 | Commercial | Restaurant (ID) | New | Food Preparation | Natural Gas | Food Prep Other | E1 | Utility - Cost of Equipment | 5.0875e-05 | 5.0875e-05 | 5.0875e-05 | 5.0875e-05 | 5.0875e-05 | 5.0875e-05 | 5.0875e-05 | 5.0875e-05 | 5.0875e-05 | 5.0875e-05 | 5.0875e-05 | 5.0875e-05 | 5.0875e-05 | 5.0875e-05 | 5.0875e-05 | 5.0875e-05 | 5.0875e-05 | 5.0875e-05 | 5.0875e-05 | 5.0875e-05 | 5.0875e-05 | 5.0875e-05 | 5.0875e-05 | 5.0875e-05 | 5.0875e-05 | 5.0875e-05 | 5.0875e-05
F4_Commercial_Restaurant (ID)_New_Food Preparation_Natural Gas_Food Prep Other_E2 | F4 | Commercial | Restaurant (ID) | New | Food Preparation | Natural Gas | Food Prep Other | E2 | Utility - Cost of Equipment | 5.0926e-05 | 5.0926e-05 | 5.0926e-05 | 5.0926e-05 | 5.0926e-05 | 5.0926e-05 | 5.0926e-05 | 5.0926e-05 | 5.0926e-05 | 5.0926e-05 | 5.0926e-05 | 5.0926e-05 | 5.0926e-05 | 5.0926e-05 | 5.0926e-05 | 5.0926e-05 | 5.0926e-05 | 5.0926e-05 | 5.0926e-05 | 5.0926e-05 | 5.0926e-05 | 5.0926e-05 | 5.0926e-05 | 5.0926e-05 | 5.0926e-05 | 5.0926e-05 | 5.0926e-05
F4_Commercial_Restaurant (ID)_New_Food Preparation_Natural Gas_Food Prep Other_E3 | F4 | Commercial | Restaurant (ID) | New | Food Preparation | Natural Gas | Food Prep Other | E3 | Utility - Cost of Equipment | 0 | 0 | 0 | 0 | 0 | 0 | 0 | 0 | 0 | 0 | 0 | 0 | 0 | 0 | 0 | 0 | 0 | 0 | 0 | 0 | 0 | 0 | 0 | 0 | 0 | 0 | 0
F4_Commercial_Restaurant (ID)_New_Food Preparation_Natural Gas_Food Prep Other_E4 | F4 | Commercial | Restaurant (ID) | New | Food Preparation | Natural Gas | Food Prep Other | E4 | Utility - Cost of Equipment | 0 | 0 | 0 | 0 | 0 | 0 | 0 | 0 | 0 | 0 | 0 | 0 | 0 | 0 | 0 | 0 | 0 | 0 | 0 | 0 | 0 | 0 | 0 | 0 | 0 | 0 | 0
F4_Commercial_Restaurant (ID)_New_Food Preparation_Natural Gas_Food Prep Other_E5 | F4 | Commercial | Restaurant (ID) | New | Food Preparation | Natural Gas | Food Prep Other | E5 | Utility - Cost of Equipment | 0 | 0 | 0 | 0 | 0 | 0 | 0 | 0 | 0 | 0 | 0 | 0 | 0 | 0 | 0 | 0 | 0 | 0 | 0 | 0 | 0 | 0 | 0 | 0 | 0 | 0 | 0
F4_Commercial_Restaurant (ID)_New_Food Preparation_Natural Gas_Food Prep Other_E6 | F4 | Commercial | Restaurant (ID) | New | Food Preparation | Natural Gas | Food Prep Other | E6 | Utility - Cost of Equipment | 0 | 0 | 0 | 0 | 0 | 0 | 0 | 0 | 0 | 0 | 0 | 0 | 0 | 0 | 0 | 0 | 0 | 0 | 0 | 0 | 0 | 0 | 0 | 0 | 0 | 0 | 0
F4_Commercial_Restaurant (ID)_New_Food Preparation_Natural Gas_Food Prep Other_E7 | F4 | Commercial | Restaurant (ID) | New | Food Preparation | Natural Gas | Food Prep Other | E7 | Utility - Cost of Equipment | 0 | 0 | 0 | 0 | 0 | 0 | 0 | 0 | 0 | 0 | 0 | 0 | 0 | 0 | 0 | 0 | 0 | 0 | 0 | 0 | 0 | 0 | 0 | 0 | 0 | 0 | 0
F4_Commercial_Restaurant (ID)_New_Food Preparation_Natural Gas_Food Prep Other_E8 | F4 | Commercial | Restaurant (ID) | New | Food Preparation | Natural Gas | Food Prep Other | E8 | Utility - Cost of Equipment | 0 | 0 | 0 | 0 | 0 | 0 | 0 | 0 | 0 | 0 | 0 | 0 | 0 | 0 | 0 | 0 | 0 | 0 | 0 | 0 | 0 | 0 | 0 | 0 | 0 | 0 | 0
F4_Commercial_Restaurant (ID)_New_Food Preparation_Natural Gas_Food Prep Other_E9 | F4 | Commercial | Restaurant (ID) | New | Food Preparation | Natural Gas | Food Prep Other | E9 | Utility - Cost of Equipment | 0 | 0 | 0 | 0 | 0 | 0 | 0 | 0 | 0 | 0 | 0 | 0 | 0 | 0 | 0 | 0 | 0 | 0 | 0 | 0 | 0 | 0 | 0 | 0 | 0 | 0 | 0
F4_Commercial_Restaurant (ID)_New_Food Preparation_Natural Gas_Food Prep Other_E10 | F4 | Commercial | Restaurant (ID) | New | Food Preparation | Natural Gas | Food Prep Other | E10 | Utility - Cost of Equipment | 0 | 0 | 0 | 0 | 0 | 0 | 0 | 0 | 0 | 0 | 0 | 0 | 0 | 0 | 0 | 0 | 0 | 0 | 0 | 0 | 0 | 0 | 0 | 0 | 0 | 0 | 0
F5_Commercial_Restaurant (ID)_New_Food Preparation_Natural Gas_Food Prep Other_E1 | F5 | Commercial | Restaurant (ID) | New | Food Preparation | Natural Gas | Food Prep Other | E1 | Utility - Cost of Operation | 0.049902 | 0.051054 | 0.052503 | 0.054212 | 0.0562 | 0.058707 | 0.061319 | 0.063923 | 0.066434 | 0.06898 | 0.070967 | 0.072815 | 0.074808 | 0.076749 | 0.078461 | 0.080047 | 0.081445 | 0.082819 | 0.084297 | 0.08573 | 0.087204 | 0.088741 | 0.090294 | 0.091898 | 0.09353 | 0.095192 | 0.096883
F5_Commercial_Restaurant (ID)_New_Food Preparation_Natural Gas_Food Prep Other_E2 | F5 | Commercial | Restaurant (ID) | New | Food Preparation | Natural Gas | Food Prep Other | E2 | Utility - Cost of Operation | 0.049901 | 0.051053 | 0.052503 | 0.054212 | 0.0562 | 0.058707 | 0.061318 | 0.063922 | 0.066433 | 0.068979 | 0.070966 | 0.072815 | 0.074808 | 0.076749 | 0.078461 | 0.080046 | 0.081444 | 0.082818 | 0.084296 | 0.085729 | 0.087203 | 0.088741 | 0.090293 | 0.091897 | 0.09353 | 0.095191 | 0.096883
F5_Commercial_Restaurant (ID)_New_Food Preparation_Natural Gas_Food Prep Other_E3 | F5 | Commercial | Restaurant (ID) | New | Food Preparation | Natural Gas | Food Prep Other | E3 | Utility - Cost of Operation | 0 | 0 | 0 | 0 | 0 | 0 | 0 | 0 | 0 | 0 | 0 | 0 | 0 | 0 | 0 | 0 | 0 | 0 | 0 | 0 | 0 | 0 | 0 | 0 | 0 | 0 | 0
F5_Commercial_Restaurant (ID)_New_Food Preparation_Natural Gas_Food Prep Other_E4 | F5 | Commercial | Restaurant (ID) | New | Food Preparation | Natural Gas | Food Prep Other | E4 | Utility - Cost of Operation | 0 | 0 | 0 | 0 | 0 | 0 | 0 | 0 | 0 | 0 | 0 | 0 | 0 | 0 | 0 | 0 | 0 | 0 | 0 | 0 | 0 | 0 | 0 | 0 | 0 | 0 | 0
F5_Commercial_Restaurant (ID)_New_Food Preparation_Natural Gas_Food Prep Other_E5 | F5 | Commercial | Restaurant (ID) | New | Food Preparation | Natural Gas | Food Prep Other | E5 | Utility - Cost of Operation | 0 | 0 | 0 | 0 | 0 | 0 | 0 | 0 | 0 | 0 | 0 | 0 | 0 | 0 | 0 | 0 | 0 | 0 | 0 | 0 | 0 | 0 | 0 | 0 | 0 | 0 | 0
F5_Commercial_Restaurant (ID)_New_Food Preparation_Natural Gas_Food Prep Other_E6 | F5 | Commercial | Restaurant (ID) | New | Food Preparation | Natural Gas | Food Prep Other | E6 | Utility - Cost of Operation | 0 | 0 | 0 | 0 | 0 | 0 | 0 | 0 | 0 | 0 | 0 | 0 | 0 | 0 | 0 | 0 | 0 | 0 | 0 | 0 | 0 | 0 | 0 | 0 | 0 | 0 | 0
F5_Commercial_Restaurant (ID)_New_Food Preparation_Natural Gas_Food Prep Other_E7 | F5 | Commercial | Restaurant (ID) | New | Food Preparation | Natural Gas | Food Prep Other | E7 | Utility - Cost of Operation | 0 | 0 | 0 | 0 | 0 | 0 | 0 | 0 | 0 | 0 | 0 | 0 | 0 | 0 | 0 | 0 | 0 | 0 | 0 | 0 | 0 | 0 | 0 | 0 | 0 | 0 | 0
F5_Commercial_Restaurant (ID)_New_Food Preparation_Natural Gas_Food Prep Other_E8 | F5 | Commercial | Restaurant (ID) | New | Food Preparation | Natural Gas | Food Prep Other | E8 | Utility - Cost of Operation | 0 | 0 | 0 | 0 | 0 | 0 | 0 | 0 | 0 | 0 | 0 | 0 | 0 | 0 | 0 | 0 | 0 | 0 | 0 | 0 | 0 | 0 | 0 | 0 | 0 | 0 | 0
F5_Commercial_Restaurant (ID)_New_Food Preparation_Natural Gas_Food Prep Other_E9 | F5 | Commercial | Restaurant (ID) | New | Food Preparation | Natural Gas | Food Prep Other | E9 | Utility - Cost of Operation | 0 | 0 | 0 | 0 | 0 | 0 | 0 | 0 | 0 | 0 | 0 | 0 | 0 | 0 | 0 | 0 | 0 | 0 | 0 | 0 | 0 | 0 | 0 | 0 | 0 | 0 | 0
F5_Commercial_Restaurant (ID)_New_Food Preparation_Natural Gas_Food Prep Other_E10 | F5 | Commercial | Restaurant (ID) | New | Food Preparation | Natural Gas | Food Prep Other | E10 | Utility - Cost of Operation | 0 | 0 | 0 | 0 | 0 | 0 | 0 | 0 | 0 | 0 | 0 | 0 | 0 | 0 | 0 | 0 | 0 | 0 | 0 | 0 | 0 | 0 | 0 | 0 | 0 | 0 | 0
F6_Commercial_Restaurant (ID)_New_Food Preparation_Natural Gas_Food Prep Other_E1 | F6 | Commercial | Restaurant (ID) | New | Food Preparation | Natural Gas | Food Prep Other | E1 | Utility - Value of Sales | 0.059362 | 0.06035 | 0.061554 | 0.063018 | 0.064759 | 0.06706 | 0.069421 | 0.071705 | 0.073807 | 0.075826 | 0.0779 | 0.079752 | 0.081684 | 0.08347 | 0.084974 | 0.086307 | 0.0874 | 0.088431 | 0.089536 | 0.09055 | 0.091564 | 0.093179 | 0.094808 | 0.096493 | 0.098207 | 0.099952 | 0.10173
F6_Commercial_Restaurant (ID)_New_Food Preparation_Natural Gas_Food Prep Other_E2 | F6 | Commercial | Restaurant (ID) | New | Food Preparation | Natural Gas | Food Prep Other | E2 | Utility - Value of Sales | 0.059362 | 0.06035 | 0.061554 | 0.063017 | 0.064759 | 0.06706 | 0.069421 | 0.071704 | 0.073807 | 0.075825 | 0.077899 | 0.079752 | 0.081684 | 0.08347 | 0.084974 | 0.086307 | 0.0874 | 0.08843 | 0.089535 | 0.090549 | 0.091564 | 0.093178 | 0.094808 | 0.096492 | 0.098206 | 0.099951 | 0.10173
F6_Commercial_Restaurant (ID)_New_Food Preparation_Natural Gas_Food Prep Other_E3 | F6 | Commercial | Restaurant (ID) | New | Food Preparation | Natural Gas | Food Prep Other | E3 | Utility - Value of Sales | 0 | 0 | 0 | 0 | 0 | 0 | 0 | 0 | 0 | 0 | 0 | 0 | 0 | 0 | 0 | 0 | 0 | 0 | 0 | 0 | 0 | 0 | 0 | 0 | 0 | 0 | 0
F6_Commercial_Restaurant (ID)_New_Food Preparation_Natural Gas_Food Prep Other_E4 | F6 | Commercial | Restaurant (ID) | New | Food Preparation | Natural Gas | Food Prep Other | E4 | Utility - Value of Sales | 0 | 0 | 0 | 0 | 0 | 0 | 0 | 0 | 0 | 0 | 0 | 0 | 0 | 0 | 0 | 0 | 0 | 0 | 0 | 0 | 0 | 0 | 0 | 0 | 0 | 0 | 0
F6_Commercial_Restaurant (ID)_New_Food Preparation_Natural Gas_Food Prep Other_E5 | F6 | Commercial | Restaurant (ID) | New | Food Preparation | Natural Gas | Food Prep Other | E5 | Utility - Value of Sales | 0 | 0 | 0 | 0 | 0 | 0 | 0 | 0 | 0 | 0 | 0 | 0 | 0 | 0 | 0 | 0 | 0 | 0 | 0 | 0 | 0 | 0 | 0 | 0 | 0 | 0 | 0
F6_Commercial_Restaurant (ID)_New_Food Preparation_Natural Gas_Food Prep Other_E6 | F6 | Commercial | Restaurant (ID) | New | Food Preparation | Natural Gas | Food Prep Other | E6 | Utility - Value of Sales | 0 | 0 | 0 | 0 | 0 | 0 | 0 | 0 | 0 | 0 | 0 | 0 | 0 | 0 | 0 | 0 | 0 | 0 | 0 | 0 | 0 | 0 | 0 | 0 | 0 | 0 | 0
F6_Commercial_Restaurant (ID)_New_Food Preparation_Natural Gas_Food Prep Other_E7 | F6 | Commercial | Restaurant (ID) | New | Food Preparation | Natural Gas | Food Prep Other | E7 | Utility - Value of Sales | 0 | 0 | 0 | 0 | 0 | 0 | 0 | 0 | 0 | 0 | 0 | 0 | 0 | 0 | 0 | 0 | 0 | 0 | 0 | 0 | 0 | 0 | 0 | 0 | 0 | 0 | 0
F6_Commercial_Restaurant (ID)_New_Food Preparation_Natural Gas_Food Prep Other_E8 | F6 | Commercial | Restaurant (ID) | New | Food Preparation | Natural Gas | Food Prep Other | E8 | Utility - Value of Sales | 0 | 0 | 0 | 0 | 0 | 0 | 0 | 0 | 0 | 0 | 0 | 0 | 0 | 0 | 0 | 0 | 0 | 0 | 0 | 0 | 0 | 0 | 0 | 0 | 0 | 0 | 0
F6_Commercial_Restaurant (ID)_New_Food Preparation_Natural Gas_Food Prep Other_E9 | F6 | Commercial | Restaurant (ID) | New | Food Preparation | Natural Gas | Food Prep Other | E9 | Utility - Value of Sales | 0 | 0 | 0 | 0 | 0 | 0 | 0 | 0 | 0 | 0 | 0 | 0 | 0 | 0 | 0 | 0 | 0 | 0 | 0 | 0 | 0 | 0 | 0 | 0 | 0 | 0 | 0
F6_Commercial_Restaurant (ID)_New_Food Preparation_Natural Gas_Food Prep Other_E10 | F6 | Commercial | Restaurant (ID) | New | Food Preparation | Natural Gas | Food Prep Other | E10 | Utility - Value of Sales | 0 | 0 | 0 | 0 | 0 | 0 | 0 | 0 | 0 | 0 | 0 | 0 | 0 | 0 | 0 | 0 | 0 | 0 | 0 | 0 | 0 | 0 | 0 | 0 | 0 | 0 | 0
F1_Commercial_Restaurant (ID)_New_Miscellaneous_Natural Gas_Pool Heater_E1 | F1 | Commercial | Restaurant (ID) | New | Miscellaneous | Natural Gas | Pool Heater | E1 | RVT - Cost of Equipment | 0.0026828 | 0.0026828 | 0.0026828 | 0.0026828 | 0.0026828 | 0.0026828 | 0.0026828 | 0.0026828 | 0.0026828 | 0.0026828 | 0.0026828 | 0.0026828 | 0.0026828 | 0.0026828 | 0.0026828 | 0.0026828 | 0.0026828 | 0.0026828 | 0.0026828 | 0.0026828 | 0.0026828 | 0.0026828 | 0.0026828 | 0.0026828 | 0.0026828 | 0.0026828 | 0.0026828
F1_Commercial_Restaurant (ID)_New_Miscellaneous_Natural Gas_Pool Heater_E2 | F1 | Commercial | Restaurant (ID) | New | Miscellaneous | Natural Gas | Pool Heater | E2 | RVT - Cost of Equipment | 0.0043927 | 0.0043927 | 0.0043927 | 0.0043927 | 0.0043927 | 0.0043927 | 0.0043927 | 0.0043927 | 0.0043927 | 0.0043927 | 0.0043927 | 0.0043927 | 0.0043927 | 0.0043927 | 0.0043927 | 0.0043927 | 0.0043927 | 0.0043927 | 0.0043927 | 0.0043927 | 0.0043927 | 0.0043927 | 0.0043927 | 0.0043927 | 0.0043927 | 0.0043927 | 0.0043927
F1_Commercial_Restaurant (ID)_New_Miscellaneous_Natural Gas_Pool Heater_E3 | F1 | Commercial | Restaurant (ID) | New | Miscellaneous | Natural Gas | Pool Heater | E3 | RVT - Cost of Equipment | 0 | 0 | 0 | 0 | 0 | 0 | 0 | 0 | 0 | 0 | 0 | 0 | 0 | 0 | 0 | 0 | 0 | 0 | 0 | 0 | 0 | 0 | 0 | 0 | 0 | 0 | 0
F1_Commercial_Restaurant (ID)_New_Miscellaneous_Natural Gas_Pool Heater_E4 | F1 | Commercial | Restaurant (ID) | New | Miscellaneous | Natural Gas | Pool Heater | E4 | RVT - Cost of Equipment | 0 | 0 | 0 | 0 | 0 | 0 | 0 | 0 | 0 | 0 | 0 | 0 | 0 | 0 | 0 | 0 | 0 | 0 | 0 | 0 | 0 | 0 | 0 | 0 | 0 | 0 | 0
F1_Commercial_Restaurant (ID)_New_Miscellaneous_Natural Gas_Pool Heater_E5 | F1 | Commercial | Restaurant (ID) | New | Miscellaneous | Natural Gas | Pool Heater | E5 | RVT - Cost of Equipment | 0 | 0 | 0 | 0 | 0 | 0 | 0 | 0 | 0 | 0 | 0 | 0 | 0 | 0 | 0 | 0 | 0 | 0 | 0 | 0 | 0 | 0 | 0 | 0 | 0 | 0 | 0
F1_Commercial_Restaurant (ID)_New_Miscellaneous_Natural Gas_Pool Heater_E6 | F1 | Commercial | Restaurant (ID) | New | Miscellaneous | Natural Gas | Pool Heater | E6 | RVT - Cost of Equipment | 0 | 0 | 0 | 0 | 0 | 0 | 0 | 0 | 0 | 0 | 0 | 0 | 0 | 0 | 0 | 0 | 0 | 0 | 0 | 0 | 0 | 0 | 0 | 0 | 0 | 0 | 0
F1_Commercial_Restaurant (ID)_New_Miscellaneous_Natural Gas_Pool Heater_E7 | F1 | Commercial | Restaurant (ID) | New | Miscellaneous | Natural Gas | Pool Heater | E7 | RVT - Cost of Equipment | 0 | 0 | 0 | 0 | 0 | 0 | 0 | 0 | 0 | 0 | 0 | 0 | 0 | 0 | 0 | 0 | 0 | 0 | 0 | 0 | 0 | 0 | 0 | 0 | 0 | 0 | 0
F1_Commercial_Restaurant (ID)_New_Miscellaneous_Natural Gas_Pool Heater_E8 | F1 | Commercial | Restaurant (ID) | New | Miscellaneous | Natural Gas | Pool Heater | E8 | RVT - Cost of Equipment | 0 | 0 | 0 | 0 | 0 | 0 | 0 | 0 | 0 | 0 | 0 | 0 | 0 | 0 | 0 | 0 | 0 | 0 | 0 | 0 | 0 | 0 | 0 | 0 | 0 | 0 | 0
F1_Commercial_Restaurant (ID)_New_Miscellaneous_Natural Gas_Pool Heater_E9 | F1 | Commercial | Restaurant (ID) | New | Miscellaneous | Natural Gas | Pool Heater | E9 | RVT - Cost of Equipment | 0 | 0 | 0 | 0 | 0 | 0 | 0 | 0 | 0 | 0 | 0 | 0 | 0 | 0 | 0 | 0 | 0 | 0 | 0 | 0 | 0 | 0 | 0 | 0 | 0 | 0 | 0
F1_Commercial_Restaurant (ID)_New_Miscellaneous_Natural Gas_Pool Heater_E10 | F1 | Commercial | Restaurant (ID) | New | Miscellaneous | Natural Gas | Pool Heater | E10 | RVT - Cost of Equipment | 0 | 0 | 0 | 0 | 0 | 0 | 0 | 0 | 0 | 0 | 0 | 0 | 0 | 0 | 0 | 0 | 0 | 0 | 0 | 0 | 0 | 0 | 0 | 0 | 0 | 0 | 0
F2_Commercial_Restaurant (ID)_New_Miscellaneous_Natural Gas_Pool Heater_E1 | F2 | Commercial | Restaurant (ID) | New | Miscellaneous | Natural Gas | Pool Heater | E1 | RVT - Cost of Operation | 0.0040313 | 0.0040618 | 0.0041171 | 0.0042004 | 0.0043098 | 0.0044691 | 0.0046299 | 0.0047841 | 0.0049232 | 0.0050695 | 0.0052372 | 0.0053946 | 0.0055725 | 0.0057371 | 0.0058657 | 0.0059701 | 0.0060403 | 0.0060938 | 0.006154 | 0.0062033 | 0.0062516 | 0.0063614 | 0.0064717 | 0.0065867 | 0.0067037 | 0.0068228 | 0.006944
F2_Commercial_Restaurant (ID)_New_Miscellaneous_Natural Gas_Pool Heater_E2 | F2 | Commercial | Restaurant (ID) | New | Miscellaneous | Natural Gas | Pool Heater | E2 | RVT - Cost of Operation | 0.0034266 | 0.0034526 | 0.0034995 | 0.0035703 | 0.0036633 | 0.0037987 | 0.0039354 | 0.0040665 | 0.0041847 | 0.0043091 | 0.0044516 | 0.0045854 | 0.0047366 | 0.0048765 | 0.0049858 | 0.0050746 | 0.0051343 | 0.0051797 | 0.0052309 | 0.0052728 | 0.0053139 | 0.0054072 | 0.005501 | 0.0055987 | 0.0056982 | 0.0057994 | 0.0059024
F2_Commercial_Restaurant (ID)_New_Miscellaneous_Natural Gas_Pool Heater_E3 | F2 | Commercial | Restaurant (ID) | New | Miscellaneous | Natural Gas | Pool Heater | E3 | RVT - Cost of Operation | 0 | 0 | 0 | 0 | 0 | 0 | 0 | 0 | 0 | 0 | 0 | 0 | 0 | 0 | 0 | 0 | 0 | 0 | 0 | 0 | 0 | 0 | 0 | 0 | 0 | 0 | 0
F2_Commercial_Restaurant (ID)_New_Miscellaneous_Natural Gas_Pool Heater_E4 | F2 | Commercial | Restaurant (ID) | New | Miscellaneous | Natural Gas | Pool Heater | E4 | RVT - Cost of Operation | 0 | 0 | 0 | 0 | 0 | 0 | 0 | 0 | 0 | 0 | 0 | 0 | 0 | 0 | 0 | 0 | 0 | 0 | 0 | 0 | 0 | 0 | 0 | 0 | 0 | 0 | 0
F2_Commercial_Restaurant (ID)_New_Miscellaneous_Natural Gas_Pool Heater_E5 | F2 | Commercial | Restaurant (ID) | New | Miscellaneous | Natural Gas | Pool Heater | E5 | RVT - Cost of Operation | 0 | 0 | 0 | 0 | 0 | 0 | 0 | 0 | 0 | 0 | 0 | 0 | 0 | 0 | 0 | 0 | 0 | 0 | 0 | 0 | 0 | 0 | 0 | 0 | 0 | 0 | 0
F2_Commercial_Restaurant (ID)_New_Miscellaneous_Natural Gas_Pool Heater_E6 | F2 | Commercial | Restaurant (ID) | New | Miscellaneous | Natural Gas | Pool Heater | E6 | RVT - Cost of Operation | 0 | 0 | 0 | 0 | 0 | 0 | 0 | 0 | 0 | 0 | 0 | 0 | 0 | 0 | 0 | 0 | 0 | 0 | 0 | 0 | 0 | 0 | 0 | 0 | 0 | 0 | 0
F2_Commercial_Restaurant (ID)_New_Miscellaneous_Natural Gas_Pool Heater_E7 | F2 | Commercial | Restaurant (ID) | New | Miscellaneous | Natural Gas | Pool Heater | E7 | RVT - Cost of Operation | 0 | 0 | 0 | 0 | 0 | 0 | 0 | 0 | 0 | 0 | 0 | 0 | 0 | 0 | 0 | 0 | 0 | 0 | 0 | 0 | 0 | 0 | 0 | 0 | 0 | 0 | 0
F2_Commercial_Restaurant (ID)_New_Miscellaneous_Natural Gas_Pool Heater_E8 | F2 | Commercial | Restaurant (ID) | New | Miscellaneous | Natural Gas | Pool Heater | E8 | RVT - Cost of Operation | 0 | 0 | 0 | 0 | 0 | 0 | 0 | 0 | 0 | 0 | 0 | 0 | 0 | 0 | 0 | 0 | 0 | 0 | 0 | 0 | 0 | 0 | 0 | 0 | 0 | 0 | 0
F2_Commercial_Restaurant (ID)_New_Miscellaneous_Natural Gas_Pool Heater_E9 | F2 | Commercial | Restaurant (ID) | New | Miscellaneous | Natural Gas | Pool Heater | E9 | RVT - Cost of Operation | 0 | 0 | 0 | 0 | 0 | 0 | 0 | 0 | 0 | 0 | 0 | 0 | 0 | 0 | 0 | 0 | 0 | 0 | 0 | 0 | 0 | 0 | 0 | 0 | 0 | 0 | 0
F2_Commercial_Restaurant (ID)_New_Miscellaneous_Natural Gas_Pool Heater_E10 | F2 | Commercial | Restaurant (ID) | New | Miscellaneous | Natural Gas | Pool Heater | E10 | RVT - Cost of Operation | 0 | 0 | 0 | 0 | 0 | 0 | 0 | 0 | 0 | 0 | 0 | 0 | 0 | 0 | 0 | 0 | 0 | 0 | 0 | 0 | 0 | 0 | 0 | 0 | 0 | 0 | 0
F3_Commercial_Restaurant (ID)_New_Miscellaneous_Natural Gas_Pool Heater_E1 | F3 | Commercial | Restaurant (ID) | New | Miscellaneous | Natural Gas | Pool Heater | E1 | System - kBTUs of Consumption | 1.0152 | 1.0152 | 1.0152 | 1.0152 | 1.0152 | 1.0152 | 1.0152 | 1.0152 | 1.0152 | 1.0152 | 1.0152 | 1.0152 | 1.0152 | 1.0152 | 1.0152 | 1.0152 | 1.0152 | 1.0152 | 1.0152 | 1.0152 | 1.0152 | 1.0152 | 1.0152 | 1.0152 | 1.0152 | 1.0152 | 1.0152
F3_Commercial_Restaurant (ID)_New_Miscellaneous_Natural Gas_Pool Heater_E2 | F3 | Commercial | Restaurant (ID) | New | Miscellaneous | Natural Gas | Pool Heater | E2 | System - kBTUs of Consumption | 0.86294 | 0.86294 | 0.86294 | 0.86294 | 0.86294 | 0.86294 | 0.86294 | 0.86294 | 0.86294 | 0.86294 | 0.86294 | 0.86294 | 0.86294 | 0.86294 | 0.86294 | 0.86294 | 0.86294 | 0.86294 | 0.86294 | 0.86294 | 0.86294 | 0.86294 | 0.86294 | 0.86294 | 0.86294 | 0.86294 | 0.86294
F3_Commercial_Restaurant (ID)_New_Miscellaneous_Natural Gas_Pool Heater_E3 | F3 | Commercial | Restaurant (ID) | New | Miscellaneous | Natural Gas | Pool Heater | E3 | System - kBTUs of Consumption | 0 | 0 | 0 | 0 | 0 | 0 | 0 | 0 | 0 | 0 | 0 | 0 | 0 | 0 | 0 | 0 | 0 | 0 | 0 | 0 | 0 | 0 | 0 | 0 | 0 | 0 | 0
F3_Commercial_Restaurant (ID)_New_Miscellaneous_Natural Gas_Pool Heater_E4 | F3 | Commercial | Restaurant (ID) | New | Miscellaneous | Natural Gas | Pool Heater | E4 | System - kBTUs of Consumption | 0 | 0 | 0 | 0 | 0 | 0 | 0 | 0 | 0 | 0 | 0 | 0 | 0 | 0 | 0 | 0 | 0 | 0 | 0 | 0 | 0 | 0 | 0 | 0 | 0 | 0 | 0
F3_Commercial_Restaurant (ID)_New_Miscellaneous_Natural Gas_Pool Heater_E5 | F3 | Commercial | Restaurant (ID) | New | Miscellaneous | Natural Gas | Pool Heater | E5 | System - kBTUs of Consumption | 0 | 0 | 0 | 0 | 0 | 0 | 0 | 0 | 0 | 0 | 0 | 0 | 0 | 0 | 0 | 0 | 0 | 0 | 0 | 0 | 0 | 0 | 0 | 0 | 0 | 0 | 0
F3_Commercial_Restaurant (ID)_New_Miscellaneous_Natural Gas_Pool Heater_E6 | F3 | Commercial | Restaurant (ID) | New | Miscellaneous | Natural Gas | Pool Heater | E6 | System - kBTUs of Consumption | 0 | 0 | 0 | 0 | 0 | 0 | 0 | 0 | 0 | 0 | 0 | 0 | 0 | 0 | 0 | 0 | 0 | 0 | 0 | 0 | 0 | 0 | 0 | 0 | 0 | 0 | 0
F3_Commercial_Restaurant (ID)_New_Miscellaneous_Natural Gas_Pool Heater_E7 | F3 | Commercial | Restaurant (ID) | New | Miscellaneous | Natural Gas | Pool Heater | E7 | System - kBTUs of Consumption | 0 | 0 | 0 | 0 | 0 | 0 | 0 | 0 | 0 | 0 | 0 | 0 | 0 | 0 | 0 | 0 | 0 | 0 | 0 | 0 | 0 | 0 | 0 | 0 | 0 | 0 | 0
F3_Commercial_Restaurant (ID)_New_Miscellaneous_Natural Gas_Pool Heater_E8 | F3 | Commercial | Restaurant (ID) | New | Miscellaneous | Natural Gas | Pool Heater | E8 | System - kBTUs of Consumption | 0 | 0 | 0 | 0 | 0 | 0 | 0 | 0 | 0 | 0 | 0 | 0 | 0 | 0 | 0 | 0 | 0 | 0 | 0 | 0 | 0 | 0 | 0 | 0 | 0 | 0 | 0
F3_Commercial_Restaurant (ID)_New_Miscellaneous_Natural Gas_Pool Heater_E9 | F3 | Commercial | Restaurant (ID) | New | Miscellaneous | Natural Gas | Pool Heater | E9 | System - kBTUs of Consumption | 0 | 0 | 0 | 0 | 0 | 0 | 0 | 0 | 0 | 0 | 0 | 0 | 0 | 0 | 0 | 0 | 0 | 0 | 0 | 0 | 0 | 0 | 0 | 0 | 0 | 0 | 0
F3_Commercial_Restaurant (ID)_New_Miscellaneous_Natural Gas_Pool Heater_E10 | F3 | Commercial | Restaurant (ID) | New | Miscellaneous | Natural Gas | Pool Heater | E10 | System - kBTUs of Consumption | 0 | 0 | 0 | 0 | 0 | 0 | 0 | 0 | 0 | 0 | 0 | 0 | 0 | 0 | 0 | 0 | 0 | 0 | 0 | 0 | 0 | 0 | 0 | 0 | 0 | 0 | 0
F4_Commercial_Restaurant (ID)_New_Miscellaneous_Natural Gas_Pool Heater_E1 | F4 | Commercial | Restaurant (ID) | New | Miscellaneous | Natural Gas | Pool Heater | E1 | Utility - Cost of Equipment | 0.0026828 | 0.0026828 | 0.0026828 | 0.0026828 | 0.0026828 | 0.0026828 | 0.0026828 | 0.0026828 | 0.0026828 | 0.0026828 | 0.0026828 | 0.0026828 | 0.0026828 | 0.0026828 | 0.0026828 | 0.0026828 | 0.0026828 | 0.0026828 | 0.0026828 | 0.0026828 | 0.0026828 | 0.0026828 | 0.0026828 | 0.0026828 | 0.0026828 | 0.0026828 | 0.0026828
F4_Commercial_Restaurant (ID)_New_Miscellaneous_Natural Gas_Pool Heater_E2 | F4 | Commercial | Restaurant (ID) | New | Miscellaneous | Natural Gas | Pool Heater | E2 | Utility - Cost of Equipment | 0.0043927 | 0.0043927 | 0.0043927 | 0.0043927 | 0.0043927 | 0.0043927 | 0.0043927 | 0.0043927 | 0.0043927 | 0.0043927 | 0.0043927 | 0.0043927 | 0.0043927 | 0.0043927 | 0.0043927 | 0.0043927 | 0.0043927 | 0.0043927 | 0.0043927 | 0.0043927 | 0.0043927 | 0.0043927 | 0.0043927 | 0.0043927 | 0.0043927 | 0.0043927 | 0.0043927
F4_Commercial_Restaurant (ID)_New_Miscellaneous_Natural Gas_Pool Heater_E3 | F4 | Commercial | Restaurant (ID) | New | Miscellaneous | Natural Gas | Pool Heater | E3 | Utility - Cost of Equipment | 0 | 0 | 0 | 0 | 0 | 0 | 0 | 0 | 0 | 0 | 0 | 0 | 0 | 0 | 0 | 0 | 0 | 0 | 0 | 0 | 0 | 0 | 0 | 0 | 0 | 0 | 0
F4_Commercial_Restaurant (ID)_New_Miscellaneous_Natural Gas_Pool Heater_E4 | F4 | Commercial | Restaurant (ID) | New | Miscellaneous | Natural Gas | Pool Heater | E4 | Utility - Cost of Equipment | 0 | 0 | 0 | 0 | 0 | 0 | 0 | 0 | 0 | 0 | 0 | 0 | 0 | 0 | 0 | 0 | 0 | 0 | 0 | 0 | 0 | 0 | 0 | 0 | 0 | 0 | 0
F4_Commercial_Restaurant (ID)_New_Miscellaneous_Natural Gas_Pool Heater_E5 | F4 | Commercial | Restaurant (ID) | New | Miscellaneous | Natural Gas | Pool Heater | E5 | Utility - Cost of Equipment | 0 | 0 | 0 | 0 | 0 | 0 | 0 | 0 | 0 | 0 | 0 | 0 | 0 | 0 | 0 | 0 | 0 | 0 | 0 | 0 | 0 | 0 | 0 | 0 | 0 | 0 | 0
F4_Commercial_Restaurant (ID)_New_Miscellaneous_Natural Gas_Pool Heater_E6 | F4 | Commercial | Restaurant (ID) | New | Miscellaneous | Natural Gas | Pool Heater | E6 | Utility - Cost of Equipment | 0 | 0 | 0 | 0 | 0 | 0 | 0 | 0 | 0 | 0 | 0 | 0 | 0 | 0 | 0 | 0 | 0 | 0 | 0 | 0 | 0 | 0 | 0 | 0 | 0 | 0 | 0
F4_Commercial_Restaurant (ID)_New_Miscellaneous_Natural Gas_Pool Heater_E7 | F4 | Commercial | Restaurant (ID) | New | Miscellaneous | Natural Gas | Pool Heater | E7 | Utility - Cost of Equipment | 0 | 0 | 0 | 0 | 0 | 0 | 0 | 0 | 0 | 0 | 0 | 0 | 0 | 0 | 0 | 0 | 0 | 0 | 0 | 0 | 0 | 0 | 0 | 0 | 0 | 0 | 0
F4_Commercial_Restaurant (ID)_New_Miscellaneous_Natural Gas_Pool Heater_E8 | F4 | Commercial | Restaurant (ID) | New | Miscellaneous | Natural Gas | Pool Heater | E8 | Utility - Cost of Equipment | 0 | 0 | 0 | 0 | 0 | 0 | 0 | 0 | 0 | 0 | 0 | 0 | 0 | 0 | 0 | 0 | 0 | 0 | 0 | 0 | 0 | 0 | 0 | 0 | 0 | 0 | 0
F4_Commercial_Restaurant (ID)_New_Miscellaneous_Natural Gas_Pool Heater_E9 | F4 | Commercial | Restaurant (ID) | New | Miscellaneous | Natural Gas | Pool Heater | E9 | Utility - Cost of Equipment | 0 | 0 | 0 | 0 | 0 | 0 | 0 | 0 | 0 | 0 | 0 | 0 | 0 | 0 | 0 | 0 | 0 | 0 | 0 | 0 | 0 | 0 | 0 | 0 | 0 | 0 | 0
F4_Commercial_Restaurant (ID)_New_Miscellaneous_Natural Gas_Pool Heater_E10 | F4 | Commercial | Restaurant (ID) | New | Miscellaneous | Natural Gas | Pool Heater | E10 | Utility - Cost of Equipment | 0 | 0 | 0 | 0 | 0 | 0 | 0 | 0 | 0 | 0 | 0 | 0 | 0 | 0 | 0 | 0 | 0 | 0 | 0 | 0 | 0 | 0 | 0 | 0 | 0 | 0 | 0
F5_Commercial_Restaurant (ID)_New_Miscellaneous_Natural Gas_Pool Heater_E1 | F5 | Commercial | Restaurant (ID) | New | Miscellaneous | Natural Gas | Pool Heater | E1 | Utility - Cost of Operation | 0.0033594 | 0.0033849 | 0.0034397 | 0.0035283 | 0.0036504 | 0.0038279 | 0.0040225 | 0.0042176 | 0.0044066 | 0.0046086 | 0.0047611 | 0.0049042 | 0.0050659 | 0.005222 | 0.0053527 | 0.00547 | 0.0055659 | 0.0056578 | 0.0057594 | 0.005855 | 0.0059539 | 0.0060585 | 0.0061636 | 0.0062731 | 0.0063845 | 0.0064979 | 0.0066134
F5_Commercial_Restaurant (ID)_New_Miscellaneous_Natural Gas_Pool Heater_E2 | F5 | Commercial | Restaurant (ID) | New | Miscellaneous | Natural Gas | Pool Heater | E2 | Utility - Cost of Operation | 0.0028555 | 0.0028771 | 0.0029237 | 0.002999 | 0.0031029 | 0.0032537 | 0.0034191 | 0.003585 | 0.0037456 | 0.0039173 | 0.0040469 | 0.0041685 | 0.004306 | 0.0044387 | 0.0045498 | 0.0046495 | 0.004731 | 0.0048091 | 0.0048955 | 0.0049767 | 0.0050608 | 0.0051497 | 0.005239 | 0.0053321 | 0.0054268 | 0.0055232 | 0.0056214
F5_Commercial_Restaurant (ID)_New_Miscellaneous_Natural Gas_Pool Heater_E3 | F5 | Commercial | Restaurant (ID) | New | Miscellaneous | Natural Gas | Pool Heater | E3 | Utility - Cost of Operation | 0 | 0 | 0 | 0 | 0 | 0 | 0 | 0 | 0 | 0 | 0 | 0 | 0 | 0 | 0 | 0 | 0 | 0 | 0 | 0 | 0 | 0 | 0 | 0 | 0 | 0 | 0
F5_Commercial_Restaurant (ID)_New_Miscellaneous_Natural Gas_Pool Heater_E4 | F5 | Commercial | Restaurant (ID) | New | Miscellaneous | Natural Gas | Pool Heater | E4 | Utility - Cost of Operation | 0 | 0 | 0 | 0 | 0 | 0 | 0 | 0 | 0 | 0 | 0 | 0 | 0 | 0 | 0 | 0 | 0 | 0 | 0 | 0 | 0 | 0 | 0 | 0 | 0 | 0 | 0
F5_Commercial_Restaurant (ID)_New_Miscellaneous_Natural Gas_Pool Heater_E5 | F5 | Commercial | Restaurant (ID) | New | Miscellaneous | Natural Gas | Pool Heater | E5 | Utility - Cost of Operation | 0 | 0 | 0 | 0 | 0 | 0 | 0 | 0 | 0 | 0 | 0 | 0 | 0 | 0 | 0 | 0 | 0 | 0 | 0 | 0 | 0 | 0 | 0 | 0 | 0 | 0 | 0
F5_Commercial_Restaurant (ID)_New_Miscellaneous_Natural Gas_Pool Heater_E6 | F5 | Commercial | Restaurant (ID) | New | Miscellaneous | Natural Gas | Pool Heater | E6 | Utility - Cost of Operation | 0 | 0 | 0 | 0 | 0 | 0 | 0 | 0 | 0 | 0 | 0 | 0 | 0 | 0 | 0 | 0 | 0 | 0 | 0 | 0 | 0 | 0 | 0 | 0 | 0 | 0 | 0
F5_Commercial_Restaurant (ID)_New_Miscellaneous_Natural Gas_Pool Heater_E7 | F5 | Commercial | Restaurant (ID) | New | Miscellaneous | Natural Gas | Pool Heater | E7 | Utility - Cost of Operation | 0 | 0 | 0 | 0 | 0 | 0 | 0 | 0 | 0 | 0 | 0 | 0 | 0 | 0 | 0 | 0 | 0 | 0 | 0 | 0 | 0 | 0 | 0 | 0 | 0 | 0 | 0
F5_Commercial_Restaurant (ID)_New_Miscellaneous_Natural Gas_Pool Heater_E8 | F5 | Commercial | Restaurant (ID) | New | Miscellaneous | Natural Gas | Pool Heater | E8 | Utility - Cost of Operation | 0 | 0 | 0 | 0 | 0 | 0 | 0 | 0 | 0 | 0 | 0 | 0 | 0 | 0 | 0 | 0 | 0 | 0 | 0 | 0 | 0 | 0 | 0 | 0 | 0 | 0 | 0
F5_Commercial_Restaurant (ID)_New_Miscellaneous_Natural Gas_Pool Heater_E9 | F5 | Commercial | Restaurant (ID) | New | Miscellaneous | Natural Gas | Pool Heater | E9 | Utility - Cost of Operation | 0 | 0 | 0 | 0 | 0 | 0 | 0 | 0 | 0 | 0 | 0 | 0 | 0 | 0 | 0 | 0 | 0 | 0 | 0 | 0 | 0 | 0 | 0 | 0 | 0 | 0 | 0
F5_Commercial_Restaurant (ID)_New_Miscellaneous_Natural Gas_Pool Heater_E10 | F5 | Commercial | Restaurant (ID) | New | Miscellaneous | Natural Gas | Pool Heater | E10 | Utility - Cost of Operation | 0 | 0 | 0 | 0 | 0 | 0 | 0 | 0 | 0 | 0 | 0 | 0 | 0 | 0 | 0 | 0 | 0 | 0 | 0 | 0 | 0 | 0 | 0 | 0 | 0 | 0 | 0
F6_Commercial_Restaurant (ID)_New_Miscellaneous_Natural Gas_Pool Heater_E1 | F6 | Commercial | Restaurant (ID) | New | Miscellaneous | Natural Gas | Pool Heater | E1 | Utility - Value of Sales | 0.0040313 | 0.0040618 | 0.0041171 | 0.0042004 | 0.0043098 | 0.0044691 | 0.0046299 | 0.0047841 | 0.0049232 | 0.0050695 | 0.0052372 | 0.0053946 | 0.0055725 | 0.0057371 | 0.0058657 | 0.0059701 | 0.0060403 | 0.0060938 | 0.006154 | 0.0062033 | 0.0062516 | 0.0063614 | 0.0064717 | 0.0065867 | 0.0067037 | 0.0068228 | 0.006944
F6_Commercial_Restaurant (ID)_New_Miscellaneous_Natural Gas_Pool Heater_E2 | F6 | Commercial | Restaurant (ID) | New | Miscellaneous | Natural Gas | Pool Heater | E2 | Utility - Value of Sales | 0.0034266 | 0.0034526 | 0.0034995 | 0.0035703 | 0.0036633 | 0.0037987 | 0.0039354 | 0.0040665 | 0.0041847 | 0.0043091 | 0.0044516 | 0.0045854 | 0.0047366 | 0.0048765 | 0.0049858 | 0.0050746 | 0.0051343 | 0.0051797 | 0.0052309 | 0.0052728 | 0.0053139 | 0.0054072 | 0.005501 | 0.0055987 | 0.0056982 | 0.0057994 | 0.0059024
F6_Commercial_Restaurant (ID)_New_Miscellaneous_Natural Gas_Pool Heater_E3 | F6 | Commercial | Restaurant (ID) | New | Miscellaneous | Natural Gas | Pool Heater | E3 | Utility - Value of Sales | 0 | 0 | 0 | 0 | 0 | 0 | 0 | 0 | 0 | 0 | 0 | 0 | 0 | 0 | 0 | 0 | 0 | 0 | 0 | 0 | 0 | 0 | 0 | 0 | 0 | 0 | 0
F6_Commercial_Restaurant (ID)_New_Miscellaneous_Natural Gas_Pool Heater_E4 | F6 | Commercial | Restaurant (ID) | New | Miscellaneous | Natural Gas | Pool Heater | E4 | Utility - Value of Sales | 0 | 0 | 0 | 0 | 0 | 0 | 0 | 0 | 0 | 0 | 0 | 0 | 0 | 0 | 0 | 0 | 0 | 0 | 0 | 0 | 0 | 0 | 0 | 0 | 0 | 0 | 0
F6_Commercial_Restaurant (ID)_New_Miscellaneous_Natural Gas_Pool Heater_E5 | F6 | Commercial | Restaurant (ID) | New | Miscellaneous | Natural Gas | Pool Heater | E5 | Utility - Value of Sales | 0 | 0 | 0 | 0 | 0 | 0 | 0 | 0 | 0 | 0 | 0 | 0 | 0 | 0 | 0 | 0 | 0 | 0 | 0 | 0 | 0 | 0 | 0 | 0 | 0 | 0 | 0
F6_Commercial_Restaurant (ID)_New_Miscellaneous_Natural Gas_Pool Heater_E6 | F6 | Commercial | Restaurant (ID) | New | Miscellaneous | Natural Gas | Pool Heater | E6 | Utility - Value of Sales | 0 | 0 | 0 | 0 | 0 | 0 | 0 | 0 | 0 | 0 | 0 | 0 | 0 | 0 | 0 | 0 | 0 | 0 | 0 | 0 | 0 | 0 | 0 | 0 | 0 | 0 | 0
F6_Commercial_Restaurant (ID)_New_Miscellaneous_Natural Gas_Pool Heater_E7 | F6 | Commercial | Restaurant (ID) | New | Miscellaneous | Natural Gas | Pool Heater | E7 | Utility - Value of Sales | 0 | 0 | 0 | 0 | 0 | 0 | 0 | 0 | 0 | 0 | 0 | 0 | 0 | 0 | 0 | 0 | 0 | 0 | 0 | 0 | 0 | 0 | 0 | 0 | 0 | 0 | 0
F6_Commercial_Restaurant (ID)_New_Miscellaneous_Natural Gas_Pool Heater_E8 | F6 | Commercial | Restaurant (ID) | New | Miscellaneous | Natural Gas | Pool Heater | E8 | Utility - Value of Sales | 0 | 0 | 0 | 0 | 0 | 0 | 0 | 0 | 0 | 0 | 0 | 0 | 0 | 0 | 0 | 0 | 0 | 0 | 0 | 0 | 0 | 0 | 0 | 0 | 0 | 0 | 0
F6_Commercial_Restaurant (ID)_New_Miscellaneous_Natural Gas_Pool Heater_E9 | F6 | Commercial | Restaurant (ID) | New | Miscellaneous | Natural Gas | Pool Heater | E9 | Utility - Value of Sales | 0 | 0 | 0 | 0 | 0 | 0 | 0 | 0 | 0 | 0 | 0 | 0 | 0 | 0 | 0 | 0 | 0 | 0 | 0 | 0 | 0 | 0 | 0 | 0 | 0 | 0 | 0
F6_Commercial_Restaurant (ID)_New_Miscellaneous_Natural Gas_Pool Heater_E10 | F6 | Commercial | Restaurant (ID) | New | Miscellaneous | Natural Gas | Pool Heater | E10 | Utility - Value of Sales | 0 | 0 | 0 | 0 | 0 | 0 | 0 | 0 | 0 | 0 | 0 | 0 | 0 | 0 | 0 | 0 | 0 | 0 | 0 | 0 | 0 | 0 | 0 | 0 | 0 | 0 | 0
F1_Commercial_Restaurant (ID)_New_Miscellaneous_Natural Gas_Miscellaneous_E1 | F1 | Commercial | Restaurant (ID) | New | Miscellaneous | Natural Gas | Miscellaneous | E1 | RVT - Cost of Equipment | 0.24753 | 0.24753 | 0.24753 | 0.24753 | 0.24753 | 0.24753 | 0.24753 | 0.24753 | 0.24753 | 0.24753 | 0.24753 | 0.24753 | 0.24753 | 0.24753 | 0.24753 | 0.24753 | 0.24753 | 0.24753 | 0.24753 | 0.24753 | 0.24753 | 0.24753 | 0.24753 | 0.24753 | 0.24753 | 0.24753 | 0.24753
F1_Commercial_Restaurant (ID)_New_Miscellaneous_Natural Gas_Miscellaneous_E2 | F1 | Commercial | Restaurant (ID) | New | Miscellaneous | Natural Gas | Miscellaneous | E2 | RVT - Cost of Equipment | 0 | 0 | 0 | 0 | 0 | 0 | 0 | 0 | 0 | 0 | 0 | 0 | 0 | 0 | 0 | 0 | 0 | 0 | 0 | 0 | 0 | 0 | 0 | 0 | 0 | 0 | 0
F1_Commercial_Restaurant (ID)_New_Miscellaneous_Natural Gas_Miscellaneous_E3 | F1 | Commercial | Restaurant (ID) | New | Miscellaneous | Natural Gas | Miscellaneous | E3 | RVT - Cost of Equipment | 0 | 0 | 0 | 0 | 0 | 0 | 0 | 0 | 0 | 0 | 0 | 0 | 0 | 0 | 0 | 0 | 0 | 0 | 0 | 0 | 0 | 0 | 0 | 0 | 0 | 0 | 0
F1_Commercial_Restaurant (ID)_New_Miscellaneous_Natural Gas_Miscellaneous_E4 | F1 | Commercial | Restaurant (ID) | New | Miscellaneous | Natural Gas | Miscellaneous | E4 | RVT - Cost of Equipment | 0 | 0 | 0 | 0 | 0 | 0 | 0 | 0 | 0 | 0 | 0 | 0 | 0 | 0 | 0 | 0 | 0 | 0 | 0 | 0 | 0 | 0 | 0 | 0 | 0 | 0 | 0
F1_Commercial_Restaurant (ID)_New_Miscellaneous_Natural Gas_Miscellaneous_E5 | F1 | Commercial | Restaurant (ID) | New | Miscellaneous | Natural Gas | Miscellaneous | E5 | RVT - Cost of Equipment | 0 | 0 | 0 | 0 | 0 | 0 | 0 | 0 | 0 | 0 | 0 | 0 | 0 | 0 | 0 | 0 | 0 | 0 | 0 | 0 | 0 | 0 | 0 | 0 | 0 | 0 | 0
F1_Commercial_Restaurant (ID)_New_Miscellaneous_Natural Gas_Miscellaneous_E6 | F1 | Commercial | Restaurant (ID) | New | Miscellaneous | Natural Gas | Miscellaneous | E6 | RVT - Cost of Equipment | 0 | 0 | 0 | 0 | 0 | 0 | 0 | 0 | 0 | 0 | 0 | 0 | 0 | 0 | 0 | 0 | 0 | 0 | 0 | 0 | 0 | 0 | 0 | 0 | 0 | 0 | 0
F1_Commercial_Restaurant (ID)_New_Miscellaneous_Natural Gas_Miscellaneous_E7 | F1 | Commercial | Restaurant (ID) | New | Miscellaneous | Natural Gas | Miscellaneous | E7 | RVT - Cost of Equipment | 0 | 0 | 0 | 0 | 0 | 0 | 0 | 0 | 0 | 0 | 0 | 0 | 0 | 0 | 0 | 0 | 0 | 0 | 0 | 0 | 0 | 0 | 0 | 0 | 0 | 0 | 0
F1_Commercial_Restaurant (ID)_New_Miscellaneous_Natural Gas_Miscellaneous_E8 | F1 | Commercial | Restaurant (ID) | New | Miscellaneous | Natural Gas | Miscellaneous | E8 | RVT - Cost of Equipment | 0 | 0 | 0 | 0 | 0 | 0 | 0 | 0 | 0 | 0 | 0 | 0 | 0 | 0 | 0 | 0 | 0 | 0 | 0 | 0 | 0 | 0 | 0 | 0 | 0 | 0 | 0
F1_Commercial_Restaurant (ID)_New_Miscellaneous_Natural Gas_Miscellaneous_E9 | F1 | Commercial | Restaurant (ID) | New | Miscellaneous | Natural Gas | Miscellaneous | E9 | RVT - Cost of Equipment | 0 | 0 | 0 | 0 | 0 | 0 | 0 | 0 | 0 | 0 | 0 | 0 | 0 | 0 | 0 | 0 | 0 | 0 | 0 | 0 | 0 | 0 | 0 | 0 | 0 | 0 | 0
F1_Commercial_Restaurant (ID)_New_Miscellaneous_Natural Gas_Miscellaneous_E10 | F1 | Commercial | Restaurant (ID) | New | Miscellaneous | Natural Gas | Miscellaneous | E10 | RVT - Cost of Equipment | 0 | 0 | 0 | 0 | 0 | 0 | 0 | 0 | 0 | 0 | 0 | 0 | 0 | 0 | 0 | 0 | 0 | 0 | 0 | 0 | 0 | 0 | 0 | 0 | 0 | 0 | 0
F2_Commercial_Restaurant (ID)_New_Miscellaneous_Natural Gas_Miscellaneous_E1 | F2 | Commercial | Restaurant (ID) | New | Miscellaneous | Natural Gas | Miscellaneous | E1 | RVT - Cost of Operation | 0.015386 | 0.015485 | 0.015649 | 0.015905 | 0.016282 | 0.016903 | 0.017541 | 0.018138 | 0.018659 | 0.0192 | 0.01982 | 0.020403 | 0.021097 | 0.021762 | 0.022291 | 0.02272 | 0.023009 | 0.023241 | 0.023472 | 0.023621 | 0.023764 | 0.02418 | 0.024597 | 0.025034 | 0.025479 | 0.025932 | 0.026393
F2_Commercial_Restaurant (ID)_New_Miscellaneous_Natural Gas_Miscellaneous_E2 | F2 | Commercial | Restaurant (ID) | New | Miscellaneous | Natural Gas | Miscellaneous | E2 | RVT - Cost of Operation | 0 | 0 | 0 | 0 | 0 | 0 | 0 | 0 | 0 | 0 | 0 | 0 | 0 | 0 | 0 | 0 | 0 | 0 | 0 | 0 | 0 | 0 | 0 | 0 | 0 | 0 | 0
F2_Commercial_Restaurant (ID)_New_Miscellaneous_Natural Gas_Miscellaneous_E3 | F2 | Commercial | Restaurant (ID) | New | Miscellaneous | Natural Gas | Miscellaneous | E3 | RVT - Cost of Operation | 0 | 0 | 0 | 0 | 0 | 0 | 0 | 0 | 0 | 0 | 0 | 0 | 0 | 0 | 0 | 0 | 0 | 0 | 0 | 0 | 0 | 0 | 0 | 0 | 0 | 0 | 0
F2_Commercial_Restaurant (ID)_New_Miscellaneous_Natural Gas_Miscellaneous_E4 | F2 | Commercial | Restaurant (ID) | New | Miscellaneous | Natural Gas | Miscellaneous | E4 | RVT - Cost of Operation | 0 | 0 | 0 | 0 | 0 | 0 | 0 | 0 | 0 | 0 | 0 | 0 | 0 | 0 | 0 | 0 | 0 | 0 | 0 | 0 | 0 | 0 | 0 | 0 | 0 | 0 | 0
F2_Commercial_Restaurant (ID)_New_Miscellaneous_Natural Gas_Miscellaneous_E5 | F2 | Commercial | Restaurant (ID) | New | Miscellaneous | Natural Gas | Miscellaneous | E5 | RVT - Cost of Operation | 0 | 0 | 0 | 0 | 0 | 0 | 0 | 0 | 0 | 0 | 0 | 0 | 0 | 0 | 0 | 0 | 0 | 0 | 0 | 0 | 0 | 0 | 0 | 0 | 0 | 0 | 0
F2_Commercial_Restaurant (ID)_New_Miscellaneous_Natural Gas_Miscellaneous_E6 | F2 | Commercial | Restaurant (ID) | New | Miscellaneous | Natural Gas | Miscellaneous | E6 | RVT - Cost of Operation | 0 | 0 | 0 | 0 | 0 | 0 | 0 | 0 | 0 | 0 | 0 | 0 | 0 | 0 | 0 | 0 | 0 | 0 | 0 | 0 | 0 | 0 | 0 | 0 | 0 | 0 | 0
F2_Commercial_Restaurant (ID)_New_Miscellaneous_Natural Gas_Miscellaneous_E7 | F2 | Commercial | Restaurant (ID) | New | Miscellaneous | Natural Gas | Miscellaneous | E7 | RVT - Cost of Operation | 0 | 0 | 0 | 0 | 0 | 0 | 0 | 0 | 0 | 0 | 0 | 0 | 0 | 0 | 0 | 0 | 0 | 0 | 0 | 0 | 0 | 0 | 0 | 0 | 0 | 0 | 0
F2_Commercial_Restaurant (ID)_New_Miscellaneous_Natural Gas_Miscellaneous_E8 | F2 | Commercial | Restaurant (ID) | New | Miscellaneous | Natural Gas | Miscellaneous | E8 | RVT - Cost of Operation | 0 | 0 | 0 | 0 | 0 | 0 | 0 | 0 | 0 | 0 | 0 | 0 | 0 | 0 | 0 | 0 | 0 | 0 | 0 | 0 | 0 | 0 | 0 | 0 | 0 | 0 | 0
F2_Commercial_Restaurant (ID)_New_Miscellaneous_Natural Gas_Miscellaneous_E9 | F2 | Commercial | Restaurant (ID) | New | Miscellaneous | Natural Gas | Miscellaneous | E9 | RVT - Cost of Operation | 0 | 0 | 0 | 0 | 0 | 0 | 0 | 0 | 0 | 0 | 0 | 0 | 0 | 0 | 0 | 0 | 0 | 0 | 0 | 0 | 0 | 0 | 0 | 0 | 0 | 0 | 0
F2_Commercial_Restaurant (ID)_New_Miscellaneous_Natural Gas_Miscellaneous_E10 | F2 | Commercial | Restaurant (ID) | New | Miscellaneous | Natural Gas | Miscellaneous | E10 | RVT - Cost of Operation | 0 | 0 | 0 | 0 | 0 | 0 | 0 | 0 | 0 | 0 | 0 | 0 | 0 | 0 | 0 | 0 | 0 | 0 | 0 | 0 | 0 | 0 | 0 | 0 | 0 | 0 | 0
F3_Commercial_Restaurant (ID)_New_Miscellaneous_Natural Gas_Miscellaneous_E1 | F3 | Commercial | Restaurant (ID) | New | Miscellaneous | Natural Gas | Miscellaneous | E1 | System - kBTUs of Consumption | 3.93 | 3.93 | 3.93 | 3.93 | 3.93 | 3.93 | 3.93 | 3.93 | 3.93 | 3.93 | 3.93 | 3.93 | 3.93 | 3.93 | 3.93 | 3.93 | 3.93 | 3.93 | 3.93 | 3.93 | 3.93 | 3.93 | 3.93 | 3.93 | 3.93 | 3.93 | 3.93
F3_Commercial_Restaurant (ID)_New_Miscellaneous_Natural Gas_Miscellaneous_E2 | F3 | Commercial | Restaurant (ID) | New | Miscellaneous | Natural Gas | Miscellaneous | E2 | System - kBTUs of Consumption | 0 | 0 | 0 | 0 | 0 | 0 | 0 | 0 | 0 | 0 | 0 | 0 | 0 | 0 | 0 | 0 | 0 | 0 | 0 | 0 | 0 | 0 | 0 | 0 | 0 | 0 | 0
F3_Commercial_Restaurant (ID)_New_Miscellaneous_Natural Gas_Miscellaneous_E3 | F3 | Commercial | Restaurant (ID) | New | Miscellaneous | Natural Gas | Miscellaneous | E3 | System - kBTUs of Consumption | 0 | 0 | 0 | 0 | 0 | 0 | 0 | 0 | 0 | 0 | 0 | 0 | 0 | 0 | 0 | 0 | 0 | 0 | 0 | 0 | 0 | 0 | 0 | 0 | 0 | 0 | 0
F3_Commercial_Restaurant (ID)_New_Miscellaneous_Natural Gas_Miscellaneous_E4 | F3 | Commercial | Restaurant (ID) | New | Miscellaneous | Natural Gas | Miscellaneous | E4 | System - kBTUs of Consumption | 0 | 0 | 0 | 0 | 0 | 0 | 0 | 0 | 0 | 0 | 0 | 0 | 0 | 0 | 0 | 0 | 0 | 0 | 0 | 0 | 0 | 0 | 0 | 0 | 0 | 0 | 0
F3_Commercial_Restaurant (ID)_New_Miscellaneous_Natural Gas_Miscellaneous_E5 | F3 | Commercial | Restaurant (ID) | New | Miscellaneous | Natural Gas | Miscellaneous | E5 | System - kBTUs of Consumption | 0 | 0 | 0 | 0 | 0 | 0 | 0 | 0 | 0 | 0 | 0 | 0 | 0 | 0 | 0 | 0 | 0 | 0 | 0 | 0 | 0 | 0 | 0 | 0 | 0 | 0 | 0
F3_Commercial_Restaurant (ID)_New_Miscellaneous_Natural Gas_Miscellaneous_E6 | F3 | Commercial | Restaurant (ID) | New | Miscellaneous | Natural Gas | Miscellaneous | E6 | System - kBTUs of Consumption | 0 | 0 | 0 | 0 | 0 | 0 | 0 | 0 | 0 | 0 | 0 | 0 | 0 | 0 | 0 | 0 | 0 | 0 | 0 | 0 | 0 | 0 | 0 | 0 | 0 | 0 | 0
F3_Commercial_Restaurant (ID)_New_Miscellaneous_Natural Gas_Miscellaneous_E7 | F3 | Commercial | Restaurant (ID) | New | Miscellaneous | Natural Gas | Miscellaneous | E7 | System - kBTUs of Consumption | 0 | 0 | 0 | 0 | 0 | 0 | 0 | 0 | 0 | 0 | 0 | 0 | 0 | 0 | 0 | 0 | 0 | 0 | 0 | 0 | 0 | 0 | 0 | 0 | 0 | 0 | 0
F3_Commercial_Restaurant (ID)_New_Miscellaneous_Natural Gas_Miscellaneous_E8 | F3 | Commercial | Restaurant (ID) | New | Miscellaneous | Natural Gas | Miscellaneous | E8 | System - kBTUs of Consumption | 0 | 0 | 0 | 0 | 0 | 0 | 0 | 0 | 0 | 0 | 0 | 0 | 0 | 0 | 0 | 0 | 0 | 0 | 0 | 0 | 0 | 0 | 0 | 0 | 0 | 0 | 0
F3_Commercial_Restaurant (ID)_New_Miscellaneous_Natural Gas_Miscellaneous_E9 | F3 | Commercial | Restaurant (ID) | New | Miscellaneous | Natural Gas | Miscellaneous | E9 | System - kBTUs of Consumption | 0 | 0 | 0 | 0 | 0 | 0 | 0 | 0 | 0 | 0 | 0 | 0 | 0 | 0 | 0 | 0 | 0 | 0 | 0 | 0 | 0 | 0 | 0 | 0 | 0 | 0 | 0
F3_Commercial_Restaurant (ID)_New_Miscellaneous_Natural Gas_Miscellaneous_E10 | F3 | Commercial | Restaurant (ID) | New | Miscellaneous | Natural Gas | Miscellaneous | E10 | System - kBTUs of Consumption | 0 | 0 | 0 | 0 | 0 | 0 | 0 | 0 | 0 | 0 | 0 | 0 | 0 | 0 | 0 | 0 | 0 | 0 | 0 | 0 | 0 | 0 | 0 | 0 | 0 | 0 | 0
F4_Commercial_Restaurant (ID)_New_Miscellaneous_Natural Gas_Miscellaneous_E1 | F4 | Commercial | Restaurant (ID) | New | Miscellaneous | Natural Gas | Miscellaneous | E1 | Utility - Cost of Equipment | 0.24753 | 0.24753 | 0.24753 | 0.24753 | 0.24753 | 0.24753 | 0.24753 | 0.24753 | 0.24753 | 0.24753 | 0.24753 | 0.24753 | 0.24753 | 0.24753 | 0.24753 | 0.24753 | 0.24753 | 0.24753 | 0.24753 | 0.24753 | 0.24753 | 0.24753 | 0.24753 | 0.24753 | 0.24753 | 0.24753 | 0.24753
F4_Commercial_Restaurant (ID)_New_Miscellaneous_Natural Gas_Miscellaneous_E2 | F4 | Commercial | Restaurant (ID) | New | Miscellaneous | Natural Gas | Miscellaneous | E2 | Utility - Cost of Equipment | 0 | 0 | 0 | 0 | 0 | 0 | 0 | 0 | 0 | 0 | 0 | 0 | 0 | 0 | 0 | 0 | 0 | 0 | 0 | 0 | 0 | 0 | 0 | 0 | 0 | 0 | 0
F4_Commercial_Restaurant (ID)_New_Miscellaneous_Natural Gas_Miscellaneous_E3 | F4 | Commercial | Restaurant (ID) | New | Miscellaneous | Natural Gas | Miscellaneous | E3 | Utility - Cost of Equipment | 0 | 0 | 0 | 0 | 0 | 0 | 0 | 0 | 0 | 0 | 0 | 0 | 0 | 0 | 0 | 0 | 0 | 0 | 0 | 0 | 0 | 0 | 0 | 0 | 0 | 0 | 0
F4_Commercial_Restaurant (ID)_New_Miscellaneous_Natural Gas_Miscellaneous_E4 | F4 | Commercial | Restaurant (ID) | New | Miscellaneous | Natural Gas | Miscellaneous | E4 | Utility - Cost of Equipment | 0 | 0 | 0 | 0 | 0 | 0 | 0 | 0 | 0 | 0 | 0 | 0 | 0 | 0 | 0 | 0 | 0 | 0 | 0 | 0 | 0 | 0 | 0 | 0 | 0 | 0 | 0
F4_Commercial_Restaurant (ID)_New_Miscellaneous_Natural Gas_Miscellaneous_E5 | F4 | Commercial | Restaurant (ID) | New | Miscellaneous | Natural Gas | Miscellaneous | E5 | Utility - Cost of Equipment | 0 | 0 | 0 | 0 | 0 | 0 | 0 | 0 | 0 | 0 | 0 | 0 | 0 | 0 | 0 | 0 | 0 | 0 | 0 | 0 | 0 | 0 | 0 | 0 | 0 | 0 | 0
F4_Commercial_Restaurant (ID)_New_Miscellaneous_Natural Gas_Miscellaneous_E6 | F4 | Commercial | Restaurant (ID) | New | Miscellaneous | Natural Gas | Miscellaneous | E6 | Utility - Cost of Equipment | 0 | 0 | 0 | 0 | 0 | 0 | 0 | 0 | 0 | 0 | 0 | 0 | 0 | 0 | 0 | 0 | 0 | 0 | 0 | 0 | 0 | 0 | 0 | 0 | 0 | 0 | 0
F4_Commercial_Restaurant (ID)_New_Miscellaneous_Natural Gas_Miscellaneous_E7 | F4 | Commercial | Restaurant (ID) | New | Miscellaneous | Natural Gas | Miscellaneous | E7 | Utility - Cost of Equipment | 0 | 0 | 0 | 0 | 0 | 0 | 0 | 0 | 0 | 0 | 0 | 0 | 0 | 0 | 0 | 0 | 0 | 0 | 0 | 0 | 0 | 0 | 0 | 0 | 0 | 0 | 0
F4_Commercial_Restaurant (ID)_New_Miscellaneous_Natural Gas_Miscellaneous_E8 | F4 | Commercial | Restaurant (ID) | New | Miscellaneous | Natural Gas | Miscellaneous | E8 | Utility - Cost of Equipment | 0 | 0 | 0 | 0 | 0 | 0 | 0 | 0 | 0 | 0 | 0 | 0 | 0 | 0 | 0 | 0 | 0 | 0 | 0 | 0 | 0 | 0 | 0 | 0 | 0 | 0 | 0
F4_Commercial_Restaurant (ID)_New_Miscellaneous_Natural Gas_Miscellaneous_E9 | F4 | Commercial | Restaurant (ID) | New | Miscellaneous | Natural Gas | Miscellaneous | E9 | Utility - Cost of Equipment | 0 | 0 | 0 | 0 | 0 | 0 | 0 | 0 | 0 | 0 | 0 | 0 | 0 | 0 | 0 | 0 | 0 | 0 | 0 | 0 | 0 | 0 | 0 | 0 | 0 | 0 | 0
F4_Commercial_Restaurant (ID)_New_Miscellaneous_Natural Gas_Miscellaneous_E10 | F4 | Commercial | Restaurant (ID) | New | Miscellaneous | Natural Gas | Miscellaneous | E10 | Utility - Cost of Equipment | 0 | 0 | 0 | 0 | 0 | 0 | 0 | 0 | 0 | 0 | 0 | 0 | 0 | 0 | 0 | 0 | 0 | 0 | 0 | 0 | 0 | 0 | 0 | 0 | 0 | 0 | 0
F5_Commercial_Restaurant (ID)_New_Miscellaneous_Natural Gas_Miscellaneous_E1 | F5 | Commercial | Restaurant (ID) | New | Miscellaneous | Natural Gas | Miscellaneous | E1 | Utility - Cost of Operation | 0.012822 | 0.012904 | 0.013069 | 0.013344 | 0.013758 | 0.014419 | 0.015146 | 0.015897 | 0.016652 | 0.017455 | 0.018018 | 0.018548 | 0.019179 | 0.019804 | 0.02033 | 0.020792 | 0.021157 | 0.021507 | 0.021897 | 0.022258 | 0.022632 | 0.023028 | 0.023426 | 0.023842 | 0.024266 | 0.024697 | 0.025136
F5_Commercial_Restaurant (ID)_New_Miscellaneous_Natural Gas_Miscellaneous_E2 | F5 | Commercial | Restaurant (ID) | New | Miscellaneous | Natural Gas | Miscellaneous | E2 | Utility - Cost of Operation | 0 | 0 | 0 | 0 | 0 | 0 | 0 | 0 | 0 | 0 | 0 | 0 | 0 | 0 | 0 | 0 | 0 | 0 | 0 | 0 | 0 | 0 | 0 | 0 | 0 | 0 | 0
F5_Commercial_Restaurant (ID)_New_Miscellaneous_Natural Gas_Miscellaneous_E3 | F5 | Commercial | Restaurant (ID) | New | Miscellaneous | Natural Gas | Miscellaneous | E3 | Utility - Cost of Operation | 0 | 0 | 0 | 0 | 0 | 0 | 0 | 0 | 0 | 0 | 0 | 0 | 0 | 0 | 0 | 0 | 0 | 0 | 0 | 0 | 0 | 0 | 0 | 0 | 0 | 0 | 0
F5_Commercial_Restaurant (ID)_New_Miscellaneous_Natural Gas_Miscellaneous_E4 | F5 | Commercial | Restaurant (ID) | New | Miscellaneous | Natural Gas | Miscellaneous | E4 | Utility - Cost of Operation | 0 | 0 | 0 | 0 | 0 | 0 | 0 | 0 | 0 | 0 | 0 | 0 | 0 | 0 | 0 | 0 | 0 | 0 | 0 | 0 | 0 | 0 | 0 | 0 | 0 | 0 | 0
F5_Commercial_Restaurant (ID)_New_Miscellaneous_Natural Gas_Miscellaneous_E5 | F5 | Commercial | Restaurant (ID) | New | Miscellaneous | Natural Gas | Miscellaneous | E5 | Utility - Cost of Operation | 0 | 0 | 0 | 0 | 0 | 0 | 0 | 0 | 0 | 0 | 0 | 0 | 0 | 0 | 0 | 0 | 0 | 0 | 0 | 0 | 0 | 0 | 0 | 0 | 0 | 0 | 0
F5_Commercial_Restaurant (ID)_New_Miscellaneous_Natural Gas_Miscellaneous_E6 | F5 | Commercial | Restaurant (ID) | New | Miscellaneous | Natural Gas | Miscellaneous | E6 | Utility - Cost of Operation | 0 | 0 | 0 | 0 | 0 | 0 | 0 | 0 | 0 | 0 | 0 | 0 | 0 | 0 | 0 | 0 | 0 | 0 | 0 | 0 | 0 | 0 | 0 | 0 | 0 | 0 | 0
F5_Commercial_Restaurant (ID)_New_Miscellaneous_Natural Gas_Miscellaneous_E7 | F5 | Commercial | Restaurant (ID) | New | Miscellaneous | Natural Gas | Miscellaneous | E7 | Utility - Cost of Operation | 0 | 0 | 0 | 0 | 0 | 0 | 0 | 0 | 0 | 0 | 0 | 0 | 0 | 0 | 0 | 0 | 0 | 0 | 0 | 0 | 0 | 0 | 0 | 0 | 0 | 0 | 0
F5_Commercial_Restaurant (ID)_New_Miscellaneous_Natural Gas_Miscellaneous_E8 | F5 | Commercial | Restaurant (ID) | New | Miscellaneous | Natural Gas | Miscellaneous | E8 | Utility - Cost of Operation | 0 | 0 | 0 | 0 | 0 | 0 | 0 | 0 | 0 | 0 | 0 | 0 | 0 | 0 | 0 | 0 | 0 | 0 | 0 | 0 | 0 | 0 | 0 | 0 | 0 | 0 | 0
F5_Commercial_Restaurant (ID)_New_Miscellaneous_Natural Gas_Miscellaneous_E9 | F5 | Commercial | Restaurant (ID) | New | Miscellaneous | Natural Gas | Miscellaneous | E9 | Utility - Cost of Operation | 0 | 0 | 0 | 0 | 0 | 0 | 0 | 0 | 0 | 0 | 0 | 0 | 0 | 0 | 0 | 0 | 0 | 0 | 0 | 0 | 0 | 0 | 0 | 0 | 0 | 0 | 0
F5_Commercial_Restaurant (ID)_New_Miscellaneous_Natural Gas_Miscellaneous_E10 | F5 | Commercial | Restaurant (ID) | New | Miscellaneous | Natural Gas | Miscellaneous | E10 | Utility - Cost of Operation | 0 | 0 | 0 | 0 | 0 | 0 | 0 | 0 | 0 | 0 | 0 | 0 | 0 | 0 | 0 | 0 | 0 | 0 | 0 | 0 | 0 | 0 | 0 | 0 | 0 | 0 | 0
F6_Commercial_Restaurant (ID)_New_Miscellaneous_Natural Gas_Miscellaneous_E1 | F6 | Commercial | Restaurant (ID) | New | Miscellaneous | Natural Gas | Miscellaneous | E1 | Utility - Value of Sales | 0.015386 | 0.015485 | 0.015649 | 0.015905 | 0.016282 | 0.016903 | 0.017541 | 0.018138 | 0.018659 | 0.0192 | 0.01982 | 0.020403 | 0.021097 | 0.021762 | 0.022291 | 0.02272 | 0.023009 | 0.023241 | 0.023472 | 0.023621 | 0.023764 | 0.02418 | 0.024597 | 0.025034 | 0.025479 | 0.025932 | 0.026393
F6_Commercial_Restaurant (ID)_New_Miscellaneous_Natural Gas_Miscellaneous_E2 | F6 | Commercial | Restaurant (ID) | New | Miscellaneous | Natural Gas | Miscellaneous | E2 | Utility - Value of Sales | 0 | 0 | 0 | 0 | 0 | 0 | 0 | 0 | 0 | 0 | 0 | 0 | 0 | 0 | 0 | 0 | 0 | 0 | 0 | 0 | 0 | 0 | 0 | 0 | 0 | 0 | 0
F6_Commercial_Restaurant (ID)_New_Miscellaneous_Natural Gas_Miscellaneous_E3 | F6 | Commercial | Restaurant (ID) | New | Miscellaneous | Natural Gas | Miscellaneous | E3 | Utility - Value of Sales | 0 | 0 | 0 | 0 | 0 | 0 | 0 | 0 | 0 | 0 | 0 | 0 | 0 | 0 | 0 | 0 | 0 | 0 | 0 | 0 | 0 | 0 | 0 | 0 | 0 | 0 | 0
F6_Commercial_Restaurant (ID)_New_Miscellaneous_Natural Gas_Miscellaneous_E4 | F6 | Commercial | Restaurant (ID) | New | Miscellaneous | Natural Gas | Miscellaneous | E4 | Utility - Value of Sales | 0 | 0 | 0 | 0 | 0 | 0 | 0 | 0 | 0 | 0 | 0 | 0 | 0 | 0 | 0 | 0 | 0 | 0 | 0 | 0 | 0 | 0 | 0 | 0 | 0 | 0 | 0
F6_Commercial_Restaurant (ID)_New_Miscellaneous_Natural Gas_Miscellaneous_E5 | F6 | Commercial | Restaurant (ID) | New | Miscellaneous | Natural Gas | Miscellaneous | E5 | Utility - Value of Sales | 0 | 0 | 0 | 0 | 0 | 0 | 0 | 0 | 0 | 0 | 0 | 0 | 0 | 0 | 0 | 0 | 0 | 0 | 0 | 0 | 0 | 0 | 0 | 0 | 0 | 0 | 0
F6_Commercial_Restaurant (ID)_New_Miscellaneous_Natural Gas_Miscellaneous_E6 | F6 | Commercial | Restaurant (ID) | New | Miscellaneous | Natural Gas | Miscellaneous | E6 | Utility - Value of Sales | 0 | 0 | 0 | 0 | 0 | 0 | 0 | 0 | 0 | 0 | 0 | 0 | 0 | 0 | 0 | 0 | 0 | 0 | 0 | 0 | 0 | 0 | 0 | 0 | 0 | 0 | 0
F6_Commercial_Restaurant (ID)_New_Miscellaneous_Natural Gas_Miscellaneous_E7 | F6 | Commercial | Restaurant (ID) | New | Miscellaneous | Natural Gas | Miscellaneous | E7 | Utility - Value of Sales | 0 | 0 | 0 | 0 | 0 | 0 | 0 | 0 | 0 | 0 | 0 | 0 | 0 | 0 | 0 | 0 | 0 | 0 | 0 | 0 | 0 | 0 | 0 | 0 | 0 | 0 | 0
F6_Commercial_Restaurant (ID)_New_Miscellaneous_Natural Gas_Miscellaneous_E8 | F6 | Commercial | Restaurant (ID) | New | Miscellaneous | Natural Gas | Miscellaneous | E8 | Utility - Value of Sales | 0 | 0 | 0 | 0 | 0 | 0 | 0 | 0 | 0 | 0 | 0 | 0 | 0 | 0 | 0 | 0 | 0 | 0 | 0 | 0 | 0 | 0 | 0 | 0 | 0 | 0 | 0
F6_Commercial_Restaurant (ID)_New_Miscellaneous_Natural Gas_Miscellaneous_E9 | F6 | Commercial | Restaurant (ID) | New | Miscellaneous | Natural Gas | Miscellaneous | E9 | Utility - Value of Sales | 0 | 0 | 0 | 0 | 0 | 0 | 0 | 0 | 0 | 0 | 0 | 0 | 0 | 0 | 0 | 0 | 0 | 0 | 0 | 0 | 0 | 0 | 0 | 0 | 0 | 0 | 0
F6_Commercial_Restaurant (ID)_New_Miscellaneous_Natural Gas_Miscellaneous_E10 | F6 | Commercial | Restaurant (ID) | New | Miscellaneous | Natural Gas | Miscellaneous | E10 | Utility - Value of Sales | 0 | 0 | 0 | 0 | 0 | 0 | 0 | 0 | 0 | 0 | 0 | 0 | 0 | 0 | 0 | 0 | 0 | 0 | 0 | 0 | 0 | 0 | 0 | 0 | 0 | 0 | 0
F1_Commercial_Retail (ID)_Existing_Space Heating_Natural Gas_Furnace_E1 | F1 | Commercial | Retail (ID) | Existing | Space Heating | Natural Gas | Furnace | E1 | RVT - Cost of Equipment | 0.090135 | 0.090135 | 0.090135 | 0.090135 | 0.090135 | 0.090135 | 0.090135 | 0.090135 | 0.090135 | 0.090135 | 0.090135 | 0.090135 | 0.090135 | 0.090135 | 0.090135 | 0.090135 | 0.090135 | 0.090135 | 0.090135 | 0.090135 | 0.090135 | 0.090135 | 0.090135 | 0.090135 | 0.090135 | 0.090135 | 0.090135
F1_Commercial_Retail (ID)_Existing_Space Heating_Natural Gas_Furnace_E2 | F1 | Commercial | Retail (ID) | Existing | Space Heating | Natural Gas | Furnace | E2 | RVT - Cost of Equipment | 0.18219 | 0.18219 | 0.18219 | 0.18219 | 0.18219 | 0.18219 | 0.18219 | 0.18219 | 0.18219 | 0.18219 | 0.18219 | 0.18219 | 0.18219 | 0.18219 | 0.18219 | 0.18219 | 0.18219 | 0.18219 | 0.18219 | 0.18219 | 0.18219 | 0.18219 | 0.18219 | 0.18219 | 0.18219 | 0.18219 | 0.18219
F1_Commercial_Retail (ID)_Existing_Space Heating_Natural Gas_Furnace_E3 | F1 | Commercial | Retail (ID) | Existing | Space Heating | Natural Gas | Furnace | E3 | RVT - Cost of Equipment | 0.11075 | 0.11075 | 0.11075 | 0.11075 | 0.11075 | 0.11075 | 0.11075 | 0.11075 | 0.11075 | 0.11075 | 0.11075 | 0.11075 | 0.11075 | 0.11075 | 0.11075 | 0.11075 | 0.11075 | 0.11075 | 0.11075 | 0.11075 | 0.11075 | 0.11075 | 0.11075 | 0.11075 | 0.11075 | 0.11075 | 0.11075
F1_Commercial_Retail (ID)_Existing_Space Heating_Natural Gas_Furnace_E4 | F1 | Commercial | Retail (ID) | Existing | Space Heating | Natural Gas | Furnace | E4 | RVT - Cost of Equipment | 0 | 0 | 0 | 0 | 0 | 0 | 0 | 0 | 0 | 0 | 0 | 0 | 0 | 0 | 0 | 0 | 0 | 0 | 0 | 0 | 0 | 0 | 0 | 0 | 0 | 0 | 0
F1_Commercial_Retail (ID)_Existing_Space Heating_Natural Gas_Furnace_E5 | F1 | Commercial | Retail (ID) | Existing | Space Heating | Natural Gas | Furnace | E5 | RVT - Cost of Equipment | 0 | 0 | 0 | 0 | 0 | 0 | 0 | 0 | 0 | 0 | 0 | 0 | 0 | 0 | 0 | 0 | 0 | 0 | 0 | 0 | 0 | 0 | 0 | 0 | 0 | 0 | 0
F1_Commercial_Retail (ID)_Existing_Space Heating_Natural Gas_Furnace_E6 | F1 | Commercial | Retail (ID) | Existing | Space Heating | Natural Gas | Furnace | E6 | RVT - Cost of Equipment | 0 | 0 | 0 | 0 | 0 | 0 | 0 | 0 | 0 | 0 | 0 | 0 | 0 | 0 | 0 | 0 | 0 | 0 | 0 | 0 | 0 | 0 | 0 | 0 | 0 | 0 | 0
F1_Commercial_Retail (ID)_Existing_Space Heating_Natural Gas_Furnace_E7 | F1 | Commercial | Retail (ID) | Existing | Space Heating | Natural Gas | Furnace | E7 | RVT - Cost of Equipment | 0 | 0 | 0 | 0 | 0 | 0 | 0 | 0 | 0 | 0 | 0 | 0 | 0 | 0 | 0 | 0 | 0 | 0 | 0 | 0 | 0 | 0 | 0 | 0 | 0 | 0 | 0
F1_Commercial_Retail (ID)_Existing_Space Heating_Natural Gas_Furnace_E8 | F1 | Commercial | Retail (ID) | Existing | Space Heating | Natural Gas | Furnace | E8 | RVT - Cost of Equipment | 0 | 0 | 0 | 0 | 0 | 0 | 0 | 0 | 0 | 0 | 0 | 0 | 0 | 0 | 0 | 0 | 0 | 0 | 0 | 0 | 0 | 0 | 0 | 0 | 0 | 0 | 0
F1_Commercial_Retail (ID)_Existing_Space Heating_Natural Gas_Furnace_E9 | F1 | Commercial | Retail (ID) | Existing | Space Heating | Natural Gas | Furnace | E9 | RVT - Cost of Equipment | 0 | 0 | 0 | 0 | 0 | 0 | 0 | 0 | 0 | 0 | 0 | 0 | 0 | 0 | 0 | 0 | 0 | 0 | 0 | 0 | 0 | 0 | 0 | 0 | 0 | 0 | 0
F1_Commercial_Retail (ID)_Existing_Space Heating_Natural Gas_Furnace_E10 | F1 | Commercial | Retail (ID) | Existing | Space Heating | Natural Gas | Furnace | E10 | RVT - Cost of Equipment | 0 | 0 | 0 | 0 | 0 | 0 | 0 | 0 | 0 | 0 | 0 | 0 | 0 | 0 | 0 | 0 | 0 | 0 | 0 | 0 | 0 | 0 | 0 | 0 | 0 | 0 | 0
F2_Commercial_Retail (ID)_Existing_Space Heating_Natural Gas_Furnace_E1 | F2 | Commercial | Retail (ID) | Existing | Space Heating | Natural Gas | Furnace | E1 | RVT - Cost of Operation | 0.18577 | 0.18731 | 0.18988 | 0.19285 | 0.19626 | 0.2018 | 0.20729 | 0.21304 | 0.21809 | 0.22298 | 0.22853 | 0.23337 | 0.23877 | 0.24433 | 0.24928 | 0.25402 | 0.25821 | 0.26248 | 0.26691 | 0.27139 | 0.27587 | 0.28189 | 0.28902 | 0.29516 | 0.30142 | 0.30782 | 0.31435
F2_Commercial_Retail (ID)_Existing_Space Heating_Natural Gas_Furnace_E2 | F2 | Commercial | Retail (ID) | Existing | Space Heating | Natural Gas | Furnace | E2 | RVT - Cost of Operation | 0.16512 | 0.1665 | 0.16878 | 0.17142 | 0.17444 | 0.17937 | 0.18425 | 0.18936 | 0.19385 | 0.1982 | 0.20313 | 0.20744 | 0.21223 | 0.21717 | 0.22157 | 0.22579 | 0.22951 | 0.23331 | 0.23724 | 0.24123 | 0.24521 | 0.25056 | 0.2569 | 0.26235 | 0.26792 | 0.27361 | 0.27942
F2_Commercial_Retail (ID)_Existing_Space Heating_Natural Gas_Furnace_E3 | F2 | Commercial | Retail (ID) | Existing | Space Heating | Natural Gas | Furnace | E3 | RVT - Cost of Operation | 0.1548 | 0.15609 | 0.15823 | 0.1607 | 0.16354 | 0.16815 | 0.17273 | 0.17752 | 0.18173 | 0.18581 | 0.19043 | 0.19447 | 0.19897 | 0.2036 | 0.20772 | 0.21168 | 0.21516 | 0.21872 | 0.22241 | 0.22614 | 0.22988 | 0.23489 | 0.24084 | 0.24595 | 0.25117 | 0.2565 | 0.26195
F2_Commercial_Retail (ID)_Existing_Space Heating_Natural Gas_Furnace_E4 | F2 | Commercial | Retail (ID) | Existing | Space Heating | Natural Gas | Furnace | E4 | RVT - Cost of Operation | 0 | 0 | 0 | 0 | 0 | 0 | 0 | 0 | 0 | 0 | 0 | 0 | 0 | 0 | 0 | 0 | 0 | 0 | 0 | 0 | 0 | 0 | 0 | 0 | 0 | 0 | 0
F2_Commercial_Retail (ID)_Existing_Space Heating_Natural Gas_Furnace_E5 | F2 | Commercial | Retail (ID) | Existing | Space Heating | Natural Gas | Furnace | E5 | RVT - Cost of Operation | 0 | 0 | 0 | 0 | 0 | 0 | 0 | 0 | 0 | 0 | 0 | 0 | 0 | 0 | 0 | 0 | 0 | 0 | 0 | 0 | 0 | 0 | 0 | 0 | 0 | 0 | 0
F2_Commercial_Retail (ID)_Existing_Space Heating_Natural Gas_Furnace_E6 | F2 | Commercial | Retail (ID) | Existing | Space Heating | Natural Gas | Furnace | E6 | RVT - Cost of Operation | 0 | 0 | 0 | 0 | 0 | 0 | 0 | 0 | 0 | 0 | 0 | 0 | 0 | 0 | 0 | 0 | 0 | 0 | 0 | 0 | 0 | 0 | 0 | 0 | 0 | 0 | 0
F2_Commercial_Retail (ID)_Existing_Space Heating_Natural Gas_Furnace_E7 | F2 | Commercial | Retail (ID) | Existing | Space Heating | Natural Gas | Furnace | E7 | RVT - Cost of Operation | 0 | 0 | 0 | 0 | 0 | 0 | 0 | 0 | 0 | 0 | 0 | 0 | 0 | 0 | 0 | 0 | 0 | 0 | 0 | 0 | 0 | 0 | 0 | 0 | 0 | 0 | 0
F2_Commercial_Retail (ID)_Existing_Space Heating_Natural Gas_Furnace_E8 | F2 | Commercial | Retail (ID) | Existing | Space Heating | Natural Gas | Furnace | E8 | RVT - Cost of Operation | 0 | 0 | 0 | 0 | 0 | 0 | 0 | 0 | 0 | 0 | 0 | 0 | 0 | 0 | 0 | 0 | 0 | 0 | 0 | 0 | 0 | 0 | 0 | 0 | 0 | 0 | 0
F2_Commercial_Retail (ID)_Existing_Space Heating_Natural Gas_Furnace_E9 | F2 | Commercial | Retail (ID) | Existing | Space Heating | Natural Gas | Furnace | E9 | RVT - Cost of Operation | 0 | 0 | 0 | 0 | 0 | 0 | 0 | 0 | 0 | 0 | 0 | 0 | 0 | 0 | 0 | 0 | 0 | 0 | 0 | 0 | 0 | 0 | 0 | 0 | 0 | 0 | 0
F2_Commercial_Retail (ID)_Existing_Space Heating_Natural Gas_Furnace_E10 | F2 | Commercial | Retail (ID) | Existing | Space Heating | Natural Gas | Furnace | E10 | RVT - Cost of Operation | 0 | 0 | 0 | 0 | 0 | 0 | 0 | 0 | 0 | 0 | 0 | 0 | 0 | 0 | 0 | 0 | 0 | 0 | 0 | 0 | 0 | 0 | 0 | 0 | 0 | 0 | 0
F3_Commercial_Retail (ID)_Existing_Space Heating_Natural Gas_Furnace_E1 | F3 | Commercial | Retail (ID) | Existing | Space Heating | Natural Gas | Furnace | E1 | System - kBTUs of Consumption | 40.8814 | 40.7787 | 40.7787 | 40.7787 | 40.7787 | 40.7787 | 40.7787 | 40.7787 | 40.7787 | 40.7787 | 40.7787 | 40.7787 | 40.7787 | 40.7787 | 40.7787 | 40.7787 | 40.7787 | 40.7787 | 40.7787 | 40.7787 | 40.7787 | 40.7787 | 40.7787 | 40.7787 | 40.7787 | 40.7787 | 40.7787
F3_Commercial_Retail (ID)_Existing_Space Heating_Natural Gas_Furnace_E2 | F3 | Commercial | Retail (ID) | Existing | Space Heating | Natural Gas | Furnace | E2 | System - kBTUs of Consumption | 36.3378 | 36.2466 | 36.2466 | 36.2466 | 36.2466 | 36.2466 | 36.2466 | 36.2466 | 36.2466 | 36.2466 | 36.2466 | 36.2466 | 36.2466 | 36.2466 | 36.2466 | 36.2466 | 36.2466 | 36.2466 | 36.2466 | 36.2466 | 36.2466 | 36.2466 | 36.2466 | 36.2466 | 36.2466 | 36.2466 | 36.2466
F3_Commercial_Retail (ID)_Existing_Space Heating_Natural Gas_Furnace_E3 | F3 | Commercial | Retail (ID) | Existing | Space Heating | Natural Gas | Furnace | E3 | System - kBTUs of Consumption | 34.066 | 33.9805 | 33.9805 | 33.9805 | 33.9805 | 33.9805 | 33.9805 | 33.9805 | 33.9805 | 33.9805 | 33.9805 | 33.9805 | 33.9805 | 33.9805 | 33.9805 | 33.9805 | 33.9805 | 33.9805 | 33.9805 | 33.9805 | 33.9805 | 33.9805 | 33.9805 | 33.9805 | 33.9805 | 33.9805 | 33.9805
F3_Commercial_Retail (ID)_Existing_Space Heating_Natural Gas_Furnace_E4 | F3 | Commercial | Retail (ID) | Existing | Space Heating | Natural Gas | Furnace | E4 | System - kBTUs of Consumption | 0 | 0 | 0 | 0 | 0 | 0 | 0 | 0 | 0 | 0 | 0 | 0 | 0 | 0 | 0 | 0 | 0 | 0 | 0 | 0 | 0 | 0 | 0 | 0 | 0 | 0 | 0
F3_Commercial_Retail (ID)_Existing_Space Heating_Natural Gas_Furnace_E5 | F3 | Commercial | Retail (ID) | Existing | Space Heating | Natural Gas | Furnace | E5 | System - kBTUs of Consumption | 0 | 0 | 0 | 0 | 0 | 0 | 0 | 0 | 0 | 0 | 0 | 0 | 0 | 0 | 0 | 0 | 0 | 0 | 0 | 0 | 0 | 0 | 0 | 0 | 0 | 0 | 0
F3_Commercial_Retail (ID)_Existing_Space Heating_Natural Gas_Furnace_E6 | F3 | Commercial | Retail (ID) | Existing | Space Heating | Natural Gas | Furnace | E6 | System - kBTUs of Consumption | 0 | 0 | 0 | 0 | 0 | 0 | 0 | 0 | 0 | 0 | 0 | 0 | 0 | 0 | 0 | 0 | 0 | 0 | 0 | 0 | 0 | 0 | 0 | 0 | 0 | 0 | 0
F3_Commercial_Retail (ID)_Existing_Space Heating_Natural Gas_Furnace_E7 | F3 | Commercial | Retail (ID) | Existing | Space Heating | Natural Gas | Furnace | E7 | System - kBTUs of Consumption | 0 | 0 | 0 | 0 | 0 | 0 | 0 | 0 | 0 | 0 | 0 | 0 | 0 | 0 | 0 | 0 | 0 | 0 | 0 | 0 | 0 | 0 | 0 | 0 | 0 | 0 | 0
F3_Commercial_Retail (ID)_Existing_Space Heating_Natural Gas_Furnace_E8 | F3 | Commercial | Retail (ID) | Existing | Space Heating | Natural Gas | Furnace | E8 | System - kBTUs of Consumption | 0 | 0 | 0 | 0 | 0 | 0 | 0 | 0 | 0 | 0 | 0 | 0 | 0 | 0 | 0 | 0 | 0 | 0 | 0 | 0 | 0 | 0 | 0 | 0 | 0 | 0 | 0
F3_Commercial_Retail (ID)_Existing_Space Heating_Natural Gas_Furnace_E9 | F3 | Commercial | Retail (ID) | Existing | Space Heating | Natural Gas | Furnace | E9 | System - kBTUs of Consumption | 0 | 0 | 0 | 0 | 0 | 0 | 0 | 0 | 0 | 0 | 0 | 0 | 0 | 0 | 0 | 0 | 0 | 0 | 0 | 0 | 0 | 0 | 0 | 0 | 0 | 0 | 0
F3_Commercial_Retail (ID)_Existing_Space Heating_Natural Gas_Furnace_E10 | F3 | Commercial | Retail (ID) | Existing | Space Heating | Natural Gas | Furnace | E10 | System - kBTUs of Consumption | 0 | 0 | 0 | 0 | 0 | 0 | 0 | 0 | 0 | 0 | 0 | 0 | 0 | 0 | 0 | 0 | 0 | 0 | 0 | 0 | 0 | 0 | 0 | 0 | 0 | 0 | 0
F4_Commercial_Retail (ID)_Existing_Space Heating_Natural Gas_Furnace_E1 | F4 | Commercial | Retail (ID) | Existing | Space Heating | Natural Gas | Furnace | E1 | Utility - Cost of Equipment | 0.090135 | 0.090135 | 0.090135 | 0.090135 | 0.090135 | 0.090135 | 0.090135 | 0.090135 | 0.090135 | 0.090135 | 0.090135 | 0.090135 | 0.090135 | 0.090135 | 0.090135 | 0.090135 | 0.090135 | 0.090135 | 0.090135 | 0.090135 | 0.090135 | 0.090135 | 0.090135 | 0.090135 | 0.090135 | 0.090135 | 0.090135
F4_Commercial_Retail (ID)_Existing_Space Heating_Natural Gas_Furnace_E2 | F4 | Commercial | Retail (ID) | Existing | Space Heating | Natural Gas | Furnace | E2 | Utility - Cost of Equipment | 0.18219 | 0.18219 | 0.18219 | 0.18219 | 0.18219 | 0.18219 | 0.18219 | 0.18219 | 0.18219 | 0.18219 | 0.18219 | 0.18219 | 0.18219 | 0.18219 | 0.18219 | 0.18219 | 0.18219 | 0.18219 | 0.18219 | 0.18219 | 0.18219 | 0.18219 | 0.18219 | 0.18219 | 0.18219 | 0.18219 | 0.18219
F4_Commercial_Retail (ID)_Existing_Space Heating_Natural Gas_Furnace_E3 | F4 | Commercial | Retail (ID) | Existing | Space Heating | Natural Gas | Furnace | E3 | Utility - Cost of Equipment | 0.11075 | 0.11075 | 0.11075 | 0.11075 | 0.11075 | 0.11075 | 0.11075 | 0.11075 | 0.11075 | 0.11075 | 0.11075 | 0.11075 | 0.11075 | 0.11075 | 0.11075 | 0.11075 | 0.11075 | 0.11075 | 0.11075 | 0.11075 | 0.11075 | 0.11075 | 0.11075 | 0.11075 | 0.11075 | 0.11075 | 0.11075
F4_Commercial_Retail (ID)_Existing_Space Heating_Natural Gas_Furnace_E4 | F4 | Commercial | Retail (ID) | Existing | Space Heating | Natural Gas | Furnace | E4 | Utility - Cost of Equipment | 0 | 0 | 0 | 0 | 0 | 0 | 0 | 0 | 0 | 0 | 0 | 0 | 0 | 0 | 0 | 0 | 0 | 0 | 0 | 0 | 0 | 0 | 0 | 0 | 0 | 0 | 0
F4_Commercial_Retail (ID)_Existing_Space Heating_Natural Gas_Furnace_E5 | F4 | Commercial | Retail (ID) | Existing | Space Heating | Natural Gas | Furnace | E5 | Utility - Cost of Equipment | 0 | 0 | 0 | 0 | 0 | 0 | 0 | 0 | 0 | 0 | 0 | 0 | 0 | 0 | 0 | 0 | 0 | 0 | 0 | 0 | 0 | 0 | 0 | 0 | 0 | 0 | 0
F4_Commercial_Retail (ID)_Existing_Space Heating_Natural Gas_Furnace_E6 | F4 | Commercial | Retail (ID) | Existing | Space Heating | Natural Gas | Furnace | E6 | Utility - Cost of Equipment | 0 | 0 | 0 | 0 | 0 | 0 | 0 | 0 | 0 | 0 | 0 | 0 | 0 | 0 | 0 | 0 | 0 | 0 | 0 | 0 | 0 | 0 | 0 | 0 | 0 | 0 | 0
F4_Commercial_Retail (ID)_Existing_Space Heating_Natural Gas_Furnace_E7 | F4 | Commercial | Retail (ID) | Existing | Space Heating | Natural Gas | Furnace | E7 | Utility - Cost of Equipment | 0 | 0 | 0 | 0 | 0 | 0 | 0 | 0 | 0 | 0 | 0 | 0 | 0 | 0 | 0 | 0 | 0 | 0 | 0 | 0 | 0 | 0 | 0 | 0 | 0 | 0 | 0
F4_Commercial_Retail (ID)_Existing_Space Heating_Natural Gas_Furnace_E8 | F4 | Commercial | Retail (ID) | Existing | Space Heating | Natural Gas | Furnace | E8 | Utility - Cost of Equipment | 0 | 0 | 0 | 0 | 0 | 0 | 0 | 0 | 0 | 0 | 0 | 0 | 0 | 0 | 0 | 0 | 0 | 0 | 0 | 0 | 0 | 0 | 0 | 0 | 0 | 0 | 0
F4_Commercial_Retail (ID)_Existing_Space Heating_Natural Gas_Furnace_E9 | F4 | Commercial | Retail (ID) | Existing | Space Heating | Natural Gas | Furnace | E9 | Utility - Cost of Equipment | 0 | 0 | 0 | 0 | 0 | 0 | 0 | 0 | 0 | 0 | 0 | 0 | 0 | 0 | 0 | 0 | 0 | 0 | 0 | 0 | 0 | 0 | 0 | 0 | 0 | 0 | 0
F4_Commercial_Retail (ID)_Existing_Space Heating_Natural Gas_Furnace_E10 | F4 | Commercial | Retail (ID) | Existing | Space Heating | Natural Gas | Furnace | E10 | Utility - Cost of Equipment | 0 | 0 | 0 | 0 | 0 | 0 | 0 | 0 | 0 | 0 | 0 | 0 | 0 | 0 | 0 | 0 | 0 | 0 | 0 | 0 | 0 | 0 | 0 | 0 | 0 | 0 | 0
F5_Commercial_Retail (ID)_Existing_Space Heating_Natural Gas_Furnace_E1 | F5 | Commercial | Retail (ID) | Existing | Space Heating | Natural Gas | Furnace | E1 | Utility - Cost of Operation | 0.15915 | 0.16147 | 0.16475 | 0.16849 | 0.17273 | 0.17891 | 0.18522 | 0.19191 | 0.19821 | 0.2046 | 0.21019 | 0.21524 | 0.22085 | 0.22666 | 0.23199 | 0.2372 | 0.24197 | 0.2469 | 0.25205 | 0.25734 | 0.26274 | 0.26846 | 0.27526 | 0.2811 | 0.28707 | 0.29316 | 0.29938
F5_Commercial_Retail (ID)_Existing_Space Heating_Natural Gas_Furnace_E2 | F5 | Commercial | Retail (ID) | Existing | Space Heating | Natural Gas | Furnace | E2 | Utility - Cost of Operation | 0.14146 | 0.14352 | 0.14644 | 0.14976 | 0.15354 | 0.15903 | 0.16463 | 0.17058 | 0.17618 | 0.18186 | 0.18683 | 0.19132 | 0.1963 | 0.20147 | 0.2062 | 0.21083 | 0.21508 | 0.21946 | 0.22404 | 0.22874 | 0.23354 | 0.23863 | 0.24467 | 0.24986 | 0.25516 | 0.26058 | 0.26611
F5_Commercial_Retail (ID)_Existing_Space Heating_Natural Gas_Furnace_E3 | F5 | Commercial | Retail (ID) | Existing | Space Heating | Natural Gas | Furnace | E3 | Utility - Cost of Operation | 0.13262 | 0.13455 | 0.13728 | 0.1404 | 0.14394 | 0.14908 | 0.15434 | 0.15992 | 0.16517 | 0.17049 | 0.17515 | 0.17936 | 0.18403 | 0.18887 | 0.19331 | 0.19765 | 0.20163 | 0.20574 | 0.21003 | 0.21444 | 0.21893 | 0.22371 | 0.22937 | 0.23424 | 0.23921 | 0.24429 | 0.24947
F5_Commercial_Retail (ID)_Existing_Space Heating_Natural Gas_Furnace_E4 | F5 | Commercial | Retail (ID) | Existing | Space Heating | Natural Gas | Furnace | E4 | Utility - Cost of Operation | 0 | 0 | 0 | 0 | 0 | 0 | 0 | 0 | 0 | 0 | 0 | 0 | 0 | 0 | 0 | 0 | 0 | 0 | 0 | 0 | 0 | 0 | 0 | 0 | 0 | 0 | 0
F5_Commercial_Retail (ID)_Existing_Space Heating_Natural Gas_Furnace_E5 | F5 | Commercial | Retail (ID) | Existing | Space Heating | Natural Gas | Furnace | E5 | Utility - Cost of Operation | 0 | 0 | 0 | 0 | 0 | 0 | 0 | 0 | 0 | 0 | 0 | 0 | 0 | 0 | 0 | 0 | 0 | 0 | 0 | 0 | 0 | 0 | 0 | 0 | 0 | 0 | 0
F5_Commercial_Retail (ID)_Existing_Space Heating_Natural Gas_Furnace_E6 | F5 | Commercial | Retail (ID) | Existing | Space Heating | Natural Gas | Furnace | E6 | Utility - Cost of Operation | 0 | 0 | 0 | 0 | 0 | 0 | 0 | 0 | 0 | 0 | 0 | 0 | 0 | 0 | 0 | 0 | 0 | 0 | 0 | 0 | 0 | 0 | 0 | 0 | 0 | 0 | 0
F5_Commercial_Retail (ID)_Existing_Space Heating_Natural Gas_Furnace_E7 | F5 | Commercial | Retail (ID) | Existing | Space Heating | Natural Gas | Furnace | E7 | Utility - Cost of Operation | 0 | 0 | 0 | 0 | 0 | 0 | 0 | 0 | 0 | 0 | 0 | 0 | 0 | 0 | 0 | 0 | 0 | 0 | 0 | 0 | 0 | 0 | 0 | 0 | 0 | 0 | 0
F5_Commercial_Retail (ID)_Existing_Space Heating_Natural Gas_Furnace_E8 | F5 | Commercial | Retail (ID) | Existing | Space Heating | Natural Gas | Furnace | E8 | Utility - Cost of Operation | 0 | 0 | 0 | 0 | 0 | 0 | 0 | 0 | 0 | 0 | 0 | 0 | 0 | 0 | 0 | 0 | 0 | 0 | 0 | 0 | 0 | 0 | 0 | 0 | 0 | 0 | 0
F5_Commercial_Retail (ID)_Existing_Space Heating_Natural Gas_Furnace_E9 | F5 | Commercial | Retail (ID) | Existing | Space Heating | Natural Gas | Furnace | E9 | Utility - Cost of Operation | 0 | 0 | 0 | 0 | 0 | 0 | 0 | 0 | 0 | 0 | 0 | 0 | 0 | 0 | 0 | 0 | 0 | 0 | 0 | 0 | 0 | 0 | 0 | 0 | 0 | 0 | 0
F5_Commercial_Retail (ID)_Existing_Space Heating_Natural Gas_Furnace_E10 | F5 | Commercial | Retail (ID) | Existing | Space Heating | Natural Gas | Furnace | E10 | Utility - Cost of Operation | 0 | 0 | 0 | 0 | 0 | 0 | 0 | 0 | 0 | 0 | 0 | 0 | 0 | 0 | 0 | 0 | 0 | 0 | 0 | 0 | 0 | 0 | 0 | 0 | 0 | 0 | 0
F6_Commercial_Retail (ID)_Existing_Space Heating_Natural Gas_Furnace_E1 | F6 | Commercial | Retail (ID) | Existing | Space Heating | Natural Gas | Furnace | E1 | Utility - Value of Sales | 0.18577 | 0.18731 | 0.18988 | 0.19285 | 0.19626 | 0.2018 | 0.20729 | 0.21304 | 0.21809 | 0.22298 | 0.22853 | 0.23337 | 0.23877 | 0.24433 | 0.24928 | 0.25402 | 0.25821 | 0.26248 | 0.26691 | 0.27139 | 0.27587 | 0.28189 | 0.28902 | 0.29516 | 0.30142 | 0.30782 | 0.31435
F6_Commercial_Retail (ID)_Existing_Space Heating_Natural Gas_Furnace_E2 | F6 | Commercial | Retail (ID) | Existing | Space Heating | Natural Gas | Furnace | E2 | Utility - Value of Sales | 0.16512 | 0.1665 | 0.16878 | 0.17142 | 0.17444 | 0.17937 | 0.18425 | 0.18936 | 0.19385 | 0.1982 | 0.20313 | 0.20744 | 0.21223 | 0.21717 | 0.22157 | 0.22579 | 0.22951 | 0.23331 | 0.23724 | 0.24123 | 0.24521 | 0.25056 | 0.2569 | 0.26235 | 0.26792 | 0.27361 | 0.27942
F6_Commercial_Retail (ID)_Existing_Space Heating_Natural Gas_Furnace_E3 | F6 | Commercial | Retail (ID) | Existing | Space Heating | Natural Gas | Furnace | E3 | Utility - Value of Sales | 0.1548 | 0.15609 | 0.15823 | 0.1607 | 0.16354 | 0.16815 | 0.17273 | 0.17752 | 0.18173 | 0.18581 | 0.19043 | 0.19447 | 0.19897 | 0.2036 | 0.20772 | 0.21168 | 0.21516 | 0.21872 | 0.22241 | 0.22614 | 0.22988 | 0.23489 | 0.24084 | 0.24595 | 0.25117 | 0.2565 | 0.26195
F6_Commercial_Retail (ID)_Existing_Space Heating_Natural Gas_Furnace_E4 | F6 | Commercial | Retail (ID) | Existing | Space Heating | Natural Gas | Furnace | E4 | Utility - Value of Sales | 0 | 0 | 0 | 0 | 0 | 0 | 0 | 0 | 0 | 0 | 0 | 0 | 0 | 0 | 0 | 0 | 0 | 0 | 0 | 0 | 0 | 0 | 0 | 0 | 0 | 0 | 0
F6_Commercial_Retail (ID)_Existing_Space Heating_Natural Gas_Furnace_E5 | F6 | Commercial | Retail (ID) | Existing | Space Heating | Natural Gas | Furnace | E5 | Utility - Value of Sales | 0 | 0 | 0 | 0 | 0 | 0 | 0 | 0 | 0 | 0 | 0 | 0 | 0 | 0 | 0 | 0 | 0 | 0 | 0 | 0 | 0 | 0 | 0 | 0 | 0 | 0 | 0
F6_Commercial_Retail (ID)_Existing_Space Heating_Natural Gas_Furnace_E6 | F6 | Commercial | Retail (ID) | Existing | Space Heating | Natural Gas | Furnace | E6 | Utility - Value of Sales | 0 | 0 | 0 | 0 | 0 | 0 | 0 | 0 | 0 | 0 | 0 | 0 | 0 | 0 | 0 | 0 | 0 | 0 | 0 | 0 | 0 | 0 | 0 | 0 | 0 | 0 | 0
F6_Commercial_Retail (ID)_Existing_Space Heating_Natural Gas_Furnace_E7 | F6 | Commercial | Retail (ID) | Existing | Space Heating | Natural Gas | Furnace | E7 | Utility - Value of Sales | 0 | 0 | 0 | 0 | 0 | 0 | 0 | 0 | 0 | 0 | 0 | 0 | 0 | 0 | 0 | 0 | 0 | 0 | 0 | 0 | 0 | 0 | 0 | 0 | 0 | 0 | 0
F6_Commercial_Retail (ID)_Existing_Space Heating_Natural Gas_Furnace_E8 | F6 | Commercial | Retail (ID) | Existing | Space Heating | Natural Gas | Furnace | E8 | Utility - Value of Sales | 0 | 0 | 0 | 0 | 0 | 0 | 0 | 0 | 0 | 0 | 0 | 0 | 0 | 0 | 0 | 0 | 0 | 0 | 0 | 0 | 0 | 0 | 0 | 0 | 0 | 0 | 0
F6_Commercial_Retail (ID)_Existing_Space Heating_Natural Gas_Furnace_E9 | F6 | Commercial | Retail (ID) | Existing | Space Heating | Natural Gas | Furnace | E9 | Utility - Value of Sales | 0 | 0 | 0 | 0 | 0 | 0 | 0 | 0 | 0 | 0 | 0 | 0 | 0 | 0 | 0 | 0 | 0 | 0 | 0 | 0 | 0 | 0 | 0 | 0 | 0 | 0 | 0
F6_Commercial_Retail (ID)_Existing_Space Heating_Natural Gas_Furnace_E10 | F6 | Commercial | Retail (ID) | Existing | Space Heating | Natural Gas | Furnace | E10 | Utility - Value of Sales | 0 | 0 | 0 | 0 | 0 | 0 | 0 | 0 | 0 | 0 | 0 | 0 | 0 | 0 | 0 | 0 | 0 | 0 | 0 | 0 | 0 | 0 | 0 | 0 | 0 | 0 | 0
F1_Commercial_Retail (ID)_Existing_Space Heating_Natural Gas_Boiler_E1 | F1 | Commercial | Retail (ID) | Existing | Space Heating | Natural Gas | Boiler | E1 | RVT - Cost of Equipment | 0.16911 | 0.16911 | 0.16911 | 0.16911 | 0.16911 | 0.16911 | 0.16911 | 0.16911 | 0.16911 | 0.16911 | 0.16911 | 0.16911 | 0.16911 | 0.16911 | 0.16911 | 0.16911 | 0.16911 | 0.16911 | 0.16911 | 0.16911 | 0.16911 | 0.16911 | 0.16911 | 0.16911 | 0.16911 | 0.16911 | 0.16911
F1_Commercial_Retail (ID)_Existing_Space Heating_Natural Gas_Boiler_E2 | F1 | Commercial | Retail (ID) | Existing | Space Heating | Natural Gas | Boiler | E2 | RVT - Cost of Equipment | 0.1762 | 0.1762 | 0.1762 | 0.1762 | 0.1762 | 0.1762 | 0.1762 | 0.1762 | 0.1762 | 0.1762 | 0.1762 | 0.1762 | 0.1762 | 0.1762 | 0.1762 | 0.1762 | 0.1762 | 0.1762 | 0.1762 | 0.1762 | 0.1762 | 0.1762 | 0.1762 | 0.1762 | 0.1762 | 0.1762 | 0.1762
F1_Commercial_Retail (ID)_Existing_Space Heating_Natural Gas_Boiler_E3 | F1 | Commercial | Retail (ID) | Existing | Space Heating | Natural Gas | Boiler | E3 | RVT - Cost of Equipment | 0.16449 | 0.16449 | 0.16449 | 0.16449 | 0.16449 | 0.16449 | 0.16449 | 0.16449 | 0.16449 | 0.16449 | 0.16449 | 0.16449 | 0.16449 | 0.16449 | 0.16449 | 0.16449 | 0.16449 | 0.16449 | 0.16449 | 0.16449 | 0.16449 | 0.16449 | 0.16449 | 0.16449 | 0.16449 | 0.16449 | 0.16449
F1_Commercial_Retail (ID)_Existing_Space Heating_Natural Gas_Boiler_E4 | F1 | Commercial | Retail (ID) | Existing | Space Heating | Natural Gas | Boiler | E4 | RVT - Cost of Equipment | 1.3565 | 1.3565 | 1.3565 | 1.3565 | 1.3565 | 1.3565 | 1.3565 | 1.3565 | 1.3565 | 1.3565 | 1.3565 | 1.3565 | 1.3565 | 1.3565 | 1.3565 | 1.3565 | 1.3565 | 1.3565 | 1.3565 | 1.3565 | 1.3565 | 1.3565 | 1.3565 | 1.3565 | 1.3565 | 1.3565 | 1.3565
F1_Commercial_Retail (ID)_Existing_Space Heating_Natural Gas_Boiler_E5 | F1 | Commercial | Retail (ID) | Existing | Space Heating | Natural Gas | Boiler | E5 | RVT - Cost of Equipment | 0 | 0 | 0 | 0 | 0 | 0 | 0 | 0 | 0 | 0 | 0 | 0 | 0 | 0 | 0 | 0 | 0 | 0 | 0 | 0 | 0 | 0 | 0 | 0 | 0 | 0 | 0
F1_Commercial_Retail (ID)_Existing_Space Heating_Natural Gas_Boiler_E6 | F1 | Commercial | Retail (ID) | Existing | Space Heating | Natural Gas | Boiler | E6 | RVT - Cost of Equipment | 0 | 0 | 0 | 0 | 0 | 0 | 0 | 0 | 0 | 0 | 0 | 0 | 0 | 0 | 0 | 0 | 0 | 0 | 0 | 0 | 0 | 0 | 0 | 0 | 0 | 0 | 0
F1_Commercial_Retail (ID)_Existing_Space Heating_Natural Gas_Boiler_E7 | F1 | Commercial | Retail (ID) | Existing | Space Heating | Natural Gas | Boiler | E7 | RVT - Cost of Equipment | 0 | 0 | 0 | 0 | 0 | 0 | 0 | 0 | 0 | 0 | 0 | 0 | 0 | 0 | 0 | 0 | 0 | 0 | 0 | 0 | 0 | 0 | 0 | 0 | 0 | 0 | 0
F1_Commercial_Retail (ID)_Existing_Space Heating_Natural Gas_Boiler_E8 | F1 | Commercial | Retail (ID) | Existing | Space Heating | Natural Gas | Boiler | E8 | RVT - Cost of Equipment | 0 | 0 | 0 | 0 | 0 | 0 | 0 | 0 | 0 | 0 | 0 | 0 | 0 | 0 | 0 | 0 | 0 | 0 | 0 | 0 | 0 | 0 | 0 | 0 | 0 | 0 | 0
F1_Commercial_Retail (ID)_Existing_Space Heating_Natural Gas_Boiler_E9 | F1 | Commercial | Retail (ID) | Existing | Space Heating | Natural Gas | Boiler | E9 | RVT - Cost of Equipment | 0 | 0 | 0 | 0 | 0 | 0 | 0 | 0 | 0 | 0 | 0 | 0 | 0 | 0 | 0 | 0 | 0 | 0 | 0 | 0 | 0 | 0 | 0 | 0 | 0 | 0 | 0
F1_Commercial_Retail (ID)_Existing_Space Heating_Natural Gas_Boiler_E10 | F1 | Commercial | Retail (ID) | Existing | Space Heating | Natural Gas | Boiler | E10 | RVT - Cost of Equipment | 0 | 0 | 0 | 0 | 0 | 0 | 0 | 0 | 0 | 0 | 0 | 0 | 0 | 0 | 0 | 0 | 0 | 0 | 0 | 0 | 0 | 0 | 0 | 0 | 0 | 0 | 0
F2_Commercial_Retail (ID)_Existing_Space Heating_Natural Gas_Boiler_E1 | F2 | Commercial | Retail (ID) | Existing | Space Heating | Natural Gas | Boiler | E1 | RVT - Cost of Operation | 0.71126 | 0.71983 | 0.73115 | 0.7435 | 0.75698 | 0.776 | 0.79504 | 0.81496 | 0.83331 | 0.85152 | 0.87167 | 0.8903 | 0.91047 | 0.93104 | 0.95019 | 0.96898 | 0.98646 | 1.0043 | 1.0227 | 1.0414 | 1.0602 | 1.083 | 1.1087 | 1.1317 | 1.155 | 1.1728 | 1.1888
F2_Commercial_Retail (ID)_Existing_Space Heating_Natural Gas_Boiler_E2 | F2 | Commercial | Retail (ID) | Existing | Space Heating | Natural Gas | Boiler | E2 | RVT - Cost of Operation | 0.66942 | 0.67748 | 0.68813 | 0.69976 | 0.71244 | 0.73034 | 0.74827 | 0.76701 | 0.78429 | 0.80143 | 0.82039 | 0.83792 | 0.8569 | 0.87627 | 0.89429 | 0.91197 | 0.92843 | 0.94522 | 0.96254 | 0.98012 | 0.99786 | 1.0193 | 1.0434 | 1.0651 | 1.087 | 1.1038 | 1.1189
F2_Commercial_Retail (ID)_Existing_Space Heating_Natural Gas_Boiler_E3 | F2 | Commercial | Retail (ID) | Existing | Space Heating | Natural Gas | Boiler | E3 | RVT - Cost of Operation | 0.5866 | 0.59367 | 0.60301 | 0.6132 | 0.62431 | 0.64 | 0.6557 | 0.67213 | 0.68726 | 0.70228 | 0.7189 | 0.73427 | 0.7509 | 0.76787 | 0.78366 | 0.79915 | 0.81357 | 0.82829 | 0.84347 | 0.85887 | 0.87442 | 0.89321 | 0.91436 | 0.93337 | 0.95257 | 0.96724 | 0.98045
F2_Commercial_Retail (ID)_Existing_Space Heating_Natural Gas_Boiler_E4 | F2 | Commercial | Retail (ID) | Existing | Space Heating | Natural Gas | Boiler | E4 | RVT - Cost of Operation | 0.3706 | 0.37368 | 0.3788 | 0.38473 | 0.39152 | 0.40257 | 0.41353 | 0.425 | 0.43506 | 0.44483 | 0.4559 | 0.46557 | 0.47633 | 0.48742 | 0.49729 | 0.50676 | 0.51511 | 0.52363 | 0.53246 | 0.5414 | 0.55035 | 0.56235 | 0.57658 | 0.58882 | 0.60131 | 0.61408 | 0.62711
F2_Commercial_Retail (ID)_Existing_Space Heating_Natural Gas_Boiler_E5 | F2 | Commercial | Retail (ID) | Existing | Space Heating | Natural Gas | Boiler | E5 | RVT - Cost of Operation | 0 | 0 | 0 | 0 | 0 | 0 | 0 | 0 | 0 | 0 | 0 | 0 | 0 | 0 | 0 | 0 | 0 | 0 | 0 | 0 | 0 | 0 | 0 | 0 | 0 | 0 | 0
F2_Commercial_Retail (ID)_Existing_Space Heating_Natural Gas_Boiler_E6 | F2 | Commercial | Retail (ID) | Existing | Space Heating | Natural Gas | Boiler | E6 | RVT - Cost of Operation | 0 | 0 | 0 | 0 | 0 | 0 | 0 | 0 | 0 | 0 | 0 | 0 | 0 | 0 | 0 | 0 | 0 | 0 | 0 | 0 | 0 | 0 | 0 | 0 | 0 | 0 | 0
F2_Commercial_Retail (ID)_Existing_Space Heating_Natural Gas_Boiler_E7 | F2 | Commercial | Retail (ID) | Existing | Space Heating | Natural Gas | Boiler | E7 | RVT - Cost of Operation | 0 | 0 | 0 | 0 | 0 | 0 | 0 | 0 | 0 | 0 | 0 | 0 | 0 | 0 | 0 | 0 | 0 | 0 | 0 | 0 | 0 | 0 | 0 | 0 | 0 | 0 | 0
F2_Commercial_Retail (ID)_Existing_Space Heating_Natural Gas_Boiler_E8 | F2 | Commercial | Retail (ID) | Existing | Space Heating | Natural Gas | Boiler | E8 | RVT - Cost of Operation | 0 | 0 | 0 | 0 | 0 | 0 | 0 | 0 | 0 | 0 | 0 | 0 | 0 | 0 | 0 | 0 | 0 | 0 | 0 | 0 | 0 | 0 | 0 | 0 | 0 | 0 | 0
F2_Commercial_Retail (ID)_Existing_Space Heating_Natural Gas_Boiler_E9 | F2 | Commercial | Retail (ID) | Existing | Space Heating | Natural Gas | Boiler | E9 | RVT - Cost of Operation | 0 | 0 | 0 | 0 | 0 | 0 | 0 | 0 | 0 | 0 | 0 | 0 | 0 | 0 | 0 | 0 | 0 | 0 | 0 | 0 | 0 | 0 | 0 | 0 | 0 | 0 | 0
F2_Commercial_Retail (ID)_Existing_Space Heating_Natural Gas_Boiler_E10 | F2 | Commercial | Retail (ID) | Existing | Space Heating | Natural Gas | Boiler | E10 | RVT - Cost of Operation | 0 | 0 | 0 | 0 | 0 | 0 | 0 | 0 | 0 | 0 | 0 | 0 | 0 | 0 | 0 | 0 | 0 | 0 | 0 | 0 | 0 | 0 | 0 | 0 | 0 | 0 | 0
F3_Commercial_Retail (ID)_Existing_Space Heating_Natural Gas_Boiler_E1 | F3 | Commercial | Retail (ID) | Existing | Space Heating | Natural Gas | Boiler | E1 | System - kBTUs of Consumption | 139.9545 | 139.7753 | 139.7753 | 139.7753 | 139.7753 | 139.7753 | 139.7753 | 139.7753 | 139.7753 | 139.7753 | 139.7753 | 139.7753 | 139.7753 | 139.7753 | 139.7753 | 139.7753 | 139.7753 | 139.7753 | 139.7753 | 139.7753 | 139.7753 | 139.7753 | 139.7753 | 139.7753 | 139.7753 | 138.0497 | 135.8927
F3_Commercial_Retail (ID)_Existing_Space Heating_Natural Gas_Boiler_E2 | F3 | Commercial | Retail (ID) | Existing | Space Heating | Natural Gas | Boiler | E2 | System - kBTUs of Consumption | 131.721 | 131.5523 | 131.5523 | 131.5523 | 131.5523 | 131.5523 | 131.5523 | 131.5523 | 131.5523 | 131.5523 | 131.5523 | 131.5523 | 131.5523 | 131.5523 | 131.5523 | 131.5523 | 131.5523 | 131.5523 | 131.5523 | 131.5523 | 131.5523 | 131.5523 | 131.5523 | 131.5523 | 131.5523 | 129.9282 | 127.8981
F3_Commercial_Retail (ID)_Existing_Space Heating_Natural Gas_Boiler_E3 | F3 | Commercial | Retail (ID) | Existing | Space Heating | Natural Gas | Boiler | E3 | System - kBTUs of Consumption | 115.4261 | 115.2783 | 115.2783 | 115.2783 | 115.2783 | 115.2783 | 115.2783 | 115.2783 | 115.2783 | 115.2783 | 115.2783 | 115.2783 | 115.2783 | 115.2783 | 115.2783 | 115.2783 | 115.2783 | 115.2783 | 115.2783 | 115.2783 | 115.2783 | 115.2783 | 115.2783 | 115.2783 | 115.2783 | 113.8551 | 112.0761
F3_Commercial_Retail (ID)_Existing_Space Heating_Natural Gas_Boiler_E4 | F3 | Commercial | Retail (ID) | Existing | Space Heating | Natural Gas | Boiler | E4 | System - kBTUs of Consumption | 81.5555 | 81.3507 | 81.3507 | 81.3507 | 81.3507 | 81.3507 | 81.3507 | 81.3507 | 81.3507 | 81.3507 | 81.3507 | 81.3507 | 81.3507 | 81.3507 | 81.3507 | 81.3507 | 81.3507 | 81.3507 | 81.3507 | 81.3507 | 81.3507 | 81.3507 | 81.3507 | 81.3507 | 81.3507 | 81.3507 | 81.3507
F3_Commercial_Retail (ID)_Existing_Space Heating_Natural Gas_Boiler_E5 | F3 | Commercial | Retail (ID) | Existing | Space Heating | Natural Gas | Boiler | E5 | System - kBTUs of Consumption | 0 | 0 | 0 | 0 | 0 | 0 | 0 | 0 | 0 | 0 | 0 | 0 | 0 | 0 | 0 | 0 | 0 | 0 | 0 | 0 | 0 | 0 | 0 | 0 | 0 | 0 | 0
F3_Commercial_Retail (ID)_Existing_Space Heating_Natural Gas_Boiler_E6 | F3 | Commercial | Retail (ID) | Existing | Space Heating | Natural Gas | Boiler | E6 | System - kBTUs of Consumption | 0 | 0 | 0 | 0 | 0 | 0 | 0 | 0 | 0 | 0 | 0 | 0 | 0 | 0 | 0 | 0 | 0 | 0 | 0 | 0 | 0 | 0 | 0 | 0 | 0 | 0 | 0
F3_Commercial_Retail (ID)_Existing_Space Heating_Natural Gas_Boiler_E7 | F3 | Commercial | Retail (ID) | Existing | Space Heating | Natural Gas | Boiler | E7 | System - kBTUs of Consumption | 0 | 0 | 0 | 0 | 0 | 0 | 0 | 0 | 0 | 0 | 0 | 0 | 0 | 0 | 0 | 0 | 0 | 0 | 0 | 0 | 0 | 0 | 0 | 0 | 0 | 0 | 0
F3_Commercial_Retail (ID)_Existing_Space Heating_Natural Gas_Boiler_E8 | F3 | Commercial | Retail (ID) | Existing | Space Heating | Natural Gas | Boiler | E8 | System - kBTUs of Consumption | 0 | 0 | 0 | 0 | 0 | 0 | 0 | 0 | 0 | 0 | 0 | 0 | 0 | 0 | 0 | 0 | 0 | 0 | 0 | 0 | 0 | 0 | 0 | 0 | 0 | 0 | 0
F3_Commercial_Retail (ID)_Existing_Space Heating_Natural Gas_Boiler_E9 | F3 | Commercial | Retail (ID) | Existing | Space Heating | Natural Gas | Boiler | E9 | System - kBTUs of Consumption | 0 | 0 | 0 | 0 | 0 | 0 | 0 | 0 | 0 | 0 | 0 | 0 | 0 | 0 | 0 | 0 | 0 | 0 | 0 | 0 | 0 | 0 | 0 | 0 | 0 | 0 | 0
F3_Commercial_Retail (ID)_Existing_Space Heating_Natural Gas_Boiler_E10 | F3 | Commercial | Retail (ID) | Existing | Space Heating | Natural Gas | Boiler | E10 | System - kBTUs of Consumption | 0 | 0 | 0 | 0 | 0 | 0 | 0 | 0 | 0 | 0 | 0 | 0 | 0 | 0 | 0 | 0 | 0 | 0 | 0 | 0 | 0 | 0 | 0 | 0 | 0 | 0 | 0
F4_Commercial_Retail (ID)_Existing_Space Heating_Natural Gas_Boiler_E1 | F4 | Commercial | Retail (ID) | Existing | Space Heating | Natural Gas | Boiler | E1 | Utility - Cost of Equipment | 0.16911 | 0.16911 | 0.16911 | 0.16911 | 0.16911 | 0.16911 | 0.16911 | 0.16911 | 0.16911 | 0.16911 | 0.16911 | 0.16911 | 0.16911 | 0.16911 | 0.16911 | 0.16911 | 0.16911 | 0.16911 | 0.16911 | 0.16911 | 0.16911 | 0.16911 | 0.16911 | 0.16911 | 0.16911 | 0.16911 | 0.16911
F4_Commercial_Retail (ID)_Existing_Space Heating_Natural Gas_Boiler_E2 | F4 | Commercial | Retail (ID) | Existing | Space Heating | Natural Gas | Boiler | E2 | Utility - Cost of Equipment | 0.1762 | 0.1762 | 0.1762 | 0.1762 | 0.1762 | 0.1762 | 0.1762 | 0.1762 | 0.1762 | 0.1762 | 0.1762 | 0.1762 | 0.1762 | 0.1762 | 0.1762 | 0.1762 | 0.1762 | 0.1762 | 0.1762 | 0.1762 | 0.1762 | 0.1762 | 0.1762 | 0.1762 | 0.1762 | 0.1762 | 0.1762
F4_Commercial_Retail (ID)_Existing_Space Heating_Natural Gas_Boiler_E3 | F4 | Commercial | Retail (ID) | Existing | Space Heating | Natural Gas | Boiler | E3 | Utility - Cost of Equipment | 0.16449 | 0.16449 | 0.16449 | 0.16449 | 0.16449 | 0.16449 | 0.16449 | 0.16449 | 0.16449 | 0.16449 | 0.16449 | 0.16449 | 0.16449 | 0.16449 | 0.16449 | 0.16449 | 0.16449 | 0.16449 | 0.16449 | 0.16449 | 0.16449 | 0.16449 | 0.16449 | 0.16449 | 0.16449 | 0.16449 | 0.16449
F4_Commercial_Retail (ID)_Existing_Space Heating_Natural Gas_Boiler_E4 | F4 | Commercial | Retail (ID) | Existing | Space Heating | Natural Gas | Boiler | E4 | Utility - Cost of Equipment | 1.3565 | 1.3565 | 1.3565 | 1.3565 | 1.3565 | 1.3565 | 1.3565 | 1.3565 | 1.3565 | 1.3565 | 1.3565 | 1.3565 | 1.3565 | 1.3565 | 1.3565 | 1.3565 | 1.3565 | 1.3565 | 1.3565 | 1.3565 | 1.3565 | 1.3565 | 1.3565 | 1.3565 | 1.3565 | 1.3565 | 1.3565
F4_Commercial_Retail (ID)_Existing_Space Heating_Natural Gas_Boiler_E5 | F4 | Commercial | Retail (ID) | Existing | Space Heating | Natural Gas | Boiler | E5 | Utility - Cost of Equipment | 0 | 0 | 0 | 0 | 0 | 0 | 0 | 0 | 0 | 0 | 0 | 0 | 0 | 0 | 0 | 0 | 0 | 0 | 0 | 0 | 0 | 0 | 0 | 0 | 0 | 0 | 0
F4_Commercial_Retail (ID)_Existing_Space Heating_Natural Gas_Boiler_E6 | F4 | Commercial | Retail (ID) | Existing | Space Heating | Natural Gas | Boiler | E6 | Utility - Cost of Equipment | 0 | 0 | 0 | 0 | 0 | 0 | 0 | 0 | 0 | 0 | 0 | 0 | 0 | 0 | 0 | 0 | 0 | 0 | 0 | 0 | 0 | 0 | 0 | 0 | 0 | 0 | 0
F4_Commercial_Retail (ID)_Existing_Space Heating_Natural Gas_Boiler_E7 | F4 | Commercial | Retail (ID) | Existing | Space Heating | Natural Gas | Boiler | E7 | Utility - Cost of Equipment | 0 | 0 | 0 | 0 | 0 | 0 | 0 | 0 | 0 | 0 | 0 | 0 | 0 | 0 | 0 | 0 | 0 | 0 | 0 | 0 | 0 | 0 | 0 | 0 | 0 | 0 | 0
F4_Commercial_Retail (ID)_Existing_Space Heating_Natural Gas_Boiler_E8 | F4 | Commercial | Retail (ID) | Existing | Space Heating | Natural Gas | Boiler | E8 | Utility - Cost of Equipment | 0 | 0 | 0 | 0 | 0 | 0 | 0 | 0 | 0 | 0 | 0 | 0 | 0 | 0 | 0 | 0 | 0 | 0 | 0 | 0 | 0 | 0 | 0 | 0 | 0 | 0 | 0
F4_Commercial_Retail (ID)_Existing_Space Heating_Natural Gas_Boiler_E9 | F4 | Commercial | Retail (ID) | Existing | Space Heating | Natural Gas | Boiler | E9 | Utility - Cost of Equipment | 0 | 0 | 0 | 0 | 0 | 0 | 0 | 0 | 0 | 0 | 0 | 0 | 0 | 0 | 0 | 0 | 0 | 0 | 0 | 0 | 0 | 0 | 0 | 0 | 0 | 0 | 0
F4_Commercial_Retail (ID)_Existing_Space Heating_Natural Gas_Boiler_E10 | F4 | Commercial | Retail (ID) | Existing | Space Heating | Natural Gas | Boiler | E10 | Utility - Cost of Equipment | 0 | 0 | 0 | 0 | 0 | 0 | 0 | 0 | 0 | 0 | 0 | 0 | 0 | 0 | 0 | 0 | 0 | 0 | 0 | 0 | 0 | 0 | 0 | 0 | 0 | 0 | 0
F5_Commercial_Retail (ID)_Existing_Space Heating_Natural Gas_Boiler_E1 | F5 | Commercial | Retail (ID) | Existing | Space Heating | Natural Gas | Boiler | E1 | Utility - Cost of Operation | 0.6274 | 0.63834 | 0.65187 | 0.66658 | 0.68255 | 0.70351 | 0.72487 | 0.74737 | 0.76901 | 0.79101 | 0.81111 | 0.82997 | 0.85037 | 0.8713 | 0.8911 | 0.91075 | 0.92941 | 0.94861 | 0.96852 | 0.98893 | 1.0097 | 1.0315 | 1.0559 | 1.0778 | 1.1 | 1.1169 | 1.1322
F5_Commercial_Retail (ID)_Existing_Space Heating_Natural Gas_Boiler_E2 | F5 | Commercial | Retail (ID) | Existing | Space Heating | Natural Gas | Boiler | E2 | Utility - Cost of Operation | 0.59049 | 0.60079 | 0.61352 | 0.62737 | 0.6424 | 0.66212 | 0.68223 | 0.7034 | 0.72377 | 0.74447 | 0.76339 | 0.78114 | 0.80034 | 0.82004 | 0.83868 | 0.85717 | 0.87473 | 0.8928 | 0.91154 | 0.93075 | 0.95034 | 0.97077 | 0.99376 | 1.0144 | 1.0353 | 1.0512 | 1.0656
F5_Commercial_Retail (ID)_Existing_Space Heating_Natural Gas_Boiler_E3 | F5 | Commercial | Retail (ID) | Existing | Space Heating | Natural Gas | Boiler | E3 | Utility - Cost of Operation | 0.51744 | 0.52647 | 0.53763 | 0.54976 | 0.56293 | 0.58021 | 0.59783 | 0.61639 | 0.63423 | 0.65237 | 0.66895 | 0.68451 | 0.70133 | 0.7186 | 0.73493 | 0.75113 | 0.76652 | 0.78235 | 0.79878 | 0.81561 | 0.83278 | 0.85068 | 0.87082 | 0.88892 | 0.90721 | 0.92118 | 0.93376
F5_Commercial_Retail (ID)_Existing_Space Heating_Natural Gas_Boiler_E4 | F5 | Commercial | Retail (ID) | Existing | Space Heating | Natural Gas | Boiler | E4 | Utility - Cost of Operation | 0.3175 | 0.32211 | 0.32866 | 0.33612 | 0.34459 | 0.35692 | 0.3695 | 0.38285 | 0.39541 | 0.40815 | 0.41931 | 0.42938 | 0.44057 | 0.45217 | 0.46279 | 0.47319 | 0.48271 | 0.49254 | 0.50282 | 0.51338 | 0.52414 | 0.53557 | 0.54912 | 0.56078 | 0.57268 | 0.58484 | 0.59725
F5_Commercial_Retail (ID)_Existing_Space Heating_Natural Gas_Boiler_E5 | F5 | Commercial | Retail (ID) | Existing | Space Heating | Natural Gas | Boiler | E5 | Utility - Cost of Operation | 0 | 0 | 0 | 0 | 0 | 0 | 0 | 0 | 0 | 0 | 0 | 0 | 0 | 0 | 0 | 0 | 0 | 0 | 0 | 0 | 0 | 0 | 0 | 0 | 0 | 0 | 0
F5_Commercial_Retail (ID)_Existing_Space Heating_Natural Gas_Boiler_E6 | F5 | Commercial | Retail (ID) | Existing | Space Heating | Natural Gas | Boiler | E6 | Utility - Cost of Operation | 0 | 0 | 0 | 0 | 0 | 0 | 0 | 0 | 0 | 0 | 0 | 0 | 0 | 0 | 0 | 0 | 0 | 0 | 0 | 0 | 0 | 0 | 0 | 0 | 0 | 0 | 0
F5_Commercial_Retail (ID)_Existing_Space Heating_Natural Gas_Boiler_E7 | F5 | Commercial | Retail (ID) | Existing | Space Heating | Natural Gas | Boiler | E7 | Utility - Cost of Operation | 0 | 0 | 0 | 0 | 0 | 0 | 0 | 0 | 0 | 0 | 0 | 0 | 0 | 0 | 0 | 0 | 0 | 0 | 0 | 0 | 0 | 0 | 0 | 0 | 0 | 0 | 0
F5_Commercial_Retail (ID)_Existing_Space Heating_Natural Gas_Boiler_E8 | F5 | Commercial | Retail (ID) | Existing | Space Heating | Natural Gas | Boiler | E8 | Utility - Cost of Operation | 0 | 0 | 0 | 0 | 0 | 0 | 0 | 0 | 0 | 0 | 0 | 0 | 0 | 0 | 0 | 0 | 0 | 0 | 0 | 0 | 0 | 0 | 0 | 0 | 0 | 0 | 0
F5_Commercial_Retail (ID)_Existing_Space Heating_Natural Gas_Boiler_E9 | F5 | Commercial | Retail (ID) | Existing | Space Heating | Natural Gas | Boiler | E9 | Utility - Cost of Operation | 0 | 0 | 0 | 0 | 0 | 0 | 0 | 0 | 0 | 0 | 0 | 0 | 0 | 0 | 0 | 0 | 0 | 0 | 0 | 0 | 0 | 0 | 0 | 0 | 0 | 0 | 0
F5_Commercial_Retail (ID)_Existing_Space Heating_Natural Gas_Boiler_E10 | F5 | Commercial | Retail (ID) | Existing | Space Heating | Natural Gas | Boiler | E10 | Utility - Cost of Operation | 0 | 0 | 0 | 0 | 0 | 0 | 0 | 0 | 0 | 0 | 0 | 0 | 0 | 0 | 0 | 0 | 0 | 0 | 0 | 0 | 0 | 0 | 0 | 0 | 0 | 0 | 0
F6_Commercial_Retail (ID)_Existing_Space Heating_Natural Gas_Boiler_E1 | F6 | Commercial | Retail (ID) | Existing | Space Heating | Natural Gas | Boiler | E1 | Utility - Value of Sales | 0.71126 | 0.71983 | 0.73115 | 0.7435 | 0.75698 | 0.776 | 0.79504 | 0.81496 | 0.83331 | 0.85152 | 0.87167 | 0.8903 | 0.91047 | 0.93104 | 0.95019 | 0.96898 | 0.98646 | 1.0043 | 1.0227 | 1.0414 | 1.0602 | 1.083 | 1.1087 | 1.1317 | 1.155 | 1.1728 | 1.1888
F6_Commercial_Retail (ID)_Existing_Space Heating_Natural Gas_Boiler_E2 | F6 | Commercial | Retail (ID) | Existing | Space Heating | Natural Gas | Boiler | E2 | Utility - Value of Sales | 0.66942 | 0.67748 | 0.68813 | 0.69976 | 0.71244 | 0.73034 | 0.74827 | 0.76701 | 0.78429 | 0.80143 | 0.82039 | 0.83792 | 0.8569 | 0.87627 | 0.89429 | 0.91197 | 0.92843 | 0.94522 | 0.96254 | 0.98012 | 0.99786 | 1.0193 | 1.0434 | 1.0651 | 1.087 | 1.1038 | 1.1189
F6_Commercial_Retail (ID)_Existing_Space Heating_Natural Gas_Boiler_E3 | F6 | Commercial | Retail (ID) | Existing | Space Heating | Natural Gas | Boiler | E3 | Utility - Value of Sales | 0.5866 | 0.59367 | 0.60301 | 0.6132 | 0.62431 | 0.64 | 0.6557 | 0.67213 | 0.68726 | 0.70228 | 0.7189 | 0.73427 | 0.7509 | 0.76787 | 0.78366 | 0.79915 | 0.81357 | 0.82829 | 0.84347 | 0.85887 | 0.87442 | 0.89321 | 0.91436 | 0.93337 | 0.95257 | 0.96724 | 0.98045
F6_Commercial_Retail (ID)_Existing_Space Heating_Natural Gas_Boiler_E4 | F6 | Commercial | Retail (ID) | Existing | Space Heating | Natural Gas | Boiler | E4 | Utility - Value of Sales | 0.3706 | 0.37368 | 0.3788 | 0.38473 | 0.39152 | 0.40257 | 0.41353 | 0.425 | 0.43506 | 0.44483 | 0.4559 | 0.46557 | 0.47633 | 0.48742 | 0.49729 | 0.50676 | 0.51511 | 0.52363 | 0.53246 | 0.5414 | 0.55035 | 0.56235 | 0.57658 | 0.58882 | 0.60131 | 0.61408 | 0.62711
F6_Commercial_Retail (ID)_Existing_Space Heating_Natural Gas_Boiler_E5 | F6 | Commercial | Retail (ID) | Existing | Space Heating | Natural Gas | Boiler | E5 | Utility - Value of Sales | 0 | 0 | 0 | 0 | 0 | 0 | 0 | 0 | 0 | 0 | 0 | 0 | 0 | 0 | 0 | 0 | 0 | 0 | 0 | 0 | 0 | 0 | 0 | 0 | 0 | 0 | 0
F6_Commercial_Retail (ID)_Existing_Space Heating_Natural Gas_Boiler_E6 | F6 | Commercial | Retail (ID) | Existing | Space Heating | Natural Gas | Boiler | E6 | Utility - Value of Sales | 0 | 0 | 0 | 0 | 0 | 0 | 0 | 0 | 0 | 0 | 0 | 0 | 0 | 0 | 0 | 0 | 0 | 0 | 0 | 0 | 0 | 0 | 0 | 0 | 0 | 0 | 0
F6_Commercial_Retail (ID)_Existing_Space Heating_Natural Gas_Boiler_E7 | F6 | Commercial | Retail (ID) | Existing | Space Heating | Natural Gas | Boiler | E7 | Utility - Value of Sales | 0 | 0 | 0 | 0 | 0 | 0 | 0 | 0 | 0 | 0 | 0 | 0 | 0 | 0 | 0 | 0 | 0 | 0 | 0 | 0 | 0 | 0 | 0 | 0 | 0 | 0 | 0
F6_Commercial_Retail (ID)_Existing_Space Heating_Natural Gas_Boiler_E8 | F6 | Commercial | Retail (ID) | Existing | Space Heating | Natural Gas | Boiler | E8 | Utility - Value of Sales | 0 | 0 | 0 | 0 | 0 | 0 | 0 | 0 | 0 | 0 | 0 | 0 | 0 | 0 | 0 | 0 | 0 | 0 | 0 | 0 | 0 | 0 | 0 | 0 | 0 | 0 | 0
F6_Commercial_Retail (ID)_Existing_Space Heating_Natural Gas_Boiler_E9 | F6 | Commercial | Retail (ID) | Existing | Space Heating | Natural Gas | Boiler | E9 | Utility - Value of Sales | 0 | 0 | 0 | 0 | 0 | 0 | 0 | 0 | 0 | 0 | 0 | 0 | 0 | 0 | 0 | 0 | 0 | 0 | 0 | 0 | 0 | 0 | 0 | 0 | 0 | 0 | 0
F6_Commercial_Retail (ID)_Existing_Space Heating_Natural Gas_Boiler_E10 | F6 | Commercial | Retail (ID) | Existing | Space Heating | Natural Gas | Boiler | E10 | Utility - Value of Sales | 0 | 0 | 0 | 0 | 0 | 0 | 0 | 0 | 0 | 0 | 0 | 0 | 0 | 0 | 0 | 0 | 0 | 0 | 0 | 0 | 0 | 0 | 0 | 0 | 0 | 0 | 0
F1_Commercial_Retail (ID)_Existing_Space Heating_Natural Gas_Unit Heater_E1 | F1 | Commercial | Retail (ID) | Existing | Space Heating | Natural Gas | Unit Heater | E1 | RVT - Cost of Equipment | 0.0009015 | 0.0009015 | 0.0009015 | 0.0009015 | 0.0009015 | 0.0009015 | 0.0009015 | 0.0009015 | 0.0009015 | 0.0009015 | 0.0009015 | 0.0009015 | 0.0009015 | 0.0009015 | 0.0009015 | 0.0009015 | 0.0009015 | 0.0009015 | 0.0009015 | 0.0009015 | 0.0009015 | 0.0009015 | 0.0009015 | 0.0009015 | 0.0009015 | 0.0009015 | 0.0009015
F1_Commercial_Retail (ID)_Existing_Space Heating_Natural Gas_Unit Heater_E2 | F1 | Commercial | Retail (ID) | Existing | Space Heating | Natural Gas | Unit Heater | E2 | RVT - Cost of Equipment | 0.0019771 | 0.0019771 | 0.0019771 | 0.0019771 | 0.0019771 | 0.0019771 | 0.0019771 | 0.0019771 | 0.0019771 | 0.0019771 | 0.0019771 | 0.0019771 | 0.0019771 | 0.0019771 | 0.0019771 | 0.0019771 | 0.0019771 | 0.0019771 | 0.0019771 | 0.0019771 | 0.0019771 | 0.0019771 | 0.0019771 | 0.0019771 | 0.0019771 | 0.0019771 | 0.0019771
F1_Commercial_Retail (ID)_Existing_Space Heating_Natural Gas_Unit Heater_E3 | F1 | Commercial | Retail (ID) | Existing | Space Heating | Natural Gas | Unit Heater | E3 | RVT - Cost of Equipment | 0.0012538 | 0.0012538 | 0.0012538 | 0.0012538 | 0.0012538 | 0.0012538 | 0.0012538 | 0.0012538 | 0.0012538 | 0.0012538 | 0.0012538 | 0.0012538 | 0.0012538 | 0.0012538 | 0.0012538 | 0.0012538 | 0.0012538 | 0.0012538 | 0.0012538 | 0.0012538 | 0.0012538 | 0.0012538 | 0.0012538 | 0.0012538 | 0.0012538 | 0.0012538 | 0.0012538
F1_Commercial_Retail (ID)_Existing_Space Heating_Natural Gas_Unit Heater_E4 | F1 | Commercial | Retail (ID) | Existing | Space Heating | Natural Gas | Unit Heater | E4 | RVT - Cost of Equipment | 0 | 0 | 0 | 0 | 0 | 0 | 0 | 0 | 0 | 0 | 0 | 0 | 0 | 0 | 0 | 0 | 0 | 0 | 0 | 0 | 0 | 0 | 0 | 0 | 0 | 0 | 0
F1_Commercial_Retail (ID)_Existing_Space Heating_Natural Gas_Unit Heater_E5 | F1 | Commercial | Retail (ID) | Existing | Space Heating | Natural Gas | Unit Heater | E5 | RVT - Cost of Equipment | 0 | 0 | 0 | 0 | 0 | 0 | 0 | 0 | 0 | 0 | 0 | 0 | 0 | 0 | 0 | 0 | 0 | 0 | 0 | 0 | 0 | 0 | 0 | 0 | 0 | 0 | 0
F1_Commercial_Retail (ID)_Existing_Space Heating_Natural Gas_Unit Heater_E6 | F1 | Commercial | Retail (ID) | Existing | Space Heating | Natural Gas | Unit Heater | E6 | RVT - Cost of Equipment | 0 | 0 | 0 | 0 | 0 | 0 | 0 | 0 | 0 | 0 | 0 | 0 | 0 | 0 | 0 | 0 | 0 | 0 | 0 | 0 | 0 | 0 | 0 | 0 | 0 | 0 | 0
F1_Commercial_Retail (ID)_Existing_Space Heating_Natural Gas_Unit Heater_E7 | F1 | Commercial | Retail (ID) | Existing | Space Heating | Natural Gas | Unit Heater | E7 | RVT - Cost of Equipment | 0 | 0 | 0 | 0 | 0 | 0 | 0 | 0 | 0 | 0 | 0 | 0 | 0 | 0 | 0 | 0 | 0 | 0 | 0 | 0 | 0 | 0 | 0 | 0 | 0 | 0 | 0
F1_Commercial_Retail (ID)_Existing_Space Heating_Natural Gas_Unit Heater_E8 | F1 | Commercial | Retail (ID) | Existing | Space Heating | Natural Gas | Unit Heater | E8 | RVT - Cost of Equipment | 0 | 0 | 0 | 0 | 0 | 0 | 0 | 0 | 0 | 0 | 0 | 0 | 0 | 0 | 0 | 0 | 0 | 0 | 0 | 0 | 0 | 0 | 0 | 0 | 0 | 0 | 0
F1_Commercial_Retail (ID)_Existing_Space Heating_Natural Gas_Unit Heater_E9 | F1 | Commercial | Retail (ID) | Existing | Space Heating | Natural Gas | Unit Heater | E9 | RVT - Cost of Equipment | 0 | 0 | 0 | 0 | 0 | 0 | 0 | 0 | 0 | 0 | 0 | 0 | 0 | 0 | 0 | 0 | 0 | 0 | 0 | 0 | 0 | 0 | 0 | 0 | 0 | 0 | 0
F1_Commercial_Retail (ID)_Existing_Space Heating_Natural Gas_Unit Heater_E10 | F1 | Commercial | Retail (ID) | Existing | Space Heating | Natural Gas | Unit Heater | E10 | RVT - Cost of Equipment | 0 | 0 | 0 | 0 | 0 | 0 | 0 | 0 | 0 | 0 | 0 | 0 | 0 | 0 | 0 | 0 | 0 | 0 | 0 | 0 | 0 | 0 | 0 | 0 | 0 | 0 | 0
F2_Commercial_Retail (ID)_Existing_Space Heating_Natural Gas_Unit Heater_E1 | F2 | Commercial | Retail (ID) | Existing | Space Heating | Natural Gas | Unit Heater | E1 | RVT - Cost of Operation | 0.11049 | 0.11166 | 0.11332 | 0.11516 | 0.11718 | 0.12024 | 0.12327 | 0.12645 | 0.12933 | 0.13218 | 0.13538 | 0.13828 | 0.14146 | 0.1447 | 0.14766 | 0.15053 | 0.15313 | 0.15578 | 0.15853 | 0.16131 | 0.16411 | 0.16767 | 0.1718 | 0.17544 | 0.17917 | 0.18297 | 0.18685
F2_Commercial_Retail (ID)_Existing_Space Heating_Natural Gas_Unit Heater_E2 | F2 | Commercial | Retail (ID) | Existing | Space Heating | Natural Gas | Unit Heater | E2 | RVT - Cost of Operation | 0.098277 | 0.099311 | 0.10079 | 0.10243 | 0.10422 | 0.10694 | 0.10964 | 0.11246 | 0.11503 | 0.11756 | 0.12041 | 0.12299 | 0.12582 | 0.1287 | 0.13133 | 0.13388 | 0.1362 | 0.13856 | 0.141 | 0.14348 | 0.14596 | 0.14913 | 0.1528 | 0.15604 | 0.15936 | 0.16274 | 0.16619
F2_Commercial_Retail (ID)_Existing_Space Heating_Natural Gas_Unit Heater_E3 | F2 | Commercial | Retail (ID) | Existing | Space Heating | Natural Gas | Unit Heater | E3 | RVT - Cost of Operation | 0.0939 | 0.09468 | 0.095978 | 0.097479 | 0.099199 | 0.102 | 0.10478 | 0.10768 | 0.11023 | 0.11271 | 0.11551 | 0.11796 | 0.12069 | 0.1235 | 0.126 | 0.1284 | 0.13051 | 0.13267 | 0.13491 | 0.13718 | 0.13944 | 0.14248 | 0.14609 | 0.14919 | 0.15236 | 0.15559 | 0.15889
F2_Commercial_Retail (ID)_Existing_Space Heating_Natural Gas_Unit Heater_E4 | F2 | Commercial | Retail (ID) | Existing | Space Heating | Natural Gas | Unit Heater | E4 | RVT - Cost of Operation | 0 | 0 | 0 | 0 | 0 | 0 | 0 | 0 | 0 | 0 | 0 | 0 | 0 | 0 | 0 | 0 | 0 | 0 | 0 | 0 | 0 | 0 | 0 | 0 | 0 | 0 | 0
F2_Commercial_Retail (ID)_Existing_Space Heating_Natural Gas_Unit Heater_E5 | F2 | Commercial | Retail (ID) | Existing | Space Heating | Natural Gas | Unit Heater | E5 | RVT - Cost of Operation | 0 | 0 | 0 | 0 | 0 | 0 | 0 | 0 | 0 | 0 | 0 | 0 | 0 | 0 | 0 | 0 | 0 | 0 | 0 | 0 | 0 | 0 | 0 | 0 | 0 | 0 | 0
F2_Commercial_Retail (ID)_Existing_Space Heating_Natural Gas_Unit Heater_E6 | F2 | Commercial | Retail (ID) | Existing | Space Heating | Natural Gas | Unit Heater | E6 | RVT - Cost of Operation | 0 | 0 | 0 | 0 | 0 | 0 | 0 | 0 | 0 | 0 | 0 | 0 | 0 | 0 | 0 | 0 | 0 | 0 | 0 | 0 | 0 | 0 | 0 | 0 | 0 | 0 | 0
F2_Commercial_Retail (ID)_Existing_Space Heating_Natural Gas_Unit Heater_E7 | F2 | Commercial | Retail (ID) | Existing | Space Heating | Natural Gas | Unit Heater | E7 | RVT - Cost of Operation | 0 | 0 | 0 | 0 | 0 | 0 | 0 | 0 | 0 | 0 | 0 | 0 | 0 | 0 | 0 | 0 | 0 | 0 | 0 | 0 | 0 | 0 | 0 | 0 | 0 | 0 | 0
F2_Commercial_Retail (ID)_Existing_Space Heating_Natural Gas_Unit Heater_E8 | F2 | Commercial | Retail (ID) | Existing | Space Heating | Natural Gas | Unit Heater | E8 | RVT - Cost of Operation | 0 | 0 | 0 | 0 | 0 | 0 | 0 | 0 | 0 | 0 | 0 | 0 | 0 | 0 | 0 | 0 | 0 | 0 | 0 | 0 | 0 | 0 | 0 | 0 | 0 | 0 | 0
F2_Commercial_Retail (ID)_Existing_Space Heating_Natural Gas_Unit Heater_E9 | F2 | Commercial | Retail (ID) | Existing | Space Heating | Natural Gas | Unit Heater | E9 | RVT - Cost of Operation | 0 | 0 | 0 | 0 | 0 | 0 | 0 | 0 | 0 | 0 | 0 | 0 | 0 | 0 | 0 | 0 | 0 | 0 | 0 | 0 | 0 | 0 | 0 | 0 | 0 | 0 | 0
F2_Commercial_Retail (ID)_Existing_Space Heating_Natural Gas_Unit Heater_E10 | F2 | Commercial | Retail (ID) | Existing | Space Heating | Natural Gas | Unit Heater | E10 | RVT - Cost of Operation | 0 | 0 | 0 | 0 | 0 | 0 | 0 | 0 | 0 | 0 | 0 | 0 | 0 | 0 | 0 | 0 | 0 | 0 | 0 | 0 | 0 | 0 | 0 | 0 | 0 | 0 | 0
F3_Commercial_Retail (ID)_Existing_Space Heating_Natural Gas_Unit Heater_E1 | F3 | Commercial | Retail (ID) | Existing | Space Heating | Natural Gas | Unit Heater | E1 | System - kBTUs of Consumption | 23.3446 | 23.3006 | 23.3006 | 23.3006 | 23.3006 | 23.3006 | 23.3006 | 23.3006 | 23.3006 | 23.3006 | 23.3006 | 23.3006 | 23.3006 | 23.3006 | 23.3006 | 23.3006 | 23.3006 | 23.3006 | 23.3006 | 23.3006 | 23.3006 | 23.3006 | 23.3006 | 23.3006 | 23.3006 | 23.3006 | 23.3006
F3_Commercial_Retail (ID)_Existing_Space Heating_Natural Gas_Unit Heater_E2 | F3 | Commercial | Retail (ID) | Existing | Space Heating | Natural Gas | Unit Heater | E2 | System - kBTUs of Consumption | 20.7632 | 20.7241 | 20.7241 | 20.7241 | 20.7241 | 20.7241 | 20.7241 | 20.7241 | 20.7241 | 20.7241 | 20.7241 | 20.7241 | 20.7241 | 20.7241 | 20.7241 | 20.7241 | 20.7241 | 20.7241 | 20.7241 | 20.7241 | 20.7241 | 20.7241 | 20.7241 | 20.7241 | 20.7241 | 20.7241 | 20.7241
F3_Commercial_Retail (ID)_Existing_Space Heating_Natural Gas_Unit Heater_E3 | F3 | Commercial | Retail (ID) | Existing | Space Heating | Natural Gas | Unit Heater | E3 | System - kBTUs of Consumption | 20.6639 | 20.6121 | 20.6121 | 20.6121 | 20.6121 | 20.6121 | 20.6121 | 20.6121 | 20.6121 | 20.6121 | 20.6121 | 20.6121 | 20.6121 | 20.6121 | 20.6121 | 20.6121 | 20.6121 | 20.6121 | 20.6121 | 20.6121 | 20.6121 | 20.6121 | 20.6121 | 20.6121 | 20.6121 | 20.6121 | 20.6121
F3_Commercial_Retail (ID)_Existing_Space Heating_Natural Gas_Unit Heater_E4 | F3 | Commercial | Retail (ID) | Existing | Space Heating | Natural Gas | Unit Heater | E4 | System - kBTUs of Consumption | 0 | 0 | 0 | 0 | 0 | 0 | 0 | 0 | 0 | 0 | 0 | 0 | 0 | 0 | 0 | 0 | 0 | 0 | 0 | 0 | 0 | 0 | 0 | 0 | 0 | 0 | 0
F3_Commercial_Retail (ID)_Existing_Space Heating_Natural Gas_Unit Heater_E5 | F3 | Commercial | Retail (ID) | Existing | Space Heating | Natural Gas | Unit Heater | E5 | System - kBTUs of Consumption | 0 | 0 | 0 | 0 | 0 | 0 | 0 | 0 | 0 | 0 | 0 | 0 | 0 | 0 | 0 | 0 | 0 | 0 | 0 | 0 | 0 | 0 | 0 | 0 | 0 | 0 | 0
F3_Commercial_Retail (ID)_Existing_Space Heating_Natural Gas_Unit Heater_E6 | F3 | Commercial | Retail (ID) | Existing | Space Heating | Natural Gas | Unit Heater | E6 | System - kBTUs of Consumption | 0 | 0 | 0 | 0 | 0 | 0 | 0 | 0 | 0 | 0 | 0 | 0 | 0 | 0 | 0 | 0 | 0 | 0 | 0 | 0 | 0 | 0 | 0 | 0 | 0 | 0 | 0
F3_Commercial_Retail (ID)_Existing_Space Heating_Natural Gas_Unit Heater_E7 | F3 | Commercial | Retail (ID) | Existing | Space Heating | Natural Gas | Unit Heater | E7 | System - kBTUs of Consumption | 0 | 0 | 0 | 0 | 0 | 0 | 0 | 0 | 0 | 0 | 0 | 0 | 0 | 0 | 0 | 0 | 0 | 0 | 0 | 0 | 0 | 0 | 0 | 0 | 0 | 0 | 0
F3_Commercial_Retail (ID)_Existing_Space Heating_Natural Gas_Unit Heater_E8 | F3 | Commercial | Retail (ID) | Existing | Space Heating | Natural Gas | Unit Heater | E8 | System - kBTUs of Consumption | 0 | 0 | 0 | 0 | 0 | 0 | 0 | 0 | 0 | 0 | 0 | 0 | 0 | 0 | 0 | 0 | 0 | 0 | 0 | 0 | 0 | 0 | 0 | 0 | 0 | 0 | 0
F3_Commercial_Retail (ID)_Existing_Space Heating_Natural Gas_Unit Heater_E9 | F3 | Commercial | Retail (ID) | Existing | Space Heating | Natural Gas | Unit Heater | E9 | System - kBTUs of Consumption | 0 | 0 | 0 | 0 | 0 | 0 | 0 | 0 | 0 | 0 | 0 | 0 | 0 | 0 | 0 | 0 | 0 | 0 | 0 | 0 | 0 | 0 | 0 | 0 | 0 | 0 | 0
F3_Commercial_Retail (ID)_Existing_Space Heating_Natural Gas_Unit Heater_E10 | F3 | Commercial | Retail (ID) | Existing | Space Heating | Natural Gas | Unit Heater | E10 | System - kBTUs of Consumption | 0 | 0 | 0 | 0 | 0 | 0 | 0 | 0 | 0 | 0 | 0 | 0 | 0 | 0 | 0 | 0 | 0 | 0 | 0 | 0 | 0 | 0 | 0 | 0 | 0 | 0 | 0
F4_Commercial_Retail (ID)_Existing_Space Heating_Natural Gas_Unit Heater_E1 | F4 | Commercial | Retail (ID) | Existing | Space Heating | Natural Gas | Unit Heater | E1 | Utility - Cost of Equipment | 0.0009015 | 0.0009015 | 0.0009015 | 0.0009015 | 0.0009015 | 0.0009015 | 0.0009015 | 0.0009015 | 0.0009015 | 0.0009015 | 0.0009015 | 0.0009015 | 0.0009015 | 0.0009015 | 0.0009015 | 0.0009015 | 0.0009015 | 0.0009015 | 0.0009015 | 0.0009015 | 0.0009015 | 0.0009015 | 0.0009015 | 0.0009015 | 0.0009015 | 0.0009015 | 0.0009015
F4_Commercial_Retail (ID)_Existing_Space Heating_Natural Gas_Unit Heater_E2 | F4 | Commercial | Retail (ID) | Existing | Space Heating | Natural Gas | Unit Heater | E2 | Utility - Cost of Equipment | 0.0019771 | 0.0019771 | 0.0019771 | 0.0019771 | 0.0019771 | 0.0019771 | 0.0019771 | 0.0019771 | 0.0019771 | 0.0019771 | 0.0019771 | 0.0019771 | 0.0019771 | 0.0019771 | 0.0019771 | 0.0019771 | 0.0019771 | 0.0019771 | 0.0019771 | 0.0019771 | 0.0019771 | 0.0019771 | 0.0019771 | 0.0019771 | 0.0019771 | 0.0019771 | 0.0019771
F4_Commercial_Retail (ID)_Existing_Space Heating_Natural Gas_Unit Heater_E3 | F4 | Commercial | Retail (ID) | Existing | Space Heating | Natural Gas | Unit Heater | E3 | Utility - Cost of Equipment | 0.0012538 | 0.0012538 | 0.0012538 | 0.0012538 | 0.0012538 | 0.0012538 | 0.0012538 | 0.0012538 | 0.0012538 | 0.0012538 | 0.0012538 | 0.0012538 | 0.0012538 | 0.0012538 | 0.0012538 | 0.0012538 | 0.0012538 | 0.0012538 | 0.0012538 | 0.0012538 | 0.0012538 | 0.0012538 | 0.0012538 | 0.0012538 | 0.0012538 | 0.0012538 | 0.0012538
F4_Commercial_Retail (ID)_Existing_Space Heating_Natural Gas_Unit Heater_E4 | F4 | Commercial | Retail (ID) | Existing | Space Heating | Natural Gas | Unit Heater | E4 | Utility - Cost of Equipment | 0 | 0 | 0 | 0 | 0 | 0 | 0 | 0 | 0 | 0 | 0 | 0 | 0 | 0 | 0 | 0 | 0 | 0 | 0 | 0 | 0 | 0 | 0 | 0 | 0 | 0 | 0
F4_Commercial_Retail (ID)_Existing_Space Heating_Natural Gas_Unit Heater_E5 | F4 | Commercial | Retail (ID) | Existing | Space Heating | Natural Gas | Unit Heater | E5 | Utility - Cost of Equipment | 0 | 0 | 0 | 0 | 0 | 0 | 0 | 0 | 0 | 0 | 0 | 0 | 0 | 0 | 0 | 0 | 0 | 0 | 0 | 0 | 0 | 0 | 0 | 0 | 0 | 0 | 0
F4_Commercial_Retail (ID)_Existing_Space Heating_Natural Gas_Unit Heater_E6 | F4 | Commercial | Retail (ID) | Existing | Space Heating | Natural Gas | Unit Heater | E6 | Utility - Cost of Equipment | 0 | 0 | 0 | 0 | 0 | 0 | 0 | 0 | 0 | 0 | 0 | 0 | 0 | 0 | 0 | 0 | 0 | 0 | 0 | 0 | 0 | 0 | 0 | 0 | 0 | 0 | 0
F4_Commercial_Retail (ID)_Existing_Space Heating_Natural Gas_Unit Heater_E7 | F4 | Commercial | Retail (ID) | Existing | Space Heating | Natural Gas | Unit Heater | E7 | Utility - Cost of Equipment | 0 | 0 | 0 | 0 | 0 | 0 | 0 | 0 | 0 | 0 | 0 | 0 | 0 | 0 | 0 | 0 | 0 | 0 | 0 | 0 | 0 | 0 | 0 | 0 | 0 | 0 | 0
F4_Commercial_Retail (ID)_Existing_Space Heating_Natural Gas_Unit Heater_E8 | F4 | Commercial | Retail (ID) | Existing | Space Heating | Natural Gas | Unit Heater | E8 | Utility - Cost of Equipment | 0 | 0 | 0 | 0 | 0 | 0 | 0 | 0 | 0 | 0 | 0 | 0 | 0 | 0 | 0 | 0 | 0 | 0 | 0 | 0 | 0 | 0 | 0 | 0 | 0 | 0 | 0
F4_Commercial_Retail (ID)_Existing_Space Heating_Natural Gas_Unit Heater_E9 | F4 | Commercial | Retail (ID) | Existing | Space Heating | Natural Gas | Unit Heater | E9 | Utility - Cost of Equipment | 0 | 0 | 0 | 0 | 0 | 0 | 0 | 0 | 0 | 0 | 0 | 0 | 0 | 0 | 0 | 0 | 0 | 0 | 0 | 0 | 0 | 0 | 0 | 0 | 0 | 0 | 0
F4_Commercial_Retail (ID)_Existing_Space Heating_Natural Gas_Unit Heater_E10 | F4 | Commercial | Retail (ID) | Existing | Space Heating | Natural Gas | Unit Heater | E10 | Utility - Cost of Equipment | 0 | 0 | 0 | 0 | 0 | 0 | 0 | 0 | 0 | 0 | 0 | 0 | 0 | 0 | 0 | 0 | 0 | 0 | 0 | 0 | 0 | 0 | 0 | 0 | 0 | 0 | 0
F5_Commercial_Retail (ID)_Existing_Space Heating_Natural Gas_Unit Heater_E1 | F5 | Commercial | Retail (ID) | Existing | Space Heating | Natural Gas | Unit Heater | E1 | Utility - Cost of Operation | 0.095855 | 0.09743 | 0.099486 | 0.10175 | 0.10425 | 0.10769 | 0.11119 | 0.1149 | 0.11845 | 0.12205 | 0.12528 | 0.12825 | 0.13151 | 0.13485 | 0.13797 | 0.14104 | 0.1439 | 0.14685 | 0.14993 | 0.15308 | 0.1563 | 0.15969 | 0.16362 | 0.16709 | 0.17064 | 0.17426 | 0.17796
F5_Commercial_Retail (ID)_Existing_Space Heating_Natural Gas_Unit Heater_E2 | F5 | Commercial | Retail (ID) | Existing | Space Heating | Natural Gas | Unit Heater | E2 | Utility - Cost of Operation | 0.085255 | 0.086657 | 0.088485 | 0.090501 | 0.092721 | 0.095779 | 0.098894 | 0.10219 | 0.10535 | 0.10855 | 0.11142 | 0.11407 | 0.11697 | 0.11994 | 0.12271 | 0.12544 | 0.12799 | 0.13061 | 0.13335 | 0.13615 | 0.13901 | 0.14203 | 0.14552 | 0.14861 | 0.15177 | 0.15499 | 0.15828
F5_Commercial_Retail (ID)_Existing_Space Heating_Natural Gas_Unit Heater_E3 | F5 | Commercial | Retail (ID) | Existing | Space Heating | Natural Gas | Unit Heater | E3 | Utility - Cost of Operation | 0.080445 | 0.081614 | 0.083272 | 0.085164 | 0.08731 | 0.090433 | 0.09362 | 0.097003 | 0.10019 | 0.10342 | 0.10624 | 0.10879 | 0.11163 | 0.11457 | 0.11726 | 0.11989 | 0.12231 | 0.1248 | 0.1274 | 0.13008 | 0.1328 | 0.1357 | 0.13913 | 0.14209 | 0.1451 | 0.14818 | 0.15133
F5_Commercial_Retail (ID)_Existing_Space Heating_Natural Gas_Unit Heater_E4 | F5 | Commercial | Retail (ID) | Existing | Space Heating | Natural Gas | Unit Heater | E4 | Utility - Cost of Operation | 0 | 0 | 0 | 0 | 0 | 0 | 0 | 0 | 0 | 0 | 0 | 0 | 0 | 0 | 0 | 0 | 0 | 0 | 0 | 0 | 0 | 0 | 0 | 0 | 0 | 0 | 0
F5_Commercial_Retail (ID)_Existing_Space Heating_Natural Gas_Unit Heater_E5 | F5 | Commercial | Retail (ID) | Existing | Space Heating | Natural Gas | Unit Heater | E5 | Utility - Cost of Operation | 0 | 0 | 0 | 0 | 0 | 0 | 0 | 0 | 0 | 0 | 0 | 0 | 0 | 0 | 0 | 0 | 0 | 0 | 0 | 0 | 0 | 0 | 0 | 0 | 0 | 0 | 0
F5_Commercial_Retail (ID)_Existing_Space Heating_Natural Gas_Unit Heater_E6 | F5 | Commercial | Retail (ID) | Existing | Space Heating | Natural Gas | Unit Heater | E6 | Utility - Cost of Operation | 0 | 0 | 0 | 0 | 0 | 0 | 0 | 0 | 0 | 0 | 0 | 0 | 0 | 0 | 0 | 0 | 0 | 0 | 0 | 0 | 0 | 0 | 0 | 0 | 0 | 0 | 0
F5_Commercial_Retail (ID)_Existing_Space Heating_Natural Gas_Unit Heater_E7 | F5 | Commercial | Retail (ID) | Existing | Space Heating | Natural Gas | Unit Heater | E7 | Utility - Cost of Operation | 0 | 0 | 0 | 0 | 0 | 0 | 0 | 0 | 0 | 0 | 0 | 0 | 0 | 0 | 0 | 0 | 0 | 0 | 0 | 0 | 0 | 0 | 0 | 0 | 0 | 0 | 0
F5_Commercial_Retail (ID)_Existing_Space Heating_Natural Gas_Unit Heater_E8 | F5 | Commercial | Retail (ID) | Existing | Space Heating | Natural Gas | Unit Heater | E8 | Utility - Cost of Operation | 0 | 0 | 0 | 0 | 0 | 0 | 0 | 0 | 0 | 0 | 0 | 0 | 0 | 0 | 0 | 0 | 0 | 0 | 0 | 0 | 0 | 0 | 0 | 0 | 0 | 0 | 0
F5_Commercial_Retail (ID)_Existing_Space Heating_Natural Gas_Unit Heater_E9 | F5 | Commercial | Retail (ID) | Existing | Space Heating | Natural Gas | Unit Heater | E9 | Utility - Cost of Operation | 0 | 0 | 0 | 0 | 0 | 0 | 0 | 0 | 0 | 0 | 0 | 0 | 0 | 0 | 0 | 0 | 0 | 0 | 0 | 0 | 0 | 0 | 0 | 0 | 0 | 0 | 0
F5_Commercial_Retail (ID)_Existing_Space Heating_Natural Gas_Unit Heater_E10 | F5 | Commercial | Retail (ID) | Existing | Space Heating | Natural Gas | Unit Heater | E10 | Utility - Cost of Operation | 0 | 0 | 0 | 0 | 0 | 0 | 0 | 0 | 0 | 0 | 0 | 0 | 0 | 0 | 0 | 0 | 0 | 0 | 0 | 0 | 0 | 0 | 0 | 0 | 0 | 0 | 0
F6_Commercial_Retail (ID)_Existing_Space Heating_Natural Gas_Unit Heater_E1 | F6 | Commercial | Retail (ID) | Existing | Space Heating | Natural Gas | Unit Heater | E1 | Utility - Value of Sales | 0.11049 | 0.11166 | 0.11332 | 0.11516 | 0.11718 | 0.12024 | 0.12327 | 0.12645 | 0.12933 | 0.13218 | 0.13538 | 0.13828 | 0.14146 | 0.1447 | 0.14766 | 0.15053 | 0.15313 | 0.15578 | 0.15853 | 0.16131 | 0.16411 | 0.16767 | 0.1718 | 0.17544 | 0.17917 | 0.18297 | 0.18685
F6_Commercial_Retail (ID)_Existing_Space Heating_Natural Gas_Unit Heater_E2 | F6 | Commercial | Retail (ID) | Existing | Space Heating | Natural Gas | Unit Heater | E2 | Utility - Value of Sales | 0.098277 | 0.099311 | 0.10079 | 0.10243 | 0.10422 | 0.10694 | 0.10964 | 0.11246 | 0.11503 | 0.11756 | 0.12041 | 0.12299 | 0.12582 | 0.1287 | 0.13133 | 0.13388 | 0.1362 | 0.13856 | 0.141 | 0.14348 | 0.14596 | 0.14913 | 0.1528 | 0.15604 | 0.15936 | 0.16274 | 0.16619
F6_Commercial_Retail (ID)_Existing_Space Heating_Natural Gas_Unit Heater_E3 | F6 | Commercial | Retail (ID) | Existing | Space Heating | Natural Gas | Unit Heater | E3 | Utility - Value of Sales | 0.0939 | 0.09468 | 0.095978 | 0.097479 | 0.099199 | 0.102 | 0.10478 | 0.10768 | 0.11023 | 0.11271 | 0.11551 | 0.11796 | 0.12069 | 0.1235 | 0.126 | 0.1284 | 0.13051 | 0.13267 | 0.13491 | 0.13718 | 0.13944 | 0.14248 | 0.14609 | 0.14919 | 0.15236 | 0.15559 | 0.15889
F6_Commercial_Retail (ID)_Existing_Space Heating_Natural Gas_Unit Heater_E4 | F6 | Commercial | Retail (ID) | Existing | Space Heating | Natural Gas | Unit Heater | E4 | Utility - Value of Sales | 0 | 0 | 0 | 0 | 0 | 0 | 0 | 0 | 0 | 0 | 0 | 0 | 0 | 0 | 0 | 0 | 0 | 0 | 0 | 0 | 0 | 0 | 0 | 0 | 0 | 0 | 0
F6_Commercial_Retail (ID)_Existing_Space Heating_Natural Gas_Unit Heater_E5 | F6 | Commercial | Retail (ID) | Existing | Space Heating | Natural Gas | Unit Heater | E5 | Utility - Value of Sales | 0 | 0 | 0 | 0 | 0 | 0 | 0 | 0 | 0 | 0 | 0 | 0 | 0 | 0 | 0 | 0 | 0 | 0 | 0 | 0 | 0 | 0 | 0 | 0 | 0 | 0 | 0
F6_Commercial_Retail (ID)_Existing_Space Heating_Natural Gas_Unit Heater_E6 | F6 | Commercial | Retail (ID) | Existing | Space Heating | Natural Gas | Unit Heater | E6 | Utility - Value of Sales | 0 | 0 | 0 | 0 | 0 | 0 | 0 | 0 | 0 | 0 | 0 | 0 | 0 | 0 | 0 | 0 | 0 | 0 | 0 | 0 | 0 | 0 | 0 | 0 | 0 | 0 | 0
F6_Commercial_Retail (ID)_Existing_Space Heating_Natural Gas_Unit Heater_E7 | F6 | Commercial | Retail (ID) | Existing | Space Heating | Natural Gas | Unit Heater | E7 | Utility - Value of Sales | 0 | 0 | 0 | 0 | 0 | 0 | 0 | 0 | 0 | 0 | 0 | 0 | 0 | 0 | 0 | 0 | 0 | 0 | 0 | 0 | 0 | 0 | 0 | 0 | 0 | 0 | 0
F6_Commercial_Retail (ID)_Existing_Space Heating_Natural Gas_Unit Heater_E8 | F6 | Commercial | Retail (ID) | Existing | Space Heating | Natural Gas | Unit Heater | E8 | Utility - Value of Sales | 0 | 0 | 0 | 0 | 0 | 0 | 0 | 0 | 0 | 0 | 0 | 0 | 0 | 0 | 0 | 0 | 0 | 0 | 0 | 0 | 0 | 0 | 0 | 0 | 0 | 0 | 0
F6_Commercial_Retail (ID)_Existing_Space Heating_Natural Gas_Unit Heater_E9 | F6 | Commercial | Retail (ID) | Existing | Space Heating | Natural Gas | Unit Heater | E9 | Utility - Value of Sales | 0 | 0 | 0 | 0 | 0 | 0 | 0 | 0 | 0 | 0 | 0 | 0 | 0 | 0 | 0 | 0 | 0 | 0 | 0 | 0 | 0 | 0 | 0 | 0 | 0 | 0 | 0
F6_Commercial_Retail (ID)_Existing_Space Heating_Natural Gas_Unit Heater_E10 | F6 | Commercial | Retail (ID) | Existing | Space Heating | Natural Gas | Unit Heater | E10 | Utility - Value of Sales | 0 | 0 | 0 | 0 | 0 | 0 | 0 | 0 | 0 | 0 | 0 | 0 | 0 | 0 | 0 | 0 | 0 | 0 | 0 | 0 | 0 | 0 | 0 | 0 | 0 | 0 | 0
F1_Commercial_Retail (ID)_Existing_Water Heating_Natural Gas_Water Heater_E1 | F1 | Commercial | Retail (ID) | Existing | Water Heating | Natural Gas | Water Heater | E1 | RVT - Cost of Equipment | 0.013889 | 0.013889 | 0.013889 | 0.013889 | 0.013889 | 0.013889 | 0.013889 | 0.013889 | 0.013889 | 0.013889 | 0.013889 | 0.013889 | 0.013889 | 0.013889 | 0.013889 | 0.013889 | 0.013889 | 0.013889 | 0.013889 | 0.013889 | 0.013889 | 0.013889 | 0.013889 | 0.013889 | 0.013889 | 0.013889 | 0.013889
F1_Commercial_Retail (ID)_Existing_Water Heating_Natural Gas_Water Heater_E2 | F1 | Commercial | Retail (ID) | Existing | Water Heating | Natural Gas | Water Heater | E2 | RVT - Cost of Equipment | 0.016666 | 0.016666 | 0.016666 | 0.016666 | 0.016666 | 0.016666 | 0.016666 | 0.016666 | 0.016666 | 0.016666 | 0.016666 | 0.016666 | 0.016666 | 0.016666 | 0.016666 | 0.016666 | 0.016666 | 0.016666 | 0.016666 | 0.016666 | 0.016666 | 0.016666 | 0.016666 | 0.016666 | 0.016666 | 0.016666 | 0.016666
F1_Commercial_Retail (ID)_Existing_Water Heating_Natural Gas_Water Heater_E3 | F1 | Commercial | Retail (ID) | Existing | Water Heating | Natural Gas | Water Heater | E3 | RVT - Cost of Equipment | 0.020488 | 0.020488 | 0.020488 | 0.020488 | 0.020488 | 0.020488 | 0.020488 | 0.020488 | 0.020488 | 0.020488 | 0.020488 | 0.020488 | 0.020488 | 0.020488 | 0.020488 | 0.020488 | 0.020488 | 0.020488 | 0.020488 | 0.020488 | 0.020488 | 0.020488 | 0.020488 | 0.020488 | 0.020488 | 0.020488 | 0.020488
F1_Commercial_Retail (ID)_Existing_Water Heating_Natural Gas_Water Heater_E4 | F1 | Commercial | Retail (ID) | Existing | Water Heating | Natural Gas | Water Heater | E4 | RVT - Cost of Equipment | 0.02065 | 0.02065 | 0.02065 | 0.02065 | 0.02065 | 0.02065 | 0.02065 | 0.02065 | 0.02065 | 0.02065 | 0.02065 | 0.02065 | 0.02065 | 0.02065 | 0.02065 | 0.02065 | 0.02065 | 0.02065 | 0.02065 | 0.02065 | 0.02065 | 0.02065 | 0.02065 | 0.02065 | 0.02065 | 0.02065 | 0.02065
F1_Commercial_Retail (ID)_Existing_Water Heating_Natural Gas_Water Heater_E5 | F1 | Commercial | Retail (ID) | Existing | Water Heating | Natural Gas | Water Heater | E5 | RVT - Cost of Equipment | 0.044574 | 0.044574 | 0.044574 | 0.044574 | 0.044574 | 0.044574 | 0.044574 | 0.044574 | 0.044574 | 0.044574 | 0.044574 | 0.044574 | 0.044574 | 0.044574 | 0.044574 | 0.044574 | 0.044574 | 0.044574 | 0.044574 | 0.044574 | 0.044574 | 0.044574 | 0.044574 | 0.044574 | 0.044574 | 0.044574 | 0.044574
F1_Commercial_Retail (ID)_Existing_Water Heating_Natural Gas_Water Heater_E6 | F1 | Commercial | Retail (ID) | Existing | Water Heating | Natural Gas | Water Heater | E6 | RVT - Cost of Equipment | 0 | 0 | 0 | 0 | 0 | 0 | 0 | 0 | 0 | 0 | 0 | 0 | 0 | 0 | 0 | 0 | 0 | 0 | 0 | 0 | 0 | 0 | 0 | 0 | 0 | 0 | 0
F1_Commercial_Retail (ID)_Existing_Water Heating_Natural Gas_Water Heater_E7 | F1 | Commercial | Retail (ID) | Existing | Water Heating | Natural Gas | Water Heater | E7 | RVT - Cost of Equipment | 0 | 0 | 0 | 0 | 0 | 0 | 0 | 0 | 0 | 0 | 0 | 0 | 0 | 0 | 0 | 0 | 0 | 0 | 0 | 0 | 0 | 0 | 0 | 0 | 0 | 0 | 0
F1_Commercial_Retail (ID)_Existing_Water Heating_Natural Gas_Water Heater_E8 | F1 | Commercial | Retail (ID) | Existing | Water Heating | Natural Gas | Water Heater | E8 | RVT - Cost of Equipment | 0 | 0 | 0 | 0 | 0 | 0 | 0 | 0 | 0 | 0 | 0 | 0 | 0 | 0 | 0 | 0 | 0 | 0 | 0 | 0 | 0 | 0 | 0 | 0 | 0 | 0 | 0
F1_Commercial_Retail (ID)_Existing_Water Heating_Natural Gas_Water Heater_E9 | F1 | Commercial | Retail (ID) | Existing | Water Heating | Natural Gas | Water Heater | E9 | RVT - Cost of Equipment | 0 | 0 | 0 | 0 | 0 | 0 | 0 | 0 | 0 | 0 | 0 | 0 | 0 | 0 | 0 | 0 | 0 | 0 | 0 | 0 | 0 | 0 | 0 | 0 | 0 | 0 | 0
F1_Commercial_Retail (ID)_Existing_Water Heating_Natural Gas_Water Heater_E10 | F1 | Commercial | Retail (ID) | Existing | Water Heating | Natural Gas | Water Heater | E10 | RVT - Cost of Equipment | 0 | 0 | 0 | 0 | 0 | 0 | 0 | 0 | 0 | 0 | 0 | 0 | 0 | 0 | 0 | 0 | 0 | 0 | 0 | 0 | 0 | 0 | 0 | 0 | 0 | 0 | 0
F2_Commercial_Retail (ID)_Existing_Water Heating_Natural Gas_Water Heater_E1 | F2 | Commercial | Retail (ID) | Existing | Water Heating | Natural Gas | Water Heater | E1 | RVT - Cost of Operation | 0.10372 | 0.1058 | 0.10815 | 0.11078 | 0.11372 | 0.11727 | 0.1208 | 0.12413 | 0.12715 | 0.13009 | 0.13314 | 0.13594 | 0.13892 | 0.14181 | 0.14435 | 0.14669 | 0.14873 | 0.1507 | 0.15278 | 0.15476 | 0.15674 | 0.15951 | 0.16231 | 0.1652 | 0.16813 | 0.17112 | 0.17416
F2_Commercial_Retail (ID)_Existing_Water Heating_Natural Gas_Water Heater_E2 | F2 | Commercial | Retail (ID) | Existing | Water Heating | Natural Gas | Water Heater | E2 | RVT - Cost of Operation | 0.092194 | 0.094047 | 0.096133 | 0.098475 | 0.10109 | 0.10424 | 0.10738 | 0.11034 | 0.11302 | 0.11564 | 0.11835 | 0.12083 | 0.12348 | 0.12605 | 0.12832 | 0.13039 | 0.13221 | 0.13396 | 0.13581 | 0.13756 | 0.13933 | 0.14179 | 0.14428 | 0.14684 | 0.14945 | 0.15211 | 0.15481
F2_Commercial_Retail (ID)_Existing_Water Heating_Natural Gas_Water Heater_E3 | F2 | Commercial | Retail (ID) | Existing | Water Heating | Natural Gas | Water Heater | E3 | RVT - Cost of Operation | 0.088271 | 0.090045 | 0.092042 | 0.094285 | 0.096785 | 0.099808 | 0.10281 | 0.10564 | 0.10821 | 0.11072 | 0.11331 | 0.11569 | 0.11823 | 0.12069 | 0.12285 | 0.12484 | 0.12658 | 0.12826 | 0.13003 | 0.13171 | 0.1334 | 0.13576 | 0.13814 | 0.14059 | 0.14309 | 0.14563 | 0.14822
F2_Commercial_Retail (ID)_Existing_Water Heating_Natural Gas_Water Heater_E4 | F2 | Commercial | Retail (ID) | Existing | Water Heating | Natural Gas | Water Heater | E4 | RVT - Cost of Operation | 0.092543 | 0.094404 | 0.096434 | 0.098643 | 0.10105 | 0.10388 | 0.10668 | 0.10935 | 0.11182 | 0.11426 | 0.1168 | 0.11918 | 0.12171 | 0.12419 | 0.12641 | 0.12849 | 0.13036 | 0.13219 | 0.1341 | 0.13594 | 0.1378 | 0.14023 | 0.1427 | 0.14524 | 0.14782 | 0.15044 | 0.15311
F2_Commercial_Retail (ID)_Existing_Water Heating_Natural Gas_Water Heater_E5 | F2 | Commercial | Retail (ID) | Existing | Water Heating | Natural Gas | Water Heater | E5 | RVT - Cost of Operation | 0.054414 | 0.055483 | 0.056722 | 0.058157 | 0.059796 | 0.061794 | 0.063775 | 0.065637 | 0.067308 | 0.068925 | 0.07059 | 0.072094 | 0.073706 | 0.075263 | 0.076613 | 0.077842 | 0.078896 | 0.079908 | 0.08098 | 0.081988 | 0.083001 | 0.084466 | 0.085947 | 0.087474 | 0.089028 | 0.09061 | 0.09222
F2_Commercial_Retail (ID)_Existing_Water Heating_Natural Gas_Water Heater_E6 | F2 | Commercial | Retail (ID) | Existing | Water Heating | Natural Gas | Water Heater | E6 | RVT - Cost of Operation | 0 | 0 | 0 | 0 | 0 | 0 | 0 | 0 | 0 | 0 | 0 | 0 | 0 | 0 | 0 | 0 | 0 | 0 | 0 | 0 | 0 | 0 | 0 | 0 | 0 | 0 | 0
F2_Commercial_Retail (ID)_Existing_Water Heating_Natural Gas_Water Heater_E7 | F2 | Commercial | Retail (ID) | Existing | Water Heating | Natural Gas | Water Heater | E7 | RVT - Cost of Operation | 0 | 0 | 0 | 0 | 0 | 0 | 0 | 0 | 0 | 0 | 0 | 0 | 0 | 0 | 0 | 0 | 0 | 0 | 0 | 0 | 0 | 0 | 0 | 0 | 0 | 0 | 0
F2_Commercial_Retail (ID)_Existing_Water Heating_Natural Gas_Water Heater_E8 | F2 | Commercial | Retail (ID) | Existing | Water Heating | Natural Gas | Water Heater | E8 | RVT - Cost of Operation | 0 | 0 | 0 | 0 | 0 | 0 | 0 | 0 | 0 | 0 | 0 | 0 | 0 | 0 | 0 | 0 | 0 | 0 | 0 | 0 | 0 | 0 | 0 | 0 | 0 | 0 | 0
F2_Commercial_Retail (ID)_Existing_Water Heating_Natural Gas_Water Heater_E9 | F2 | Commercial | Retail (ID) | Existing | Water Heating | Natural Gas | Water Heater | E9 | RVT - Cost of Operation | 0 | 0 | 0 | 0 | 0 | 0 | 0 | 0 | 0 | 0 | 0 | 0 | 0 | 0 | 0 | 0 | 0 | 0 | 0 | 0 | 0 | 0 | 0 | 0 | 0 | 0 | 0
F2_Commercial_Retail (ID)_Existing_Water Heating_Natural Gas_Water Heater_E10 | F2 | Commercial | Retail (ID) | Existing | Water Heating | Natural Gas | Water Heater | E10 | RVT - Cost of Operation | 0 | 0 | 0 | 0 | 0 | 0 | 0 | 0 | 0 | 0 | 0 | 0 | 0 | 0 | 0 | 0 | 0 | 0 | 0 | 0 | 0 | 0 | 0 | 0 | 0 | 0 | 0
F3_Commercial_Retail (ID)_Existing_Water Heating_Natural Gas_Water Heater_E1 | F3 | Commercial | Retail (ID) | Existing | Water Heating | Natural Gas | Water Heater | E1 | System - kBTUs of Consumption | 23.9967 | 23.9967 | 23.9967 | 23.9967 | 23.9967 | 23.9967 | 23.9967 | 23.9967 | 23.9967 | 23.9967 | 23.9967 | 23.9967 | 23.9967 | 23.9967 | 23.9967 | 23.9967 | 23.9967 | 23.9967 | 23.9967 | 23.9967 | 23.9967 | 23.9967 | 23.9967 | 23.9967 | 23.9967 | 23.9967 | 23.9967
F3_Commercial_Retail (ID)_Existing_Water Heating_Natural Gas_Water Heater_E2 | F3 | Commercial | Retail (ID) | Existing | Water Heating | Natural Gas | Water Heater | E2 | System - kBTUs of Consumption | 21.3304 | 21.3304 | 21.3304 | 21.3304 | 21.3304 | 21.3304 | 21.3304 | 21.3304 | 21.3304 | 21.3304 | 21.3304 | 21.3304 | 21.3304 | 21.3304 | 21.3304 | 21.3304 | 21.3304 | 21.3304 | 21.3304 | 21.3304 | 21.3304 | 21.3304 | 21.3304 | 21.3304 | 21.3304 | 21.3304 | 21.3304
F3_Commercial_Retail (ID)_Existing_Water Heating_Natural Gas_Water Heater_E3 | F3 | Commercial | Retail (ID) | Existing | Water Heating | Natural Gas | Water Heater | E3 | System - kBTUs of Consumption | 20.4227 | 20.4227 | 20.4227 | 20.4227 | 20.4227 | 20.4227 | 20.4227 | 20.4227 | 20.4227 | 20.4227 | 20.4227 | 20.4227 | 20.4227 | 20.4227 | 20.4227 | 20.4227 | 20.4227 | 20.4227 | 20.4227 | 20.4227 | 20.4227 | 20.4227 | 20.4227 | 20.4227 | 20.4227 | 20.4227 | 20.4227
F3_Commercial_Retail (ID)_Existing_Water Heating_Natural Gas_Water Heater_E4 | F3 | Commercial | Retail (ID) | Existing | Water Heating | Natural Gas | Water Heater | E4 | System - kBTUs of Consumption | 20.401 | 20.401 | 20.401 | 20.401 | 20.401 | 20.401 | 20.401 | 20.401 | 20.401 | 20.401 | 20.401 | 20.401 | 20.401 | 20.401 | 20.401 | 20.401 | 20.401 | 20.401 | 20.401 | 20.401 | 20.401 | 20.401 | 20.401 | 20.401 | 20.401 | 20.401 | 20.401
F3_Commercial_Retail (ID)_Existing_Water Heating_Natural Gas_Water Heater_E5 | F3 | Commercial | Retail (ID) | Existing | Water Heating | Natural Gas | Water Heater | E5 | System - kBTUs of Consumption | 12.7983 | 12.7983 | 12.7983 | 12.7983 | 12.7983 | 12.7983 | 12.7983 | 12.7983 | 12.7983 | 12.7983 | 12.7983 | 12.7983 | 12.7983 | 12.7983 | 12.7983 | 12.7983 | 12.7983 | 12.7983 | 12.7983 | 12.7983 | 12.7983 | 12.7983 | 12.7983 | 12.7983 | 12.7983 | 12.7983 | 12.7983
F3_Commercial_Retail (ID)_Existing_Water Heating_Natural Gas_Water Heater_E6 | F3 | Commercial | Retail (ID) | Existing | Water Heating | Natural Gas | Water Heater | E6 | System - kBTUs of Consumption | 0 | 0 | 0 | 0 | 0 | 0 | 0 | 0 | 0 | 0 | 0 | 0 | 0 | 0 | 0 | 0 | 0 | 0 | 0 | 0 | 0 | 0 | 0 | 0 | 0 | 0 | 0
F3_Commercial_Retail (ID)_Existing_Water Heating_Natural Gas_Water Heater_E7 | F3 | Commercial | Retail (ID) | Existing | Water Heating | Natural Gas | Water Heater | E7 | System - kBTUs of Consumption | 0 | 0 | 0 | 0 | 0 | 0 | 0 | 0 | 0 | 0 | 0 | 0 | 0 | 0 | 0 | 0 | 0 | 0 | 0 | 0 | 0 | 0 | 0 | 0 | 0 | 0 | 0
F3_Commercial_Retail (ID)_Existing_Water Heating_Natural Gas_Water Heater_E8 | F3 | Commercial | Retail (ID) | Existing | Water Heating | Natural Gas | Water Heater | E8 | System - kBTUs of Consumption | 0 | 0 | 0 | 0 | 0 | 0 | 0 | 0 | 0 | 0 | 0 | 0 | 0 | 0 | 0 | 0 | 0 | 0 | 0 | 0 | 0 | 0 | 0 | 0 | 0 | 0 | 0
F3_Commercial_Retail (ID)_Existing_Water Heating_Natural Gas_Water Heater_E9 | F3 | Commercial | Retail (ID) | Existing | Water Heating | Natural Gas | Water Heater | E9 | System - kBTUs of Consumption | 0 | 0 | 0 | 0 | 0 | 0 | 0 | 0 | 0 | 0 | 0 | 0 | 0 | 0 | 0 | 0 | 0 | 0 | 0 | 0 | 0 | 0 | 0 | 0 | 0 | 0 | 0
F3_Commercial_Retail (ID)_Existing_Water Heating_Natural Gas_Water Heater_E10 | F3 | Commercial | Retail (ID) | Existing | Water Heating | Natural Gas | Water Heater | E10 | System - kBTUs of Consumption | 0 | 0 | 0 | 0 | 0 | 0 | 0 | 0 | 0 | 0 | 0 | 0 | 0 | 0 | 0 | 0 | 0 | 0 | 0 | 0 | 0 | 0 | 0 | 0 | 0 | 0 | 0
F4_Commercial_Retail (ID)_Existing_Water Heating_Natural Gas_Water Heater_E1 | F4 | Commercial | Retail (ID) | Existing | Water Heating | Natural Gas | Water Heater | E1 | Utility - Cost of Equipment | 0.013889 | 0.013889 | 0.013889 | 0.013889 | 0.013889 | 0.013889 | 0.013889 | 0.013889 | 0.013889 | 0.013889 | 0.013889 | 0.013889 | 0.013889 | 0.013889 | 0.013889 | 0.013889 | 0.013889 | 0.013889 | 0.013889 | 0.013889 | 0.013889 | 0.013889 | 0.013889 | 0.013889 | 0.013889 | 0.013889 | 0.013889
F4_Commercial_Retail (ID)_Existing_Water Heating_Natural Gas_Water Heater_E2 | F4 | Commercial | Retail (ID) | Existing | Water Heating | Natural Gas | Water Heater | E2 | Utility - Cost of Equipment | 0.016666 | 0.016666 | 0.016666 | 0.016666 | 0.016666 | 0.016666 | 0.016666 | 0.016666 | 0.016666 | 0.016666 | 0.016666 | 0.016666 | 0.016666 | 0.016666 | 0.016666 | 0.016666 | 0.016666 | 0.016666 | 0.016666 | 0.016666 | 0.016666 | 0.016666 | 0.016666 | 0.016666 | 0.016666 | 0.016666 | 0.016666
F4_Commercial_Retail (ID)_Existing_Water Heating_Natural Gas_Water Heater_E3 | F4 | Commercial | Retail (ID) | Existing | Water Heating | Natural Gas | Water Heater | E3 | Utility - Cost of Equipment | 0.020488 | 0.020488 | 0.020488 | 0.020488 | 0.020488 | 0.020488 | 0.020488 | 0.020488 | 0.020488 | 0.020488 | 0.020488 | 0.020488 | 0.020488 | 0.020488 | 0.020488 | 0.020488 | 0.020488 | 0.020488 | 0.020488 | 0.020488 | 0.020488 | 0.020488 | 0.020488 | 0.020488 | 0.020488 | 0.020488 | 0.020488
F4_Commercial_Retail (ID)_Existing_Water Heating_Natural Gas_Water Heater_E4 | F4 | Commercial | Retail (ID) | Existing | Water Heating | Natural Gas | Water Heater | E4 | Utility - Cost of Equipment | 0.02065 | 0.02065 | 0.02065 | 0.02065 | 0.02065 | 0.02065 | 0.02065 | 0.02065 | 0.02065 | 0.02065 | 0.02065 | 0.02065 | 0.02065 | 0.02065 | 0.02065 | 0.02065 | 0.02065 | 0.02065 | 0.02065 | 0.02065 | 0.02065 | 0.02065 | 0.02065 | 0.02065 | 0.02065 | 0.02065 | 0.02065
F4_Commercial_Retail (ID)_Existing_Water Heating_Natural Gas_Water Heater_E5 | F4 | Commercial | Retail (ID) | Existing | Water Heating | Natural Gas | Water Heater | E5 | Utility - Cost of Equipment | 0.044574 | 0.044574 | 0.044574 | 0.044574 | 0.044574 | 0.044574 | 0.044574 | 0.044574 | 0.044574 | 0.044574 | 0.044574 | 0.044574 | 0.044574 | 0.044574 | 0.044574 | 0.044574 | 0.044574 | 0.044574 | 0.044574 | 0.044574 | 0.044574 | 0.044574 | 0.044574 | 0.044574 | 0.044574 | 0.044574 | 0.044574
F4_Commercial_Retail (ID)_Existing_Water Heating_Natural Gas_Water Heater_E6 | F4 | Commercial | Retail (ID) | Existing | Water Heating | Natural Gas | Water Heater | E6 | Utility - Cost of Equipment | 0 | 0 | 0 | 0 | 0 | 0 | 0 | 0 | 0 | 0 | 0 | 0 | 0 | 0 | 0 | 0 | 0 | 0 | 0 | 0 | 0 | 0 | 0 | 0 | 0 | 0 | 0
F4_Commercial_Retail (ID)_Existing_Water Heating_Natural Gas_Water Heater_E7 | F4 | Commercial | Retail (ID) | Existing | Water Heating | Natural Gas | Water Heater | E7 | Utility - Cost of Equipment | 0 | 0 | 0 | 0 | 0 | 0 | 0 | 0 | 0 | 0 | 0 | 0 | 0 | 0 | 0 | 0 | 0 | 0 | 0 | 0 | 0 | 0 | 0 | 0 | 0 | 0 | 0
F4_Commercial_Retail (ID)_Existing_Water Heating_Natural Gas_Water Heater_E8 | F4 | Commercial | Retail (ID) | Existing | Water Heating | Natural Gas | Water Heater | E8 | Utility - Cost of Equipment | 0 | 0 | 0 | 0 | 0 | 0 | 0 | 0 | 0 | 0 | 0 | 0 | 0 | 0 | 0 | 0 | 0 | 0 | 0 | 0 | 0 | 0 | 0 | 0 | 0 | 0 | 0
F4_Commercial_Retail (ID)_Existing_Water Heating_Natural Gas_Water Heater_E9 | F4 | Commercial | Retail (ID) | Existing | Water Heating | Natural Gas | Water Heater | E9 | Utility - Cost of Equipment | 0 | 0 | 0 | 0 | 0 | 0 | 0 | 0 | 0 | 0 | 0 | 0 | 0 | 0 | 0 | 0 | 0 | 0 | 0 | 0 | 0 | 0 | 0 | 0 | 0 | 0 | 0
F4_Commercial_Retail (ID)_Existing_Water Heating_Natural Gas_Water Heater_E10 | F4 | Commercial | Retail (ID) | Existing | Water Heating | Natural Gas | Water Heater | E10 | Utility - Cost of Equipment | 0 | 0 | 0 | 0 | 0 | 0 | 0 | 0 | 0 | 0 | 0 | 0 | 0 | 0 | 0 | 0 | 0 | 0 | 0 | 0 | 0 | 0 | 0 | 0 | 0 | 0 | 0
F5_Commercial_Retail (ID)_Existing_Water Heating_Natural Gas_Water Heater_E1 | F5 | Commercial | Retail (ID) | Existing | Water Heating | Natural Gas | Water Heater | E1 | Utility - Cost of Operation | 0.088972 | 0.091309 | 0.093932 | 0.09687 | 0.10014 | 0.10401 | 0.10795 | 0.11184 | 0.11557 | 0.11936 | 0.12244 | 0.12536 | 0.12847 | 0.13153 | 0.13431 | 0.13695 | 0.13935 | 0.14173 | 0.14426 | 0.14674 | 0.14928 | 0.15192 | 0.15458 | 0.15733 | 0.16013 | 0.16297 | 0.16587
F5_Commercial_Retail (ID)_Existing_Water Heating_Natural Gas_Water Heater_E2 | F5 | Commercial | Retail (ID) | Existing | Water Heating | Natural Gas | Water Heater | E2 | Utility - Cost of Operation | 0.079086 | 0.081163 | 0.083495 | 0.086106 | 0.089014 | 0.092455 | 0.095958 | 0.09941 | 0.10273 | 0.1061 | 0.10884 | 0.11143 | 0.11419 | 0.11692 | 0.11939 | 0.12173 | 0.12386 | 0.12598 | 0.12823 | 0.13043 | 0.13269 | 0.13504 | 0.13741 | 0.13985 | 0.14233 | 0.14486 | 0.14744
F5_Commercial_Retail (ID)_Existing_Water Heating_Natural Gas_Water Heater_E3 | F5 | Commercial | Retail (ID) | Existing | Water Heating | Natural Gas | Water Heater | E3 | Utility - Cost of Operation | 0.075721 | 0.077709 | 0.079942 | 0.082442 | 0.085227 | 0.08852 | 0.091875 | 0.09518 | 0.098358 | 0.10158 | 0.10421 | 0.10669 | 0.10934 | 0.11194 | 0.11431 | 0.11655 | 0.11859 | 0.12062 | 0.12277 | 0.12488 | 0.12705 | 0.12929 | 0.13156 | 0.1339 | 0.13628 | 0.1387 | 0.14116
F5_Commercial_Retail (ID)_Existing_Water Heating_Natural Gas_Water Heater_E4 | F5 | Commercial | Retail (ID) | Existing | Water Heating | Natural Gas | Water Heater | E4 | Utility - Cost of Operation | 0.080403 | 0.082479 | 0.084749 | 0.087226 | 0.089927 | 0.093054 | 0.096227 | 0.099364 | 0.1024 | 0.10548 | 0.10805 | 0.11051 | 0.11312 | 0.1157 | 0.11808 | 0.12035 | 0.12247 | 0.12458 | 0.1268 | 0.12899 | 0.13124 | 0.13356 | 0.13591 | 0.13832 | 0.14078 | 0.14328 | 0.14582
F5_Commercial_Retail (ID)_Existing_Water Heating_Natural Gas_Water Heater_E5 | F5 | Commercial | Retail (ID) | Existing | Water Heating | Natural Gas | Water Heater | E5 | Utility - Cost of Operation | 0.046374 | 0.047594 | 0.048985 | 0.050572 | 0.052364 | 0.05451 | 0.0567 | 0.058854 | 0.060918 | 0.063013 | 0.064695 | 0.066273 | 0.067966 | 0.069628 | 0.071123 | 0.072529 | 0.0738 | 0.075057 | 0.076395 | 0.077704 | 0.079048 | 0.080444 | 0.081855 | 0.083309 | 0.084789 | 0.086295 | 0.087828
F5_Commercial_Retail (ID)_Existing_Water Heating_Natural Gas_Water Heater_E6 | F5 | Commercial | Retail (ID) | Existing | Water Heating | Natural Gas | Water Heater | E6 | Utility - Cost of Operation | 0 | 0 | 0 | 0 | 0 | 0 | 0 | 0 | 0 | 0 | 0 | 0 | 0 | 0 | 0 | 0 | 0 | 0 | 0 | 0 | 0 | 0 | 0 | 0 | 0 | 0 | 0
F5_Commercial_Retail (ID)_Existing_Water Heating_Natural Gas_Water Heater_E7 | F5 | Commercial | Retail (ID) | Existing | Water Heating | Natural Gas | Water Heater | E7 | Utility - Cost of Operation | 0 | 0 | 0 | 0 | 0 | 0 | 0 | 0 | 0 | 0 | 0 | 0 | 0 | 0 | 0 | 0 | 0 | 0 | 0 | 0 | 0 | 0 | 0 | 0 | 0 | 0 | 0
F5_Commercial_Retail (ID)_Existing_Water Heating_Natural Gas_Water Heater_E8 | F5 | Commercial | Retail (ID) | Existing | Water Heating | Natural Gas | Water Heater | E8 | Utility - Cost of Operation | 0 | 0 | 0 | 0 | 0 | 0 | 0 | 0 | 0 | 0 | 0 | 0 | 0 | 0 | 0 | 0 | 0 | 0 | 0 | 0 | 0 | 0 | 0 | 0 | 0 | 0 | 0
F5_Commercial_Retail (ID)_Existing_Water Heating_Natural Gas_Water Heater_E9 | F5 | Commercial | Retail (ID) | Existing | Water Heating | Natural Gas | Water Heater | E9 | Utility - Cost of Operation | 0 | 0 | 0 | 0 | 0 | 0 | 0 | 0 | 0 | 0 | 0 | 0 | 0 | 0 | 0 | 0 | 0 | 0 | 0 | 0 | 0 | 0 | 0 | 0 | 0 | 0 | 0
F5_Commercial_Retail (ID)_Existing_Water Heating_Natural Gas_Water Heater_E10 | F5 | Commercial | Retail (ID) | Existing | Water Heating | Natural Gas | Water Heater | E10 | Utility - Cost of Operation | 0 | 0 | 0 | 0 | 0 | 0 | 0 | 0 | 0 | 0 | 0 | 0 | 0 | 0 | 0 | 0 | 0 | 0 | 0 | 0 | 0 | 0 | 0 | 0 | 0 | 0 | 0
F6_Commercial_Retail (ID)_Existing_Water Heating_Natural Gas_Water Heater_E1 | F6 | Commercial | Retail (ID) | Existing | Water Heating | Natural Gas | Water Heater | E1 | Utility - Value of Sales | 0.10372 | 0.1058 | 0.10815 | 0.11078 | 0.11372 | 0.11727 | 0.1208 | 0.12413 | 0.12715 | 0.13009 | 0.13314 | 0.13594 | 0.13892 | 0.14181 | 0.14435 | 0.14669 | 0.14873 | 0.1507 | 0.15278 | 0.15476 | 0.15674 | 0.15951 | 0.16231 | 0.1652 | 0.16813 | 0.17112 | 0.17416
F6_Commercial_Retail (ID)_Existing_Water Heating_Natural Gas_Water Heater_E2 | F6 | Commercial | Retail (ID) | Existing | Water Heating | Natural Gas | Water Heater | E2 | Utility - Value of Sales | 0.092194 | 0.094047 | 0.096133 | 0.098475 | 0.10109 | 0.10424 | 0.10738 | 0.11034 | 0.11302 | 0.11564 | 0.11835 | 0.12083 | 0.12348 | 0.12605 | 0.12832 | 0.13039 | 0.13221 | 0.13396 | 0.13581 | 0.13756 | 0.13933 | 0.14179 | 0.14428 | 0.14684 | 0.14945 | 0.15211 | 0.15481
F6_Commercial_Retail (ID)_Existing_Water Heating_Natural Gas_Water Heater_E3 | F6 | Commercial | Retail (ID) | Existing | Water Heating | Natural Gas | Water Heater | E3 | Utility - Value of Sales | 0.088271 | 0.090045 | 0.092042 | 0.094285 | 0.096785 | 0.099808 | 0.10281 | 0.10564 | 0.10821 | 0.11072 | 0.11331 | 0.11569 | 0.11823 | 0.12069 | 0.12285 | 0.12484 | 0.12658 | 0.12826 | 0.13003 | 0.13171 | 0.1334 | 0.13576 | 0.13814 | 0.14059 | 0.14309 | 0.14563 | 0.14822
F6_Commercial_Retail (ID)_Existing_Water Heating_Natural Gas_Water Heater_E4 | F6 | Commercial | Retail (ID) | Existing | Water Heating | Natural Gas | Water Heater | E4 | Utility - Value of Sales | 0.092543 | 0.094404 | 0.096434 | 0.098643 | 0.10105 | 0.10388 | 0.10668 | 0.10935 | 0.11182 | 0.11426 | 0.1168 | 0.11918 | 0.12171 | 0.12419 | 0.12641 | 0.12849 | 0.13036 | 0.13219 | 0.1341 | 0.13594 | 0.1378 | 0.14023 | 0.1427 | 0.14524 | 0.14782 | 0.15044 | 0.15311
F6_Commercial_Retail (ID)_Existing_Water Heating_Natural Gas_Water Heater_E5 | F6 | Commercial | Retail (ID) | Existing | Water Heating | Natural Gas | Water Heater | E5 | Utility - Value of Sales | 0.054414 | 0.055483 | 0.056722 | 0.058157 | 0.059796 | 0.061794 | 0.063775 | 0.065637 | 0.067308 | 0.068925 | 0.07059 | 0.072094 | 0.073706 | 0.075263 | 0.076613 | 0.077842 | 0.078896 | 0.079908 | 0.08098 | 0.081988 | 0.083001 | 0.084466 | 0.085947 | 0.087474 | 0.089028 | 0.09061 | 0.09222
F6_Commercial_Retail (ID)_Existing_Water Heating_Natural Gas_Water Heater_E6 | F6 | Commercial | Retail (ID) | Existing | Water Heating | Natural Gas | Water Heater | E6 | Utility - Value of Sales | 0 | 0 | 0 | 0 | 0 | 0 | 0 | 0 | 0 | 0 | 0 | 0 | 0 | 0 | 0 | 0 | 0 | 0 | 0 | 0 | 0 | 0 | 0 | 0 | 0 | 0 | 0
F6_Commercial_Retail (ID)_Existing_Water Heating_Natural Gas_Water Heater_E7 | F6 | Commercial | Retail (ID) | Existing | Water Heating | Natural Gas | Water Heater | E7 | Utility - Value of Sales | 0 | 0 | 0 | 0 | 0 | 0 | 0 | 0 | 0 | 0 | 0 | 0 | 0 | 0 | 0 | 0 | 0 | 0 | 0 | 0 | 0 | 0 | 0 | 0 | 0 | 0 | 0
F6_Commercial_Retail (ID)_Existing_Water Heating_Natural Gas_Water Heater_E8 | F6 | Commercial | Retail (ID) | Existing | Water Heating | Natural Gas | Water Heater | E8 | Utility - Value of Sales | 0 | 0 | 0 | 0 | 0 | 0 | 0 | 0 | 0 | 0 | 0 | 0 | 0 | 0 | 0 | 0 | 0 | 0 | 0 | 0 | 0 | 0 | 0 | 0 | 0 | 0 | 0
F6_Commercial_Retail (ID)_Existing_Water Heating_Natural Gas_Water Heater_E9 | F6 | Commercial | Retail (ID) | Existing | Water Heating | Natural Gas | Water Heater | E9 | Utility - Value of Sales | 0 | 0 | 0 | 0 | 0 | 0 | 0 | 0 | 0 | 0 | 0 | 0 | 0 | 0 | 0 | 0 | 0 | 0 | 0 | 0 | 0 | 0 | 0 | 0 | 0 | 0 | 0
F6_Commercial_Retail (ID)_Existing_Water Heating_Natural Gas_Water Heater_E10 | F6 | Commercial | Retail (ID) | Existing | Water Heating | Natural Gas | Water Heater | E10 | Utility - Value of Sales | 0 | 0 | 0 | 0 | 0 | 0 | 0 | 0 | 0 | 0 | 0 | 0 | 0 | 0 | 0 | 0 | 0 | 0 | 0 | 0 | 0 | 0 | 0 | 0 | 0 | 0 | 0
F1_Commercial_Retail (ID)_Existing_Food Preparation_Natural Gas_Oven_E1 | F1 | Commercial | Retail (ID) | Existing | Food Preparation | Natural Gas | Oven | E1 | RVT - Cost of Equipment | 0.0021735 | 0.0021735 | 0.0021735 | 0.0021735 | 0.0021735 | 0.0021735 | 0.0021735 | 0.0021735 | 0.0021735 | 0.0021735 | 0.0021735 | 0.0021735 | 0.0021735 | 0.0021735 | 0.0021735 | 0.0021735 | 0.0021735 | 0.0021735 | 0.0021735 | 0.0021735 | 0.0021735 | 0.0021735 | 0.0021735 | 0.0021735 | 0.0021735 | 0.0021735 | 0.0021735
F1_Commercial_Retail (ID)_Existing_Food Preparation_Natural Gas_Oven_E2 | F1 | Commercial | Retail (ID) | Existing | Food Preparation | Natural Gas | Oven | E2 | RVT - Cost of Equipment | 0.0029616 | 0.0029616 | 0.0029616 | 0.0029616 | 0.0029616 | 0.0029616 | 0.0029616 | 0.0029616 | 0.0029616 | 0.0029616 | 0.0029616 | 0.0029616 | 0.0029616 | 0.0029616 | 0.0029616 | 0.0029616 | 0.0029616 | 0.0029616 | 0.0029616 | 0.0029616 | 0.0029616 | 0.0029616 | 0.0029616 | 0.0029616 | 0.0029616 | 0.0029616 | 0.0029616
F1_Commercial_Retail (ID)_Existing_Food Preparation_Natural Gas_Oven_E3 | F1 | Commercial | Retail (ID) | Existing | Food Preparation | Natural Gas | Oven | E3 | RVT - Cost of Equipment | 0 | 0 | 0 | 0 | 0 | 0 | 0 | 0 | 0 | 0 | 0 | 0 | 0 | 0 | 0 | 0 | 0 | 0 | 0 | 0 | 0 | 0 | 0 | 0 | 0 | 0 | 0
F1_Commercial_Retail (ID)_Existing_Food Preparation_Natural Gas_Oven_E4 | F1 | Commercial | Retail (ID) | Existing | Food Preparation | Natural Gas | Oven | E4 | RVT - Cost of Equipment | 0 | 0 | 0 | 0 | 0 | 0 | 0 | 0 | 0 | 0 | 0 | 0 | 0 | 0 | 0 | 0 | 0 | 0 | 0 | 0 | 0 | 0 | 0 | 0 | 0 | 0 | 0
F1_Commercial_Retail (ID)_Existing_Food Preparation_Natural Gas_Oven_E5 | F1 | Commercial | Retail (ID) | Existing | Food Preparation | Natural Gas | Oven | E5 | RVT - Cost of Equipment | 0 | 0 | 0 | 0 | 0 | 0 | 0 | 0 | 0 | 0 | 0 | 0 | 0 | 0 | 0 | 0 | 0 | 0 | 0 | 0 | 0 | 0 | 0 | 0 | 0 | 0 | 0
F1_Commercial_Retail (ID)_Existing_Food Preparation_Natural Gas_Oven_E6 | F1 | Commercial | Retail (ID) | Existing | Food Preparation | Natural Gas | Oven | E6 | RVT - Cost of Equipment | 0 | 0 | 0 | 0 | 0 | 0 | 0 | 0 | 0 | 0 | 0 | 0 | 0 | 0 | 0 | 0 | 0 | 0 | 0 | 0 | 0 | 0 | 0 | 0 | 0 | 0 | 0
F1_Commercial_Retail (ID)_Existing_Food Preparation_Natural Gas_Oven_E7 | F1 | Commercial | Retail (ID) | Existing | Food Preparation | Natural Gas | Oven | E7 | RVT - Cost of Equipment | 0 | 0 | 0 | 0 | 0 | 0 | 0 | 0 | 0 | 0 | 0 | 0 | 0 | 0 | 0 | 0 | 0 | 0 | 0 | 0 | 0 | 0 | 0 | 0 | 0 | 0 | 0
F1_Commercial_Retail (ID)_Existing_Food Preparation_Natural Gas_Oven_E8 | F1 | Commercial | Retail (ID) | Existing | Food Preparation | Natural Gas | Oven | E8 | RVT - Cost of Equipment | 0 | 0 | 0 | 0 | 0 | 0 | 0 | 0 | 0 | 0 | 0 | 0 | 0 | 0 | 0 | 0 | 0 | 0 | 0 | 0 | 0 | 0 | 0 | 0 | 0 | 0 | 0
F1_Commercial_Retail (ID)_Existing_Food Preparation_Natural Gas_Oven_E9 | F1 | Commercial | Retail (ID) | Existing | Food Preparation | Natural Gas | Oven | E9 | RVT - Cost of Equipment | 0 | 0 | 0 | 0 | 0 | 0 | 0 | 0 | 0 | 0 | 0 | 0 | 0 | 0 | 0 | 0 | 0 | 0 | 0 | 0 | 0 | 0 | 0 | 0 | 0 | 0 | 0
F1_Commercial_Retail (ID)_Existing_Food Preparation_Natural Gas_Oven_E10 | F1 | Commercial | Retail (ID) | Existing | Food Preparation | Natural Gas | Oven | E10 | RVT - Cost of Equipment | 0 | 0 | 0 | 0 | 0 | 0 | 0 | 0 | 0 | 0 | 0 | 0 | 0 | 0 | 0 | 0 | 0 | 0 | 0 | 0 | 0 | 0 | 0 | 0 | 0 | 0 | 0
F2_Commercial_Retail (ID)_Existing_Food Preparation_Natural Gas_Oven_E1 | F2 | Commercial | Retail (ID) | Existing | Food Preparation | Natural Gas | Oven | E1 | RVT - Cost of Operation | 0.77666 | 0.78958 | 0.80534 | 0.82449 | 0.84727 | 0.87738 | 0.90826 | 0.93814 | 0.96564 | 0.99206 | 1.0192 | 1.0434 | 1.0687 | 1.0921 | 1.1117 | 1.1292 | 1.1435 | 1.157 | 1.1714 | 1.1847 | 1.198 | 1.2191 | 1.2404 | 1.2624 | 1.2849 | 1.3077 | 1.3309
F2_Commercial_Retail (ID)_Existing_Food Preparation_Natural Gas_Oven_E2 | F2 | Commercial | Retail (ID) | Existing | Food Preparation | Natural Gas | Oven | E2 | RVT - Cost of Operation | 0.5515 | 0.56068 | 0.57187 | 0.58546 | 0.60164 | 0.62302 | 0.64495 | 0.66617 | 0.6857 | 0.70446 | 0.72372 | 0.74093 | 0.75888 | 0.77547 | 0.78945 | 0.80183 | 0.81199 | 0.82156 | 0.83183 | 0.84125 | 0.85067 | 0.86567 | 0.88081 | 0.89646 | 0.91238 | 0.92859 | 0.94509
F2_Commercial_Retail (ID)_Existing_Food Preparation_Natural Gas_Oven_E3 | F2 | Commercial | Retail (ID) | Existing | Food Preparation | Natural Gas | Oven | E3 | RVT - Cost of Operation | 0 | 0 | 0 | 0 | 0 | 0 | 0 | 0 | 0 | 0 | 0 | 0 | 0 | 0 | 0 | 0 | 0 | 0 | 0 | 0 | 0 | 0 | 0 | 0 | 0 | 0 | 0
F2_Commercial_Retail (ID)_Existing_Food Preparation_Natural Gas_Oven_E4 | F2 | Commercial | Retail (ID) | Existing | Food Preparation | Natural Gas | Oven | E4 | RVT - Cost of Operation | 0 | 0 | 0 | 0 | 0 | 0 | 0 | 0 | 0 | 0 | 0 | 0 | 0 | 0 | 0 | 0 | 0 | 0 | 0 | 0 | 0 | 0 | 0 | 0 | 0 | 0 | 0
F2_Commercial_Retail (ID)_Existing_Food Preparation_Natural Gas_Oven_E5 | F2 | Commercial | Retail (ID) | Existing | Food Preparation | Natural Gas | Oven | E5 | RVT - Cost of Operation | 0 | 0 | 0 | 0 | 0 | 0 | 0 | 0 | 0 | 0 | 0 | 0 | 0 | 0 | 0 | 0 | 0 | 0 | 0 | 0 | 0 | 0 | 0 | 0 | 0 | 0 | 0
F2_Commercial_Retail (ID)_Existing_Food Preparation_Natural Gas_Oven_E6 | F2 | Commercial | Retail (ID) | Existing | Food Preparation | Natural Gas | Oven | E6 | RVT - Cost of Operation | 0 | 0 | 0 | 0 | 0 | 0 | 0 | 0 | 0 | 0 | 0 | 0 | 0 | 0 | 0 | 0 | 0 | 0 | 0 | 0 | 0 | 0 | 0 | 0 | 0 | 0 | 0
F2_Commercial_Retail (ID)_Existing_Food Preparation_Natural Gas_Oven_E7 | F2 | Commercial | Retail (ID) | Existing | Food Preparation | Natural Gas | Oven | E7 | RVT - Cost of Operation | 0 | 0 | 0 | 0 | 0 | 0 | 0 | 0 | 0 | 0 | 0 | 0 | 0 | 0 | 0 | 0 | 0 | 0 | 0 | 0 | 0 | 0 | 0 | 0 | 0 | 0 | 0
F2_Commercial_Retail (ID)_Existing_Food Preparation_Natural Gas_Oven_E8 | F2 | Commercial | Retail (ID) | Existing | Food Preparation | Natural Gas | Oven | E8 | RVT - Cost of Operation | 0 | 0 | 0 | 0 | 0 | 0 | 0 | 0 | 0 | 0 | 0 | 0 | 0 | 0 | 0 | 0 | 0 | 0 | 0 | 0 | 0 | 0 | 0 | 0 | 0 | 0 | 0
F2_Commercial_Retail (ID)_Existing_Food Preparation_Natural Gas_Oven_E9 | F2 | Commercial | Retail (ID) | Existing | Food Preparation | Natural Gas | Oven | E9 | RVT - Cost of Operation | 0 | 0 | 0 | 0 | 0 | 0 | 0 | 0 | 0 | 0 | 0 | 0 | 0 | 0 | 0 | 0 | 0 | 0 | 0 | 0 | 0 | 0 | 0 | 0 | 0 | 0 | 0
F2_Commercial_Retail (ID)_Existing_Food Preparation_Natural Gas_Oven_E10 | F2 | Commercial | Retail (ID) | Existing | Food Preparation | Natural Gas | Oven | E10 | RVT - Cost of Operation | 0 | 0 | 0 | 0 | 0 | 0 | 0 | 0 | 0 | 0 | 0 | 0 | 0 | 0 | 0 | 0 | 0 | 0 | 0 | 0 | 0 | 0 | 0 | 0 | 0 | 0 | 0
F3_Commercial_Retail (ID)_Existing_Food Preparation_Natural Gas_Oven_E1 | F3 | Commercial | Retail (ID) | Existing | Food Preparation | Natural Gas | Oven | E1 | System - kBTUs of Consumption | 188.254 | 188.254 | 188.254 | 188.254 | 188.254 | 188.254 | 188.254 | 188.254 | 188.254 | 188.254 | 188.254 | 188.254 | 188.254 | 188.254 | 188.254 | 188.254 | 188.254 | 188.254 | 188.254 | 188.254 | 188.254 | 188.254 | 188.254 | 188.254 | 188.254 | 188.254 | 188.254
F3_Commercial_Retail (ID)_Existing_Food Preparation_Natural Gas_Oven_E2 | F3 | Commercial | Retail (ID) | Existing | Food Preparation | Natural Gas | Oven | E2 | System - kBTUs of Consumption | 133.6784 | 133.6784 | 133.6784 | 133.6784 | 133.6784 | 133.6784 | 133.6784 | 133.6784 | 133.6784 | 133.6784 | 133.6784 | 133.6784 | 133.6784 | 133.6784 | 133.6784 | 133.6784 | 133.6784 | 133.6784 | 133.6784 | 133.6784 | 133.6784 | 133.6784 | 133.6784 | 133.6784 | 133.6784 | 133.6784 | 133.6784
F3_Commercial_Retail (ID)_Existing_Food Preparation_Natural Gas_Oven_E3 | F3 | Commercial | Retail (ID) | Existing | Food Preparation | Natural Gas | Oven | E3 | System - kBTUs of Consumption | 0 | 0 | 0 | 0 | 0 | 0 | 0 | 0 | 0 | 0 | 0 | 0 | 0 | 0 | 0 | 0 | 0 | 0 | 0 | 0 | 0 | 0 | 0 | 0 | 0 | 0 | 0
F3_Commercial_Retail (ID)_Existing_Food Preparation_Natural Gas_Oven_E4 | F3 | Commercial | Retail (ID) | Existing | Food Preparation | Natural Gas | Oven | E4 | System - kBTUs of Consumption | 0 | 0 | 0 | 0 | 0 | 0 | 0 | 0 | 0 | 0 | 0 | 0 | 0 | 0 | 0 | 0 | 0 | 0 | 0 | 0 | 0 | 0 | 0 | 0 | 0 | 0 | 0
F3_Commercial_Retail (ID)_Existing_Food Preparation_Natural Gas_Oven_E5 | F3 | Commercial | Retail (ID) | Existing | Food Preparation | Natural Gas | Oven | E5 | System - kBTUs of Consumption | 0 | 0 | 0 | 0 | 0 | 0 | 0 | 0 | 0 | 0 | 0 | 0 | 0 | 0 | 0 | 0 | 0 | 0 | 0 | 0 | 0 | 0 | 0 | 0 | 0 | 0 | 0
F3_Commercial_Retail (ID)_Existing_Food Preparation_Natural Gas_Oven_E6 | F3 | Commercial | Retail (ID) | Existing | Food Preparation | Natural Gas | Oven | E6 | System - kBTUs of Consumption | 0 | 0 | 0 | 0 | 0 | 0 | 0 | 0 | 0 | 0 | 0 | 0 | 0 | 0 | 0 | 0 | 0 | 0 | 0 | 0 | 0 | 0 | 0 | 0 | 0 | 0 | 0
F3_Commercial_Retail (ID)_Existing_Food Preparation_Natural Gas_Oven_E7 | F3 | Commercial | Retail (ID) | Existing | Food Preparation | Natural Gas | Oven | E7 | System - kBTUs of Consumption | 0 | 0 | 0 | 0 | 0 | 0 | 0 | 0 | 0 | 0 | 0 | 0 | 0 | 0 | 0 | 0 | 0 | 0 | 0 | 0 | 0 | 0 | 0 | 0 | 0 | 0 | 0
F3_Commercial_Retail (ID)_Existing_Food Preparation_Natural Gas_Oven_E8 | F3 | Commercial | Retail (ID) | Existing | Food Preparation | Natural Gas | Oven | E8 | System - kBTUs of Consumption | 0 | 0 | 0 | 0 | 0 | 0 | 0 | 0 | 0 | 0 | 0 | 0 | 0 | 0 | 0 | 0 | 0 | 0 | 0 | 0 | 0 | 0 | 0 | 0 | 0 | 0 | 0
F3_Commercial_Retail (ID)_Existing_Food Preparation_Natural Gas_Oven_E9 | F3 | Commercial | Retail (ID) | Existing | Food Preparation | Natural Gas | Oven | E9 | System - kBTUs of Consumption | 0 | 0 | 0 | 0 | 0 | 0 | 0 | 0 | 0 | 0 | 0 | 0 | 0 | 0 | 0 | 0 | 0 | 0 | 0 | 0 | 0 | 0 | 0 | 0 | 0 | 0 | 0
F3_Commercial_Retail (ID)_Existing_Food Preparation_Natural Gas_Oven_E10 | F3 | Commercial | Retail (ID) | Existing | Food Preparation | Natural Gas | Oven | E10 | System - kBTUs of Consumption | 0 | 0 | 0 | 0 | 0 | 0 | 0 | 0 | 0 | 0 | 0 | 0 | 0 | 0 | 0 | 0 | 0 | 0 | 0 | 0 | 0 | 0 | 0 | 0 | 0 | 0 | 0
F4_Commercial_Retail (ID)_Existing_Food Preparation_Natural Gas_Oven_E1 | F4 | Commercial | Retail (ID) | Existing | Food Preparation | Natural Gas | Oven | E1 | Utility - Cost of Equipment | 0.0021735 | 0.0021735 | 0.0021735 | 0.0021735 | 0.0021735 | 0.0021735 | 0.0021735 | 0.0021735 | 0.0021735 | 0.0021735 | 0.0021735 | 0.0021735 | 0.0021735 | 0.0021735 | 0.0021735 | 0.0021735 | 0.0021735 | 0.0021735 | 0.0021735 | 0.0021735 | 0.0021735 | 0.0021735 | 0.0021735 | 0.0021735 | 0.0021735 | 0.0021735 | 0.0021735
F4_Commercial_Retail (ID)_Existing_Food Preparation_Natural Gas_Oven_E2 | F4 | Commercial | Retail (ID) | Existing | Food Preparation | Natural Gas | Oven | E2 | Utility - Cost of Equipment | 0.0029616 | 0.0029616 | 0.0029616 | 0.0029616 | 0.0029616 | 0.0029616 | 0.0029616 | 0.0029616 | 0.0029616 | 0.0029616 | 0.0029616 | 0.0029616 | 0.0029616 | 0.0029616 | 0.0029616 | 0.0029616 | 0.0029616 | 0.0029616 | 0.0029616 | 0.0029616 | 0.0029616 | 0.0029616 | 0.0029616 | 0.0029616 | 0.0029616 | 0.0029616 | 0.0029616
F4_Commercial_Retail (ID)_Existing_Food Preparation_Natural Gas_Oven_E3 | F4 | Commercial | Retail (ID) | Existing | Food Preparation | Natural Gas | Oven | E3 | Utility - Cost of Equipment | 0 | 0 | 0 | 0 | 0 | 0 | 0 | 0 | 0 | 0 | 0 | 0 | 0 | 0 | 0 | 0 | 0 | 0 | 0 | 0 | 0 | 0 | 0 | 0 | 0 | 0 | 0
F4_Commercial_Retail (ID)_Existing_Food Preparation_Natural Gas_Oven_E4 | F4 | Commercial | Retail (ID) | Existing | Food Preparation | Natural Gas | Oven | E4 | Utility - Cost of Equipment | 0 | 0 | 0 | 0 | 0 | 0 | 0 | 0 | 0 | 0 | 0 | 0 | 0 | 0 | 0 | 0 | 0 | 0 | 0 | 0 | 0 | 0 | 0 | 0 | 0 | 0 | 0
F4_Commercial_Retail (ID)_Existing_Food Preparation_Natural Gas_Oven_E5 | F4 | Commercial | Retail (ID) | Existing | Food Preparation | Natural Gas | Oven | E5 | Utility - Cost of Equipment | 0 | 0 | 0 | 0 | 0 | 0 | 0 | 0 | 0 | 0 | 0 | 0 | 0 | 0 | 0 | 0 | 0 | 0 | 0 | 0 | 0 | 0 | 0 | 0 | 0 | 0 | 0
F4_Commercial_Retail (ID)_Existing_Food Preparation_Natural Gas_Oven_E6 | F4 | Commercial | Retail (ID) | Existing | Food Preparation | Natural Gas | Oven | E6 | Utility - Cost of Equipment | 0 | 0 | 0 | 0 | 0 | 0 | 0 | 0 | 0 | 0 | 0 | 0 | 0 | 0 | 0 | 0 | 0 | 0 | 0 | 0 | 0 | 0 | 0 | 0 | 0 | 0 | 0
F4_Commercial_Retail (ID)_Existing_Food Preparation_Natural Gas_Oven_E7 | F4 | Commercial | Retail (ID) | Existing | Food Preparation | Natural Gas | Oven | E7 | Utility - Cost of Equipment | 0 | 0 | 0 | 0 | 0 | 0 | 0 | 0 | 0 | 0 | 0 | 0 | 0 | 0 | 0 | 0 | 0 | 0 | 0 | 0 | 0 | 0 | 0 | 0 | 0 | 0 | 0
F4_Commercial_Retail (ID)_Existing_Food Preparation_Natural Gas_Oven_E8 | F4 | Commercial | Retail (ID) | Existing | Food Preparation | Natural Gas | Oven | E8 | Utility - Cost of Equipment | 0 | 0 | 0 | 0 | 0 | 0 | 0 | 0 | 0 | 0 | 0 | 0 | 0 | 0 | 0 | 0 | 0 | 0 | 0 | 0 | 0 | 0 | 0 | 0 | 0 | 0 | 0
F4_Commercial_Retail (ID)_Existing_Food Preparation_Natural Gas_Oven_E9 | F4 | Commercial | Retail (ID) | Existing | Food Preparation | Natural Gas | Oven | E9 | Utility - Cost of Equipment | 0 | 0 | 0 | 0 | 0 | 0 | 0 | 0 | 0 | 0 | 0 | 0 | 0 | 0 | 0 | 0 | 0 | 0 | 0 | 0 | 0 | 0 | 0 | 0 | 0 | 0 | 0
F4_Commercial_Retail (ID)_Existing_Food Preparation_Natural Gas_Oven_E10 | F4 | Commercial | Retail (ID) | Existing | Food Preparation | Natural Gas | Oven | E10 | Utility - Cost of Equipment | 0 | 0 | 0 | 0 | 0 | 0 | 0 | 0 | 0 | 0 | 0 | 0 | 0 | 0 | 0 | 0 | 0 | 0 | 0 | 0 | 0 | 0 | 0 | 0 | 0 | 0 | 0
F5_Commercial_Retail (ID)_Existing_Food Preparation_Natural Gas_Oven_E1 | F5 | Commercial | Retail (ID) | Existing | Food Preparation | Natural Gas | Oven | E1 | Utility - Cost of Operation | 0.65288 | 0.66795 | 0.68691 | 0.70928 | 0.73529 | 0.76809 | 0.80226 | 0.83632 | 0.86918 | 0.90249 | 0.92849 | 0.95267 | 0.97874 | 1.0041 | 1.0265 | 1.0473 | 1.0656 | 1.0835 | 1.1029 | 1.1216 | 1.1409 | 1.161 | 1.1813 | 1.2023 | 1.2237 | 1.2454 | 1.2676
F5_Commercial_Retail (ID)_Existing_Food Preparation_Natural Gas_Oven_E2 | F5 | Commercial | Retail (ID) | Existing | Food Preparation | Natural Gas | Oven | E2 | Utility - Cost of Operation | 0.46361 | 0.47431 | 0.48777 | 0.50366 | 0.52212 | 0.54542 | 0.56968 | 0.59387 | 0.6172 | 0.64085 | 0.65931 | 0.67649 | 0.695 | 0.71303 | 0.72894 | 0.74367 | 0.75666 | 0.76942 | 0.78315 | 0.79647 | 0.81016 | 0.82445 | 0.83887 | 0.85377 | 0.86894 | 0.88438 | 0.90009
F5_Commercial_Retail (ID)_Existing_Food Preparation_Natural Gas_Oven_E3 | F5 | Commercial | Retail (ID) | Existing | Food Preparation | Natural Gas | Oven | E3 | Utility - Cost of Operation | 0 | 0 | 0 | 0 | 0 | 0 | 0 | 0 | 0 | 0 | 0 | 0 | 0 | 0 | 0 | 0 | 0 | 0 | 0 | 0 | 0 | 0 | 0 | 0 | 0 | 0 | 0
F5_Commercial_Retail (ID)_Existing_Food Preparation_Natural Gas_Oven_E4 | F5 | Commercial | Retail (ID) | Existing | Food Preparation | Natural Gas | Oven | E4 | Utility - Cost of Operation | 0 | 0 | 0 | 0 | 0 | 0 | 0 | 0 | 0 | 0 | 0 | 0 | 0 | 0 | 0 | 0 | 0 | 0 | 0 | 0 | 0 | 0 | 0 | 0 | 0 | 0 | 0
F5_Commercial_Retail (ID)_Existing_Food Preparation_Natural Gas_Oven_E5 | F5 | Commercial | Retail (ID) | Existing | Food Preparation | Natural Gas | Oven | E5 | Utility - Cost of Operation | 0 | 0 | 0 | 0 | 0 | 0 | 0 | 0 | 0 | 0 | 0 | 0 | 0 | 0 | 0 | 0 | 0 | 0 | 0 | 0 | 0 | 0 | 0 | 0 | 0 | 0 | 0
F5_Commercial_Retail (ID)_Existing_Food Preparation_Natural Gas_Oven_E6 | F5 | Commercial | Retail (ID) | Existing | Food Preparation | Natural Gas | Oven | E6 | Utility - Cost of Operation | 0 | 0 | 0 | 0 | 0 | 0 | 0 | 0 | 0 | 0 | 0 | 0 | 0 | 0 | 0 | 0 | 0 | 0 | 0 | 0 | 0 | 0 | 0 | 0 | 0 | 0 | 0
F5_Commercial_Retail (ID)_Existing_Food Preparation_Natural Gas_Oven_E7 | F5 | Commercial | Retail (ID) | Existing | Food Preparation | Natural Gas | Oven | E7 | Utility - Cost of Operation | 0 | 0 | 0 | 0 | 0 | 0 | 0 | 0 | 0 | 0 | 0 | 0 | 0 | 0 | 0 | 0 | 0 | 0 | 0 | 0 | 0 | 0 | 0 | 0 | 0 | 0 | 0
F5_Commercial_Retail (ID)_Existing_Food Preparation_Natural Gas_Oven_E8 | F5 | Commercial | Retail (ID) | Existing | Food Preparation | Natural Gas | Oven | E8 | Utility - Cost of Operation | 0 | 0 | 0 | 0 | 0 | 0 | 0 | 0 | 0 | 0 | 0 | 0 | 0 | 0 | 0 | 0 | 0 | 0 | 0 | 0 | 0 | 0 | 0 | 0 | 0 | 0 | 0
F5_Commercial_Retail (ID)_Existing_Food Preparation_Natural Gas_Oven_E9 | F5 | Commercial | Retail (ID) | Existing | Food Preparation | Natural Gas | Oven | E9 | Utility - Cost of Operation | 0 | 0 | 0 | 0 | 0 | 0 | 0 | 0 | 0 | 0 | 0 | 0 | 0 | 0 | 0 | 0 | 0 | 0 | 0 | 0 | 0 | 0 | 0 | 0 | 0 | 0 | 0
F5_Commercial_Retail (ID)_Existing_Food Preparation_Natural Gas_Oven_E10 | F5 | Commercial | Retail (ID) | Existing | Food Preparation | Natural Gas | Oven | E10 | Utility - Cost of Operation | 0 | 0 | 0 | 0 | 0 | 0 | 0 | 0 | 0 | 0 | 0 | 0 | 0 | 0 | 0 | 0 | 0 | 0 | 0 | 0 | 0 | 0 | 0 | 0 | 0 | 0 | 0
F6_Commercial_Retail (ID)_Existing_Food Preparation_Natural Gas_Oven_E1 | F6 | Commercial | Retail (ID) | Existing | Food Preparation | Natural Gas | Oven | E1 | Utility - Value of Sales | 0.77666 | 0.78958 | 0.80534 | 0.82449 | 0.84727 | 0.87738 | 0.90826 | 0.93814 | 0.96564 | 0.99206 | 1.0192 | 1.0434 | 1.0687 | 1.0921 | 1.1117 | 1.1292 | 1.1435 | 1.157 | 1.1714 | 1.1847 | 1.198 | 1.2191 | 1.2404 | 1.2624 | 1.2849 | 1.3077 | 1.3309
F6_Commercial_Retail (ID)_Existing_Food Preparation_Natural Gas_Oven_E2 | F6 | Commercial | Retail (ID) | Existing | Food Preparation | Natural Gas | Oven | E2 | Utility - Value of Sales | 0.5515 | 0.56068 | 0.57187 | 0.58546 | 0.60164 | 0.62302 | 0.64495 | 0.66617 | 0.6857 | 0.70446 | 0.72372 | 0.74093 | 0.75888 | 0.77547 | 0.78945 | 0.80183 | 0.81199 | 0.82156 | 0.83183 | 0.84125 | 0.85067 | 0.86567 | 0.88081 | 0.89646 | 0.91238 | 0.92859 | 0.94509
F6_Commercial_Retail (ID)_Existing_Food Preparation_Natural Gas_Oven_E3 | F6 | Commercial | Retail (ID) | Existing | Food Preparation | Natural Gas | Oven | E3 | Utility - Value of Sales | 0 | 0 | 0 | 0 | 0 | 0 | 0 | 0 | 0 | 0 | 0 | 0 | 0 | 0 | 0 | 0 | 0 | 0 | 0 | 0 | 0 | 0 | 0 | 0 | 0 | 0 | 0
F6_Commercial_Retail (ID)_Existing_Food Preparation_Natural Gas_Oven_E4 | F6 | Commercial | Retail (ID) | Existing | Food Preparation | Natural Gas | Oven | E4 | Utility - Value of Sales | 0 | 0 | 0 | 0 | 0 | 0 | 0 | 0 | 0 | 0 | 0 | 0 | 0 | 0 | 0 | 0 | 0 | 0 | 0 | 0 | 0 | 0 | 0 | 0 | 0 | 0 | 0
F6_Commercial_Retail (ID)_Existing_Food Preparation_Natural Gas_Oven_E5 | F6 | Commercial | Retail (ID) | Existing | Food Preparation | Natural Gas | Oven | E5 | Utility - Value of Sales | 0 | 0 | 0 | 0 | 0 | 0 | 0 | 0 | 0 | 0 | 0 | 0 | 0 | 0 | 0 | 0 | 0 | 0 | 0 | 0 | 0 | 0 | 0 | 0 | 0 | 0 | 0
F6_Commercial_Retail (ID)_Existing_Food Preparation_Natural Gas_Oven_E6 | F6 | Commercial | Retail (ID) | Existing | Food Preparation | Natural Gas | Oven | E6 | Utility - Value of Sales | 0 | 0 | 0 | 0 | 0 | 0 | 0 | 0 | 0 | 0 | 0 | 0 | 0 | 0 | 0 | 0 | 0 | 0 | 0 | 0 | 0 | 0 | 0 | 0 | 0 | 0 | 0
F6_Commercial_Retail (ID)_Existing_Food Preparation_Natural Gas_Oven_E7 | F6 | Commercial | Retail (ID) | Existing | Food Preparation | Natural Gas | Oven | E7 | Utility - Value of Sales | 0 | 0 | 0 | 0 | 0 | 0 | 0 | 0 | 0 | 0 | 0 | 0 | 0 | 0 | 0 | 0 | 0 | 0 | 0 | 0 | 0 | 0 | 0 | 0 | 0 | 0 | 0
F6_Commercial_Retail (ID)_Existing_Food Preparation_Natural Gas_Oven_E8 | F6 | Commercial | Retail (ID) | Existing | Food Preparation | Natural Gas | Oven | E8 | Utility - Value of Sales | 0 | 0 | 0 | 0 | 0 | 0 | 0 | 0 | 0 | 0 | 0 | 0 | 0 | 0 | 0 | 0 | 0 | 0 | 0 | 0 | 0 | 0 | 0 | 0 | 0 | 0 | 0
F6_Commercial_Retail (ID)_Existing_Food Preparation_Natural Gas_Oven_E9 | F6 | Commercial | Retail (ID) | Existing | Food Preparation | Natural Gas | Oven | E9 | Utility - Value of Sales | 0 | 0 | 0 | 0 | 0 | 0 | 0 | 0 | 0 | 0 | 0 | 0 | 0 | 0 | 0 | 0 | 0 | 0 | 0 | 0 | 0 | 0 | 0 | 0 | 0 | 0 | 0
F6_Commercial_Retail (ID)_Existing_Food Preparation_Natural Gas_Oven_E10 | F6 | Commercial | Retail (ID) | Existing | Food Preparation | Natural Gas | Oven | E10 | Utility - Value of Sales | 0 | 0 | 0 | 0 | 0 | 0 | 0 | 0 | 0 | 0 | 0 | 0 | 0 | 0 | 0 | 0 | 0 | 0 | 0 | 0 | 0 | 0 | 0 | 0 | 0 | 0 | 0
F1_Commercial_Retail (ID)_Existing_Food Preparation_Natural Gas_Conveyor Oven_E1 | F1 | Commercial | Retail (ID) | Existing | Food Preparation | Natural Gas | Conveyor Oven | E1 | RVT - Cost of Equipment | 0.0012591 | 0.0012591 | 0.0012591 | 0.0012591 | 0.0012591 | 0.0012591 | 0.0012591 | 0.0012591 | 0.0012591 | 0.0012591 | 0.0012591 | 0.0012591 | 0.0012591 | 0.0012591 | 0.0012591 | 0.0012591 | 0.0012591 | 0.0012591 | 0.0012591 | 0.0012591 | 0.0012591 | 0.0012591 | 0.0012591 | 0.0012591 | 0.0012591 | 0.0012591 | 0.0012591
F1_Commercial_Retail (ID)_Existing_Food Preparation_Natural Gas_Conveyor Oven_E2 | F1 | Commercial | Retail (ID) | Existing | Food Preparation | Natural Gas | Conveyor Oven | E2 | RVT - Cost of Equipment | 0.0026674 | 0.0026674 | 0.0026674 | 0.0026674 | 0.0026674 | 0.0026674 | 0.0026674 | 0.0026674 | 0.0026674 | 0.0026674 | 0.0026674 | 0.0026674 | 0.0026674 | 0.0026674 | 0.0026674 | 0.0026674 | 0.0026674 | 0.0026674 | 0.0026674 | 0.0026674 | 0.0026674 | 0.0026674 | 0.0026674 | 0.0026674 | 0.0026674 | 0.0026674 | 0.0026674
F1_Commercial_Retail (ID)_Existing_Food Preparation_Natural Gas_Conveyor Oven_E3 | F1 | Commercial | Retail (ID) | Existing | Food Preparation | Natural Gas | Conveyor Oven | E3 | RVT - Cost of Equipment | 0 | 0 | 0 | 0 | 0 | 0 | 0 | 0 | 0 | 0 | 0 | 0 | 0 | 0 | 0 | 0 | 0 | 0 | 0 | 0 | 0 | 0 | 0 | 0 | 0 | 0 | 0
F1_Commercial_Retail (ID)_Existing_Food Preparation_Natural Gas_Conveyor Oven_E4 | F1 | Commercial | Retail (ID) | Existing | Food Preparation | Natural Gas | Conveyor Oven | E4 | RVT - Cost of Equipment | 0 | 0 | 0 | 0 | 0 | 0 | 0 | 0 | 0 | 0 | 0 | 0 | 0 | 0 | 0 | 0 | 0 | 0 | 0 | 0 | 0 | 0 | 0 | 0 | 0 | 0 | 0
F1_Commercial_Retail (ID)_Existing_Food Preparation_Natural Gas_Conveyor Oven_E5 | F1 | Commercial | Retail (ID) | Existing | Food Preparation | Natural Gas | Conveyor Oven | E5 | RVT - Cost of Equipment | 0 | 0 | 0 | 0 | 0 | 0 | 0 | 0 | 0 | 0 | 0 | 0 | 0 | 0 | 0 | 0 | 0 | 0 | 0 | 0 | 0 | 0 | 0 | 0 | 0 | 0 | 0
F1_Commercial_Retail (ID)_Existing_Food Preparation_Natural Gas_Conveyor Oven_E6 | F1 | Commercial | Retail (ID) | Existing | Food Preparation | Natural Gas | Conveyor Oven | E6 | RVT - Cost of Equipment | 0 | 0 | 0 | 0 | 0 | 0 | 0 | 0 | 0 | 0 | 0 | 0 | 0 | 0 | 0 | 0 | 0 | 0 | 0 | 0 | 0 | 0 | 0 | 0 | 0 | 0 | 0
F1_Commercial_Retail (ID)_Existing_Food Preparation_Natural Gas_Conveyor Oven_E7 | F1 | Commercial | Retail (ID) | Existing | Food Preparation | Natural Gas | Conveyor Oven | E7 | RVT - Cost of Equipment | 0 | 0 | 0 | 0 | 0 | 0 | 0 | 0 | 0 | 0 | 0 | 0 | 0 | 0 | 0 | 0 | 0 | 0 | 0 | 0 | 0 | 0 | 0 | 0 | 0 | 0 | 0
F1_Commercial_Retail (ID)_Existing_Food Preparation_Natural Gas_Conveyor Oven_E8 | F1 | Commercial | Retail (ID) | Existing | Food Preparation | Natural Gas | Conveyor Oven | E8 | RVT - Cost of Equipment | 0 | 0 | 0 | 0 | 0 | 0 | 0 | 0 | 0 | 0 | 0 | 0 | 0 | 0 | 0 | 0 | 0 | 0 | 0 | 0 | 0 | 0 | 0 | 0 | 0 | 0 | 0
F1_Commercial_Retail (ID)_Existing_Food Preparation_Natural Gas_Conveyor Oven_E9 | F1 | Commercial | Retail (ID) | Existing | Food Preparation | Natural Gas | Conveyor Oven | E9 | RVT - Cost of Equipment | 0 | 0 | 0 | 0 | 0 | 0 | 0 | 0 | 0 | 0 | 0 | 0 | 0 | 0 | 0 | 0 | 0 | 0 | 0 | 0 | 0 | 0 | 0 | 0 | 0 | 0 | 0
F1_Commercial_Retail (ID)_Existing_Food Preparation_Natural Gas_Conveyor Oven_E10 | F1 | Commercial | Retail (ID) | Existing | Food Preparation | Natural Gas | Conveyor Oven | E10 | RVT - Cost of Equipment | 0 | 0 | 0 | 0 | 0 | 0 | 0 | 0 | 0 | 0 | 0 | 0 | 0 | 0 | 0 | 0 | 0 | 0 | 0 | 0 | 0 | 0 | 0 | 0 | 0 | 0 | 0
F2_Commercial_Retail (ID)_Existing_Food Preparation_Natural Gas_Conveyor Oven_E1 | F2 | Commercial | Retail (ID) | Existing | Food Preparation | Natural Gas | Conveyor Oven | E1 | RVT - Cost of Operation | 1.3511 | 1.38 | 1.4114 | 1.4455 | 1.4824 | 1.5258 | 1.5684 | 1.6089 | 1.646 | 1.6825 | 1.7206 | 1.7562 | 1.7941 | 1.831 | 1.8638 | 1.8942 | 1.9212 | 1.9474 | 1.975 | 2.0013 | 2.0279 | 2.0637 | 2.1 | 2.1373 | 2.1752 | 2.2139 | 2.2532
F2_Commercial_Retail (ID)_Existing_Food Preparation_Natural Gas_Conveyor Oven_E2 | F2 | Commercial | Retail (ID) | Existing | Food Preparation | Natural Gas | Conveyor Oven | E2 | RVT - Cost of Operation | 1.0738 | 1.0967 | 1.1217 | 1.1488 | 1.1781 | 1.2126 | 1.2464 | 1.2786 | 1.3081 | 1.3371 | 1.3674 | 1.3957 | 1.4258 | 1.4552 | 1.4812 | 1.5054 | 1.5269 | 1.5477 | 1.5696 | 1.5905 | 1.6116 | 1.6401 | 1.6689 | 1.6986 | 1.7287 | 1.7595 | 1.7907
F2_Commercial_Retail (ID)_Existing_Food Preparation_Natural Gas_Conveyor Oven_E3 | F2 | Commercial | Retail (ID) | Existing | Food Preparation | Natural Gas | Conveyor Oven | E3 | RVT - Cost of Operation | 0 | 0 | 0 | 0 | 0 | 0 | 0 | 0 | 0 | 0 | 0 | 0 | 0 | 0 | 0 | 0 | 0 | 0 | 0 | 0 | 0 | 0 | 0 | 0 | 0 | 0 | 0
F2_Commercial_Retail (ID)_Existing_Food Preparation_Natural Gas_Conveyor Oven_E4 | F2 | Commercial | Retail (ID) | Existing | Food Preparation | Natural Gas | Conveyor Oven | E4 | RVT - Cost of Operation | 0 | 0 | 0 | 0 | 0 | 0 | 0 | 0 | 0 | 0 | 0 | 0 | 0 | 0 | 0 | 0 | 0 | 0 | 0 | 0 | 0 | 0 | 0 | 0 | 0 | 0 | 0
F2_Commercial_Retail (ID)_Existing_Food Preparation_Natural Gas_Conveyor Oven_E5 | F2 | Commercial | Retail (ID) | Existing | Food Preparation | Natural Gas | Conveyor Oven | E5 | RVT - Cost of Operation | 0 | 0 | 0 | 0 | 0 | 0 | 0 | 0 | 0 | 0 | 0 | 0 | 0 | 0 | 0 | 0 | 0 | 0 | 0 | 0 | 0 | 0 | 0 | 0 | 0 | 0 | 0
F2_Commercial_Retail (ID)_Existing_Food Preparation_Natural Gas_Conveyor Oven_E6 | F2 | Commercial | Retail (ID) | Existing | Food Preparation | Natural Gas | Conveyor Oven | E6 | RVT - Cost of Operation | 0 | 0 | 0 | 0 | 0 | 0 | 0 | 0 | 0 | 0 | 0 | 0 | 0 | 0 | 0 | 0 | 0 | 0 | 0 | 0 | 0 | 0 | 0 | 0 | 0 | 0 | 0
F2_Commercial_Retail (ID)_Existing_Food Preparation_Natural Gas_Conveyor Oven_E7 | F2 | Commercial | Retail (ID) | Existing | Food Preparation | Natural Gas | Conveyor Oven | E7 | RVT - Cost of Operation | 0 | 0 | 0 | 0 | 0 | 0 | 0 | 0 | 0 | 0 | 0 | 0 | 0 | 0 | 0 | 0 | 0 | 0 | 0 | 0 | 0 | 0 | 0 | 0 | 0 | 0 | 0
F2_Commercial_Retail (ID)_Existing_Food Preparation_Natural Gas_Conveyor Oven_E8 | F2 | Commercial | Retail (ID) | Existing | Food Preparation | Natural Gas | Conveyor Oven | E8 | RVT - Cost of Operation | 0 | 0 | 0 | 0 | 0 | 0 | 0 | 0 | 0 | 0 | 0 | 0 | 0 | 0 | 0 | 0 | 0 | 0 | 0 | 0 | 0 | 0 | 0 | 0 | 0 | 0 | 0
F2_Commercial_Retail (ID)_Existing_Food Preparation_Natural Gas_Conveyor Oven_E9 | F2 | Commercial | Retail (ID) | Existing | Food Preparation | Natural Gas | Conveyor Oven | E9 | RVT - Cost of Operation | 0 | 0 | 0 | 0 | 0 | 0 | 0 | 0 | 0 | 0 | 0 | 0 | 0 | 0 | 0 | 0 | 0 | 0 | 0 | 0 | 0 | 0 | 0 | 0 | 0 | 0 | 0
F2_Commercial_Retail (ID)_Existing_Food Preparation_Natural Gas_Conveyor Oven_E10 | F2 | Commercial | Retail (ID) | Existing | Food Preparation | Natural Gas | Conveyor Oven | E10 | RVT - Cost of Operation | 0 | 0 | 0 | 0 | 0 | 0 | 0 | 0 | 0 | 0 | 0 | 0 | 0 | 0 | 0 | 0 | 0 | 0 | 0 | 0 | 0 | 0 | 0 | 0 | 0 | 0 | 0
F3_Commercial_Retail (ID)_Existing_Food Preparation_Natural Gas_Conveyor Oven_E1 | F3 | Commercial | Retail (ID) | Existing | Food Preparation | Natural Gas | Conveyor Oven | E1 | System - kBTUs of Consumption | 303.8134 | 303.8134 | 303.8134 | 303.8134 | 303.8134 | 303.8134 | 303.8134 | 303.8134 | 303.8134 | 303.8134 | 303.8134 | 303.8134 | 303.8134 | 303.8134 | 303.8134 | 303.8134 | 303.8134 | 303.8134 | 303.8134 | 303.8134 | 303.8134 | 303.8134 | 303.8134 | 303.8134 | 303.8134 | 303.8134 | 303.8134
F3_Commercial_Retail (ID)_Existing_Food Preparation_Natural Gas_Conveyor Oven_E2 | F3 | Commercial | Retail (ID) | Existing | Food Preparation | Natural Gas | Conveyor Oven | E2 | System - kBTUs of Consumption | 241.4513 | 241.4513 | 241.4513 | 241.4513 | 241.4513 | 241.4513 | 241.4513 | 241.4513 | 241.4513 | 241.4513 | 241.4513 | 241.4513 | 241.4513 | 241.4513 | 241.4513 | 241.4513 | 241.4513 | 241.4513 | 241.4513 | 241.4513 | 241.4513 | 241.4513 | 241.4513 | 241.4513 | 241.4513 | 241.4513 | 241.4513
F3_Commercial_Retail (ID)_Existing_Food Preparation_Natural Gas_Conveyor Oven_E3 | F3 | Commercial | Retail (ID) | Existing | Food Preparation | Natural Gas | Conveyor Oven | E3 | System - kBTUs of Consumption | 0 | 0 | 0 | 0 | 0 | 0 | 0 | 0 | 0 | 0 | 0 | 0 | 0 | 0 | 0 | 0 | 0 | 0 | 0 | 0 | 0 | 0 | 0 | 0 | 0 | 0 | 0
F3_Commercial_Retail (ID)_Existing_Food Preparation_Natural Gas_Conveyor Oven_E4 | F3 | Commercial | Retail (ID) | Existing | Food Preparation | Natural Gas | Conveyor Oven | E4 | System - kBTUs of Consumption | 0 | 0 | 0 | 0 | 0 | 0 | 0 | 0 | 0 | 0 | 0 | 0 | 0 | 0 | 0 | 0 | 0 | 0 | 0 | 0 | 0 | 0 | 0 | 0 | 0 | 0 | 0
F3_Commercial_Retail (ID)_Existing_Food Preparation_Natural Gas_Conveyor Oven_E5 | F3 | Commercial | Retail (ID) | Existing | Food Preparation | Natural Gas | Conveyor Oven | E5 | System - kBTUs of Consumption | 0 | 0 | 0 | 0 | 0 | 0 | 0 | 0 | 0 | 0 | 0 | 0 | 0 | 0 | 0 | 0 | 0 | 0 | 0 | 0 | 0 | 0 | 0 | 0 | 0 | 0 | 0
F3_Commercial_Retail (ID)_Existing_Food Preparation_Natural Gas_Conveyor Oven_E6 | F3 | Commercial | Retail (ID) | Existing | Food Preparation | Natural Gas | Conveyor Oven | E6 | System - kBTUs of Consumption | 0 | 0 | 0 | 0 | 0 | 0 | 0 | 0 | 0 | 0 | 0 | 0 | 0 | 0 | 0 | 0 | 0 | 0 | 0 | 0 | 0 | 0 | 0 | 0 | 0 | 0 | 0
F3_Commercial_Retail (ID)_Existing_Food Preparation_Natural Gas_Conveyor Oven_E7 | F3 | Commercial | Retail (ID) | Existing | Food Preparation | Natural Gas | Conveyor Oven | E7 | System - kBTUs of Consumption | 0 | 0 | 0 | 0 | 0 | 0 | 0 | 0 | 0 | 0 | 0 | 0 | 0 | 0 | 0 | 0 | 0 | 0 | 0 | 0 | 0 | 0 | 0 | 0 | 0 | 0 | 0
F3_Commercial_Retail (ID)_Existing_Food Preparation_Natural Gas_Conveyor Oven_E8 | F3 | Commercial | Retail (ID) | Existing | Food Preparation | Natural Gas | Conveyor Oven | E8 | System - kBTUs of Consumption | 0 | 0 | 0 | 0 | 0 | 0 | 0 | 0 | 0 | 0 | 0 | 0 | 0 | 0 | 0 | 0 | 0 | 0 | 0 | 0 | 0 | 0 | 0 | 0 | 0 | 0 | 0
F3_Commercial_Retail (ID)_Existing_Food Preparation_Natural Gas_Conveyor Oven_E9 | F3 | Commercial | Retail (ID) | Existing | Food Preparation | Natural Gas | Conveyor Oven | E9 | System - kBTUs of Consumption | 0 | 0 | 0 | 0 | 0 | 0 | 0 | 0 | 0 | 0 | 0 | 0 | 0 | 0 | 0 | 0 | 0 | 0 | 0 | 0 | 0 | 0 | 0 | 0 | 0 | 0 | 0
F3_Commercial_Retail (ID)_Existing_Food Preparation_Natural Gas_Conveyor Oven_E10 | F3 | Commercial | Retail (ID) | Existing | Food Preparation | Natural Gas | Conveyor Oven | E10 | System - kBTUs of Consumption | 0 | 0 | 0 | 0 | 0 | 0 | 0 | 0 | 0 | 0 | 0 | 0 | 0 | 0 | 0 | 0 | 0 | 0 | 0 | 0 | 0 | 0 | 0 | 0 | 0 | 0 | 0
F4_Commercial_Retail (ID)_Existing_Food Preparation_Natural Gas_Conveyor Oven_E1 | F4 | Commercial | Retail (ID) | Existing | Food Preparation | Natural Gas | Conveyor Oven | E1 | Utility - Cost of Equipment | 0.0012591 | 0.0012591 | 0.0012591 | 0.0012591 | 0.0012591 | 0.0012591 | 0.0012591 | 0.0012591 | 0.0012591 | 0.0012591 | 0.0012591 | 0.0012591 | 0.0012591 | 0.0012591 | 0.0012591 | 0.0012591 | 0.0012591 | 0.0012591 | 0.0012591 | 0.0012591 | 0.0012591 | 0.0012591 | 0.0012591 | 0.0012591 | 0.0012591 | 0.0012591 | 0.0012591
F4_Commercial_Retail (ID)_Existing_Food Preparation_Natural Gas_Conveyor Oven_E2 | F4 | Commercial | Retail (ID) | Existing | Food Preparation | Natural Gas | Conveyor Oven | E2 | Utility - Cost of Equipment | 0.0026674 | 0.0026674 | 0.0026674 | 0.0026674 | 0.0026674 | 0.0026674 | 0.0026674 | 0.0026674 | 0.0026674 | 0.0026674 | 0.0026674 | 0.0026674 | 0.0026674 | 0.0026674 | 0.0026674 | 0.0026674 | 0.0026674 | 0.0026674 | 0.0026674 | 0.0026674 | 0.0026674 | 0.0026674 | 0.0026674 | 0.0026674 | 0.0026674 | 0.0026674 | 0.0026674
F4_Commercial_Retail (ID)_Existing_Food Preparation_Natural Gas_Conveyor Oven_E3 | F4 | Commercial | Retail (ID) | Existing | Food Preparation | Natural Gas | Conveyor Oven | E3 | Utility - Cost of Equipment | 0 | 0 | 0 | 0 | 0 | 0 | 0 | 0 | 0 | 0 | 0 | 0 | 0 | 0 | 0 | 0 | 0 | 0 | 0 | 0 | 0 | 0 | 0 | 0 | 0 | 0 | 0
F4_Commercial_Retail (ID)_Existing_Food Preparation_Natural Gas_Conveyor Oven_E4 | F4 | Commercial | Retail (ID) | Existing | Food Preparation | Natural Gas | Conveyor Oven | E4 | Utility - Cost of Equipment | 0 | 0 | 0 | 0 | 0 | 0 | 0 | 0 | 0 | 0 | 0 | 0 | 0 | 0 | 0 | 0 | 0 | 0 | 0 | 0 | 0 | 0 | 0 | 0 | 0 | 0 | 0
F4_Commercial_Retail (ID)_Existing_Food Preparation_Natural Gas_Conveyor Oven_E5 | F4 | Commercial | Retail (ID) | Existing | Food Preparation | Natural Gas | Conveyor Oven | E5 | Utility - Cost of Equipment | 0 | 0 | 0 | 0 | 0 | 0 | 0 | 0 | 0 | 0 | 0 | 0 | 0 | 0 | 0 | 0 | 0 | 0 | 0 | 0 | 0 | 0 | 0 | 0 | 0 | 0 | 0
F4_Commercial_Retail (ID)_Existing_Food Preparation_Natural Gas_Conveyor Oven_E6 | F4 | Commercial | Retail (ID) | Existing | Food Preparation | Natural Gas | Conveyor Oven | E6 | Utility - Cost of Equipment | 0 | 0 | 0 | 0 | 0 | 0 | 0 | 0 | 0 | 0 | 0 | 0 | 0 | 0 | 0 | 0 | 0 | 0 | 0 | 0 | 0 | 0 | 0 | 0 | 0 | 0 | 0
F4_Commercial_Retail (ID)_Existing_Food Preparation_Natural Gas_Conveyor Oven_E7 | F4 | Commercial | Retail (ID) | Existing | Food Preparation | Natural Gas | Conveyor Oven | E7 | Utility - Cost of Equipment | 0 | 0 | 0 | 0 | 0 | 0 | 0 | 0 | 0 | 0 | 0 | 0 | 0 | 0 | 0 | 0 | 0 | 0 | 0 | 0 | 0 | 0 | 0 | 0 | 0 | 0 | 0
F4_Commercial_Retail (ID)_Existing_Food Preparation_Natural Gas_Conveyor Oven_E8 | F4 | Commercial | Retail (ID) | Existing | Food Preparation | Natural Gas | Conveyor Oven | E8 | Utility - Cost of Equipment | 0 | 0 | 0 | 0 | 0 | 0 | 0 | 0 | 0 | 0 | 0 | 0 | 0 | 0 | 0 | 0 | 0 | 0 | 0 | 0 | 0 | 0 | 0 | 0 | 0 | 0 | 0
F4_Commercial_Retail (ID)_Existing_Food Preparation_Natural Gas_Conveyor Oven_E9 | F4 | Commercial | Retail (ID) | Existing | Food Preparation | Natural Gas | Conveyor Oven | E9 | Utility - Cost of Equipment | 0 | 0 | 0 | 0 | 0 | 0 | 0 | 0 | 0 | 0 | 0 | 0 | 0 | 0 | 0 | 0 | 0 | 0 | 0 | 0 | 0 | 0 | 0 | 0 | 0 | 0 | 0
F4_Commercial_Retail (ID)_Existing_Food Preparation_Natural Gas_Conveyor Oven_E10 | F4 | Commercial | Retail (ID) | Existing | Food Preparation | Natural Gas | Conveyor Oven | E10 | Utility - Cost of Equipment | 0 | 0 | 0 | 0 | 0 | 0 | 0 | 0 | 0 | 0 | 0 | 0 | 0 | 0 | 0 | 0 | 0 | 0 | 0 | 0 | 0 | 0 | 0 | 0 | 0 | 0 | 0
F5_Commercial_Retail (ID)_Existing_Food Preparation_Natural Gas_Conveyor Oven_E1 | F5 | Commercial | Retail (ID) | Existing | Food Preparation | Natural Gas | Conveyor Oven | E1 | Utility - Cost of Operation | 1.1655 | 1.1968 | 1.2312 | 1.2688 | 1.3101 | 1.3581 | 1.4069 | 1.455 | 1.5014 | 1.5484 | 1.5872 | 1.6241 | 1.6634 | 1.7022 | 1.7377 | 1.7714 | 1.8025 | 1.8335 | 1.8661 | 1.8983 | 1.9313 | 1.9654 | 2 | 2.0355 | 2.0717 | 2.1085 | 2.1459
F5_Commercial_Retail (ID)_Existing_Food Preparation_Natural Gas_Conveyor Oven_E2 | F5 | Commercial | Retail (ID) | Existing | Food Preparation | Natural Gas | Conveyor Oven | E2 | Utility - Cost of Operation | 0.92629 | 0.95115 | 0.97846 | 1.0084 | 1.0412 | 1.0794 | 1.1181 | 1.1563 | 1.1932 | 1.2306 | 1.2614 | 1.2907 | 1.322 | 1.3528 | 1.381 | 1.4078 | 1.4325 | 1.4571 | 1.4831 | 1.5087 | 1.5349 | 1.562 | 1.5894 | 1.6177 | 1.6464 | 1.6757 | 1.7054
F5_Commercial_Retail (ID)_Existing_Food Preparation_Natural Gas_Conveyor Oven_E3 | F5 | Commercial | Retail (ID) | Existing | Food Preparation | Natural Gas | Conveyor Oven | E3 | Utility - Cost of Operation | 0 | 0 | 0 | 0 | 0 | 0 | 0 | 0 | 0 | 0 | 0 | 0 | 0 | 0 | 0 | 0 | 0 | 0 | 0 | 0 | 0 | 0 | 0 | 0 | 0 | 0 | 0
F5_Commercial_Retail (ID)_Existing_Food Preparation_Natural Gas_Conveyor Oven_E4 | F5 | Commercial | Retail (ID) | Existing | Food Preparation | Natural Gas | Conveyor Oven | E4 | Utility - Cost of Operation | 0 | 0 | 0 | 0 | 0 | 0 | 0 | 0 | 0 | 0 | 0 | 0 | 0 | 0 | 0 | 0 | 0 | 0 | 0 | 0 | 0 | 0 | 0 | 0 | 0 | 0 | 0
F5_Commercial_Retail (ID)_Existing_Food Preparation_Natural Gas_Conveyor Oven_E5 | F5 | Commercial | Retail (ID) | Existing | Food Preparation | Natural Gas | Conveyor Oven | E5 | Utility - Cost of Operation | 0 | 0 | 0 | 0 | 0 | 0 | 0 | 0 | 0 | 0 | 0 | 0 | 0 | 0 | 0 | 0 | 0 | 0 | 0 | 0 | 0 | 0 | 0 | 0 | 0 | 0 | 0
F5_Commercial_Retail (ID)_Existing_Food Preparation_Natural Gas_Conveyor Oven_E6 | F5 | Commercial | Retail (ID) | Existing | Food Preparation | Natural Gas | Conveyor Oven | E6 | Utility - Cost of Operation | 0 | 0 | 0 | 0 | 0 | 0 | 0 | 0 | 0 | 0 | 0 | 0 | 0 | 0 | 0 | 0 | 0 | 0 | 0 | 0 | 0 | 0 | 0 | 0 | 0 | 0 | 0
F5_Commercial_Retail (ID)_Existing_Food Preparation_Natural Gas_Conveyor Oven_E7 | F5 | Commercial | Retail (ID) | Existing | Food Preparation | Natural Gas | Conveyor Oven | E7 | Utility - Cost of Operation | 0 | 0 | 0 | 0 | 0 | 0 | 0 | 0 | 0 | 0 | 0 | 0 | 0 | 0 | 0 | 0 | 0 | 0 | 0 | 0 | 0 | 0 | 0 | 0 | 0 | 0 | 0
F5_Commercial_Retail (ID)_Existing_Food Preparation_Natural Gas_Conveyor Oven_E8 | F5 | Commercial | Retail (ID) | Existing | Food Preparation | Natural Gas | Conveyor Oven | E8 | Utility - Cost of Operation | 0 | 0 | 0 | 0 | 0 | 0 | 0 | 0 | 0 | 0 | 0 | 0 | 0 | 0 | 0 | 0 | 0 | 0 | 0 | 0 | 0 | 0 | 0 | 0 | 0 | 0 | 0
F5_Commercial_Retail (ID)_Existing_Food Preparation_Natural Gas_Conveyor Oven_E9 | F5 | Commercial | Retail (ID) | Existing | Food Preparation | Natural Gas | Conveyor Oven | E9 | Utility - Cost of Operation | 0 | 0 | 0 | 0 | 0 | 0 | 0 | 0 | 0 | 0 | 0 | 0 | 0 | 0 | 0 | 0 | 0 | 0 | 0 | 0 | 0 | 0 | 0 | 0 | 0 | 0 | 0
F5_Commercial_Retail (ID)_Existing_Food Preparation_Natural Gas_Conveyor Oven_E10 | F5 | Commercial | Retail (ID) | Existing | Food Preparation | Natural Gas | Conveyor Oven | E10 | Utility - Cost of Operation | 0 | 0 | 0 | 0 | 0 | 0 | 0 | 0 | 0 | 0 | 0 | 0 | 0 | 0 | 0 | 0 | 0 | 0 | 0 | 0 | 0 | 0 | 0 | 0 | 0 | 0 | 0
F6_Commercial_Retail (ID)_Existing_Food Preparation_Natural Gas_Conveyor Oven_E1 | F6 | Commercial | Retail (ID) | Existing | Food Preparation | Natural Gas | Conveyor Oven | E1 | Utility - Value of Sales | 1.3511 | 1.38 | 1.4114 | 1.4455 | 1.4824 | 1.5258 | 1.5684 | 1.6089 | 1.646 | 1.6825 | 1.7206 | 1.7562 | 1.7941 | 1.831 | 1.8638 | 1.8942 | 1.9212 | 1.9474 | 1.975 | 2.0013 | 2.0279 | 2.0637 | 2.1 | 2.1373 | 2.1752 | 2.2139 | 2.2532
F6_Commercial_Retail (ID)_Existing_Food Preparation_Natural Gas_Conveyor Oven_E2 | F6 | Commercial | Retail (ID) | Existing | Food Preparation | Natural Gas | Conveyor Oven | E2 | Utility - Value of Sales | 1.0738 | 1.0967 | 1.1217 | 1.1488 | 1.1781 | 1.2126 | 1.2464 | 1.2786 | 1.3081 | 1.3371 | 1.3674 | 1.3957 | 1.4258 | 1.4552 | 1.4812 | 1.5054 | 1.5269 | 1.5477 | 1.5696 | 1.5905 | 1.6116 | 1.6401 | 1.6689 | 1.6986 | 1.7287 | 1.7595 | 1.7907
F6_Commercial_Retail (ID)_Existing_Food Preparation_Natural Gas_Conveyor Oven_E3 | F6 | Commercial | Retail (ID) | Existing | Food Preparation | Natural Gas | Conveyor Oven | E3 | Utility - Value of Sales | 0 | 0 | 0 | 0 | 0 | 0 | 0 | 0 | 0 | 0 | 0 | 0 | 0 | 0 | 0 | 0 | 0 | 0 | 0 | 0 | 0 | 0 | 0 | 0 | 0 | 0 | 0
F6_Commercial_Retail (ID)_Existing_Food Preparation_Natural Gas_Conveyor Oven_E4 | F6 | Commercial | Retail (ID) | Existing | Food Preparation | Natural Gas | Conveyor Oven | E4 | Utility - Value of Sales | 0 | 0 | 0 | 0 | 0 | 0 | 0 | 0 | 0 | 0 | 0 | 0 | 0 | 0 | 0 | 0 | 0 | 0 | 0 | 0 | 0 | 0 | 0 | 0 | 0 | 0 | 0
F6_Commercial_Retail (ID)_Existing_Food Preparation_Natural Gas_Conveyor Oven_E5 | F6 | Commercial | Retail (ID) | Existing | Food Preparation | Natural Gas | Conveyor Oven | E5 | Utility - Value of Sales | 0 | 0 | 0 | 0 | 0 | 0 | 0 | 0 | 0 | 0 | 0 | 0 | 0 | 0 | 0 | 0 | 0 | 0 | 0 | 0 | 0 | 0 | 0 | 0 | 0 | 0 | 0
F6_Commercial_Retail (ID)_Existing_Food Preparation_Natural Gas_Conveyor Oven_E6 | F6 | Commercial | Retail (ID) | Existing | Food Preparation | Natural Gas | Conveyor Oven | E6 | Utility - Value of Sales | 0 | 0 | 0 | 0 | 0 | 0 | 0 | 0 | 0 | 0 | 0 | 0 | 0 | 0 | 0 | 0 | 0 | 0 | 0 | 0 | 0 | 0 | 0 | 0 | 0 | 0 | 0
F6_Commercial_Retail (ID)_Existing_Food Preparation_Natural Gas_Conveyor Oven_E7 | F6 | Commercial | Retail (ID) | Existing | Food Preparation | Natural Gas | Conveyor Oven | E7 | Utility - Value of Sales | 0 | 0 | 0 | 0 | 0 | 0 | 0 | 0 | 0 | 0 | 0 | 0 | 0 | 0 | 0 | 0 | 0 | 0 | 0 | 0 | 0 | 0 | 0 | 0 | 0 | 0 | 0
F6_Commercial_Retail (ID)_Existing_Food Preparation_Natural Gas_Conveyor Oven_E8 | F6 | Commercial | Retail (ID) | Existing | Food Preparation | Natural Gas | Conveyor Oven | E8 | Utility - Value of Sales | 0 | 0 | 0 | 0 | 0 | 0 | 0 | 0 | 0 | 0 | 0 | 0 | 0 | 0 | 0 | 0 | 0 | 0 | 0 | 0 | 0 | 0 | 0 | 0 | 0 | 0 | 0
F6_Commercial_Retail (ID)_Existing_Food Preparation_Natural Gas_Conveyor Oven_E9 | F6 | Commercial | Retail (ID) | Existing | Food Preparation | Natural Gas | Conveyor Oven | E9 | Utility - Value of Sales | 0 | 0 | 0 | 0 | 0 | 0 | 0 | 0 | 0 | 0 | 0 | 0 | 0 | 0 | 0 | 0 | 0 | 0 | 0 | 0 | 0 | 0 | 0 | 0 | 0 | 0 | 0
F6_Commercial_Retail (ID)_Existing_Food Preparation_Natural Gas_Conveyor Oven_E10 | F6 | Commercial | Retail (ID) | Existing | Food Preparation | Natural Gas | Conveyor Oven | E10 | Utility - Value of Sales | 0 | 0 | 0 | 0 | 0 | 0 | 0 | 0 | 0 | 0 | 0 | 0 | 0 | 0 | 0 | 0 | 0 | 0 | 0 | 0 | 0 | 0 | 0 | 0 | 0 | 0 | 0
F1_Commercial_Retail (ID)_Existing_Food Preparation_Natural Gas_Double Rack Oven_E1 | F1 | Commercial | Retail (ID) | Existing | Food Preparation | Natural Gas | Double Rack Oven | E1 | RVT - Cost of Equipment | 0.0026684 | 0.0026684 | 0.0026684 | 0.0026684 | 0.0026684 | 0.0026684 | 0.0026684 | 0.0026684 | 0.0026684 | 0.0026684 | 0.0026684 | 0.0026684 | 0.0026684 | 0.0026684 | 0.0026684 | 0.0026684 | 0.0026684 | 0.0026684 | 0.0026684 | 0.0026684 | 0.0026684 | 0.0026684 | 0.0026684 | 0.0026684 | 0.0026684 | 0.0026684 | 0.0026684
F1_Commercial_Retail (ID)_Existing_Food Preparation_Natural Gas_Double Rack Oven_E2 | F1 | Commercial | Retail (ID) | Existing | Food Preparation | Natural Gas | Double Rack Oven | E2 | RVT - Cost of Equipment | 0.012106 | 0.012106 | 0.012106 | 0.012106 | 0.012106 | 0.012106 | 0.012106 | 0.012106 | 0.012106 | 0.012106 | 0.012106 | 0.012106 | 0.012106 | 0.012106 | 0.012106 | 0.012106 | 0.012106 | 0.012106 | 0.012106 | 0.012106 | 0.012106 | 0.012106 | 0.012106 | 0.012106 | 0.012106 | 0.012106 | 0.012106
F1_Commercial_Retail (ID)_Existing_Food Preparation_Natural Gas_Double Rack Oven_E3 | F1 | Commercial | Retail (ID) | Existing | Food Preparation | Natural Gas | Double Rack Oven | E3 | RVT - Cost of Equipment | 0 | 0 | 0 | 0 | 0 | 0 | 0 | 0 | 0 | 0 | 0 | 0 | 0 | 0 | 0 | 0 | 0 | 0 | 0 | 0 | 0 | 0 | 0 | 0 | 0 | 0 | 0
F1_Commercial_Retail (ID)_Existing_Food Preparation_Natural Gas_Double Rack Oven_E4 | F1 | Commercial | Retail (ID) | Existing | Food Preparation | Natural Gas | Double Rack Oven | E4 | RVT - Cost of Equipment | 0 | 0 | 0 | 0 | 0 | 0 | 0 | 0 | 0 | 0 | 0 | 0 | 0 | 0 | 0 | 0 | 0 | 0 | 0 | 0 | 0 | 0 | 0 | 0 | 0 | 0 | 0
F1_Commercial_Retail (ID)_Existing_Food Preparation_Natural Gas_Double Rack Oven_E5 | F1 | Commercial | Retail (ID) | Existing | Food Preparation | Natural Gas | Double Rack Oven | E5 | RVT - Cost of Equipment | 0 | 0 | 0 | 0 | 0 | 0 | 0 | 0 | 0 | 0 | 0 | 0 | 0 | 0 | 0 | 0 | 0 | 0 | 0 | 0 | 0 | 0 | 0 | 0 | 0 | 0 | 0
F1_Commercial_Retail (ID)_Existing_Food Preparation_Natural Gas_Double Rack Oven_E6 | F1 | Commercial | Retail (ID) | Existing | Food Preparation | Natural Gas | Double Rack Oven | E6 | RVT - Cost of Equipment | 0 | 0 | 0 | 0 | 0 | 0 | 0 | 0 | 0 | 0 | 0 | 0 | 0 | 0 | 0 | 0 | 0 | 0 | 0 | 0 | 0 | 0 | 0 | 0 | 0 | 0 | 0
F1_Commercial_Retail (ID)_Existing_Food Preparation_Natural Gas_Double Rack Oven_E7 | F1 | Commercial | Retail (ID) | Existing | Food Preparation | Natural Gas | Double Rack Oven | E7 | RVT - Cost of Equipment | 0 | 0 | 0 | 0 | 0 | 0 | 0 | 0 | 0 | 0 | 0 | 0 | 0 | 0 | 0 | 0 | 0 | 0 | 0 | 0 | 0 | 0 | 0 | 0 | 0 | 0 | 0
F1_Commercial_Retail (ID)_Existing_Food Preparation_Natural Gas_Double Rack Oven_E8 | F1 | Commercial | Retail (ID) | Existing | Food Preparation | Natural Gas | Double Rack Oven | E8 | RVT - Cost of Equipment | 0 | 0 | 0 | 0 | 0 | 0 | 0 | 0 | 0 | 0 | 0 | 0 | 0 | 0 | 0 | 0 | 0 | 0 | 0 | 0 | 0 | 0 | 0 | 0 | 0 | 0 | 0
F1_Commercial_Retail (ID)_Existing_Food Preparation_Natural Gas_Double Rack Oven_E9 | F1 | Commercial | Retail (ID) | Existing | Food Preparation | Natural Gas | Double Rack Oven | E9 | RVT - Cost of Equipment | 0 | 0 | 0 | 0 | 0 | 0 | 0 | 0 | 0 | 0 | 0 | 0 | 0 | 0 | 0 | 0 | 0 | 0 | 0 | 0 | 0 | 0 | 0 | 0 | 0 | 0 | 0
F1_Commercial_Retail (ID)_Existing_Food Preparation_Natural Gas_Double Rack Oven_E10 | F1 | Commercial | Retail (ID) | Existing | Food Preparation | Natural Gas | Double Rack Oven | E10 | RVT - Cost of Equipment | 0 | 0 | 0 | 0 | 0 | 0 | 0 | 0 | 0 | 0 | 0 | 0 | 0 | 0 | 0 | 0 | 0 | 0 | 0 | 0 | 0 | 0 | 0 | 0 | 0 | 0 | 0
F2_Commercial_Retail (ID)_Existing_Food Preparation_Natural Gas_Double Rack Oven_E1 | F2 | Commercial | Retail (ID) | Existing | Food Preparation | Natural Gas | Double Rack Oven | E1 | RVT - Cost of Operation | 2.1926 | 2.234 | 2.2826 | 2.3393 | 2.4042 | 2.4852 | 2.5665 | 2.6437 | 2.7135 | 2.7812 | 2.8514 | 2.9151 | 2.9824 | 3.0461 | 3.1008 | 3.1503 | 3.1921 | 3.232 | 3.2745 | 3.3141 | 3.3539 | 3.4131 | 3.4729 | 3.5346 | 3.5974 | 3.6613 | 3.7263
F2_Commercial_Retail (ID)_Existing_Food Preparation_Natural Gas_Double Rack Oven_E2 | F2 | Commercial | Retail (ID) | Existing | Food Preparation | Natural Gas | Double Rack Oven | E2 | RVT - Cost of Operation | 1.3584 | 1.384 | 1.4142 | 1.4493 | 1.4895 | 1.5397 | 1.5901 | 1.6379 | 1.6811 | 1.7231 | 1.7665 | 1.806 | 1.8477 | 1.8872 | 1.9211 | 1.9517 | 1.9776 | 2.0024 | 2.0287 | 2.0532 | 2.0779 | 2.1145 | 2.1516 | 2.1898 | 2.2287 | 2.2683 | 2.3086
F2_Commercial_Retail (ID)_Existing_Food Preparation_Natural Gas_Double Rack Oven_E3 | F2 | Commercial | Retail (ID) | Existing | Food Preparation | Natural Gas | Double Rack Oven | E3 | RVT - Cost of Operation | 0 | 0 | 0 | 0 | 0 | 0 | 0 | 0 | 0 | 0 | 0 | 0 | 0 | 0 | 0 | 0 | 0 | 0 | 0 | 0 | 0 | 0 | 0 | 0 | 0 | 0 | 0
F2_Commercial_Retail (ID)_Existing_Food Preparation_Natural Gas_Double Rack Oven_E4 | F2 | Commercial | Retail (ID) | Existing | Food Preparation | Natural Gas | Double Rack Oven | E4 | RVT - Cost of Operation | 0 | 0 | 0 | 0 | 0 | 0 | 0 | 0 | 0 | 0 | 0 | 0 | 0 | 0 | 0 | 0 | 0 | 0 | 0 | 0 | 0 | 0 | 0 | 0 | 0 | 0 | 0
F2_Commercial_Retail (ID)_Existing_Food Preparation_Natural Gas_Double Rack Oven_E5 | F2 | Commercial | Retail (ID) | Existing | Food Preparation | Natural Gas | Double Rack Oven | E5 | RVT - Cost of Operation | 0 | 0 | 0 | 0 | 0 | 0 | 0 | 0 | 0 | 0 | 0 | 0 | 0 | 0 | 0 | 0 | 0 | 0 | 0 | 0 | 0 | 0 | 0 | 0 | 0 | 0 | 0
F2_Commercial_Retail (ID)_Existing_Food Preparation_Natural Gas_Double Rack Oven_E6 | F2 | Commercial | Retail (ID) | Existing | Food Preparation | Natural Gas | Double Rack Oven | E6 | RVT - Cost of Operation | 0 | 0 | 0 | 0 | 0 | 0 | 0 | 0 | 0 | 0 | 0 | 0 | 0 | 0 | 0 | 0 | 0 | 0 | 0 | 0 | 0 | 0 | 0 | 0 | 0 | 0 | 0
F2_Commercial_Retail (ID)_Existing_Food Preparation_Natural Gas_Double Rack Oven_E7 | F2 | Commercial | Retail (ID) | Existing | Food Preparation | Natural Gas | Double Rack Oven | E7 | RVT - Cost of Operation | 0 | 0 | 0 | 0 | 0 | 0 | 0 | 0 | 0 | 0 | 0 | 0 | 0 | 0 | 0 | 0 | 0 | 0 | 0 | 0 | 0 | 0 | 0 | 0 | 0 | 0 | 0
F2_Commercial_Retail (ID)_Existing_Food Preparation_Natural Gas_Double Rack Oven_E8 | F2 | Commercial | Retail (ID) | Existing | Food Preparation | Natural Gas | Double Rack Oven | E8 | RVT - Cost of Operation | 0 | 0 | 0 | 0 | 0 | 0 | 0 | 0 | 0 | 0 | 0 | 0 | 0 | 0 | 0 | 0 | 0 | 0 | 0 | 0 | 0 | 0 | 0 | 0 | 0 | 0 | 0
F2_Commercial_Retail (ID)_Existing_Food Preparation_Natural Gas_Double Rack Oven_E9 | F2 | Commercial | Retail (ID) | Existing | Food Preparation | Natural Gas | Double Rack Oven | E9 | RVT - Cost of Operation | 0 | 0 | 0 | 0 | 0 | 0 | 0 | 0 | 0 | 0 | 0 | 0 | 0 | 0 | 0 | 0 | 0 | 0 | 0 | 0 | 0 | 0 | 0 | 0 | 0 | 0 | 0
F2_Commercial_Retail (ID)_Existing_Food Preparation_Natural Gas_Double Rack Oven_E10 | F2 | Commercial | Retail (ID) | Existing | Food Preparation | Natural Gas | Double Rack Oven | E10 | RVT - Cost of Operation | 0 | 0 | 0 | 0 | 0 | 0 | 0 | 0 | 0 | 0 | 0 | 0 | 0 | 0 | 0 | 0 | 0 | 0 | 0 | 0 | 0 | 0 | 0 | 0 | 0 | 0 | 0
F3_Commercial_Retail (ID)_Existing_Food Preparation_Natural Gas_Double Rack Oven_E1 | F3 | Commercial | Retail (ID) | Existing | Food Preparation | Natural Gas | Double Rack Oven | E1 | System - kBTUs of Consumption | 523.0651 | 523.0651 | 523.0651 | 523.0651 | 523.0651 | 523.0651 | 523.0651 | 523.0651 | 523.0651 | 523.0651 | 523.0651 | 523.0651 | 523.0651 | 523.0651 | 523.0651 | 523.0651 | 523.0651 | 523.0651 | 523.0651 | 523.0651 | 523.0651 | 523.0651 | 523.0651 | 523.0651 | 523.0651 | 523.0651 | 523.0651
F3_Commercial_Retail (ID)_Existing_Food Preparation_Natural Gas_Double Rack Oven_E2 | F3 | Commercial | Retail (ID) | Existing | Food Preparation | Natural Gas | Double Rack Oven | E2 | System - kBTUs of Consumption | 324.0593 | 324.0593 | 324.0593 | 324.0593 | 324.0593 | 324.0593 | 324.0593 | 324.0593 | 324.0593 | 324.0593 | 324.0593 | 324.0593 | 324.0593 | 324.0593 | 324.0593 | 324.0593 | 324.0593 | 324.0593 | 324.0593 | 324.0593 | 324.0593 | 324.0593 | 324.0593 | 324.0593 | 324.0593 | 324.0593 | 324.0593
F3_Commercial_Retail (ID)_Existing_Food Preparation_Natural Gas_Double Rack Oven_E3 | F3 | Commercial | Retail (ID) | Existing | Food Preparation | Natural Gas | Double Rack Oven | E3 | System - kBTUs of Consumption | 0 | 0 | 0 | 0 | 0 | 0 | 0 | 0 | 0 | 0 | 0 | 0 | 0 | 0 | 0 | 0 | 0 | 0 | 0 | 0 | 0 | 0 | 0 | 0 | 0 | 0 | 0
F3_Commercial_Retail (ID)_Existing_Food Preparation_Natural Gas_Double Rack Oven_E4 | F3 | Commercial | Retail (ID) | Existing | Food Preparation | Natural Gas | Double Rack Oven | E4 | System - kBTUs of Consumption | 0 | 0 | 0 | 0 | 0 | 0 | 0 | 0 | 0 | 0 | 0 | 0 | 0 | 0 | 0 | 0 | 0 | 0 | 0 | 0 | 0 | 0 | 0 | 0 | 0 | 0 | 0
F3_Commercial_Retail (ID)_Existing_Food Preparation_Natural Gas_Double Rack Oven_E5 | F3 | Commercial | Retail (ID) | Existing | Food Preparation | Natural Gas | Double Rack Oven | E5 | System - kBTUs of Consumption | 0 | 0 | 0 | 0 | 0 | 0 | 0 | 0 | 0 | 0 | 0 | 0 | 0 | 0 | 0 | 0 | 0 | 0 | 0 | 0 | 0 | 0 | 0 | 0 | 0 | 0 | 0
F3_Commercial_Retail (ID)_Existing_Food Preparation_Natural Gas_Double Rack Oven_E6 | F3 | Commercial | Retail (ID) | Existing | Food Preparation | Natural Gas | Double Rack Oven | E6 | System - kBTUs of Consumption | 0 | 0 | 0 | 0 | 0 | 0 | 0 | 0 | 0 | 0 | 0 | 0 | 0 | 0 | 0 | 0 | 0 | 0 | 0 | 0 | 0 | 0 | 0 | 0 | 0 | 0 | 0
F3_Commercial_Retail (ID)_Existing_Food Preparation_Natural Gas_Double Rack Oven_E7 | F3 | Commercial | Retail (ID) | Existing | Food Preparation | Natural Gas | Double Rack Oven | E7 | System - kBTUs of Consumption | 0 | 0 | 0 | 0 | 0 | 0 | 0 | 0 | 0 | 0 | 0 | 0 | 0 | 0 | 0 | 0 | 0 | 0 | 0 | 0 | 0 | 0 | 0 | 0 | 0 | 0 | 0
F3_Commercial_Retail (ID)_Existing_Food Preparation_Natural Gas_Double Rack Oven_E8 | F3 | Commercial | Retail (ID) | Existing | Food Preparation | Natural Gas | Double Rack Oven | E8 | System - kBTUs of Consumption | 0 | 0 | 0 | 0 | 0 | 0 | 0 | 0 | 0 | 0 | 0 | 0 | 0 | 0 | 0 | 0 | 0 | 0 | 0 | 0 | 0 | 0 | 0 | 0 | 0 | 0 | 0
F3_Commercial_Retail (ID)_Existing_Food Preparation_Natural Gas_Double Rack Oven_E9 | F3 | Commercial | Retail (ID) | Existing | Food Preparation | Natural Gas | Double Rack Oven | E9 | System - kBTUs of Consumption | 0 | 0 | 0 | 0 | 0 | 0 | 0 | 0 | 0 | 0 | 0 | 0 | 0 | 0 | 0 | 0 | 0 | 0 | 0 | 0 | 0 | 0 | 0 | 0 | 0 | 0 | 0
F3_Commercial_Retail (ID)_Existing_Food Preparation_Natural Gas_Double Rack Oven_E10 | F3 | Commercial | Retail (ID) | Existing | Food Preparation | Natural Gas | Double Rack Oven | E10 | System - kBTUs of Consumption | 0 | 0 | 0 | 0 | 0 | 0 | 0 | 0 | 0 | 0 | 0 | 0 | 0 | 0 | 0 | 0 | 0 | 0 | 0 | 0 | 0 | 0 | 0 | 0 | 0 | 0 | 0
F4_Commercial_Retail (ID)_Existing_Food Preparation_Natural Gas_Double Rack Oven_E1 | F4 | Commercial | Retail (ID) | Existing | Food Preparation | Natural Gas | Double Rack Oven | E1 | Utility - Cost of Equipment | 0.0026684 | 0.0026684 | 0.0026684 | 0.0026684 | 0.0026684 | 0.0026684 | 0.0026684 | 0.0026684 | 0.0026684 | 0.0026684 | 0.0026684 | 0.0026684 | 0.0026684 | 0.0026684 | 0.0026684 | 0.0026684 | 0.0026684 | 0.0026684 | 0.0026684 | 0.0026684 | 0.0026684 | 0.0026684 | 0.0026684 | 0.0026684 | 0.0026684 | 0.0026684 | 0.0026684
F4_Commercial_Retail (ID)_Existing_Food Preparation_Natural Gas_Double Rack Oven_E2 | F4 | Commercial | Retail (ID) | Existing | Food Preparation | Natural Gas | Double Rack Oven | E2 | Utility - Cost of Equipment | 0.012106 | 0.012106 | 0.012106 | 0.012106 | 0.012106 | 0.012106 | 0.012106 | 0.012106 | 0.012106 | 0.012106 | 0.012106 | 0.012106 | 0.012106 | 0.012106 | 0.012106 | 0.012106 | 0.012106 | 0.012106 | 0.012106 | 0.012106 | 0.012106 | 0.012106 | 0.012106 | 0.012106 | 0.012106 | 0.012106 | 0.012106
F4_Commercial_Retail (ID)_Existing_Food Preparation_Natural Gas_Double Rack Oven_E3 | F4 | Commercial | Retail (ID) | Existing | Food Preparation | Natural Gas | Double Rack Oven | E3 | Utility - Cost of Equipment | 0 | 0 | 0 | 0 | 0 | 0 | 0 | 0 | 0 | 0 | 0 | 0 | 0 | 0 | 0 | 0 | 0 | 0 | 0 | 0 | 0 | 0 | 0 | 0 | 0 | 0 | 0
F4_Commercial_Retail (ID)_Existing_Food Preparation_Natural Gas_Double Rack Oven_E4 | F4 | Commercial | Retail (ID) | Existing | Food Preparation | Natural Gas | Double Rack Oven | E4 | Utility - Cost of Equipment | 0 | 0 | 0 | 0 | 0 | 0 | 0 | 0 | 0 | 0 | 0 | 0 | 0 | 0 | 0 | 0 | 0 | 0 | 0 | 0 | 0 | 0 | 0 | 0 | 0 | 0 | 0
F4_Commercial_Retail (ID)_Existing_Food Preparation_Natural Gas_Double Rack Oven_E5 | F4 | Commercial | Retail (ID) | Existing | Food Preparation | Natural Gas | Double Rack Oven | E5 | Utility - Cost of Equipment | 0 | 0 | 0 | 0 | 0 | 0 | 0 | 0 | 0 | 0 | 0 | 0 | 0 | 0 | 0 | 0 | 0 | 0 | 0 | 0 | 0 | 0 | 0 | 0 | 0 | 0 | 0
F4_Commercial_Retail (ID)_Existing_Food Preparation_Natural Gas_Double Rack Oven_E6 | F4 | Commercial | Retail (ID) | Existing | Food Preparation | Natural Gas | Double Rack Oven | E6 | Utility - Cost of Equipment | 0 | 0 | 0 | 0 | 0 | 0 | 0 | 0 | 0 | 0 | 0 | 0 | 0 | 0 | 0 | 0 | 0 | 0 | 0 | 0 | 0 | 0 | 0 | 0 | 0 | 0 | 0
F4_Commercial_Retail (ID)_Existing_Food Preparation_Natural Gas_Double Rack Oven_E7 | F4 | Commercial | Retail (ID) | Existing | Food Preparation | Natural Gas | Double Rack Oven | E7 | Utility - Cost of Equipment | 0 | 0 | 0 | 0 | 0 | 0 | 0 | 0 | 0 | 0 | 0 | 0 | 0 | 0 | 0 | 0 | 0 | 0 | 0 | 0 | 0 | 0 | 0 | 0 | 0 | 0 | 0
F4_Commercial_Retail (ID)_Existing_Food Preparation_Natural Gas_Double Rack Oven_E8 | F4 | Commercial | Retail (ID) | Existing | Food Preparation | Natural Gas | Double Rack Oven | E8 | Utility - Cost of Equipment | 0 | 0 | 0 | 0 | 0 | 0 | 0 | 0 | 0 | 0 | 0 | 0 | 0 | 0 | 0 | 0 | 0 | 0 | 0 | 0 | 0 | 0 | 0 | 0 | 0 | 0 | 0
F4_Commercial_Retail (ID)_Existing_Food Preparation_Natural Gas_Double Rack Oven_E9 | F4 | Commercial | Retail (ID) | Existing | Food Preparation | Natural Gas | Double Rack Oven | E9 | Utility - Cost of Equipment | 0 | 0 | 0 | 0 | 0 | 0 | 0 | 0 | 0 | 0 | 0 | 0 | 0 | 0 | 0 | 0 | 0 | 0 | 0 | 0 | 0 | 0 | 0 | 0 | 0 | 0 | 0
F4_Commercial_Retail (ID)_Existing_Food Preparation_Natural Gas_Double Rack Oven_E10 | F4 | Commercial | Retail (ID) | Existing | Food Preparation | Natural Gas | Double Rack Oven | E10 | Utility - Cost of Equipment | 0 | 0 | 0 | 0 | 0 | 0 | 0 | 0 | 0 | 0 | 0 | 0 | 0 | 0 | 0 | 0 | 0 | 0 | 0 | 0 | 0 | 0 | 0 | 0 | 0 | 0 | 0
F5_Commercial_Retail (ID)_Existing_Food Preparation_Natural Gas_Double Rack Oven_E1 | F5 | Commercial | Retail (ID) | Existing | Food Preparation | Natural Gas | Double Rack Oven | E1 | Utility - Cost of Operation | 1.8616 | 1.9085 | 1.9641 | 2.0278 | 2.0998 | 2.1875 | 2.2777 | 2.367 | 2.453 | 2.5402 | 2.6096 | 2.6746 | 2.7445 | 2.8128 | 2.8739 | 2.9312 | 2.9825 | 3.0331 | 3.0872 | 3.14 | 3.1942 | 3.2506 | 3.3075 | 3.3663 | 3.4261 | 3.4869 | 3.5489
F5_Commercial_Retail (ID)_Existing_Food Preparation_Natural Gas_Double Rack Oven_E2 | F5 | Commercial | Retail (ID) | Existing | Food Preparation | Natural Gas | Double Rack Oven | E2 | Utility - Cost of Operation | 1.1533 | 1.1824 | 1.2168 | 1.2563 | 1.3009 | 1.3552 | 1.4111 | 1.4665 | 1.5197 | 1.5738 | 1.6168 | 1.657 | 1.7003 | 1.7427 | 1.7805 | 1.816 | 1.8477 | 1.8791 | 1.9126 | 1.9453 | 1.9789 | 2.0138 | 2.0491 | 2.0855 | 2.1226 | 2.1603 | 2.1987
F5_Commercial_Retail (ID)_Existing_Food Preparation_Natural Gas_Double Rack Oven_E3 | F5 | Commercial | Retail (ID) | Existing | Food Preparation | Natural Gas | Double Rack Oven | E3 | Utility - Cost of Operation | 0 | 0 | 0 | 0 | 0 | 0 | 0 | 0 | 0 | 0 | 0 | 0 | 0 | 0 | 0 | 0 | 0 | 0 | 0 | 0 | 0 | 0 | 0 | 0 | 0 | 0 | 0
F5_Commercial_Retail (ID)_Existing_Food Preparation_Natural Gas_Double Rack Oven_E4 | F5 | Commercial | Retail (ID) | Existing | Food Preparation | Natural Gas | Double Rack Oven | E4 | Utility - Cost of Operation | 0 | 0 | 0 | 0 | 0 | 0 | 0 | 0 | 0 | 0 | 0 | 0 | 0 | 0 | 0 | 0 | 0 | 0 | 0 | 0 | 0 | 0 | 0 | 0 | 0 | 0 | 0
F5_Commercial_Retail (ID)_Existing_Food Preparation_Natural Gas_Double Rack Oven_E5 | F5 | Commercial | Retail (ID) | Existing | Food Preparation | Natural Gas | Double Rack Oven | E5 | Utility - Cost of Operation | 0 | 0 | 0 | 0 | 0 | 0 | 0 | 0 | 0 | 0 | 0 | 0 | 0 | 0 | 0 | 0 | 0 | 0 | 0 | 0 | 0 | 0 | 0 | 0 | 0 | 0 | 0
F5_Commercial_Retail (ID)_Existing_Food Preparation_Natural Gas_Double Rack Oven_E6 | F5 | Commercial | Retail (ID) | Existing | Food Preparation | Natural Gas | Double Rack Oven | E6 | Utility - Cost of Operation | 0 | 0 | 0 | 0 | 0 | 0 | 0 | 0 | 0 | 0 | 0 | 0 | 0 | 0 | 0 | 0 | 0 | 0 | 0 | 0 | 0 | 0 | 0 | 0 | 0 | 0 | 0
F5_Commercial_Retail (ID)_Existing_Food Preparation_Natural Gas_Double Rack Oven_E7 | F5 | Commercial | Retail (ID) | Existing | Food Preparation | Natural Gas | Double Rack Oven | E7 | Utility - Cost of Operation | 0 | 0 | 0 | 0 | 0 | 0 | 0 | 0 | 0 | 0 | 0 | 0 | 0 | 0 | 0 | 0 | 0 | 0 | 0 | 0 | 0 | 0 | 0 | 0 | 0 | 0 | 0
F5_Commercial_Retail (ID)_Existing_Food Preparation_Natural Gas_Double Rack Oven_E8 | F5 | Commercial | Retail (ID) | Existing | Food Preparation | Natural Gas | Double Rack Oven | E8 | Utility - Cost of Operation | 0 | 0 | 0 | 0 | 0 | 0 | 0 | 0 | 0 | 0 | 0 | 0 | 0 | 0 | 0 | 0 | 0 | 0 | 0 | 0 | 0 | 0 | 0 | 0 | 0 | 0 | 0
F5_Commercial_Retail (ID)_Existing_Food Preparation_Natural Gas_Double Rack Oven_E9 | F5 | Commercial | Retail (ID) | Existing | Food Preparation | Natural Gas | Double Rack Oven | E9 | Utility - Cost of Operation | 0 | 0 | 0 | 0 | 0 | 0 | 0 | 0 | 0 | 0 | 0 | 0 | 0 | 0 | 0 | 0 | 0 | 0 | 0 | 0 | 0 | 0 | 0 | 0 | 0 | 0 | 0
F5_Commercial_Retail (ID)_Existing_Food Preparation_Natural Gas_Double Rack Oven_E10 | F5 | Commercial | Retail (ID) | Existing | Food Preparation | Natural Gas | Double Rack Oven | E10 | Utility - Cost of Operation | 0 | 0 | 0 | 0 | 0 | 0 | 0 | 0 | 0 | 0 | 0 | 0 | 0 | 0 | 0 | 0 | 0 | 0 | 0 | 0 | 0 | 0 | 0 | 0 | 0 | 0 | 0
F6_Commercial_Retail (ID)_Existing_Food Preparation_Natural Gas_Double Rack Oven_E1 | F6 | Commercial | Retail (ID) | Existing | Food Preparation | Natural Gas | Double Rack Oven | E1 | Utility - Value of Sales | 2.1926 | 2.234 | 2.2826 | 2.3393 | 2.4042 | 2.4852 | 2.5665 | 2.6437 | 2.7135 | 2.7812 | 2.8514 | 2.9151 | 2.9824 | 3.0461 | 3.1008 | 3.1503 | 3.1921 | 3.232 | 3.2745 | 3.3141 | 3.3539 | 3.4131 | 3.4729 | 3.5346 | 3.5974 | 3.6613 | 3.7263
F6_Commercial_Retail (ID)_Existing_Food Preparation_Natural Gas_Double Rack Oven_E2 | F6 | Commercial | Retail (ID) | Existing | Food Preparation | Natural Gas | Double Rack Oven | E2 | Utility - Value of Sales | 1.3584 | 1.384 | 1.4142 | 1.4493 | 1.4895 | 1.5397 | 1.5901 | 1.6379 | 1.6811 | 1.7231 | 1.7665 | 1.806 | 1.8477 | 1.8872 | 1.9211 | 1.9517 | 1.9776 | 2.0024 | 2.0287 | 2.0532 | 2.0779 | 2.1145 | 2.1516 | 2.1898 | 2.2287 | 2.2683 | 2.3086
F6_Commercial_Retail (ID)_Existing_Food Preparation_Natural Gas_Double Rack Oven_E3 | F6 | Commercial | Retail (ID) | Existing | Food Preparation | Natural Gas | Double Rack Oven | E3 | Utility - Value of Sales | 0 | 0 | 0 | 0 | 0 | 0 | 0 | 0 | 0 | 0 | 0 | 0 | 0 | 0 | 0 | 0 | 0 | 0 | 0 | 0 | 0 | 0 | 0 | 0 | 0 | 0 | 0
F6_Commercial_Retail (ID)_Existing_Food Preparation_Natural Gas_Double Rack Oven_E4 | F6 | Commercial | Retail (ID) | Existing | Food Preparation | Natural Gas | Double Rack Oven | E4 | Utility - Value of Sales | 0 | 0 | 0 | 0 | 0 | 0 | 0 | 0 | 0 | 0 | 0 | 0 | 0 | 0 | 0 | 0 | 0 | 0 | 0 | 0 | 0 | 0 | 0 | 0 | 0 | 0 | 0
F6_Commercial_Retail (ID)_Existing_Food Preparation_Natural Gas_Double Rack Oven_E5 | F6 | Commercial | Retail (ID) | Existing | Food Preparation | Natural Gas | Double Rack Oven | E5 | Utility - Value of Sales | 0 | 0 | 0 | 0 | 0 | 0 | 0 | 0 | 0 | 0 | 0 | 0 | 0 | 0 | 0 | 0 | 0 | 0 | 0 | 0 | 0 | 0 | 0 | 0 | 0 | 0 | 0
F6_Commercial_Retail (ID)_Existing_Food Preparation_Natural Gas_Double Rack Oven_E6 | F6 | Commercial | Retail (ID) | Existing | Food Preparation | Natural Gas | Double Rack Oven | E6 | Utility - Value of Sales | 0 | 0 | 0 | 0 | 0 | 0 | 0 | 0 | 0 | 0 | 0 | 0 | 0 | 0 | 0 | 0 | 0 | 0 | 0 | 0 | 0 | 0 | 0 | 0 | 0 | 0 | 0
F6_Commercial_Retail (ID)_Existing_Food Preparation_Natural Gas_Double Rack Oven_E7 | F6 | Commercial | Retail (ID) | Existing | Food Preparation | Natural Gas | Double Rack Oven | E7 | Utility - Value of Sales | 0 | 0 | 0 | 0 | 0 | 0 | 0 | 0 | 0 | 0 | 0 | 0 | 0 | 0 | 0 | 0 | 0 | 0 | 0 | 0 | 0 | 0 | 0 | 0 | 0 | 0 | 0
F6_Commercial_Retail (ID)_Existing_Food Preparation_Natural Gas_Double Rack Oven_E8 | F6 | Commercial | Retail (ID) | Existing | Food Preparation | Natural Gas | Double Rack Oven | E8 | Utility - Value of Sales | 0 | 0 | 0 | 0 | 0 | 0 | 0 | 0 | 0 | 0 | 0 | 0 | 0 | 0 | 0 | 0 | 0 | 0 | 0 | 0 | 0 | 0 | 0 | 0 | 0 | 0 | 0
F6_Commercial_Retail (ID)_Existing_Food Preparation_Natural Gas_Double Rack Oven_E9 | F6 | Commercial | Retail (ID) | Existing | Food Preparation | Natural Gas | Double Rack Oven | E9 | Utility - Value of Sales | 0 | 0 | 0 | 0 | 0 | 0 | 0 | 0 | 0 | 0 | 0 | 0 | 0 | 0 | 0 | 0 | 0 | 0 | 0 | 0 | 0 | 0 | 0 | 0 | 0 | 0 | 0
F6_Commercial_Retail (ID)_Existing_Food Preparation_Natural Gas_Double Rack Oven_E10 | F6 | Commercial | Retail (ID) | Existing | Food Preparation | Natural Gas | Double Rack Oven | E10 | Utility - Value of Sales | 0 | 0 | 0 | 0 | 0 | 0 | 0 | 0 | 0 | 0 | 0 | 0 | 0 | 0 | 0 | 0 | 0 | 0 | 0 | 0 | 0 | 0 | 0 | 0 | 0 | 0 | 0
F1_Commercial_Retail (ID)_Existing_Food Preparation_Natural Gas_Fryer_E1 | F1 | Commercial | Retail (ID) | Existing | Food Preparation | Natural Gas | Fryer | E1 | RVT - Cost of Equipment | 0.016261 | 0.016261 | 0.016261 | 0.016261 | 0.016261 | 0.016261 | 0.016261 | 0.016261 | 0.016261 | 0.016261 | 0.016261 | 0.016261 | 0.016261 | 0.016261 | 0.016261 | 0.016261 | 0.016261 | 0.016261 | 0.016261 | 0.016261 | 0.016261 | 0.016261 | 0.016261 | 0.016261 | 0.016261 | 0.016261 | 0.016261
F1_Commercial_Retail (ID)_Existing_Food Preparation_Natural Gas_Fryer_E2 | F1 | Commercial | Retail (ID) | Existing | Food Preparation | Natural Gas | Fryer | E2 | RVT - Cost of Equipment | 0.024066 | 0.024066 | 0.024066 | 0.024066 | 0.024066 | 0.024066 | 0.024066 | 0.024066 | 0.024066 | 0.024066 | 0.024066 | 0.024066 | 0.024066 | 0.024066 | 0.024066 | 0.024066 | 0.024066 | 0.024066 | 0.024066 | 0.024066 | 0.024066 | 0.024066 | 0.024066 | 0.024066 | 0.024066 | 0.024066 | 0.024066
F1_Commercial_Retail (ID)_Existing_Food Preparation_Natural Gas_Fryer_E3 | F1 | Commercial | Retail (ID) | Existing | Food Preparation | Natural Gas | Fryer | E3 | RVT - Cost of Equipment | 0 | 0 | 0 | 0 | 0 | 0 | 0 | 0 | 0 | 0 | 0 | 0 | 0 | 0 | 0 | 0 | 0 | 0 | 0 | 0 | 0 | 0 | 0 | 0 | 0 | 0 | 0
F1_Commercial_Retail (ID)_Existing_Food Preparation_Natural Gas_Fryer_E4 | F1 | Commercial | Retail (ID) | Existing | Food Preparation | Natural Gas | Fryer | E4 | RVT - Cost of Equipment | 0 | 0 | 0 | 0 | 0 | 0 | 0 | 0 | 0 | 0 | 0 | 0 | 0 | 0 | 0 | 0 | 0 | 0 | 0 | 0 | 0 | 0 | 0 | 0 | 0 | 0 | 0
F1_Commercial_Retail (ID)_Existing_Food Preparation_Natural Gas_Fryer_E5 | F1 | Commercial | Retail (ID) | Existing | Food Preparation | Natural Gas | Fryer | E5 | RVT - Cost of Equipment | 0 | 0 | 0 | 0 | 0 | 0 | 0 | 0 | 0 | 0 | 0 | 0 | 0 | 0 | 0 | 0 | 0 | 0 | 0 | 0 | 0 | 0 | 0 | 0 | 0 | 0 | 0
F1_Commercial_Retail (ID)_Existing_Food Preparation_Natural Gas_Fryer_E6 | F1 | Commercial | Retail (ID) | Existing | Food Preparation | Natural Gas | Fryer | E6 | RVT - Cost of Equipment | 0 | 0 | 0 | 0 | 0 | 0 | 0 | 0 | 0 | 0 | 0 | 0 | 0 | 0 | 0 | 0 | 0 | 0 | 0 | 0 | 0 | 0 | 0 | 0 | 0 | 0 | 0
F1_Commercial_Retail (ID)_Existing_Food Preparation_Natural Gas_Fryer_E7 | F1 | Commercial | Retail (ID) | Existing | Food Preparation | Natural Gas | Fryer | E7 | RVT - Cost of Equipment | 0 | 0 | 0 | 0 | 0 | 0 | 0 | 0 | 0 | 0 | 0 | 0 | 0 | 0 | 0 | 0 | 0 | 0 | 0 | 0 | 0 | 0 | 0 | 0 | 0 | 0 | 0
F1_Commercial_Retail (ID)_Existing_Food Preparation_Natural Gas_Fryer_E8 | F1 | Commercial | Retail (ID) | Existing | Food Preparation | Natural Gas | Fryer | E8 | RVT - Cost of Equipment | 0 | 0 | 0 | 0 | 0 | 0 | 0 | 0 | 0 | 0 | 0 | 0 | 0 | 0 | 0 | 0 | 0 | 0 | 0 | 0 | 0 | 0 | 0 | 0 | 0 | 0 | 0
F1_Commercial_Retail (ID)_Existing_Food Preparation_Natural Gas_Fryer_E9 | F1 | Commercial | Retail (ID) | Existing | Food Preparation | Natural Gas | Fryer | E9 | RVT - Cost of Equipment | 0 | 0 | 0 | 0 | 0 | 0 | 0 | 0 | 0 | 0 | 0 | 0 | 0 | 0 | 0 | 0 | 0 | 0 | 0 | 0 | 0 | 0 | 0 | 0 | 0 | 0 | 0
F1_Commercial_Retail (ID)_Existing_Food Preparation_Natural Gas_Fryer_E10 | F1 | Commercial | Retail (ID) | Existing | Food Preparation | Natural Gas | Fryer | E10 | RVT - Cost of Equipment | 0 | 0 | 0 | 0 | 0 | 0 | 0 | 0 | 0 | 0 | 0 | 0 | 0 | 0 | 0 | 0 | 0 | 0 | 0 | 0 | 0 | 0 | 0 | 0 | 0 | 0 | 0
F2_Commercial_Retail (ID)_Existing_Food Preparation_Natural Gas_Fryer_E1 | F2 | Commercial | Retail (ID) | Existing | Food Preparation | Natural Gas | Fryer | E1 | RVT - Cost of Operation | 1.1367 | 1.1596 | 1.1853 | 1.2141 | 1.2463 | 1.2853 | 1.3239 | 1.3604 | 1.3935 | 1.4258 | 1.4592 | 1.4898 | 1.5225 | 1.5542 | 1.5821 | 1.6077 | 1.63 | 1.6517 | 1.6744 | 1.6961 | 1.7178 | 1.7482 | 1.7789 | 1.8105 | 1.8426 | 1.8754 | 1.9087
F2_Commercial_Retail (ID)_Existing_Food Preparation_Natural Gas_Fryer_E2 | F2 | Commercial | Retail (ID) | Existing | Food Preparation | Natural Gas | Fryer | E2 | RVT - Cost of Operation | 0.78399 | 0.79975 | 0.81749 | 0.8374 | 0.85961 | 0.88645 | 0.91309 | 0.93828 | 0.96112 | 0.98336 | 1.0064 | 1.0275 | 1.0501 | 1.0719 | 1.0912 | 1.1088 | 1.1242 | 1.1391 | 1.1549 | 1.1698 | 1.1848 | 1.2057 | 1.2269 | 1.2487 | 1.2709 | 1.2935 | 1.3164
F2_Commercial_Retail (ID)_Existing_Food Preparation_Natural Gas_Fryer_E3 | F2 | Commercial | Retail (ID) | Existing | Food Preparation | Natural Gas | Fryer | E3 | RVT - Cost of Operation | 0 | 0 | 0 | 0 | 0 | 0 | 0 | 0 | 0 | 0 | 0 | 0 | 0 | 0 | 0 | 0 | 0 | 0 | 0 | 0 | 0 | 0 | 0 | 0 | 0 | 0 | 0
F2_Commercial_Retail (ID)_Existing_Food Preparation_Natural Gas_Fryer_E4 | F2 | Commercial | Retail (ID) | Existing | Food Preparation | Natural Gas | Fryer | E4 | RVT - Cost of Operation | 0 | 0 | 0 | 0 | 0 | 0 | 0 | 0 | 0 | 0 | 0 | 0 | 0 | 0 | 0 | 0 | 0 | 0 | 0 | 0 | 0 | 0 | 0 | 0 | 0 | 0 | 0
F2_Commercial_Retail (ID)_Existing_Food Preparation_Natural Gas_Fryer_E5 | F2 | Commercial | Retail (ID) | Existing | Food Preparation | Natural Gas | Fryer | E5 | RVT - Cost of Operation | 0 | 0 | 0 | 0 | 0 | 0 | 0 | 0 | 0 | 0 | 0 | 0 | 0 | 0 | 0 | 0 | 0 | 0 | 0 | 0 | 0 | 0 | 0 | 0 | 0 | 0 | 0
F2_Commercial_Retail (ID)_Existing_Food Preparation_Natural Gas_Fryer_E6 | F2 | Commercial | Retail (ID) | Existing | Food Preparation | Natural Gas | Fryer | E6 | RVT - Cost of Operation | 0 | 0 | 0 | 0 | 0 | 0 | 0 | 0 | 0 | 0 | 0 | 0 | 0 | 0 | 0 | 0 | 0 | 0 | 0 | 0 | 0 | 0 | 0 | 0 | 0 | 0 | 0
F2_Commercial_Retail (ID)_Existing_Food Preparation_Natural Gas_Fryer_E7 | F2 | Commercial | Retail (ID) | Existing | Food Preparation | Natural Gas | Fryer | E7 | RVT - Cost of Operation | 0 | 0 | 0 | 0 | 0 | 0 | 0 | 0 | 0 | 0 | 0 | 0 | 0 | 0 | 0 | 0 | 0 | 0 | 0 | 0 | 0 | 0 | 0 | 0 | 0 | 0 | 0
F2_Commercial_Retail (ID)_Existing_Food Preparation_Natural Gas_Fryer_E8 | F2 | Commercial | Retail (ID) | Existing | Food Preparation | Natural Gas | Fryer | E8 | RVT - Cost of Operation | 0 | 0 | 0 | 0 | 0 | 0 | 0 | 0 | 0 | 0 | 0 | 0 | 0 | 0 | 0 | 0 | 0 | 0 | 0 | 0 | 0 | 0 | 0 | 0 | 0 | 0 | 0
F2_Commercial_Retail (ID)_Existing_Food Preparation_Natural Gas_Fryer_E9 | F2 | Commercial | Retail (ID) | Existing | Food Preparation | Natural Gas | Fryer | E9 | RVT - Cost of Operation | 0 | 0 | 0 | 0 | 0 | 0 | 0 | 0 | 0 | 0 | 0 | 0 | 0 | 0 | 0 | 0 | 0 | 0 | 0 | 0 | 0 | 0 | 0 | 0 | 0 | 0 | 0
F2_Commercial_Retail (ID)_Existing_Food Preparation_Natural Gas_Fryer_E10 | F2 | Commercial | Retail (ID) | Existing | Food Preparation | Natural Gas | Fryer | E10 | RVT - Cost of Operation | 0 | 0 | 0 | 0 | 0 | 0 | 0 | 0 | 0 | 0 | 0 | 0 | 0 | 0 | 0 | 0 | 0 | 0 | 0 | 0 | 0 | 0 | 0 | 0 | 0 | 0 | 0
F3_Commercial_Retail (ID)_Existing_Food Preparation_Natural Gas_Fryer_E1 | F3 | Commercial | Retail (ID) | Existing | Food Preparation | Natural Gas | Fryer | E1 | System - kBTUs of Consumption | 262.9928 | 262.9928 | 262.9928 | 262.9928 | 262.9928 | 262.9928 | 262.9928 | 262.9928 | 262.9928 | 262.9928 | 262.9928 | 262.9928 | 262.9928 | 262.9928 | 262.9928 | 262.9928 | 262.9928 | 262.9928 | 262.9928 | 262.9928 | 262.9928 | 262.9928 | 262.9928 | 262.9928 | 262.9928 | 262.9928 | 262.9928
F3_Commercial_Retail (ID)_Existing_Food Preparation_Natural Gas_Fryer_E2 | F3 | Commercial | Retail (ID) | Existing | Food Preparation | Natural Gas | Fryer | E2 | System - kBTUs of Consumption | 181.3871 | 181.3871 | 181.3871 | 181.3871 | 181.3871 | 181.3871 | 181.3871 | 181.3871 | 181.3871 | 181.3871 | 181.3871 | 181.3871 | 181.3871 | 181.3871 | 181.3871 | 181.3871 | 181.3871 | 181.3871 | 181.3871 | 181.3871 | 181.3871 | 181.3871 | 181.3871 | 181.3871 | 181.3871 | 181.3871 | 181.3871
F3_Commercial_Retail (ID)_Existing_Food Preparation_Natural Gas_Fryer_E3 | F3 | Commercial | Retail (ID) | Existing | Food Preparation | Natural Gas | Fryer | E3 | System - kBTUs of Consumption | 0 | 0 | 0 | 0 | 0 | 0 | 0 | 0 | 0 | 0 | 0 | 0 | 0 | 0 | 0 | 0 | 0 | 0 | 0 | 0 | 0 | 0 | 0 | 0 | 0 | 0 | 0
F3_Commercial_Retail (ID)_Existing_Food Preparation_Natural Gas_Fryer_E4 | F3 | Commercial | Retail (ID) | Existing | Food Preparation | Natural Gas | Fryer | E4 | System - kBTUs of Consumption | 0 | 0 | 0 | 0 | 0 | 0 | 0 | 0 | 0 | 0 | 0 | 0 | 0 | 0 | 0 | 0 | 0 | 0 | 0 | 0 | 0 | 0 | 0 | 0 | 0 | 0 | 0
F3_Commercial_Retail (ID)_Existing_Food Preparation_Natural Gas_Fryer_E5 | F3 | Commercial | Retail (ID) | Existing | Food Preparation | Natural Gas | Fryer | E5 | System - kBTUs of Consumption | 0 | 0 | 0 | 0 | 0 | 0 | 0 | 0 | 0 | 0 | 0 | 0 | 0 | 0 | 0 | 0 | 0 | 0 | 0 | 0 | 0 | 0 | 0 | 0 | 0 | 0 | 0
F3_Commercial_Retail (ID)_Existing_Food Preparation_Natural Gas_Fryer_E6 | F3 | Commercial | Retail (ID) | Existing | Food Preparation | Natural Gas | Fryer | E6 | System - kBTUs of Consumption | 0 | 0 | 0 | 0 | 0 | 0 | 0 | 0 | 0 | 0 | 0 | 0 | 0 | 0 | 0 | 0 | 0 | 0 | 0 | 0 | 0 | 0 | 0 | 0 | 0 | 0 | 0
F3_Commercial_Retail (ID)_Existing_Food Preparation_Natural Gas_Fryer_E7 | F3 | Commercial | Retail (ID) | Existing | Food Preparation | Natural Gas | Fryer | E7 | System - kBTUs of Consumption | 0 | 0 | 0 | 0 | 0 | 0 | 0 | 0 | 0 | 0 | 0 | 0 | 0 | 0 | 0 | 0 | 0 | 0 | 0 | 0 | 0 | 0 | 0 | 0 | 0 | 0 | 0
F3_Commercial_Retail (ID)_Existing_Food Preparation_Natural Gas_Fryer_E8 | F3 | Commercial | Retail (ID) | Existing | Food Preparation | Natural Gas | Fryer | E8 | System - kBTUs of Consumption | 0 | 0 | 0 | 0 | 0 | 0 | 0 | 0 | 0 | 0 | 0 | 0 | 0 | 0 | 0 | 0 | 0 | 0 | 0 | 0 | 0 | 0 | 0 | 0 | 0 | 0 | 0
F3_Commercial_Retail (ID)_Existing_Food Preparation_Natural Gas_Fryer_E9 | F3 | Commercial | Retail (ID) | Existing | Food Preparation | Natural Gas | Fryer | E9 | System - kBTUs of Consumption | 0 | 0 | 0 | 0 | 0 | 0 | 0 | 0 | 0 | 0 | 0 | 0 | 0 | 0 | 0 | 0 | 0 | 0 | 0 | 0 | 0 | 0 | 0 | 0 | 0 | 0 | 0
F3_Commercial_Retail (ID)_Existing_Food Preparation_Natural Gas_Fryer_E10 | F3 | Commercial | Retail (ID) | Existing | Food Preparation | Natural Gas | Fryer | E10 | System - kBTUs of Consumption | 0 | 0 | 0 | 0 | 0 | 0 | 0 | 0 | 0 | 0 | 0 | 0 | 0 | 0 | 0 | 0 | 0 | 0 | 0 | 0 | 0 | 0 | 0 | 0 | 0 | 0 | 0
F4_Commercial_Retail (ID)_Existing_Food Preparation_Natural Gas_Fryer_E1 | F4 | Commercial | Retail (ID) | Existing | Food Preparation | Natural Gas | Fryer | E1 | Utility - Cost of Equipment | 0.016261 | 0.016261 | 0.016261 | 0.016261 | 0.016261 | 0.016261 | 0.016261 | 0.016261 | 0.016261 | 0.016261 | 0.016261 | 0.016261 | 0.016261 | 0.016261 | 0.016261 | 0.016261 | 0.016261 | 0.016261 | 0.016261 | 0.016261 | 0.016261 | 0.016261 | 0.016261 | 0.016261 | 0.016261 | 0.016261 | 0.016261
F4_Commercial_Retail (ID)_Existing_Food Preparation_Natural Gas_Fryer_E2 | F4 | Commercial | Retail (ID) | Existing | Food Preparation | Natural Gas | Fryer | E2 | Utility - Cost of Equipment | 0.024066 | 0.024066 | 0.024066 | 0.024066 | 0.024066 | 0.024066 | 0.024066 | 0.024066 | 0.024066 | 0.024066 | 0.024066 | 0.024066 | 0.024066 | 0.024066 | 0.024066 | 0.024066 | 0.024066 | 0.024066 | 0.024066 | 0.024066 | 0.024066 | 0.024066 | 0.024066 | 0.024066 | 0.024066 | 0.024066 | 0.024066
F4_Commercial_Retail (ID)_Existing_Food Preparation_Natural Gas_Fryer_E3 | F4 | Commercial | Retail (ID) | Existing | Food Preparation | Natural Gas | Fryer | E3 | Utility - Cost of Equipment | 0 | 0 | 0 | 0 | 0 | 0 | 0 | 0 | 0 | 0 | 0 | 0 | 0 | 0 | 0 | 0 | 0 | 0 | 0 | 0 | 0 | 0 | 0 | 0 | 0 | 0 | 0
F4_Commercial_Retail (ID)_Existing_Food Preparation_Natural Gas_Fryer_E4 | F4 | Commercial | Retail (ID) | Existing | Food Preparation | Natural Gas | Fryer | E4 | Utility - Cost of Equipment | 0 | 0 | 0 | 0 | 0 | 0 | 0 | 0 | 0 | 0 | 0 | 0 | 0 | 0 | 0 | 0 | 0 | 0 | 0 | 0 | 0 | 0 | 0 | 0 | 0 | 0 | 0
F4_Commercial_Retail (ID)_Existing_Food Preparation_Natural Gas_Fryer_E5 | F4 | Commercial | Retail (ID) | Existing | Food Preparation | Natural Gas | Fryer | E5 | Utility - Cost of Equipment | 0 | 0 | 0 | 0 | 0 | 0 | 0 | 0 | 0 | 0 | 0 | 0 | 0 | 0 | 0 | 0 | 0 | 0 | 0 | 0 | 0 | 0 | 0 | 0 | 0 | 0 | 0
F4_Commercial_Retail (ID)_Existing_Food Preparation_Natural Gas_Fryer_E6 | F4 | Commercial | Retail (ID) | Existing | Food Preparation | Natural Gas | Fryer | E6 | Utility - Cost of Equipment | 0 | 0 | 0 | 0 | 0 | 0 | 0 | 0 | 0 | 0 | 0 | 0 | 0 | 0 | 0 | 0 | 0 | 0 | 0 | 0 | 0 | 0 | 0 | 0 | 0 | 0 | 0
F4_Commercial_Retail (ID)_Existing_Food Preparation_Natural Gas_Fryer_E7 | F4 | Commercial | Retail (ID) | Existing | Food Preparation | Natural Gas | Fryer | E7 | Utility - Cost of Equipment | 0 | 0 | 0 | 0 | 0 | 0 | 0 | 0 | 0 | 0 | 0 | 0 | 0 | 0 | 0 | 0 | 0 | 0 | 0 | 0 | 0 | 0 | 0 | 0 | 0 | 0 | 0
F4_Commercial_Retail (ID)_Existing_Food Preparation_Natural Gas_Fryer_E8 | F4 | Commercial | Retail (ID) | Existing | Food Preparation | Natural Gas | Fryer | E8 | Utility - Cost of Equipment | 0 | 0 | 0 | 0 | 0 | 0 | 0 | 0 | 0 | 0 | 0 | 0 | 0 | 0 | 0 | 0 | 0 | 0 | 0 | 0 | 0 | 0 | 0 | 0 | 0 | 0 | 0
F4_Commercial_Retail (ID)_Existing_Food Preparation_Natural Gas_Fryer_E9 | F4 | Commercial | Retail (ID) | Existing | Food Preparation | Natural Gas | Fryer | E9 | Utility - Cost of Equipment | 0 | 0 | 0 | 0 | 0 | 0 | 0 | 0 | 0 | 0 | 0 | 0 | 0 | 0 | 0 | 0 | 0 | 0 | 0 | 0 | 0 | 0 | 0 | 0 | 0 | 0 | 0
F4_Commercial_Retail (ID)_Existing_Food Preparation_Natural Gas_Fryer_E10 | F4 | Commercial | Retail (ID) | Existing | Food Preparation | Natural Gas | Fryer | E10 | Utility - Cost of Equipment | 0 | 0 | 0 | 0 | 0 | 0 | 0 | 0 | 0 | 0 | 0 | 0 | 0 | 0 | 0 | 0 | 0 | 0 | 0 | 0 | 0 | 0 | 0 | 0 | 0 | 0 | 0
F5_Commercial_Retail (ID)_Existing_Food Preparation_Natural Gas_Fryer_E1 | F5 | Commercial | Retail (ID) | Existing | Food Preparation | Natural Gas | Fryer | E1 | Utility - Cost of Operation | 0.97509 | 1.0007 | 1.0294 | 1.0616 | 1.0975 | 1.1399 | 1.1831 | 1.2257 | 1.2666 | 1.3081 | 1.3419 | 1.3738 | 1.408 | 1.4415 | 1.472 | 1.5009 | 1.5272 | 1.5533 | 1.581 | 1.6082 | 1.636 | 1.6649 | 1.6942 | 1.7243 | 1.7549 | 1.7861 | 1.8178
F5_Commercial_Retail (ID)_Existing_Food Preparation_Natural Gas_Fryer_E2 | F5 | Commercial | Retail (ID) | Existing | Food Preparation | Natural Gas | Fryer | E2 | Utility - Cost of Operation | 0.67252 | 0.69019 | 0.71001 | 0.73222 | 0.75695 | 0.78621 | 0.816 | 0.84535 | 0.87358 | 0.90222 | 0.92554 | 0.94754 | 0.97108 | 0.99423 | 1.0153 | 1.0351 | 1.0533 | 1.0713 | 1.0904 | 1.1092 | 1.1284 | 1.1483 | 1.1685 | 1.1892 | 1.2104 | 1.2319 | 1.2538
F5_Commercial_Retail (ID)_Existing_Food Preparation_Natural Gas_Fryer_E3 | F5 | Commercial | Retail (ID) | Existing | Food Preparation | Natural Gas | Fryer | E3 | Utility - Cost of Operation | 0 | 0 | 0 | 0 | 0 | 0 | 0 | 0 | 0 | 0 | 0 | 0 | 0 | 0 | 0 | 0 | 0 | 0 | 0 | 0 | 0 | 0 | 0 | 0 | 0 | 0 | 0
F5_Commercial_Retail (ID)_Existing_Food Preparation_Natural Gas_Fryer_E4 | F5 | Commercial | Retail (ID) | Existing | Food Preparation | Natural Gas | Fryer | E4 | Utility - Cost of Operation | 0 | 0 | 0 | 0 | 0 | 0 | 0 | 0 | 0 | 0 | 0 | 0 | 0 | 0 | 0 | 0 | 0 | 0 | 0 | 0 | 0 | 0 | 0 | 0 | 0 | 0 | 0
F5_Commercial_Retail (ID)_Existing_Food Preparation_Natural Gas_Fryer_E5 | F5 | Commercial | Retail (ID) | Existing | Food Preparation | Natural Gas | Fryer | E5 | Utility - Cost of Operation | 0 | 0 | 0 | 0 | 0 | 0 | 0 | 0 | 0 | 0 | 0 | 0 | 0 | 0 | 0 | 0 | 0 | 0 | 0 | 0 | 0 | 0 | 0 | 0 | 0 | 0 | 0
F5_Commercial_Retail (ID)_Existing_Food Preparation_Natural Gas_Fryer_E6 | F5 | Commercial | Retail (ID) | Existing | Food Preparation | Natural Gas | Fryer | E6 | Utility - Cost of Operation | 0 | 0 | 0 | 0 | 0 | 0 | 0 | 0 | 0 | 0 | 0 | 0 | 0 | 0 | 0 | 0 | 0 | 0 | 0 | 0 | 0 | 0 | 0 | 0 | 0 | 0 | 0
F5_Commercial_Retail (ID)_Existing_Food Preparation_Natural Gas_Fryer_E7 | F5 | Commercial | Retail (ID) | Existing | Food Preparation | Natural Gas | Fryer | E7 | Utility - Cost of Operation | 0 | 0 | 0 | 0 | 0 | 0 | 0 | 0 | 0 | 0 | 0 | 0 | 0 | 0 | 0 | 0 | 0 | 0 | 0 | 0 | 0 | 0 | 0 | 0 | 0 | 0 | 0
F5_Commercial_Retail (ID)_Existing_Food Preparation_Natural Gas_Fryer_E8 | F5 | Commercial | Retail (ID) | Existing | Food Preparation | Natural Gas | Fryer | E8 | Utility - Cost of Operation | 0 | 0 | 0 | 0 | 0 | 0 | 0 | 0 | 0 | 0 | 0 | 0 | 0 | 0 | 0 | 0 | 0 | 0 | 0 | 0 | 0 | 0 | 0 | 0 | 0 | 0 | 0
F5_Commercial_Retail (ID)_Existing_Food Preparation_Natural Gas_Fryer_E9 | F5 | Commercial | Retail (ID) | Existing | Food Preparation | Natural Gas | Fryer | E9 | Utility - Cost of Operation | 0 | 0 | 0 | 0 | 0 | 0 | 0 | 0 | 0 | 0 | 0 | 0 | 0 | 0 | 0 | 0 | 0 | 0 | 0 | 0 | 0 | 0 | 0 | 0 | 0 | 0 | 0
F5_Commercial_Retail (ID)_Existing_Food Preparation_Natural Gas_Fryer_E10 | F5 | Commercial | Retail (ID) | Existing | Food Preparation | Natural Gas | Fryer | E10 | Utility - Cost of Operation | 0 | 0 | 0 | 0 | 0 | 0 | 0 | 0 | 0 | 0 | 0 | 0 | 0 | 0 | 0 | 0 | 0 | 0 | 0 | 0 | 0 | 0 | 0 | 0 | 0 | 0 | 0
F6_Commercial_Retail (ID)_Existing_Food Preparation_Natural Gas_Fryer_E1 | F6 | Commercial | Retail (ID) | Existing | Food Preparation | Natural Gas | Fryer | E1 | Utility - Value of Sales | 1.1367 | 1.1596 | 1.1853 | 1.2141 | 1.2463 | 1.2853 | 1.3239 | 1.3604 | 1.3935 | 1.4258 | 1.4592 | 1.4898 | 1.5225 | 1.5542 | 1.5821 | 1.6077 | 1.63 | 1.6517 | 1.6744 | 1.6961 | 1.7178 | 1.7482 | 1.7789 | 1.8105 | 1.8426 | 1.8754 | 1.9087
F6_Commercial_Retail (ID)_Existing_Food Preparation_Natural Gas_Fryer_E2 | F6 | Commercial | Retail (ID) | Existing | Food Preparation | Natural Gas | Fryer | E2 | Utility - Value of Sales | 0.78399 | 0.79975 | 0.81749 | 0.8374 | 0.85961 | 0.88645 | 0.91309 | 0.93828 | 0.96112 | 0.98336 | 1.0064 | 1.0275 | 1.0501 | 1.0719 | 1.0912 | 1.1088 | 1.1242 | 1.1391 | 1.1549 | 1.1698 | 1.1848 | 1.2057 | 1.2269 | 1.2487 | 1.2709 | 1.2935 | 1.3164
F6_Commercial_Retail (ID)_Existing_Food Preparation_Natural Gas_Fryer_E3 | F6 | Commercial | Retail (ID) | Existing | Food Preparation | Natural Gas | Fryer | E3 | Utility - Value of Sales | 0 | 0 | 0 | 0 | 0 | 0 | 0 | 0 | 0 | 0 | 0 | 0 | 0 | 0 | 0 | 0 | 0 | 0 | 0 | 0 | 0 | 0 | 0 | 0 | 0 | 0 | 0
F6_Commercial_Retail (ID)_Existing_Food Preparation_Natural Gas_Fryer_E4 | F6 | Commercial | Retail (ID) | Existing | Food Preparation | Natural Gas | Fryer | E4 | Utility - Value of Sales | 0 | 0 | 0 | 0 | 0 | 0 | 0 | 0 | 0 | 0 | 0 | 0 | 0 | 0 | 0 | 0 | 0 | 0 | 0 | 0 | 0 | 0 | 0 | 0 | 0 | 0 | 0
F6_Commercial_Retail (ID)_Existing_Food Preparation_Natural Gas_Fryer_E5 | F6 | Commercial | Retail (ID) | Existing | Food Preparation | Natural Gas | Fryer | E5 | Utility - Value of Sales | 0 | 0 | 0 | 0 | 0 | 0 | 0 | 0 | 0 | 0 | 0 | 0 | 0 | 0 | 0 | 0 | 0 | 0 | 0 | 0 | 0 | 0 | 0 | 0 | 0 | 0 | 0
F6_Commercial_Retail (ID)_Existing_Food Preparation_Natural Gas_Fryer_E6 | F6 | Commercial | Retail (ID) | Existing | Food Preparation | Natural Gas | Fryer | E6 | Utility - Value of Sales | 0 | 0 | 0 | 0 | 0 | 0 | 0 | 0 | 0 | 0 | 0 | 0 | 0 | 0 | 0 | 0 | 0 | 0 | 0 | 0 | 0 | 0 | 0 | 0 | 0 | 0 | 0
F6_Commercial_Retail (ID)_Existing_Food Preparation_Natural Gas_Fryer_E7 | F6 | Commercial | Retail (ID) | Existing | Food Preparation | Natural Gas | Fryer | E7 | Utility - Value of Sales | 0 | 0 | 0 | 0 | 0 | 0 | 0 | 0 | 0 | 0 | 0 | 0 | 0 | 0 | 0 | 0 | 0 | 0 | 0 | 0 | 0 | 0 | 0 | 0 | 0 | 0 | 0
F6_Commercial_Retail (ID)_Existing_Food Preparation_Natural Gas_Fryer_E8 | F6 | Commercial | Retail (ID) | Existing | Food Preparation | Natural Gas | Fryer | E8 | Utility - Value of Sales | 0 | 0 | 0 | 0 | 0 | 0 | 0 | 0 | 0 | 0 | 0 | 0 | 0 | 0 | 0 | 0 | 0 | 0 | 0 | 0 | 0 | 0 | 0 | 0 | 0 | 0 | 0
F6_Commercial_Retail (ID)_Existing_Food Preparation_Natural Gas_Fryer_E9 | F6 | Commercial | Retail (ID) | Existing | Food Preparation | Natural Gas | Fryer | E9 | Utility - Value of Sales | 0 | 0 | 0 | 0 | 0 | 0 | 0 | 0 | 0 | 0 | 0 | 0 | 0 | 0 | 0 | 0 | 0 | 0 | 0 | 0 | 0 | 0 | 0 | 0 | 0 | 0 | 0
F6_Commercial_Retail (ID)_Existing_Food Preparation_Natural Gas_Fryer_E10 | F6 | Commercial | Retail (ID) | Existing | Food Preparation | Natural Gas | Fryer | E10 | Utility - Value of Sales | 0 | 0 | 0 | 0 | 0 | 0 | 0 | 0 | 0 | 0 | 0 | 0 | 0 | 0 | 0 | 0 | 0 | 0 | 0 | 0 | 0 | 0 | 0 | 0 | 0 | 0 | 0
F1_Commercial_Retail (ID)_Existing_Food Preparation_Natural Gas_Broiler_E1 | F1 | Commercial | Retail (ID) | Existing | Food Preparation | Natural Gas | Broiler | E1 | RVT - Cost of Equipment | 0.56833 | 0.56833 | 0.56833 | 0.56833 | 0.56833 | 0.56833 | 0.56833 | 0.56833 | 0.56833 | 0.56833 | 0.56833 | 0.56833 | 0.56833 | 0.56833 | 0.56833 | 0.56833 | 0.56833 | 0.56833 | 0.56833 | 0.56833 | 0.56833 | 0.56833 | 0.56833 | 0.56833 | 0.56833 | 0.56833 | 0.56833
F1_Commercial_Retail (ID)_Existing_Food Preparation_Natural Gas_Broiler_E2 | F1 | Commercial | Retail (ID) | Existing | Food Preparation | Natural Gas | Broiler | E2 | RVT - Cost of Equipment | 0.79566 | 0.79566 | 0.79566 | 0.79566 | 0.79566 | 0.79566 | 0.79566 | 0.79566 | 0.79566 | 0.79566 | 0.79566 | 0.79566 | 0.79566 | 0.79566 | 0.79566 | 0.79566 | 0.79566 | 0.79566 | 0.79566 | 0.79566 | 0.79566 | 0.79566 | 0.79566 | 0.79566 | 0.79566 | 0.79566 | 0.79566
F1_Commercial_Retail (ID)_Existing_Food Preparation_Natural Gas_Broiler_E3 | F1 | Commercial | Retail (ID) | Existing | Food Preparation | Natural Gas | Broiler | E3 | RVT - Cost of Equipment | 0 | 0 | 0 | 0 | 0 | 0 | 0 | 0 | 0 | 0 | 0 | 0 | 0 | 0 | 0 | 0 | 0 | 0 | 0 | 0 | 0 | 0 | 0 | 0 | 0 | 0 | 0
F1_Commercial_Retail (ID)_Existing_Food Preparation_Natural Gas_Broiler_E4 | F1 | Commercial | Retail (ID) | Existing | Food Preparation | Natural Gas | Broiler | E4 | RVT - Cost of Equipment | 0 | 0 | 0 | 0 | 0 | 0 | 0 | 0 | 0 | 0 | 0 | 0 | 0 | 0 | 0 | 0 | 0 | 0 | 0 | 0 | 0 | 0 | 0 | 0 | 0 | 0 | 0
F1_Commercial_Retail (ID)_Existing_Food Preparation_Natural Gas_Broiler_E5 | F1 | Commercial | Retail (ID) | Existing | Food Preparation | Natural Gas | Broiler | E5 | RVT - Cost of Equipment | 0 | 0 | 0 | 0 | 0 | 0 | 0 | 0 | 0 | 0 | 0 | 0 | 0 | 0 | 0 | 0 | 0 | 0 | 0 | 0 | 0 | 0 | 0 | 0 | 0 | 0 | 0
F1_Commercial_Retail (ID)_Existing_Food Preparation_Natural Gas_Broiler_E6 | F1 | Commercial | Retail (ID) | Existing | Food Preparation | Natural Gas | Broiler | E6 | RVT - Cost of Equipment | 0 | 0 | 0 | 0 | 0 | 0 | 0 | 0 | 0 | 0 | 0 | 0 | 0 | 0 | 0 | 0 | 0 | 0 | 0 | 0 | 0 | 0 | 0 | 0 | 0 | 0 | 0
F1_Commercial_Retail (ID)_Existing_Food Preparation_Natural Gas_Broiler_E7 | F1 | Commercial | Retail (ID) | Existing | Food Preparation | Natural Gas | Broiler | E7 | RVT - Cost of Equipment | 0 | 0 | 0 | 0 | 0 | 0 | 0 | 0 | 0 | 0 | 0 | 0 | 0 | 0 | 0 | 0 | 0 | 0 | 0 | 0 | 0 | 0 | 0 | 0 | 0 | 0 | 0
F1_Commercial_Retail (ID)_Existing_Food Preparation_Natural Gas_Broiler_E8 | F1 | Commercial | Retail (ID) | Existing | Food Preparation | Natural Gas | Broiler | E8 | RVT - Cost of Equipment | 0 | 0 | 0 | 0 | 0 | 0 | 0 | 0 | 0 | 0 | 0 | 0 | 0 | 0 | 0 | 0 | 0 | 0 | 0 | 0 | 0 | 0 | 0 | 0 | 0 | 0 | 0
F1_Commercial_Retail (ID)_Existing_Food Preparation_Natural Gas_Broiler_E9 | F1 | Commercial | Retail (ID) | Existing | Food Preparation | Natural Gas | Broiler | E9 | RVT - Cost of Equipment | 0 | 0 | 0 | 0 | 0 | 0 | 0 | 0 | 0 | 0 | 0 | 0 | 0 | 0 | 0 | 0 | 0 | 0 | 0 | 0 | 0 | 0 | 0 | 0 | 0 | 0 | 0
F1_Commercial_Retail (ID)_Existing_Food Preparation_Natural Gas_Broiler_E10 | F1 | Commercial | Retail (ID) | Existing | Food Preparation | Natural Gas | Broiler | E10 | RVT - Cost of Equipment | 0 | 0 | 0 | 0 | 0 | 0 | 0 | 0 | 0 | 0 | 0 | 0 | 0 | 0 | 0 | 0 | 0 | 0 | 0 | 0 | 0 | 0 | 0 | 0 | 0 | 0 | 0
F2_Commercial_Retail (ID)_Existing_Food Preparation_Natural Gas_Broiler_E1 | F2 | Commercial | Retail (ID) | Existing | Food Preparation | Natural Gas | Broiler | E1 | RVT - Cost of Operation | 1.1261 | 1.1474 | 1.1723 | 1.2015 | 1.2348 | 1.2764 | 1.3182 | 1.3578 | 1.3936 | 1.4284 | 1.4645 | 1.4972 | 1.5318 | 1.5645 | 1.5926 | 1.618 | 1.6394 | 1.6599 | 1.6818 | 1.7021 | 1.7226 | 1.7529 | 1.7837 | 1.8154 | 1.8476 | 1.8804 | 1.9138
F2_Commercial_Retail (ID)_Existing_Food Preparation_Natural Gas_Broiler_E2 | F2 | Commercial | Retail (ID) | Existing | Food Preparation | Natural Gas | Broiler | E2 | RVT - Cost of Operation | 0.96048 | 0.97862 | 0.99992 | 1.0247 | 1.0532 | 1.0887 | 1.1243 | 1.1581 | 1.1887 | 1.2183 | 1.2491 | 1.277 | 1.3065 | 1.3344 | 1.3584 | 1.38 | 1.3983 | 1.4158 | 1.4344 | 1.4518 | 1.4692 | 1.4951 | 1.5213 | 1.5484 | 1.5759 | 1.6039 | 1.6324
F2_Commercial_Retail (ID)_Existing_Food Preparation_Natural Gas_Broiler_E3 | F2 | Commercial | Retail (ID) | Existing | Food Preparation | Natural Gas | Broiler | E3 | RVT - Cost of Operation | 0 | 0 | 0 | 0 | 0 | 0 | 0 | 0 | 0 | 0 | 0 | 0 | 0 | 0 | 0 | 0 | 0 | 0 | 0 | 0 | 0 | 0 | 0 | 0 | 0 | 0 | 0
F2_Commercial_Retail (ID)_Existing_Food Preparation_Natural Gas_Broiler_E4 | F2 | Commercial | Retail (ID) | Existing | Food Preparation | Natural Gas | Broiler | E4 | RVT - Cost of Operation | 0 | 0 | 0 | 0 | 0 | 0 | 0 | 0 | 0 | 0 | 0 | 0 | 0 | 0 | 0 | 0 | 0 | 0 | 0 | 0 | 0 | 0 | 0 | 0 | 0 | 0 | 0
F2_Commercial_Retail (ID)_Existing_Food Preparation_Natural Gas_Broiler_E5 | F2 | Commercial | Retail (ID) | Existing | Food Preparation | Natural Gas | Broiler | E5 | RVT - Cost of Operation | 0 | 0 | 0 | 0 | 0 | 0 | 0 | 0 | 0 | 0 | 0 | 0 | 0 | 0 | 0 | 0 | 0 | 0 | 0 | 0 | 0 | 0 | 0 | 0 | 0 | 0 | 0
F2_Commercial_Retail (ID)_Existing_Food Preparation_Natural Gas_Broiler_E6 | F2 | Commercial | Retail (ID) | Existing | Food Preparation | Natural Gas | Broiler | E6 | RVT - Cost of Operation | 0 | 0 | 0 | 0 | 0 | 0 | 0 | 0 | 0 | 0 | 0 | 0 | 0 | 0 | 0 | 0 | 0 | 0 | 0 | 0 | 0 | 0 | 0 | 0 | 0 | 0 | 0
F2_Commercial_Retail (ID)_Existing_Food Preparation_Natural Gas_Broiler_E7 | F2 | Commercial | Retail (ID) | Existing | Food Preparation | Natural Gas | Broiler | E7 | RVT - Cost of Operation | 0 | 0 | 0 | 0 | 0 | 0 | 0 | 0 | 0 | 0 | 0 | 0 | 0 | 0 | 0 | 0 | 0 | 0 | 0 | 0 | 0 | 0 | 0 | 0 | 0 | 0 | 0
F2_Commercial_Retail (ID)_Existing_Food Preparation_Natural Gas_Broiler_E8 | F2 | Commercial | Retail (ID) | Existing | Food Preparation | Natural Gas | Broiler | E8 | RVT - Cost of Operation | 0 | 0 | 0 | 0 | 0 | 0 | 0 | 0 | 0 | 0 | 0 | 0 | 0 | 0 | 0 | 0 | 0 | 0 | 0 | 0 | 0 | 0 | 0 | 0 | 0 | 0 | 0
F2_Commercial_Retail (ID)_Existing_Food Preparation_Natural Gas_Broiler_E9 | F2 | Commercial | Retail (ID) | Existing | Food Preparation | Natural Gas | Broiler | E9 | RVT - Cost of Operation | 0 | 0 | 0 | 0 | 0 | 0 | 0 | 0 | 0 | 0 | 0 | 0 | 0 | 0 | 0 | 0 | 0 | 0 | 0 | 0 | 0 | 0 | 0 | 0 | 0 | 0 | 0
F2_Commercial_Retail (ID)_Existing_Food Preparation_Natural Gas_Broiler_E10 | F2 | Commercial | Retail (ID) | Existing | Food Preparation | Natural Gas | Broiler | E10 | RVT - Cost of Operation | 0 | 0 | 0 | 0 | 0 | 0 | 0 | 0 | 0 | 0 | 0 | 0 | 0 | 0 | 0 | 0 | 0 | 0 | 0 | 0 | 0 | 0 | 0 | 0 | 0 | 0 | 0
F3_Commercial_Retail (ID)_Existing_Food Preparation_Natural Gas_Broiler_E1 | F3 | Commercial | Retail (ID) | Existing | Food Preparation | Natural Gas | Broiler | E1 | System - kBTUs of Consumption | 268.6446 | 268.6446 | 268.6446 | 268.6446 | 268.6446 | 268.6446 | 268.6446 | 268.6446 | 268.6446 | 268.6446 | 268.6446 | 268.6446 | 268.6446 | 268.6446 | 268.6446 | 268.6446 | 268.6446 | 268.6446 | 268.6446 | 268.6446 | 268.6446 | 268.6446 | 268.6446 | 268.6446 | 268.6446 | 268.6446 | 268.6446
F3_Commercial_Retail (ID)_Existing_Food Preparation_Natural Gas_Broiler_E2 | F3 | Commercial | Retail (ID) | Existing | Food Preparation | Natural Gas | Broiler | E2 | System - kBTUs of Consumption | 229.1332 | 229.1332 | 229.1332 | 229.1332 | 229.1332 | 229.1332 | 229.1332 | 229.1332 | 229.1332 | 229.1332 | 229.1332 | 229.1332 | 229.1332 | 229.1332 | 229.1332 | 229.1332 | 229.1332 | 229.1332 | 229.1332 | 229.1332 | 229.1332 | 229.1332 | 229.1332 | 229.1332 | 229.1332 | 229.1332 | 229.1332
F3_Commercial_Retail (ID)_Existing_Food Preparation_Natural Gas_Broiler_E3 | F3 | Commercial | Retail (ID) | Existing | Food Preparation | Natural Gas | Broiler | E3 | System - kBTUs of Consumption | 0 | 0 | 0 | 0 | 0 | 0 | 0 | 0 | 0 | 0 | 0 | 0 | 0 | 0 | 0 | 0 | 0 | 0 | 0 | 0 | 0 | 0 | 0 | 0 | 0 | 0 | 0
F3_Commercial_Retail (ID)_Existing_Food Preparation_Natural Gas_Broiler_E4 | F3 | Commercial | Retail (ID) | Existing | Food Preparation | Natural Gas | Broiler | E4 | System - kBTUs of Consumption | 0 | 0 | 0 | 0 | 0 | 0 | 0 | 0 | 0 | 0 | 0 | 0 | 0 | 0 | 0 | 0 | 0 | 0 | 0 | 0 | 0 | 0 | 0 | 0 | 0 | 0 | 0
F3_Commercial_Retail (ID)_Existing_Food Preparation_Natural Gas_Broiler_E5 | F3 | Commercial | Retail (ID) | Existing | Food Preparation | Natural Gas | Broiler | E5 | System - kBTUs of Consumption | 0 | 0 | 0 | 0 | 0 | 0 | 0 | 0 | 0 | 0 | 0 | 0 | 0 | 0 | 0 | 0 | 0 | 0 | 0 | 0 | 0 | 0 | 0 | 0 | 0 | 0 | 0
F3_Commercial_Retail (ID)_Existing_Food Preparation_Natural Gas_Broiler_E6 | F3 | Commercial | Retail (ID) | Existing | Food Preparation | Natural Gas | Broiler | E6 | System - kBTUs of Consumption | 0 | 0 | 0 | 0 | 0 | 0 | 0 | 0 | 0 | 0 | 0 | 0 | 0 | 0 | 0 | 0 | 0 | 0 | 0 | 0 | 0 | 0 | 0 | 0 | 0 | 0 | 0
F3_Commercial_Retail (ID)_Existing_Food Preparation_Natural Gas_Broiler_E7 | F3 | Commercial | Retail (ID) | Existing | Food Preparation | Natural Gas | Broiler | E7 | System - kBTUs of Consumption | 0 | 0 | 0 | 0 | 0 | 0 | 0 | 0 | 0 | 0 | 0 | 0 | 0 | 0 | 0 | 0 | 0 | 0 | 0 | 0 | 0 | 0 | 0 | 0 | 0 | 0 | 0
F3_Commercial_Retail (ID)_Existing_Food Preparation_Natural Gas_Broiler_E8 | F3 | Commercial | Retail (ID) | Existing | Food Preparation | Natural Gas | Broiler | E8 | System - kBTUs of Consumption | 0 | 0 | 0 | 0 | 0 | 0 | 0 | 0 | 0 | 0 | 0 | 0 | 0 | 0 | 0 | 0 | 0 | 0 | 0 | 0 | 0 | 0 | 0 | 0 | 0 | 0 | 0
F3_Commercial_Retail (ID)_Existing_Food Preparation_Natural Gas_Broiler_E9 | F3 | Commercial | Retail (ID) | Existing | Food Preparation | Natural Gas | Broiler | E9 | System - kBTUs of Consumption | 0 | 0 | 0 | 0 | 0 | 0 | 0 | 0 | 0 | 0 | 0 | 0 | 0 | 0 | 0 | 0 | 0 | 0 | 0 | 0 | 0 | 0 | 0 | 0 | 0 | 0 | 0
F3_Commercial_Retail (ID)_Existing_Food Preparation_Natural Gas_Broiler_E10 | F3 | Commercial | Retail (ID) | Existing | Food Preparation | Natural Gas | Broiler | E10 | System - kBTUs of Consumption | 0 | 0 | 0 | 0 | 0 | 0 | 0 | 0 | 0 | 0 | 0 | 0 | 0 | 0 | 0 | 0 | 0 | 0 | 0 | 0 | 0 | 0 | 0 | 0 | 0 | 0 | 0
F4_Commercial_Retail (ID)_Existing_Food Preparation_Natural Gas_Broiler_E1 | F4 | Commercial | Retail (ID) | Existing | Food Preparation | Natural Gas | Broiler | E1 | Utility - Cost of Equipment | 0.56833 | 0.56833 | 0.56833 | 0.56833 | 0.56833 | 0.56833 | 0.56833 | 0.56833 | 0.56833 | 0.56833 | 0.56833 | 0.56833 | 0.56833 | 0.56833 | 0.56833 | 0.56833 | 0.56833 | 0.56833 | 0.56833 | 0.56833 | 0.56833 | 0.56833 | 0.56833 | 0.56833 | 0.56833 | 0.56833 | 0.56833
F4_Commercial_Retail (ID)_Existing_Food Preparation_Natural Gas_Broiler_E2 | F4 | Commercial | Retail (ID) | Existing | Food Preparation | Natural Gas | Broiler | E2 | Utility - Cost of Equipment | 0.79566 | 0.79566 | 0.79566 | 0.79566 | 0.79566 | 0.79566 | 0.79566 | 0.79566 | 0.79566 | 0.79566 | 0.79566 | 0.79566 | 0.79566 | 0.79566 | 0.79566 | 0.79566 | 0.79566 | 0.79566 | 0.79566 | 0.79566 | 0.79566 | 0.79566 | 0.79566 | 0.79566 | 0.79566 | 0.79566 | 0.79566
F4_Commercial_Retail (ID)_Existing_Food Preparation_Natural Gas_Broiler_E3 | F4 | Commercial | Retail (ID) | Existing | Food Preparation | Natural Gas | Broiler | E3 | Utility - Cost of Equipment | 0 | 0 | 0 | 0 | 0 | 0 | 0 | 0 | 0 | 0 | 0 | 0 | 0 | 0 | 0 | 0 | 0 | 0 | 0 | 0 | 0 | 0 | 0 | 0 | 0 | 0 | 0
F4_Commercial_Retail (ID)_Existing_Food Preparation_Natural Gas_Broiler_E4 | F4 | Commercial | Retail (ID) | Existing | Food Preparation | Natural Gas | Broiler | E4 | Utility - Cost of Equipment | 0 | 0 | 0 | 0 | 0 | 0 | 0 | 0 | 0 | 0 | 0 | 0 | 0 | 0 | 0 | 0 | 0 | 0 | 0 | 0 | 0 | 0 | 0 | 0 | 0 | 0 | 0
F4_Commercial_Retail (ID)_Existing_Food Preparation_Natural Gas_Broiler_E5 | F4 | Commercial | Retail (ID) | Existing | Food Preparation | Natural Gas | Broiler | E5 | Utility - Cost of Equipment | 0 | 0 | 0 | 0 | 0 | 0 | 0 | 0 | 0 | 0 | 0 | 0 | 0 | 0 | 0 | 0 | 0 | 0 | 0 | 0 | 0 | 0 | 0 | 0 | 0 | 0 | 0
F4_Commercial_Retail (ID)_Existing_Food Preparation_Natural Gas_Broiler_E6 | F4 | Commercial | Retail (ID) | Existing | Food Preparation | Natural Gas | Broiler | E6 | Utility - Cost of Equipment | 0 | 0 | 0 | 0 | 0 | 0 | 0 | 0 | 0 | 0 | 0 | 0 | 0 | 0 | 0 | 0 | 0 | 0 | 0 | 0 | 0 | 0 | 0 | 0 | 0 | 0 | 0
F4_Commercial_Retail (ID)_Existing_Food Preparation_Natural Gas_Broiler_E7 | F4 | Commercial | Retail (ID) | Existing | Food Preparation | Natural Gas | Broiler | E7 | Utility - Cost of Equipment | 0 | 0 | 0 | 0 | 0 | 0 | 0 | 0 | 0 | 0 | 0 | 0 | 0 | 0 | 0 | 0 | 0 | 0 | 0 | 0 | 0 | 0 | 0 | 0 | 0 | 0 | 0
F4_Commercial_Retail (ID)_Existing_Food Preparation_Natural Gas_Broiler_E8 | F4 | Commercial | Retail (ID) | Existing | Food Preparation | Natural Gas | Broiler | E8 | Utility - Cost of Equipment | 0 | 0 | 0 | 0 | 0 | 0 | 0 | 0 | 0 | 0 | 0 | 0 | 0 | 0 | 0 | 0 | 0 | 0 | 0 | 0 | 0 | 0 | 0 | 0 | 0 | 0 | 0
F4_Commercial_Retail (ID)_Existing_Food Preparation_Natural Gas_Broiler_E9 | F4 | Commercial | Retail (ID) | Existing | Food Preparation | Natural Gas | Broiler | E9 | Utility - Cost of Equipment | 0 | 0 | 0 | 0 | 0 | 0 | 0 | 0 | 0 | 0 | 0 | 0 | 0 | 0 | 0 | 0 | 0 | 0 | 0 | 0 | 0 | 0 | 0 | 0 | 0 | 0 | 0
F4_Commercial_Retail (ID)_Existing_Food Preparation_Natural Gas_Broiler_E10 | F4 | Commercial | Retail (ID) | Existing | Food Preparation | Natural Gas | Broiler | E10 | Utility - Cost of Equipment | 0 | 0 | 0 | 0 | 0 | 0 | 0 | 0 | 0 | 0 | 0 | 0 | 0 | 0 | 0 | 0 | 0 | 0 | 0 | 0 | 0 | 0 | 0 | 0 | 0 | 0 | 0
F5_Commercial_Retail (ID)_Existing_Food Preparation_Natural Gas_Broiler_E1 | F5 | Commercial | Retail (ID) | Existing | Food Preparation | Natural Gas | Broiler | E1 | Utility - Cost of Operation | 0.95611 | 0.9802 | 1.0088 | 1.0415 | 1.0785 | 1.1235 | 1.1698 | 1.2157 | 1.2599 | 1.3047 | 1.3403 | 1.3737 | 1.4095 | 1.4447 | 1.476 | 1.5054 | 1.5318 | 1.5578 | 1.5856 | 1.6127 | 1.6405 | 1.6695 | 1.6987 | 1.7289 | 1.7596 | 1.7909 | 1.8227
F5_Commercial_Retail (ID)_Existing_Food Preparation_Natural Gas_Broiler_E2 | F5 | Commercial | Retail (ID) | Existing | Food Preparation | Natural Gas | Broiler | E2 | Utility - Cost of Operation | 0.81549 | 0.83604 | 0.86039 | 0.88829 | 0.91985 | 0.95824 | 0.99776 | 1.0369 | 1.0746 | 1.1128 | 1.1432 | 1.1716 | 1.2022 | 1.2322 | 1.259 | 1.284 | 1.3065 | 1.3287 | 1.3524 | 1.3755 | 1.3992 | 1.4239 | 1.4489 | 1.4746 | 1.5008 | 1.5275 | 1.5546
F5_Commercial_Retail (ID)_Existing_Food Preparation_Natural Gas_Broiler_E3 | F5 | Commercial | Retail (ID) | Existing | Food Preparation | Natural Gas | Broiler | E3 | Utility - Cost of Operation | 0 | 0 | 0 | 0 | 0 | 0 | 0 | 0 | 0 | 0 | 0 | 0 | 0 | 0 | 0 | 0 | 0 | 0 | 0 | 0 | 0 | 0 | 0 | 0 | 0 | 0 | 0
F5_Commercial_Retail (ID)_Existing_Food Preparation_Natural Gas_Broiler_E4 | F5 | Commercial | Retail (ID) | Existing | Food Preparation | Natural Gas | Broiler | E4 | Utility - Cost of Operation | 0 | 0 | 0 | 0 | 0 | 0 | 0 | 0 | 0 | 0 | 0 | 0 | 0 | 0 | 0 | 0 | 0 | 0 | 0 | 0 | 0 | 0 | 0 | 0 | 0 | 0 | 0
F5_Commercial_Retail (ID)_Existing_Food Preparation_Natural Gas_Broiler_E5 | F5 | Commercial | Retail (ID) | Existing | Food Preparation | Natural Gas | Broiler | E5 | Utility - Cost of Operation | 0 | 0 | 0 | 0 | 0 | 0 | 0 | 0 | 0 | 0 | 0 | 0 | 0 | 0 | 0 | 0 | 0 | 0 | 0 | 0 | 0 | 0 | 0 | 0 | 0 | 0 | 0
F5_Commercial_Retail (ID)_Existing_Food Preparation_Natural Gas_Broiler_E6 | F5 | Commercial | Retail (ID) | Existing | Food Preparation | Natural Gas | Broiler | E6 | Utility - Cost of Operation | 0 | 0 | 0 | 0 | 0 | 0 | 0 | 0 | 0 | 0 | 0 | 0 | 0 | 0 | 0 | 0 | 0 | 0 | 0 | 0 | 0 | 0 | 0 | 0 | 0 | 0 | 0
F5_Commercial_Retail (ID)_Existing_Food Preparation_Natural Gas_Broiler_E7 | F5 | Commercial | Retail (ID) | Existing | Food Preparation | Natural Gas | Broiler | E7 | Utility - Cost of Operation | 0 | 0 | 0 | 0 | 0 | 0 | 0 | 0 | 0 | 0 | 0 | 0 | 0 | 0 | 0 | 0 | 0 | 0 | 0 | 0 | 0 | 0 | 0 | 0 | 0 | 0 | 0
F5_Commercial_Retail (ID)_Existing_Food Preparation_Natural Gas_Broiler_E8 | F5 | Commercial | Retail (ID) | Existing | Food Preparation | Natural Gas | Broiler | E8 | Utility - Cost of Operation | 0 | 0 | 0 | 0 | 0 | 0 | 0 | 0 | 0 | 0 | 0 | 0 | 0 | 0 | 0 | 0 | 0 | 0 | 0 | 0 | 0 | 0 | 0 | 0 | 0 | 0 | 0
F5_Commercial_Retail (ID)_Existing_Food Preparation_Natural Gas_Broiler_E9 | F5 | Commercial | Retail (ID) | Existing | Food Preparation | Natural Gas | Broiler | E9 | Utility - Cost of Operation | 0 | 0 | 0 | 0 | 0 | 0 | 0 | 0 | 0 | 0 | 0 | 0 | 0 | 0 | 0 | 0 | 0 | 0 | 0 | 0 | 0 | 0 | 0 | 0 | 0 | 0 | 0
F5_Commercial_Retail (ID)_Existing_Food Preparation_Natural Gas_Broiler_E10 | F5 | Commercial | Retail (ID) | Existing | Food Preparation | Natural Gas | Broiler | E10 | Utility - Cost of Operation | 0 | 0 | 0 | 0 | 0 | 0 | 0 | 0 | 0 | 0 | 0 | 0 | 0 | 0 | 0 | 0 | 0 | 0 | 0 | 0 | 0 | 0 | 0 | 0 | 0 | 0 | 0
F6_Commercial_Retail (ID)_Existing_Food Preparation_Natural Gas_Broiler_E1 | F6 | Commercial | Retail (ID) | Existing | Food Preparation | Natural Gas | Broiler | E1 | Utility - Value of Sales | 1.1261 | 1.1474 | 1.1723 | 1.2015 | 1.2348 | 1.2764 | 1.3182 | 1.3578 | 1.3936 | 1.4284 | 1.4645 | 1.4972 | 1.5318 | 1.5645 | 1.5926 | 1.618 | 1.6394 | 1.6599 | 1.6818 | 1.7021 | 1.7226 | 1.7529 | 1.7837 | 1.8154 | 1.8476 | 1.8804 | 1.9138
F6_Commercial_Retail (ID)_Existing_Food Preparation_Natural Gas_Broiler_E2 | F6 | Commercial | Retail (ID) | Existing | Food Preparation | Natural Gas | Broiler | E2 | Utility - Value of Sales | 0.96048 | 0.97862 | 0.99992 | 1.0247 | 1.0532 | 1.0887 | 1.1243 | 1.1581 | 1.1887 | 1.2183 | 1.2491 | 1.277 | 1.3065 | 1.3344 | 1.3584 | 1.38 | 1.3983 | 1.4158 | 1.4344 | 1.4518 | 1.4692 | 1.4951 | 1.5213 | 1.5484 | 1.5759 | 1.6039 | 1.6324
F6_Commercial_Retail (ID)_Existing_Food Preparation_Natural Gas_Broiler_E3 | F6 | Commercial | Retail (ID) | Existing | Food Preparation | Natural Gas | Broiler | E3 | Utility - Value of Sales | 0 | 0 | 0 | 0 | 0 | 0 | 0 | 0 | 0 | 0 | 0 | 0 | 0 | 0 | 0 | 0 | 0 | 0 | 0 | 0 | 0 | 0 | 0 | 0 | 0 | 0 | 0
F6_Commercial_Retail (ID)_Existing_Food Preparation_Natural Gas_Broiler_E4 | F6 | Commercial | Retail (ID) | Existing | Food Preparation | Natural Gas | Broiler | E4 | Utility - Value of Sales | 0 | 0 | 0 | 0 | 0 | 0 | 0 | 0 | 0 | 0 | 0 | 0 | 0 | 0 | 0 | 0 | 0 | 0 | 0 | 0 | 0 | 0 | 0 | 0 | 0 | 0 | 0
F6_Commercial_Retail (ID)_Existing_Food Preparation_Natural Gas_Broiler_E5 | F6 | Commercial | Retail (ID) | Existing | Food Preparation | Natural Gas | Broiler | E5 | Utility - Value of Sales | 0 | 0 | 0 | 0 | 0 | 0 | 0 | 0 | 0 | 0 | 0 | 0 | 0 | 0 | 0 | 0 | 0 | 0 | 0 | 0 | 0 | 0 | 0 | 0 | 0 | 0 | 0
F6_Commercial_Retail (ID)_Existing_Food Preparation_Natural Gas_Broiler_E6 | F6 | Commercial | Retail (ID) | Existing | Food Preparation | Natural Gas | Broiler | E6 | Utility - Value of Sales | 0 | 0 | 0 | 0 | 0 | 0 | 0 | 0 | 0 | 0 | 0 | 0 | 0 | 0 | 0 | 0 | 0 | 0 | 0 | 0 | 0 | 0 | 0 | 0 | 0 | 0 | 0
F6_Commercial_Retail (ID)_Existing_Food Preparation_Natural Gas_Broiler_E7 | F6 | Commercial | Retail (ID) | Existing | Food Preparation | Natural Gas | Broiler | E7 | Utility - Value of Sales | 0 | 0 | 0 | 0 | 0 | 0 | 0 | 0 | 0 | 0 | 0 | 0 | 0 | 0 | 0 | 0 | 0 | 0 | 0 | 0 | 0 | 0 | 0 | 0 | 0 | 0 | 0
F6_Commercial_Retail (ID)_Existing_Food Preparation_Natural Gas_Broiler_E8 | F6 | Commercial | Retail (ID) | Existing | Food Preparation | Natural Gas | Broiler | E8 | Utility - Value of Sales | 0 | 0 | 0 | 0 | 0 | 0 | 0 | 0 | 0 | 0 | 0 | 0 | 0 | 0 | 0 | 0 | 0 | 0 | 0 | 0 | 0 | 0 | 0 | 0 | 0 | 0 | 0
F6_Commercial_Retail (ID)_Existing_Food Preparation_Natural Gas_Broiler_E9 | F6 | Commercial | Retail (ID) | Existing | Food Preparation | Natural Gas | Broiler | E9 | Utility - Value of Sales | 0 | 0 | 0 | 0 | 0 | 0 | 0 | 0 | 0 | 0 | 0 | 0 | 0 | 0 | 0 | 0 | 0 | 0 | 0 | 0 | 0 | 0 | 0 | 0 | 0 | 0 | 0
F6_Commercial_Retail (ID)_Existing_Food Preparation_Natural Gas_Broiler_E10 | F6 | Commercial | Retail (ID) | Existing | Food Preparation | Natural Gas | Broiler | E10 | Utility - Value of Sales | 0 | 0 | 0 | 0 | 0 | 0 | 0 | 0 | 0 | 0 | 0 | 0 | 0 | 0 | 0 | 0 | 0 | 0 | 0 | 0 | 0 | 0 | 0 | 0 | 0 | 0 | 0
F1_Commercial_Retail (ID)_Existing_Food Preparation_Natural Gas_Griddle_E1 | F1 | Commercial | Retail (ID) | Existing | Food Preparation | Natural Gas | Griddle | E1 | RVT - Cost of Equipment | 1.0528 | 1.0528 | 1.0528 | 1.0528 | 1.0528 | 1.0528 | 1.0528 | 1.0528 | 1.0528 | 1.0528 | 1.0528 | 1.0528 | 1.0528 | 1.0528 | 1.0528 | 1.0528 | 1.0528 | 1.0528 | 1.0528 | 1.0528 | 1.0528 | 1.0528 | 1.0528 | 1.0528 | 1.0528 | 1.0528 | 1.0528
F1_Commercial_Retail (ID)_Existing_Food Preparation_Natural Gas_Griddle_E2 | F1 | Commercial | Retail (ID) | Existing | Food Preparation | Natural Gas | Griddle | E2 | RVT - Cost of Equipment | 1.1264 | 1.1264 | 1.1264 | 1.1264 | 1.1264 | 1.1264 | 1.1264 | 1.1264 | 1.1264 | 1.1264 | 1.1264 | 1.1264 | 1.1264 | 1.1264 | 1.1264 | 1.1264 | 1.1264 | 1.1264 | 1.1264 | 1.1264 | 1.1264 | 1.1264 | 1.1264 | 1.1264 | 1.1264 | 1.1264 | 1.1264
F1_Commercial_Retail (ID)_Existing_Food Preparation_Natural Gas_Griddle_E3 | F1 | Commercial | Retail (ID) | Existing | Food Preparation | Natural Gas | Griddle | E3 | RVT - Cost of Equipment | 0 | 0 | 0 | 0 | 0 | 0 | 0 | 0 | 0 | 0 | 0 | 0 | 0 | 0 | 0 | 0 | 0 | 0 | 0 | 0 | 0 | 0 | 0 | 0 | 0 | 0 | 0
F1_Commercial_Retail (ID)_Existing_Food Preparation_Natural Gas_Griddle_E4 | F1 | Commercial | Retail (ID) | Existing | Food Preparation | Natural Gas | Griddle | E4 | RVT - Cost of Equipment | 0 | 0 | 0 | 0 | 0 | 0 | 0 | 0 | 0 | 0 | 0 | 0 | 0 | 0 | 0 | 0 | 0 | 0 | 0 | 0 | 0 | 0 | 0 | 0 | 0 | 0 | 0
F1_Commercial_Retail (ID)_Existing_Food Preparation_Natural Gas_Griddle_E5 | F1 | Commercial | Retail (ID) | Existing | Food Preparation | Natural Gas | Griddle | E5 | RVT - Cost of Equipment | 0 | 0 | 0 | 0 | 0 | 0 | 0 | 0 | 0 | 0 | 0 | 0 | 0 | 0 | 0 | 0 | 0 | 0 | 0 | 0 | 0 | 0 | 0 | 0 | 0 | 0 | 0
F1_Commercial_Retail (ID)_Existing_Food Preparation_Natural Gas_Griddle_E6 | F1 | Commercial | Retail (ID) | Existing | Food Preparation | Natural Gas | Griddle | E6 | RVT - Cost of Equipment | 0 | 0 | 0 | 0 | 0 | 0 | 0 | 0 | 0 | 0 | 0 | 0 | 0 | 0 | 0 | 0 | 0 | 0 | 0 | 0 | 0 | 0 | 0 | 0 | 0 | 0 | 0
F1_Commercial_Retail (ID)_Existing_Food Preparation_Natural Gas_Griddle_E7 | F1 | Commercial | Retail (ID) | Existing | Food Preparation | Natural Gas | Griddle | E7 | RVT - Cost of Equipment | 0 | 0 | 0 | 0 | 0 | 0 | 0 | 0 | 0 | 0 | 0 | 0 | 0 | 0 | 0 | 0 | 0 | 0 | 0 | 0 | 0 | 0 | 0 | 0 | 0 | 0 | 0
F1_Commercial_Retail (ID)_Existing_Food Preparation_Natural Gas_Griddle_E8 | F1 | Commercial | Retail (ID) | Existing | Food Preparation | Natural Gas | Griddle | E8 | RVT - Cost of Equipment | 0 | 0 | 0 | 0 | 0 | 0 | 0 | 0 | 0 | 0 | 0 | 0 | 0 | 0 | 0 | 0 | 0 | 0 | 0 | 0 | 0 | 0 | 0 | 0 | 0 | 0 | 0
F1_Commercial_Retail (ID)_Existing_Food Preparation_Natural Gas_Griddle_E9 | F1 | Commercial | Retail (ID) | Existing | Food Preparation | Natural Gas | Griddle | E9 | RVT - Cost of Equipment | 0 | 0 | 0 | 0 | 0 | 0 | 0 | 0 | 0 | 0 | 0 | 0 | 0 | 0 | 0 | 0 | 0 | 0 | 0 | 0 | 0 | 0 | 0 | 0 | 0 | 0 | 0
F1_Commercial_Retail (ID)_Existing_Food Preparation_Natural Gas_Griddle_E10 | F1 | Commercial | Retail (ID) | Existing | Food Preparation | Natural Gas | Griddle | E10 | RVT - Cost of Equipment | 0 | 0 | 0 | 0 | 0 | 0 | 0 | 0 | 0 | 0 | 0 | 0 | 0 | 0 | 0 | 0 | 0 | 0 | 0 | 0 | 0 | 0 | 0 | 0 | 0 | 0 | 0
F2_Commercial_Retail (ID)_Existing_Food Preparation_Natural Gas_Griddle_E1 | F2 | Commercial | Retail (ID) | Existing | Food Preparation | Natural Gas | Griddle | E1 | RVT - Cost of Operation | 0.7826 | 0.79739 | 0.81474 | 0.83497 | 0.85814 | 0.88707 | 0.91607 | 0.94361 | 0.96854 | 0.9927 | 1.0177 | 1.0405 | 1.0645 | 1.0872 | 1.1068 | 1.1244 | 1.1394 | 1.1536 | 1.1688 | 1.1829 | 1.1971 | 1.2182 | 1.2396 | 1.2616 | 1.284 | 1.3068 | 1.3301
F2_Commercial_Retail (ID)_Existing_Food Preparation_Natural Gas_Griddle_E2 | F2 | Commercial | Retail (ID) | Existing | Food Preparation | Natural Gas | Griddle | E2 | RVT - Cost of Operation | 0.6869 | 0.69987 | 0.7151 | 0.73286 | 0.7532 | 0.77858 | 0.80404 | 0.82821 | 0.85009 | 0.8713 | 0.89328 | 0.91325 | 0.93434 | 0.95428 | 0.97144 | 0.98692 | 1 | 1.0125 | 1.0258 | 1.0383 | 1.0507 | 1.0693 | 1.088 | 1.1073 | 1.127 | 1.147 | 1.1674
F2_Commercial_Retail (ID)_Existing_Food Preparation_Natural Gas_Griddle_E3 | F2 | Commercial | Retail (ID) | Existing | Food Preparation | Natural Gas | Griddle | E3 | RVT - Cost of Operation | 0 | 0 | 0 | 0 | 0 | 0 | 0 | 0 | 0 | 0 | 0 | 0 | 0 | 0 | 0 | 0 | 0 | 0 | 0 | 0 | 0 | 0 | 0 | 0 | 0 | 0 | 0
F2_Commercial_Retail (ID)_Existing_Food Preparation_Natural Gas_Griddle_E4 | F2 | Commercial | Retail (ID) | Existing | Food Preparation | Natural Gas | Griddle | E4 | RVT - Cost of Operation | 0 | 0 | 0 | 0 | 0 | 0 | 0 | 0 | 0 | 0 | 0 | 0 | 0 | 0 | 0 | 0 | 0 | 0 | 0 | 0 | 0 | 0 | 0 | 0 | 0 | 0 | 0
F2_Commercial_Retail (ID)_Existing_Food Preparation_Natural Gas_Griddle_E5 | F2 | Commercial | Retail (ID) | Existing | Food Preparation | Natural Gas | Griddle | E5 | RVT - Cost of Operation | 0 | 0 | 0 | 0 | 0 | 0 | 0 | 0 | 0 | 0 | 0 | 0 | 0 | 0 | 0 | 0 | 0 | 0 | 0 | 0 | 0 | 0 | 0 | 0 | 0 | 0 | 0
F2_Commercial_Retail (ID)_Existing_Food Preparation_Natural Gas_Griddle_E6 | F2 | Commercial | Retail (ID) | Existing | Food Preparation | Natural Gas | Griddle | E6 | RVT - Cost of Operation | 0 | 0 | 0 | 0 | 0 | 0 | 0 | 0 | 0 | 0 | 0 | 0 | 0 | 0 | 0 | 0 | 0 | 0 | 0 | 0 | 0 | 0 | 0 | 0 | 0 | 0 | 0
F2_Commercial_Retail (ID)_Existing_Food Preparation_Natural Gas_Griddle_E7 | F2 | Commercial | Retail (ID) | Existing | Food Preparation | Natural Gas | Griddle | E7 | RVT - Cost of Operation | 0 | 0 | 0 | 0 | 0 | 0 | 0 | 0 | 0 | 0 | 0 | 0 | 0 | 0 | 0 | 0 | 0 | 0 | 0 | 0 | 0 | 0 | 0 | 0 | 0 | 0 | 0
F2_Commercial_Retail (ID)_Existing_Food Preparation_Natural Gas_Griddle_E8 | F2 | Commercial | Retail (ID) | Existing | Food Preparation | Natural Gas | Griddle | E8 | RVT - Cost of Operation | 0 | 0 | 0 | 0 | 0 | 0 | 0 | 0 | 0 | 0 | 0 | 0 | 0 | 0 | 0 | 0 | 0 | 0 | 0 | 0 | 0 | 0 | 0 | 0 | 0 | 0 | 0
F2_Commercial_Retail (ID)_Existing_Food Preparation_Natural Gas_Griddle_E9 | F2 | Commercial | Retail (ID) | Existing | Food Preparation | Natural Gas | Griddle | E9 | RVT - Cost of Operation | 0 | 0 | 0 | 0 | 0 | 0 | 0 | 0 | 0 | 0 | 0 | 0 | 0 | 0 | 0 | 0 | 0 | 0 | 0 | 0 | 0 | 0 | 0 | 0 | 0 | 0 | 0
F2_Commercial_Retail (ID)_Existing_Food Preparation_Natural Gas_Griddle_E10 | F2 | Commercial | Retail (ID) | Existing | Food Preparation | Natural Gas | Griddle | E10 | RVT - Cost of Operation | 0 | 0 | 0 | 0 | 0 | 0 | 0 | 0 | 0 | 0 | 0 | 0 | 0 | 0 | 0 | 0 | 0 | 0 | 0 | 0 | 0 | 0 | 0 | 0 | 0 | 0 | 0
F3_Commercial_Retail (ID)_Existing_Food Preparation_Natural Gas_Griddle_E1 | F3 | Commercial | Retail (ID) | Existing | Food Preparation | Natural Gas | Griddle | E1 | System - kBTUs of Consumption | 186.6988 | 186.6988 | 186.6988 | 186.6988 | 186.6988 | 186.6988 | 186.6988 | 186.6988 | 186.6988 | 186.6988 | 186.6988 | 186.6988 | 186.6988 | 186.6988 | 186.6988 | 186.6988 | 186.6988 | 186.6988 | 186.6988 | 186.6988 | 186.6988 | 186.6988 | 186.6988 | 186.6988 | 186.6988 | 186.6988 | 186.6988
F3_Commercial_Retail (ID)_Existing_Food Preparation_Natural Gas_Griddle_E2 | F3 | Commercial | Retail (ID) | Existing | Food Preparation | Natural Gas | Griddle | E2 | System - kBTUs of Consumption | 163.8669 | 163.8669 | 163.8669 | 163.8669 | 163.8669 | 163.8669 | 163.8669 | 163.8669 | 163.8669 | 163.8669 | 163.8669 | 163.8669 | 163.8669 | 163.8669 | 163.8669 | 163.8669 | 163.8669 | 163.8669 | 163.8669 | 163.8669 | 163.8669 | 163.8669 | 163.8669 | 163.8669 | 163.8669 | 163.8669 | 163.8669
F3_Commercial_Retail (ID)_Existing_Food Preparation_Natural Gas_Griddle_E3 | F3 | Commercial | Retail (ID) | Existing | Food Preparation | Natural Gas | Griddle | E3 | System - kBTUs of Consumption | 0 | 0 | 0 | 0 | 0 | 0 | 0 | 0 | 0 | 0 | 0 | 0 | 0 | 0 | 0 | 0 | 0 | 0 | 0 | 0 | 0 | 0 | 0 | 0 | 0 | 0 | 0
F3_Commercial_Retail (ID)_Existing_Food Preparation_Natural Gas_Griddle_E4 | F3 | Commercial | Retail (ID) | Existing | Food Preparation | Natural Gas | Griddle | E4 | System - kBTUs of Consumption | 0 | 0 | 0 | 0 | 0 | 0 | 0 | 0 | 0 | 0 | 0 | 0 | 0 | 0 | 0 | 0 | 0 | 0 | 0 | 0 | 0 | 0 | 0 | 0 | 0 | 0 | 0
F3_Commercial_Retail (ID)_Existing_Food Preparation_Natural Gas_Griddle_E5 | F3 | Commercial | Retail (ID) | Existing | Food Preparation | Natural Gas | Griddle | E5 | System - kBTUs of Consumption | 0 | 0 | 0 | 0 | 0 | 0 | 0 | 0 | 0 | 0 | 0 | 0 | 0 | 0 | 0 | 0 | 0 | 0 | 0 | 0 | 0 | 0 | 0 | 0 | 0 | 0 | 0
F3_Commercial_Retail (ID)_Existing_Food Preparation_Natural Gas_Griddle_E6 | F3 | Commercial | Retail (ID) | Existing | Food Preparation | Natural Gas | Griddle | E6 | System - kBTUs of Consumption | 0 | 0 | 0 | 0 | 0 | 0 | 0 | 0 | 0 | 0 | 0 | 0 | 0 | 0 | 0 | 0 | 0 | 0 | 0 | 0 | 0 | 0 | 0 | 0 | 0 | 0 | 0
F3_Commercial_Retail (ID)_Existing_Food Preparation_Natural Gas_Griddle_E7 | F3 | Commercial | Retail (ID) | Existing | Food Preparation | Natural Gas | Griddle | E7 | System - kBTUs of Consumption | 0 | 0 | 0 | 0 | 0 | 0 | 0 | 0 | 0 | 0 | 0 | 0 | 0 | 0 | 0 | 0 | 0 | 0 | 0 | 0 | 0 | 0 | 0 | 0 | 0 | 0 | 0
F3_Commercial_Retail (ID)_Existing_Food Preparation_Natural Gas_Griddle_E8 | F3 | Commercial | Retail (ID) | Existing | Food Preparation | Natural Gas | Griddle | E8 | System - kBTUs of Consumption | 0 | 0 | 0 | 0 | 0 | 0 | 0 | 0 | 0 | 0 | 0 | 0 | 0 | 0 | 0 | 0 | 0 | 0 | 0 | 0 | 0 | 0 | 0 | 0 | 0 | 0 | 0
F3_Commercial_Retail (ID)_Existing_Food Preparation_Natural Gas_Griddle_E9 | F3 | Commercial | Retail (ID) | Existing | Food Preparation | Natural Gas | Griddle | E9 | System - kBTUs of Consumption | 0 | 0 | 0 | 0 | 0 | 0 | 0 | 0 | 0 | 0 | 0 | 0 | 0 | 0 | 0 | 0 | 0 | 0 | 0 | 0 | 0 | 0 | 0 | 0 | 0 | 0 | 0
F3_Commercial_Retail (ID)_Existing_Food Preparation_Natural Gas_Griddle_E10 | F3 | Commercial | Retail (ID) | Existing | Food Preparation | Natural Gas | Griddle | E10 | System - kBTUs of Consumption | 0 | 0 | 0 | 0 | 0 | 0 | 0 | 0 | 0 | 0 | 0 | 0 | 0 | 0 | 0 | 0 | 0 | 0 | 0 | 0 | 0 | 0 | 0 | 0 | 0 | 0 | 0
F4_Commercial_Retail (ID)_Existing_Food Preparation_Natural Gas_Griddle_E1 | F4 | Commercial | Retail (ID) | Existing | Food Preparation | Natural Gas | Griddle | E1 | Utility - Cost of Equipment | 1.0528 | 1.0528 | 1.0528 | 1.0528 | 1.0528 | 1.0528 | 1.0528 | 1.0528 | 1.0528 | 1.0528 | 1.0528 | 1.0528 | 1.0528 | 1.0528 | 1.0528 | 1.0528 | 1.0528 | 1.0528 | 1.0528 | 1.0528 | 1.0528 | 1.0528 | 1.0528 | 1.0528 | 1.0528 | 1.0528 | 1.0528
F4_Commercial_Retail (ID)_Existing_Food Preparation_Natural Gas_Griddle_E2 | F4 | Commercial | Retail (ID) | Existing | Food Preparation | Natural Gas | Griddle | E2 | Utility - Cost of Equipment | 1.1264 | 1.1264 | 1.1264 | 1.1264 | 1.1264 | 1.1264 | 1.1264 | 1.1264 | 1.1264 | 1.1264 | 1.1264 | 1.1264 | 1.1264 | 1.1264 | 1.1264 | 1.1264 | 1.1264 | 1.1264 | 1.1264 | 1.1264 | 1.1264 | 1.1264 | 1.1264 | 1.1264 | 1.1264 | 1.1264 | 1.1264
F4_Commercial_Retail (ID)_Existing_Food Preparation_Natural Gas_Griddle_E3 | F4 | Commercial | Retail (ID) | Existing | Food Preparation | Natural Gas | Griddle | E3 | Utility - Cost of Equipment | 0 | 0 | 0 | 0 | 0 | 0 | 0 | 0 | 0 | 0 | 0 | 0 | 0 | 0 | 0 | 0 | 0 | 0 | 0 | 0 | 0 | 0 | 0 | 0 | 0 | 0 | 0
F4_Commercial_Retail (ID)_Existing_Food Preparation_Natural Gas_Griddle_E4 | F4 | Commercial | Retail (ID) | Existing | Food Preparation | Natural Gas | Griddle | E4 | Utility - Cost of Equipment | 0 | 0 | 0 | 0 | 0 | 0 | 0 | 0 | 0 | 0 | 0 | 0 | 0 | 0 | 0 | 0 | 0 | 0 | 0 | 0 | 0 | 0 | 0 | 0 | 0 | 0 | 0
F4_Commercial_Retail (ID)_Existing_Food Preparation_Natural Gas_Griddle_E5 | F4 | Commercial | Retail (ID) | Existing | Food Preparation | Natural Gas | Griddle | E5 | Utility - Cost of Equipment | 0 | 0 | 0 | 0 | 0 | 0 | 0 | 0 | 0 | 0 | 0 | 0 | 0 | 0 | 0 | 0 | 0 | 0 | 0 | 0 | 0 | 0 | 0 | 0 | 0 | 0 | 0
F4_Commercial_Retail (ID)_Existing_Food Preparation_Natural Gas_Griddle_E6 | F4 | Commercial | Retail (ID) | Existing | Food Preparation | Natural Gas | Griddle | E6 | Utility - Cost of Equipment | 0 | 0 | 0 | 0 | 0 | 0 | 0 | 0 | 0 | 0 | 0 | 0 | 0 | 0 | 0 | 0 | 0 | 0 | 0 | 0 | 0 | 0 | 0 | 0 | 0 | 0 | 0
F4_Commercial_Retail (ID)_Existing_Food Preparation_Natural Gas_Griddle_E7 | F4 | Commercial | Retail (ID) | Existing | Food Preparation | Natural Gas | Griddle | E7 | Utility - Cost of Equipment | 0 | 0 | 0 | 0 | 0 | 0 | 0 | 0 | 0 | 0 | 0 | 0 | 0 | 0 | 0 | 0 | 0 | 0 | 0 | 0 | 0 | 0 | 0 | 0 | 0 | 0 | 0
F4_Commercial_Retail (ID)_Existing_Food Preparation_Natural Gas_Griddle_E8 | F4 | Commercial | Retail (ID) | Existing | Food Preparation | Natural Gas | Griddle | E8 | Utility - Cost of Equipment | 0 | 0 | 0 | 0 | 0 | 0 | 0 | 0 | 0 | 0 | 0 | 0 | 0 | 0 | 0 | 0 | 0 | 0 | 0 | 0 | 0 | 0 | 0 | 0 | 0 | 0 | 0
F4_Commercial_Retail (ID)_Existing_Food Preparation_Natural Gas_Griddle_E9 | F4 | Commercial | Retail (ID) | Existing | Food Preparation | Natural Gas | Griddle | E9 | Utility - Cost of Equipment | 0 | 0 | 0 | 0 | 0 | 0 | 0 | 0 | 0 | 0 | 0 | 0 | 0 | 0 | 0 | 0 | 0 | 0 | 0 | 0 | 0 | 0 | 0 | 0 | 0 | 0 | 0
F4_Commercial_Retail (ID)_Existing_Food Preparation_Natural Gas_Griddle_E10 | F4 | Commercial | Retail (ID) | Existing | Food Preparation | Natural Gas | Griddle | E10 | Utility - Cost of Equipment | 0 | 0 | 0 | 0 | 0 | 0 | 0 | 0 | 0 | 0 | 0 | 0 | 0 | 0 | 0 | 0 | 0 | 0 | 0 | 0 | 0 | 0 | 0 | 0 | 0 | 0 | 0
F5_Commercial_Retail (ID)_Existing_Food Preparation_Natural Gas_Griddle_E1 | F5 | Commercial | Retail (ID) | Existing | Food Preparation | Natural Gas | Griddle | E1 | Utility - Cost of Operation | 0.66446 | 0.68121 | 0.70105 | 0.72378 | 0.74949 | 0.78078 | 0.81298 | 0.84486 | 0.87556 | 0.90669 | 0.93145 | 0.95465 | 0.97958 | 1.004 | 1.0258 | 1.0462 | 1.0645 | 1.0826 | 1.1019 | 1.1208 | 1.1401 | 1.1602 | 1.1806 | 1.2015 | 1.2229 | 1.2446 | 1.2667
F5_Commercial_Retail (ID)_Existing_Food Preparation_Natural Gas_Griddle_E2 | F5 | Commercial | Retail (ID) | Existing | Food Preparation | Natural Gas | Griddle | E2 | Utility - Cost of Operation | 0.5832 | 0.5979 | 0.61531 | 0.63527 | 0.65784 | 0.68529 | 0.71356 | 0.74154 | 0.76849 | 0.79581 | 0.81754 | 0.83791 | 0.85979 | 0.88121 | 0.90036 | 0.91828 | 0.93435 | 0.95022 | 0.96716 | 0.9837 | 1.0007 | 1.0183 | 1.0362 | 1.0546 | 1.0733 | 1.0924 | 1.1118
F5_Commercial_Retail (ID)_Existing_Food Preparation_Natural Gas_Griddle_E3 | F5 | Commercial | Retail (ID) | Existing | Food Preparation | Natural Gas | Griddle | E3 | Utility - Cost of Operation | 0 | 0 | 0 | 0 | 0 | 0 | 0 | 0 | 0 | 0 | 0 | 0 | 0 | 0 | 0 | 0 | 0 | 0 | 0 | 0 | 0 | 0 | 0 | 0 | 0 | 0 | 0
F5_Commercial_Retail (ID)_Existing_Food Preparation_Natural Gas_Griddle_E4 | F5 | Commercial | Retail (ID) | Existing | Food Preparation | Natural Gas | Griddle | E4 | Utility - Cost of Operation | 0 | 0 | 0 | 0 | 0 | 0 | 0 | 0 | 0 | 0 | 0 | 0 | 0 | 0 | 0 | 0 | 0 | 0 | 0 | 0 | 0 | 0 | 0 | 0 | 0 | 0 | 0
F5_Commercial_Retail (ID)_Existing_Food Preparation_Natural Gas_Griddle_E5 | F5 | Commercial | Retail (ID) | Existing | Food Preparation | Natural Gas | Griddle | E5 | Utility - Cost of Operation | 0 | 0 | 0 | 0 | 0 | 0 | 0 | 0 | 0 | 0 | 0 | 0 | 0 | 0 | 0 | 0 | 0 | 0 | 0 | 0 | 0 | 0 | 0 | 0 | 0 | 0 | 0
F5_Commercial_Retail (ID)_Existing_Food Preparation_Natural Gas_Griddle_E6 | F5 | Commercial | Retail (ID) | Existing | Food Preparation | Natural Gas | Griddle | E6 | Utility - Cost of Operation | 0 | 0 | 0 | 0 | 0 | 0 | 0 | 0 | 0 | 0 | 0 | 0 | 0 | 0 | 0 | 0 | 0 | 0 | 0 | 0 | 0 | 0 | 0 | 0 | 0 | 0 | 0
F5_Commercial_Retail (ID)_Existing_Food Preparation_Natural Gas_Griddle_E7 | F5 | Commercial | Retail (ID) | Existing | Food Preparation | Natural Gas | Griddle | E7 | Utility - Cost of Operation | 0 | 0 | 0 | 0 | 0 | 0 | 0 | 0 | 0 | 0 | 0 | 0 | 0 | 0 | 0 | 0 | 0 | 0 | 0 | 0 | 0 | 0 | 0 | 0 | 0 | 0 | 0
F5_Commercial_Retail (ID)_Existing_Food Preparation_Natural Gas_Griddle_E8 | F5 | Commercial | Retail (ID) | Existing | Food Preparation | Natural Gas | Griddle | E8 | Utility - Cost of Operation | 0 | 0 | 0 | 0 | 0 | 0 | 0 | 0 | 0 | 0 | 0 | 0 | 0 | 0 | 0 | 0 | 0 | 0 | 0 | 0 | 0 | 0 | 0 | 0 | 0 | 0 | 0
F5_Commercial_Retail (ID)_Existing_Food Preparation_Natural Gas_Griddle_E9 | F5 | Commercial | Retail (ID) | Existing | Food Preparation | Natural Gas | Griddle | E9 | Utility - Cost of Operation | 0 | 0 | 0 | 0 | 0 | 0 | 0 | 0 | 0 | 0 | 0 | 0 | 0 | 0 | 0 | 0 | 0 | 0 | 0 | 0 | 0 | 0 | 0 | 0 | 0 | 0 | 0
F5_Commercial_Retail (ID)_Existing_Food Preparation_Natural Gas_Griddle_E10 | F5 | Commercial | Retail (ID) | Existing | Food Preparation | Natural Gas | Griddle | E10 | Utility - Cost of Operation | 0 | 0 | 0 | 0 | 0 | 0 | 0 | 0 | 0 | 0 | 0 | 0 | 0 | 0 | 0 | 0 | 0 | 0 | 0 | 0 | 0 | 0 | 0 | 0 | 0 | 0 | 0
F6_Commercial_Retail (ID)_Existing_Food Preparation_Natural Gas_Griddle_E1 | F6 | Commercial | Retail (ID) | Existing | Food Preparation | Natural Gas | Griddle | E1 | Utility - Value of Sales | 0.7826 | 0.79739 | 0.81474 | 0.83497 | 0.85814 | 0.88707 | 0.91607 | 0.94361 | 0.96854 | 0.9927 | 1.0177 | 1.0405 | 1.0645 | 1.0872 | 1.1068 | 1.1244 | 1.1394 | 1.1536 | 1.1688 | 1.1829 | 1.1971 | 1.2182 | 1.2396 | 1.2616 | 1.284 | 1.3068 | 1.3301
F6_Commercial_Retail (ID)_Existing_Food Preparation_Natural Gas_Griddle_E2 | F6 | Commercial | Retail (ID) | Existing | Food Preparation | Natural Gas | Griddle | E2 | Utility - Value of Sales | 0.6869 | 0.69987 | 0.7151 | 0.73286 | 0.7532 | 0.77858 | 0.80404 | 0.82821 | 0.85009 | 0.8713 | 0.89328 | 0.91325 | 0.93434 | 0.95428 | 0.97144 | 0.98692 | 1 | 1.0125 | 1.0258 | 1.0383 | 1.0507 | 1.0693 | 1.088 | 1.1073 | 1.127 | 1.147 | 1.1674
F6_Commercial_Retail (ID)_Existing_Food Preparation_Natural Gas_Griddle_E3 | F6 | Commercial | Retail (ID) | Existing | Food Preparation | Natural Gas | Griddle | E3 | Utility - Value of Sales | 0 | 0 | 0 | 0 | 0 | 0 | 0 | 0 | 0 | 0 | 0 | 0 | 0 | 0 | 0 | 0 | 0 | 0 | 0 | 0 | 0 | 0 | 0 | 0 | 0 | 0 | 0
F6_Commercial_Retail (ID)_Existing_Food Preparation_Natural Gas_Griddle_E4 | F6 | Commercial | Retail (ID) | Existing | Food Preparation | Natural Gas | Griddle | E4 | Utility - Value of Sales | 0 | 0 | 0 | 0 | 0 | 0 | 0 | 0 | 0 | 0 | 0 | 0 | 0 | 0 | 0 | 0 | 0 | 0 | 0 | 0 | 0 | 0 | 0 | 0 | 0 | 0 | 0
F6_Commercial_Retail (ID)_Existing_Food Preparation_Natural Gas_Griddle_E5 | F6 | Commercial | Retail (ID) | Existing | Food Preparation | Natural Gas | Griddle | E5 | Utility - Value of Sales | 0 | 0 | 0 | 0 | 0 | 0 | 0 | 0 | 0 | 0 | 0 | 0 | 0 | 0 | 0 | 0 | 0 | 0 | 0 | 0 | 0 | 0 | 0 | 0 | 0 | 0 | 0
F6_Commercial_Retail (ID)_Existing_Food Preparation_Natural Gas_Griddle_E6 | F6 | Commercial | Retail (ID) | Existing | Food Preparation | Natural Gas | Griddle | E6 | Utility - Value of Sales | 0 | 0 | 0 | 0 | 0 | 0 | 0 | 0 | 0 | 0 | 0 | 0 | 0 | 0 | 0 | 0 | 0 | 0 | 0 | 0 | 0 | 0 | 0 | 0 | 0 | 0 | 0
F6_Commercial_Retail (ID)_Existing_Food Preparation_Natural Gas_Griddle_E7 | F6 | Commercial | Retail (ID) | Existing | Food Preparation | Natural Gas | Griddle | E7 | Utility - Value of Sales | 0 | 0 | 0 | 0 | 0 | 0 | 0 | 0 | 0 | 0 | 0 | 0 | 0 | 0 | 0 | 0 | 0 | 0 | 0 | 0 | 0 | 0 | 0 | 0 | 0 | 0 | 0
F6_Commercial_Retail (ID)_Existing_Food Preparation_Natural Gas_Griddle_E8 | F6 | Commercial | Retail (ID) | Existing | Food Preparation | Natural Gas | Griddle | E8 | Utility - Value of Sales | 0 | 0 | 0 | 0 | 0 | 0 | 0 | 0 | 0 | 0 | 0 | 0 | 0 | 0 | 0 | 0 | 0 | 0 | 0 | 0 | 0 | 0 | 0 | 0 | 0 | 0 | 0
F6_Commercial_Retail (ID)_Existing_Food Preparation_Natural Gas_Griddle_E9 | F6 | Commercial | Retail (ID) | Existing | Food Preparation | Natural Gas | Griddle | E9 | Utility - Value of Sales | 0 | 0 | 0 | 0 | 0 | 0 | 0 | 0 | 0 | 0 | 0 | 0 | 0 | 0 | 0 | 0 | 0 | 0 | 0 | 0 | 0 | 0 | 0 | 0 | 0 | 0 | 0
F6_Commercial_Retail (ID)_Existing_Food Preparation_Natural Gas_Griddle_E10 | F6 | Commercial | Retail (ID) | Existing | Food Preparation | Natural Gas | Griddle | E10 | Utility - Value of Sales | 0 | 0 | 0 | 0 | 0 | 0 | 0 | 0 | 0 | 0 | 0 | 0 | 0 | 0 | 0 | 0 | 0 | 0 | 0 | 0 | 0 | 0 | 0 | 0 | 0 | 0 | 0
F1_Commercial_Retail (ID)_Existing_Food Preparation_Natural Gas_Range_E1 | F1 | Commercial | Retail (ID) | Existing | Food Preparation | Natural Gas | Range | E1 | RVT - Cost of Equipment | 1.2268 | 1.2268 | 1.2268 | 1.2268 | 1.2268 | 1.2268 | 1.2268 | 1.2268 | 1.2268 | 1.2268 | 1.2268 | 1.2268 | 1.2268 | 1.2268 | 1.2268 | 1.2268 | 1.2268 | 1.2268 | 1.2268 | 1.2268 | 1.2268 | 1.2268 | 1.2268 | 1.2268 | 1.2268 | 1.2268 | 1.2268
F1_Commercial_Retail (ID)_Existing_Food Preparation_Natural Gas_Range_E2 | F1 | Commercial | Retail (ID) | Existing | Food Preparation | Natural Gas | Range | E2 | RVT - Cost of Equipment | 1.3359 | 1.3359 | 1.3359 | 1.3359 | 1.3359 | 1.3359 | 1.3359 | 1.3359 | 1.3359 | 1.3359 | 1.3359 | 1.3359 | 1.3359 | 1.3359 | 1.3359 | 1.3359 | 1.3359 | 1.3359 | 1.3359 | 1.3359 | 1.3359 | 1.3359 | 1.3359 | 1.3359 | 1.3359 | 1.3359 | 1.3359
F1_Commercial_Retail (ID)_Existing_Food Preparation_Natural Gas_Range_E3 | F1 | Commercial | Retail (ID) | Existing | Food Preparation | Natural Gas | Range | E3 | RVT - Cost of Equipment | 0 | 0 | 0 | 0 | 0 | 0 | 0 | 0 | 0 | 0 | 0 | 0 | 0 | 0 | 0 | 0 | 0 | 0 | 0 | 0 | 0 | 0 | 0 | 0 | 0 | 0 | 0
F1_Commercial_Retail (ID)_Existing_Food Preparation_Natural Gas_Range_E4 | F1 | Commercial | Retail (ID) | Existing | Food Preparation | Natural Gas | Range | E4 | RVT - Cost of Equipment | 0 | 0 | 0 | 0 | 0 | 0 | 0 | 0 | 0 | 0 | 0 | 0 | 0 | 0 | 0 | 0 | 0 | 0 | 0 | 0 | 0 | 0 | 0 | 0 | 0 | 0 | 0
F1_Commercial_Retail (ID)_Existing_Food Preparation_Natural Gas_Range_E5 | F1 | Commercial | Retail (ID) | Existing | Food Preparation | Natural Gas | Range | E5 | RVT - Cost of Equipment | 0 | 0 | 0 | 0 | 0 | 0 | 0 | 0 | 0 | 0 | 0 | 0 | 0 | 0 | 0 | 0 | 0 | 0 | 0 | 0 | 0 | 0 | 0 | 0 | 0 | 0 | 0
F1_Commercial_Retail (ID)_Existing_Food Preparation_Natural Gas_Range_E6 | F1 | Commercial | Retail (ID) | Existing | Food Preparation | Natural Gas | Range | E6 | RVT - Cost of Equipment | 0 | 0 | 0 | 0 | 0 | 0 | 0 | 0 | 0 | 0 | 0 | 0 | 0 | 0 | 0 | 0 | 0 | 0 | 0 | 0 | 0 | 0 | 0 | 0 | 0 | 0 | 0
F1_Commercial_Retail (ID)_Existing_Food Preparation_Natural Gas_Range_E7 | F1 | Commercial | Retail (ID) | Existing | Food Preparation | Natural Gas | Range | E7 | RVT - Cost of Equipment | 0 | 0 | 0 | 0 | 0 | 0 | 0 | 0 | 0 | 0 | 0 | 0 | 0 | 0 | 0 | 0 | 0 | 0 | 0 | 0 | 0 | 0 | 0 | 0 | 0 | 0 | 0
F1_Commercial_Retail (ID)_Existing_Food Preparation_Natural Gas_Range_E8 | F1 | Commercial | Retail (ID) | Existing | Food Preparation | Natural Gas | Range | E8 | RVT - Cost of Equipment | 0 | 0 | 0 | 0 | 0 | 0 | 0 | 0 | 0 | 0 | 0 | 0 | 0 | 0 | 0 | 0 | 0 | 0 | 0 | 0 | 0 | 0 | 0 | 0 | 0 | 0 | 0
F1_Commercial_Retail (ID)_Existing_Food Preparation_Natural Gas_Range_E9 | F1 | Commercial | Retail (ID) | Existing | Food Preparation | Natural Gas | Range | E9 | RVT - Cost of Equipment | 0 | 0 | 0 | 0 | 0 | 0 | 0 | 0 | 0 | 0 | 0 | 0 | 0 | 0 | 0 | 0 | 0 | 0 | 0 | 0 | 0 | 0 | 0 | 0 | 0 | 0 | 0
F1_Commercial_Retail (ID)_Existing_Food Preparation_Natural Gas_Range_E10 | F1 | Commercial | Retail (ID) | Existing | Food Preparation | Natural Gas | Range | E10 | RVT - Cost of Equipment | 0 | 0 | 0 | 0 | 0 | 0 | 0 | 0 | 0 | 0 | 0 | 0 | 0 | 0 | 0 | 0 | 0 | 0 | 0 | 0 | 0 | 0 | 0 | 0 | 0 | 0 | 0
F2_Commercial_Retail (ID)_Existing_Food Preparation_Natural Gas_Range_E1 | F2 | Commercial | Retail (ID) | Existing | Food Preparation | Natural Gas | Range | E1 | RVT - Cost of Operation | 1.0411 | 1.0584 | 1.0795 | 1.1052 | 1.1357 | 1.1761 | 1.2175 | 1.2575 | 1.2944 | 1.3298 | 1.3662 | 1.3987 | 1.4325 | 1.4639 | 1.4902 | 1.5136 | 1.5328 | 1.5509 | 1.5702 | 1.588 | 1.6058 | 1.6341 | 1.6627 | 1.6922 | 1.7223 | 1.7529 | 1.784
F2_Commercial_Retail (ID)_Existing_Food Preparation_Natural Gas_Range_E2 | F2 | Commercial | Retail (ID) | Existing | Food Preparation | Natural Gas | Range | E2 | RVT - Cost of Operation | 0.52053 | 0.52919 | 0.53975 | 0.55259 | 0.56786 | 0.58804 | 0.60874 | 0.62876 | 0.6472 | 0.6649 | 0.68308 | 0.69933 | 0.71627 | 0.73193 | 0.74512 | 0.75681 | 0.76639 | 0.77543 | 0.78512 | 0.79401 | 0.8029 | 0.81706 | 0.83135 | 0.84612 | 0.86115 | 0.87645 | 0.89202
F2_Commercial_Retail (ID)_Existing_Food Preparation_Natural Gas_Range_E3 | F2 | Commercial | Retail (ID) | Existing | Food Preparation | Natural Gas | Range | E3 | RVT - Cost of Operation | 0 | 0 | 0 | 0 | 0 | 0 | 0 | 0 | 0 | 0 | 0 | 0 | 0 | 0 | 0 | 0 | 0 | 0 | 0 | 0 | 0 | 0 | 0 | 0 | 0 | 0 | 0
F2_Commercial_Retail (ID)_Existing_Food Preparation_Natural Gas_Range_E4 | F2 | Commercial | Retail (ID) | Existing | Food Preparation | Natural Gas | Range | E4 | RVT - Cost of Operation | 0 | 0 | 0 | 0 | 0 | 0 | 0 | 0 | 0 | 0 | 0 | 0 | 0 | 0 | 0 | 0 | 0 | 0 | 0 | 0 | 0 | 0 | 0 | 0 | 0 | 0 | 0
F2_Commercial_Retail (ID)_Existing_Food Preparation_Natural Gas_Range_E5 | F2 | Commercial | Retail (ID) | Existing | Food Preparation | Natural Gas | Range | E5 | RVT - Cost of Operation | 0 | 0 | 0 | 0 | 0 | 0 | 0 | 0 | 0 | 0 | 0 | 0 | 0 | 0 | 0 | 0 | 0 | 0 | 0 | 0 | 0 | 0 | 0 | 0 | 0 | 0 | 0
F2_Commercial_Retail (ID)_Existing_Food Preparation_Natural Gas_Range_E6 | F2 | Commercial | Retail (ID) | Existing | Food Preparation | Natural Gas | Range | E6 | RVT - Cost of Operation | 0 | 0 | 0 | 0 | 0 | 0 | 0 | 0 | 0 | 0 | 0 | 0 | 0 | 0 | 0 | 0 | 0 | 0 | 0 | 0 | 0 | 0 | 0 | 0 | 0 | 0 | 0
F2_Commercial_Retail (ID)_Existing_Food Preparation_Natural Gas_Range_E7 | F2 | Commercial | Retail (ID) | Existing | Food Preparation | Natural Gas | Range | E7 | RVT - Cost of Operation | 0 | 0 | 0 | 0 | 0 | 0 | 0 | 0 | 0 | 0 | 0 | 0 | 0 | 0 | 0 | 0 | 0 | 0 | 0 | 0 | 0 | 0 | 0 | 0 | 0 | 0 | 0
F2_Commercial_Retail (ID)_Existing_Food Preparation_Natural Gas_Range_E8 | F2 | Commercial | Retail (ID) | Existing | Food Preparation | Natural Gas | Range | E8 | RVT - Cost of Operation | 0 | 0 | 0 | 0 | 0 | 0 | 0 | 0 | 0 | 0 | 0 | 0 | 0 | 0 | 0 | 0 | 0 | 0 | 0 | 0 | 0 | 0 | 0 | 0 | 0 | 0 | 0
F2_Commercial_Retail (ID)_Existing_Food Preparation_Natural Gas_Range_E9 | F2 | Commercial | Retail (ID) | Existing | Food Preparation | Natural Gas | Range | E9 | RVT - Cost of Operation | 0 | 0 | 0 | 0 | 0 | 0 | 0 | 0 | 0 | 0 | 0 | 0 | 0 | 0 | 0 | 0 | 0 | 0 | 0 | 0 | 0 | 0 | 0 | 0 | 0 | 0 | 0
F2_Commercial_Retail (ID)_Existing_Food Preparation_Natural Gas_Range_E10 | F2 | Commercial | Retail (ID) | Existing | Food Preparation | Natural Gas | Range | E10 | RVT - Cost of Operation | 0 | 0 | 0 | 0 | 0 | 0 | 0 | 0 | 0 | 0 | 0 | 0 | 0 | 0 | 0 | 0 | 0 | 0 | 0 | 0 | 0 | 0 | 0 | 0 | 0 | 0 | 0
F3_Commercial_Retail (ID)_Existing_Food Preparation_Natural Gas_Range_E1 | F3 | Commercial | Retail (ID) | Existing | Food Preparation | Natural Gas | Range | E1 | System - kBTUs of Consumption | 252.3436 | 252.3436 | 252.3436 | 252.3436 | 252.3436 | 252.3436 | 252.3436 | 252.3436 | 252.3436 | 252.3436 | 252.3436 | 252.3436 | 252.3436 | 252.3436 | 252.3436 | 252.3436 | 252.3436 | 252.3436 | 252.3436 | 252.3436 | 252.3436 | 252.3436 | 252.3436 | 252.3436 | 252.3436 | 252.3436 | 252.3436
F3_Commercial_Retail (ID)_Existing_Food Preparation_Natural Gas_Range_E2 | F3 | Commercial | Retail (ID) | Existing | Food Preparation | Natural Gas | Range | E2 | System - kBTUs of Consumption | 126.1718 | 126.1718 | 126.1718 | 126.1718 | 126.1718 | 126.1718 | 126.1718 | 126.1718 | 126.1718 | 126.1718 | 126.1718 | 126.1718 | 126.1718 | 126.1718 | 126.1718 | 126.1718 | 126.1718 | 126.1718 | 126.1718 | 126.1718 | 126.1718 | 126.1718 | 126.1718 | 126.1718 | 126.1718 | 126.1718 | 126.1718
F3_Commercial_Retail (ID)_Existing_Food Preparation_Natural Gas_Range_E3 | F3 | Commercial | Retail (ID) | Existing | Food Preparation | Natural Gas | Range | E3 | System - kBTUs of Consumption | 0 | 0 | 0 | 0 | 0 | 0 | 0 | 0 | 0 | 0 | 0 | 0 | 0 | 0 | 0 | 0 | 0 | 0 | 0 | 0 | 0 | 0 | 0 | 0 | 0 | 0 | 0
F3_Commercial_Retail (ID)_Existing_Food Preparation_Natural Gas_Range_E4 | F3 | Commercial | Retail (ID) | Existing | Food Preparation | Natural Gas | Range | E4 | System - kBTUs of Consumption | 0 | 0 | 0 | 0 | 0 | 0 | 0 | 0 | 0 | 0 | 0 | 0 | 0 | 0 | 0 | 0 | 0 | 0 | 0 | 0 | 0 | 0 | 0 | 0 | 0 | 0 | 0
F3_Commercial_Retail (ID)_Existing_Food Preparation_Natural Gas_Range_E5 | F3 | Commercial | Retail (ID) | Existing | Food Preparation | Natural Gas | Range | E5 | System - kBTUs of Consumption | 0 | 0 | 0 | 0 | 0 | 0 | 0 | 0 | 0 | 0 | 0 | 0 | 0 | 0 | 0 | 0 | 0 | 0 | 0 | 0 | 0 | 0 | 0 | 0 | 0 | 0 | 0
F3_Commercial_Retail (ID)_Existing_Food Preparation_Natural Gas_Range_E6 | F3 | Commercial | Retail (ID) | Existing | Food Preparation | Natural Gas | Range | E6 | System - kBTUs of Consumption | 0 | 0 | 0 | 0 | 0 | 0 | 0 | 0 | 0 | 0 | 0 | 0 | 0 | 0 | 0 | 0 | 0 | 0 | 0 | 0 | 0 | 0 | 0 | 0 | 0 | 0 | 0
F3_Commercial_Retail (ID)_Existing_Food Preparation_Natural Gas_Range_E7 | F3 | Commercial | Retail (ID) | Existing | Food Preparation | Natural Gas | Range | E7 | System - kBTUs of Consumption | 0 | 0 | 0 | 0 | 0 | 0 | 0 | 0 | 0 | 0 | 0 | 0 | 0 | 0 | 0 | 0 | 0 | 0 | 0 | 0 | 0 | 0 | 0 | 0 | 0 | 0 | 0
F3_Commercial_Retail (ID)_Existing_Food Preparation_Natural Gas_Range_E8 | F3 | Commercial | Retail (ID) | Existing | Food Preparation | Natural Gas | Range | E8 | System - kBTUs of Consumption | 0 | 0 | 0 | 0 | 0 | 0 | 0 | 0 | 0 | 0 | 0 | 0 | 0 | 0 | 0 | 0 | 0 | 0 | 0 | 0 | 0 | 0 | 0 | 0 | 0 | 0 | 0
F3_Commercial_Retail (ID)_Existing_Food Preparation_Natural Gas_Range_E9 | F3 | Commercial | Retail (ID) | Existing | Food Preparation | Natural Gas | Range | E9 | System - kBTUs of Consumption | 0 | 0 | 0 | 0 | 0 | 0 | 0 | 0 | 0 | 0 | 0 | 0 | 0 | 0 | 0 | 0 | 0 | 0 | 0 | 0 | 0 | 0 | 0 | 0 | 0 | 0 | 0
F3_Commercial_Retail (ID)_Existing_Food Preparation_Natural Gas_Range_E10 | F3 | Commercial | Retail (ID) | Existing | Food Preparation | Natural Gas | Range | E10 | System - kBTUs of Consumption | 0 | 0 | 0 | 0 | 0 | 0 | 0 | 0 | 0 | 0 | 0 | 0 | 0 | 0 | 0 | 0 | 0 | 0 | 0 | 0 | 0 | 0 | 0 | 0 | 0 | 0 | 0
F4_Commercial_Retail (ID)_Existing_Food Preparation_Natural Gas_Range_E1 | F4 | Commercial | Retail (ID) | Existing | Food Preparation | Natural Gas | Range | E1 | Utility - Cost of Equipment | 1.2268 | 1.2268 | 1.2268 | 1.2268 | 1.2268 | 1.2268 | 1.2268 | 1.2268 | 1.2268 | 1.2268 | 1.2268 | 1.2268 | 1.2268 | 1.2268 | 1.2268 | 1.2268 | 1.2268 | 1.2268 | 1.2268 | 1.2268 | 1.2268 | 1.2268 | 1.2268 | 1.2268 | 1.2268 | 1.2268 | 1.2268
F4_Commercial_Retail (ID)_Existing_Food Preparation_Natural Gas_Range_E2 | F4 | Commercial | Retail (ID) | Existing | Food Preparation | Natural Gas | Range | E2 | Utility - Cost of Equipment | 1.3359 | 1.3359 | 1.3359 | 1.3359 | 1.3359 | 1.3359 | 1.3359 | 1.3359 | 1.3359 | 1.3359 | 1.3359 | 1.3359 | 1.3359 | 1.3359 | 1.3359 | 1.3359 | 1.3359 | 1.3359 | 1.3359 | 1.3359 | 1.3359 | 1.3359 | 1.3359 | 1.3359 | 1.3359 | 1.3359 | 1.3359
F4_Commercial_Retail (ID)_Existing_Food Preparation_Natural Gas_Range_E3 | F4 | Commercial | Retail (ID) | Existing | Food Preparation | Natural Gas | Range | E3 | Utility - Cost of Equipment | 0 | 0 | 0 | 0 | 0 | 0 | 0 | 0 | 0 | 0 | 0 | 0 | 0 | 0 | 0 | 0 | 0 | 0 | 0 | 0 | 0 | 0 | 0 | 0 | 0 | 0 | 0
F4_Commercial_Retail (ID)_Existing_Food Preparation_Natural Gas_Range_E4 | F4 | Commercial | Retail (ID) | Existing | Food Preparation | Natural Gas | Range | E4 | Utility - Cost of Equipment | 0 | 0 | 0 | 0 | 0 | 0 | 0 | 0 | 0 | 0 | 0 | 0 | 0 | 0 | 0 | 0 | 0 | 0 | 0 | 0 | 0 | 0 | 0 | 0 | 0 | 0 | 0
F4_Commercial_Retail (ID)_Existing_Food Preparation_Natural Gas_Range_E5 | F4 | Commercial | Retail (ID) | Existing | Food Preparation | Natural Gas | Range | E5 | Utility - Cost of Equipment | 0 | 0 | 0 | 0 | 0 | 0 | 0 | 0 | 0 | 0 | 0 | 0 | 0 | 0 | 0 | 0 | 0 | 0 | 0 | 0 | 0 | 0 | 0 | 0 | 0 | 0 | 0
F4_Commercial_Retail (ID)_Existing_Food Preparation_Natural Gas_Range_E6 | F4 | Commercial | Retail (ID) | Existing | Food Preparation | Natural Gas | Range | E6 | Utility - Cost of Equipment | 0 | 0 | 0 | 0 | 0 | 0 | 0 | 0 | 0 | 0 | 0 | 0 | 0 | 0 | 0 | 0 | 0 | 0 | 0 | 0 | 0 | 0 | 0 | 0 | 0 | 0 | 0
F4_Commercial_Retail (ID)_Existing_Food Preparation_Natural Gas_Range_E7 | F4 | Commercial | Retail (ID) | Existing | Food Preparation | Natural Gas | Range | E7 | Utility - Cost of Equipment | 0 | 0 | 0 | 0 | 0 | 0 | 0 | 0 | 0 | 0 | 0 | 0 | 0 | 0 | 0 | 0 | 0 | 0 | 0 | 0 | 0 | 0 | 0 | 0 | 0 | 0 | 0
F4_Commercial_Retail (ID)_Existing_Food Preparation_Natural Gas_Range_E8 | F4 | Commercial | Retail (ID) | Existing | Food Preparation | Natural Gas | Range | E8 | Utility - Cost of Equipment | 0 | 0 | 0 | 0 | 0 | 0 | 0 | 0 | 0 | 0 | 0 | 0 | 0 | 0 | 0 | 0 | 0 | 0 | 0 | 0 | 0 | 0 | 0 | 0 | 0 | 0 | 0
F4_Commercial_Retail (ID)_Existing_Food Preparation_Natural Gas_Range_E9 | F4 | Commercial | Retail (ID) | Existing | Food Preparation | Natural Gas | Range | E9 | Utility - Cost of Equipment | 0 | 0 | 0 | 0 | 0 | 0 | 0 | 0 | 0 | 0 | 0 | 0 | 0 | 0 | 0 | 0 | 0 | 0 | 0 | 0 | 0 | 0 | 0 | 0 | 0 | 0 | 0
F4_Commercial_Retail (ID)_Existing_Food Preparation_Natural Gas_Range_E10 | F4 | Commercial | Retail (ID) | Existing | Food Preparation | Natural Gas | Range | E10 | Utility - Cost of Equipment | 0 | 0 | 0 | 0 | 0 | 0 | 0 | 0 | 0 | 0 | 0 | 0 | 0 | 0 | 0 | 0 | 0 | 0 | 0 | 0 | 0 | 0 | 0 | 0 | 0 | 0 | 0
F5_Commercial_Retail (ID)_Existing_Food Preparation_Natural Gas_Range_E1 | F5 | Commercial | Retail (ID) | Existing | Food Preparation | Natural Gas | Range | E1 | Utility - Cost of Operation | 0.87515 | 0.89535 | 0.92077 | 0.95075 | 0.98561 | 1.0296 | 1.0754 | 1.121 | 1.1651 | 1.2097 | 1.2446 | 1.277 | 1.3119 | 1.346 | 1.376 | 1.4038 | 1.4283 | 1.4524 | 1.4784 | 1.5035 | 1.5293 | 1.5563 | 1.5835 | 1.6117 | 1.6403 | 1.6694 | 1.6991
F5_Commercial_Retail (ID)_Existing_Food Preparation_Natural Gas_Range_E2 | F5 | Commercial | Retail (ID) | Existing | Food Preparation | Natural Gas | Range | E2 | Utility - Cost of Operation | 0.43758 | 0.44768 | 0.46038 | 0.47537 | 0.49281 | 0.51479 | 0.53769 | 0.56052 | 0.58254 | 0.60487 | 0.62229 | 0.6385 | 0.65597 | 0.67299 | 0.68801 | 0.70191 | 0.71417 | 0.72622 | 0.73918 | 0.75174 | 0.76467 | 0.77815 | 0.79176 | 0.80583 | 0.82014 | 0.83471 | 0.84954
F5_Commercial_Retail (ID)_Existing_Food Preparation_Natural Gas_Range_E3 | F5 | Commercial | Retail (ID) | Existing | Food Preparation | Natural Gas | Range | E3 | Utility - Cost of Operation | 0 | 0 | 0 | 0 | 0 | 0 | 0 | 0 | 0 | 0 | 0 | 0 | 0 | 0 | 0 | 0 | 0 | 0 | 0 | 0 | 0 | 0 | 0 | 0 | 0 | 0 | 0
F5_Commercial_Retail (ID)_Existing_Food Preparation_Natural Gas_Range_E4 | F5 | Commercial | Retail (ID) | Existing | Food Preparation | Natural Gas | Range | E4 | Utility - Cost of Operation | 0 | 0 | 0 | 0 | 0 | 0 | 0 | 0 | 0 | 0 | 0 | 0 | 0 | 0 | 0 | 0 | 0 | 0 | 0 | 0 | 0 | 0 | 0 | 0 | 0 | 0 | 0
F5_Commercial_Retail (ID)_Existing_Food Preparation_Natural Gas_Range_E5 | F5 | Commercial | Retail (ID) | Existing | Food Preparation | Natural Gas | Range | E5 | Utility - Cost of Operation | 0 | 0 | 0 | 0 | 0 | 0 | 0 | 0 | 0 | 0 | 0 | 0 | 0 | 0 | 0 | 0 | 0 | 0 | 0 | 0 | 0 | 0 | 0 | 0 | 0 | 0 | 0
F5_Commercial_Retail (ID)_Existing_Food Preparation_Natural Gas_Range_E6 | F5 | Commercial | Retail (ID) | Existing | Food Preparation | Natural Gas | Range | E6 | Utility - Cost of Operation | 0 | 0 | 0 | 0 | 0 | 0 | 0 | 0 | 0 | 0 | 0 | 0 | 0 | 0 | 0 | 0 | 0 | 0 | 0 | 0 | 0 | 0 | 0 | 0 | 0 | 0 | 0
F5_Commercial_Retail (ID)_Existing_Food Preparation_Natural Gas_Range_E7 | F5 | Commercial | Retail (ID) | Existing | Food Preparation | Natural Gas | Range | E7 | Utility - Cost of Operation | 0 | 0 | 0 | 0 | 0 | 0 | 0 | 0 | 0 | 0 | 0 | 0 | 0 | 0 | 0 | 0 | 0 | 0 | 0 | 0 | 0 | 0 | 0 | 0 | 0 | 0 | 0
F5_Commercial_Retail (ID)_Existing_Food Preparation_Natural Gas_Range_E8 | F5 | Commercial | Retail (ID) | Existing | Food Preparation | Natural Gas | Range | E8 | Utility - Cost of Operation | 0 | 0 | 0 | 0 | 0 | 0 | 0 | 0 | 0 | 0 | 0 | 0 | 0 | 0 | 0 | 0 | 0 | 0 | 0 | 0 | 0 | 0 | 0 | 0 | 0 | 0 | 0
F5_Commercial_Retail (ID)_Existing_Food Preparation_Natural Gas_Range_E9 | F5 | Commercial | Retail (ID) | Existing | Food Preparation | Natural Gas | Range | E9 | Utility - Cost of Operation | 0 | 0 | 0 | 0 | 0 | 0 | 0 | 0 | 0 | 0 | 0 | 0 | 0 | 0 | 0 | 0 | 0 | 0 | 0 | 0 | 0 | 0 | 0 | 0 | 0 | 0 | 0
F5_Commercial_Retail (ID)_Existing_Food Preparation_Natural Gas_Range_E10 | F5 | Commercial | Retail (ID) | Existing | Food Preparation | Natural Gas | Range | E10 | Utility - Cost of Operation | 0 | 0 | 0 | 0 | 0 | 0 | 0 | 0 | 0 | 0 | 0 | 0 | 0 | 0 | 0 | 0 | 0 | 0 | 0 | 0 | 0 | 0 | 0 | 0 | 0 | 0 | 0
F6_Commercial_Retail (ID)_Existing_Food Preparation_Natural Gas_Range_E1 | F6 | Commercial | Retail (ID) | Existing | Food Preparation | Natural Gas | Range | E1 | Utility - Value of Sales | 1.0411 | 1.0584 | 1.0795 | 1.1052 | 1.1357 | 1.1761 | 1.2175 | 1.2575 | 1.2944 | 1.3298 | 1.3662 | 1.3987 | 1.4325 | 1.4639 | 1.4902 | 1.5136 | 1.5328 | 1.5509 | 1.5702 | 1.588 | 1.6058 | 1.6341 | 1.6627 | 1.6922 | 1.7223 | 1.7529 | 1.784
F6_Commercial_Retail (ID)_Existing_Food Preparation_Natural Gas_Range_E2 | F6 | Commercial | Retail (ID) | Existing | Food Preparation | Natural Gas | Range | E2 | Utility - Value of Sales | 0.52053 | 0.52919 | 0.53975 | 0.55259 | 0.56786 | 0.58804 | 0.60874 | 0.62876 | 0.6472 | 0.6649 | 0.68308 | 0.69933 | 0.71627 | 0.73193 | 0.74512 | 0.75681 | 0.76639 | 0.77543 | 0.78512 | 0.79401 | 0.8029 | 0.81706 | 0.83135 | 0.84612 | 0.86115 | 0.87645 | 0.89202
F6_Commercial_Retail (ID)_Existing_Food Preparation_Natural Gas_Range_E3 | F6 | Commercial | Retail (ID) | Existing | Food Preparation | Natural Gas | Range | E3 | Utility - Value of Sales | 0 | 0 | 0 | 0 | 0 | 0 | 0 | 0 | 0 | 0 | 0 | 0 | 0 | 0 | 0 | 0 | 0 | 0 | 0 | 0 | 0 | 0 | 0 | 0 | 0 | 0 | 0
F6_Commercial_Retail (ID)_Existing_Food Preparation_Natural Gas_Range_E4 | F6 | Commercial | Retail (ID) | Existing | Food Preparation | Natural Gas | Range | E4 | Utility - Value of Sales | 0 | 0 | 0 | 0 | 0 | 0 | 0 | 0 | 0 | 0 | 0 | 0 | 0 | 0 | 0 | 0 | 0 | 0 | 0 | 0 | 0 | 0 | 0 | 0 | 0 | 0 | 0
F6_Commercial_Retail (ID)_Existing_Food Preparation_Natural Gas_Range_E5 | F6 | Commercial | Retail (ID) | Existing | Food Preparation | Natural Gas | Range | E5 | Utility - Value of Sales | 0 | 0 | 0 | 0 | 0 | 0 | 0 | 0 | 0 | 0 | 0 | 0 | 0 | 0 | 0 | 0 | 0 | 0 | 0 | 0 | 0 | 0 | 0 | 0 | 0 | 0 | 0
F6_Commercial_Retail (ID)_Existing_Food Preparation_Natural Gas_Range_E6 | F6 | Commercial | Retail (ID) | Existing | Food Preparation | Natural Gas | Range | E6 | Utility - Value of Sales | 0 | 0 | 0 | 0 | 0 | 0 | 0 | 0 | 0 | 0 | 0 | 0 | 0 | 0 | 0 | 0 | 0 | 0 | 0 | 0 | 0 | 0 | 0 | 0 | 0 | 0 | 0
F6_Commercial_Retail (ID)_Existing_Food Preparation_Natural Gas_Range_E7 | F6 | Commercial | Retail (ID) | Existing | Food Preparation | Natural Gas | Range | E7 | Utility - Value of Sales | 0 | 0 | 0 | 0 | 0 | 0 | 0 | 0 | 0 | 0 | 0 | 0 | 0 | 0 | 0 | 0 | 0 | 0 | 0 | 0 | 0 | 0 | 0 | 0 | 0 | 0 | 0
F6_Commercial_Retail (ID)_Existing_Food Preparation_Natural Gas_Range_E8 | F6 | Commercial | Retail (ID) | Existing | Food Preparation | Natural Gas | Range | E8 | Utility - Value of Sales | 0 | 0 | 0 | 0 | 0 | 0 | 0 | 0 | 0 | 0 | 0 | 0 | 0 | 0 | 0 | 0 | 0 | 0 | 0 | 0 | 0 | 0 | 0 | 0 | 0 | 0 | 0
F6_Commercial_Retail (ID)_Existing_Food Preparation_Natural Gas_Range_E9 | F6 | Commercial | Retail (ID) | Existing | Food Preparation | Natural Gas | Range | E9 | Utility - Value of Sales | 0 | 0 | 0 | 0 | 0 | 0 | 0 | 0 | 0 | 0 | 0 | 0 | 0 | 0 | 0 | 0 | 0 | 0 | 0 | 0 | 0 | 0 | 0 | 0 | 0 | 0 | 0
F6_Commercial_Retail (ID)_Existing_Food Preparation_Natural Gas_Range_E10 | F6 | Commercial | Retail (ID) | Existing | Food Preparation | Natural Gas | Range | E10 | Utility - Value of Sales | 0 | 0 | 0 | 0 | 0 | 0 | 0 | 0 | 0 | 0 | 0 | 0 | 0 | 0 | 0 | 0 | 0 | 0 | 0 | 0 | 0 | 0 | 0 | 0 | 0 | 0 | 0
F1_Commercial_Retail (ID)_Existing_Food Preparation_Natural Gas_Steamer_E1 | F1 | Commercial | Retail (ID) | Existing | Food Preparation | Natural Gas | Steamer | E1 | RVT - Cost of Equipment | 4.9281 | 4.9281 | 4.9281 | 4.9281 | 4.9281 | 4.9281 | 4.9281 | 4.9281 | 4.9281 | 4.9281 | 4.9281 | 4.9281 | 4.9281 | 4.9281 | 4.9281 | 4.9281 | 4.9281 | 4.9281 | 4.9281 | 4.9281 | 4.9281 | 4.9281 | 4.9281 | 4.9281 | 4.9281 | 4.9281 | 4.9281
F1_Commercial_Retail (ID)_Existing_Food Preparation_Natural Gas_Steamer_E2 | F1 | Commercial | Retail (ID) | Existing | Food Preparation | Natural Gas | Steamer | E2 | RVT - Cost of Equipment | 5.2952 | 5.2952 | 5.2952 | 5.2952 | 5.2952 | 5.2952 | 5.2952 | 5.2952 | 5.2952 | 5.2952 | 5.2952 | 5.2952 | 5.2952 | 5.2952 | 5.2952 | 5.2952 | 5.2952 | 5.2952 | 5.2952 | 5.2952 | 5.2952 | 5.2952 | 5.2952 | 5.2952 | 5.2952 | 5.2952 | 5.2952
F1_Commercial_Retail (ID)_Existing_Food Preparation_Natural Gas_Steamer_E3 | F1 | Commercial | Retail (ID) | Existing | Food Preparation | Natural Gas | Steamer | E3 | RVT - Cost of Equipment | 0 | 0 | 0 | 0 | 0 | 0 | 0 | 0 | 0 | 0 | 0 | 0 | 0 | 0 | 0 | 0 | 0 | 0 | 0 | 0 | 0 | 0 | 0 | 0 | 0 | 0 | 0
F1_Commercial_Retail (ID)_Existing_Food Preparation_Natural Gas_Steamer_E4 | F1 | Commercial | Retail (ID) | Existing | Food Preparation | Natural Gas | Steamer | E4 | RVT - Cost of Equipment | 0 | 0 | 0 | 0 | 0 | 0 | 0 | 0 | 0 | 0 | 0 | 0 | 0 | 0 | 0 | 0 | 0 | 0 | 0 | 0 | 0 | 0 | 0 | 0 | 0 | 0 | 0
F1_Commercial_Retail (ID)_Existing_Food Preparation_Natural Gas_Steamer_E5 | F1 | Commercial | Retail (ID) | Existing | Food Preparation | Natural Gas | Steamer | E5 | RVT - Cost of Equipment | 0 | 0 | 0 | 0 | 0 | 0 | 0 | 0 | 0 | 0 | 0 | 0 | 0 | 0 | 0 | 0 | 0 | 0 | 0 | 0 | 0 | 0 | 0 | 0 | 0 | 0 | 0
F1_Commercial_Retail (ID)_Existing_Food Preparation_Natural Gas_Steamer_E6 | F1 | Commercial | Retail (ID) | Existing | Food Preparation | Natural Gas | Steamer | E6 | RVT - Cost of Equipment | 0 | 0 | 0 | 0 | 0 | 0 | 0 | 0 | 0 | 0 | 0 | 0 | 0 | 0 | 0 | 0 | 0 | 0 | 0 | 0 | 0 | 0 | 0 | 0 | 0 | 0 | 0
F1_Commercial_Retail (ID)_Existing_Food Preparation_Natural Gas_Steamer_E7 | F1 | Commercial | Retail (ID) | Existing | Food Preparation | Natural Gas | Steamer | E7 | RVT - Cost of Equipment | 0 | 0 | 0 | 0 | 0 | 0 | 0 | 0 | 0 | 0 | 0 | 0 | 0 | 0 | 0 | 0 | 0 | 0 | 0 | 0 | 0 | 0 | 0 | 0 | 0 | 0 | 0
F1_Commercial_Retail (ID)_Existing_Food Preparation_Natural Gas_Steamer_E8 | F1 | Commercial | Retail (ID) | Existing | Food Preparation | Natural Gas | Steamer | E8 | RVT - Cost of Equipment | 0 | 0 | 0 | 0 | 0 | 0 | 0 | 0 | 0 | 0 | 0 | 0 | 0 | 0 | 0 | 0 | 0 | 0 | 0 | 0 | 0 | 0 | 0 | 0 | 0 | 0 | 0
F1_Commercial_Retail (ID)_Existing_Food Preparation_Natural Gas_Steamer_E9 | F1 | Commercial | Retail (ID) | Existing | Food Preparation | Natural Gas | Steamer | E9 | RVT - Cost of Equipment | 0 | 0 | 0 | 0 | 0 | 0 | 0 | 0 | 0 | 0 | 0 | 0 | 0 | 0 | 0 | 0 | 0 | 0 | 0 | 0 | 0 | 0 | 0 | 0 | 0 | 0 | 0
F1_Commercial_Retail (ID)_Existing_Food Preparation_Natural Gas_Steamer_E10 | F1 | Commercial | Retail (ID) | Existing | Food Preparation | Natural Gas | Steamer | E10 | RVT - Cost of Equipment | 0 | 0 | 0 | 0 | 0 | 0 | 0 | 0 | 0 | 0 | 0 | 0 | 0 | 0 | 0 | 0 | 0 | 0 | 0 | 0 | 0 | 0 | 0 | 0 | 0 | 0 | 0
F2_Commercial_Retail (ID)_Existing_Food Preparation_Natural Gas_Steamer_E1 | F2 | Commercial | Retail (ID) | Existing | Food Preparation | Natural Gas | Steamer | E1 | RVT - Cost of Operation | 1.45 | 1.4773 | 1.5095 | 1.547 | 1.5899 | 1.6435 | 1.6972 | 1.7483 | 1.7944 | 1.8392 | 1.8856 | 1.9278 | 1.9723 | 2.0144 | 2.0506 | 2.0833 | 2.1109 | 2.1373 | 2.1654 | 2.1916 | 2.2179 | 2.2571 | 2.2966 | 2.3374 | 2.379 | 2.4212 | 2.4642
F2_Commercial_Retail (ID)_Existing_Food Preparation_Natural Gas_Steamer_E2 | F2 | Commercial | Retail (ID) | Existing | Food Preparation | Natural Gas | Steamer | E2 | RVT - Cost of Operation | 0.27357 | 0.27874 | 0.2848 | 0.29187 | 0.29998 | 0.31009 | 0.32022 | 0.32985 | 0.33857 | 0.34701 | 0.35577 | 0.36372 | 0.37212 | 0.38006 | 0.38689 | 0.39306 | 0.39828 | 0.40326 | 0.40856 | 0.4135 | 0.41847 | 0.42585 | 0.43331 | 0.44101 | 0.44885 | 0.45682 | 0.46494
F2_Commercial_Retail (ID)_Existing_Food Preparation_Natural Gas_Steamer_E3 | F2 | Commercial | Retail (ID) | Existing | Food Preparation | Natural Gas | Steamer | E3 | RVT - Cost of Operation | 0 | 0 | 0 | 0 | 0 | 0 | 0 | 0 | 0 | 0 | 0 | 0 | 0 | 0 | 0 | 0 | 0 | 0 | 0 | 0 | 0 | 0 | 0 | 0 | 0 | 0 | 0
F2_Commercial_Retail (ID)_Existing_Food Preparation_Natural Gas_Steamer_E4 | F2 | Commercial | Retail (ID) | Existing | Food Preparation | Natural Gas | Steamer | E4 | RVT - Cost of Operation | 0 | 0 | 0 | 0 | 0 | 0 | 0 | 0 | 0 | 0 | 0 | 0 | 0 | 0 | 0 | 0 | 0 | 0 | 0 | 0 | 0 | 0 | 0 | 0 | 0 | 0 | 0
F2_Commercial_Retail (ID)_Existing_Food Preparation_Natural Gas_Steamer_E5 | F2 | Commercial | Retail (ID) | Existing | Food Preparation | Natural Gas | Steamer | E5 | RVT - Cost of Operation | 0 | 0 | 0 | 0 | 0 | 0 | 0 | 0 | 0 | 0 | 0 | 0 | 0 | 0 | 0 | 0 | 0 | 0 | 0 | 0 | 0 | 0 | 0 | 0 | 0 | 0 | 0
F2_Commercial_Retail (ID)_Existing_Food Preparation_Natural Gas_Steamer_E6 | F2 | Commercial | Retail (ID) | Existing | Food Preparation | Natural Gas | Steamer | E6 | RVT - Cost of Operation | 0 | 0 | 0 | 0 | 0 | 0 | 0 | 0 | 0 | 0 | 0 | 0 | 0 | 0 | 0 | 0 | 0 | 0 | 0 | 0 | 0 | 0 | 0 | 0 | 0 | 0 | 0
F2_Commercial_Retail (ID)_Existing_Food Preparation_Natural Gas_Steamer_E7 | F2 | Commercial | Retail (ID) | Existing | Food Preparation | Natural Gas | Steamer | E7 | RVT - Cost of Operation | 0 | 0 | 0 | 0 | 0 | 0 | 0 | 0 | 0 | 0 | 0 | 0 | 0 | 0 | 0 | 0 | 0 | 0 | 0 | 0 | 0 | 0 | 0 | 0 | 0 | 0 | 0
F2_Commercial_Retail (ID)_Existing_Food Preparation_Natural Gas_Steamer_E8 | F2 | Commercial | Retail (ID) | Existing | Food Preparation | Natural Gas | Steamer | E8 | RVT - Cost of Operation | 0 | 0 | 0 | 0 | 0 | 0 | 0 | 0 | 0 | 0 | 0 | 0 | 0 | 0 | 0 | 0 | 0 | 0 | 0 | 0 | 0 | 0 | 0 | 0 | 0 | 0 | 0
F2_Commercial_Retail (ID)_Existing_Food Preparation_Natural Gas_Steamer_E9 | F2 | Commercial | Retail (ID) | Existing | Food Preparation | Natural Gas | Steamer | E9 | RVT - Cost of Operation | 0 | 0 | 0 | 0 | 0 | 0 | 0 | 0 | 0 | 0 | 0 | 0 | 0 | 0 | 0 | 0 | 0 | 0 | 0 | 0 | 0 | 0 | 0 | 0 | 0 | 0 | 0
F2_Commercial_Retail (ID)_Existing_Food Preparation_Natural Gas_Steamer_E10 | F2 | Commercial | Retail (ID) | Existing | Food Preparation | Natural Gas | Steamer | E10 | RVT - Cost of Operation | 0 | 0 | 0 | 0 | 0 | 0 | 0 | 0 | 0 | 0 | 0 | 0 | 0 | 0 | 0 | 0 | 0 | 0 | 0 | 0 | 0 | 0 | 0 | 0 | 0 | 0 | 0
F3_Commercial_Retail (ID)_Existing_Food Preparation_Natural Gas_Steamer_E1 | F3 | Commercial | Retail (ID) | Existing | Food Preparation | Natural Gas | Steamer | E1 | System - kBTUs of Consumption | 345.9042 | 345.9042 | 345.9042 | 345.9042 | 345.9042 | 345.9042 | 345.9042 | 345.9042 | 345.9042 | 345.9042 | 345.9042 | 345.9042 | 345.9042 | 345.9042 | 345.9042 | 345.9042 | 345.9042 | 345.9042 | 345.9042 | 345.9042 | 345.9042 | 345.9042 | 345.9042 | 345.9042 | 345.9042 | 345.9042 | 345.9042
F3_Commercial_Retail (ID)_Existing_Food Preparation_Natural Gas_Steamer_E2 | F3 | Commercial | Retail (ID) | Existing | Food Preparation | Natural Gas | Steamer | E2 | System - kBTUs of Consumption | 65.2631 | 65.2631 | 65.2631 | 65.2631 | 65.2631 | 65.2631 | 65.2631 | 65.2631 | 65.2631 | 65.2631 | 65.2631 | 65.2631 | 65.2631 | 65.2631 | 65.2631 | 65.2631 | 65.2631 | 65.2631 | 65.2631 | 65.2631 | 65.2631 | 65.2631 | 65.2631 | 65.2631 | 65.2631 | 65.2631 | 65.2631
F3_Commercial_Retail (ID)_Existing_Food Preparation_Natural Gas_Steamer_E3 | F3 | Commercial | Retail (ID) | Existing | Food Preparation | Natural Gas | Steamer | E3 | System - kBTUs of Consumption | 0 | 0 | 0 | 0 | 0 | 0 | 0 | 0 | 0 | 0 | 0 | 0 | 0 | 0 | 0 | 0 | 0 | 0 | 0 | 0 | 0 | 0 | 0 | 0 | 0 | 0 | 0
F3_Commercial_Retail (ID)_Existing_Food Preparation_Natural Gas_Steamer_E4 | F3 | Commercial | Retail (ID) | Existing | Food Preparation | Natural Gas | Steamer | E4 | System - kBTUs of Consumption | 0 | 0 | 0 | 0 | 0 | 0 | 0 | 0 | 0 | 0 | 0 | 0 | 0 | 0 | 0 | 0 | 0 | 0 | 0 | 0 | 0 | 0 | 0 | 0 | 0 | 0 | 0
F3_Commercial_Retail (ID)_Existing_Food Preparation_Natural Gas_Steamer_E5 | F3 | Commercial | Retail (ID) | Existing | Food Preparation | Natural Gas | Steamer | E5 | System - kBTUs of Consumption | 0 | 0 | 0 | 0 | 0 | 0 | 0 | 0 | 0 | 0 | 0 | 0 | 0 | 0 | 0 | 0 | 0 | 0 | 0 | 0 | 0 | 0 | 0 | 0 | 0 | 0 | 0
F3_Commercial_Retail (ID)_Existing_Food Preparation_Natural Gas_Steamer_E6 | F3 | Commercial | Retail (ID) | Existing | Food Preparation | Natural Gas | Steamer | E6 | System - kBTUs of Consumption | 0 | 0 | 0 | 0 | 0 | 0 | 0 | 0 | 0 | 0 | 0 | 0 | 0 | 0 | 0 | 0 | 0 | 0 | 0 | 0 | 0 | 0 | 0 | 0 | 0 | 0 | 0
F3_Commercial_Retail (ID)_Existing_Food Preparation_Natural Gas_Steamer_E7 | F3 | Commercial | Retail (ID) | Existing | Food Preparation | Natural Gas | Steamer | E7 | System - kBTUs of Consumption | 0 | 0 | 0 | 0 | 0 | 0 | 0 | 0 | 0 | 0 | 0 | 0 | 0 | 0 | 0 | 0 | 0 | 0 | 0 | 0 | 0 | 0 | 0 | 0 | 0 | 0 | 0
F3_Commercial_Retail (ID)_Existing_Food Preparation_Natural Gas_Steamer_E8 | F3 | Commercial | Retail (ID) | Existing | Food Preparation | Natural Gas | Steamer | E8 | System - kBTUs of Consumption | 0 | 0 | 0 | 0 | 0 | 0 | 0 | 0 | 0 | 0 | 0 | 0 | 0 | 0 | 0 | 0 | 0 | 0 | 0 | 0 | 0 | 0 | 0 | 0 | 0 | 0 | 0
F3_Commercial_Retail (ID)_Existing_Food Preparation_Natural Gas_Steamer_E9 | F3 | Commercial | Retail (ID) | Existing | Food Preparation | Natural Gas | Steamer | E9 | System - kBTUs of Consumption | 0 | 0 | 0 | 0 | 0 | 0 | 0 | 0 | 0 | 0 | 0 | 0 | 0 | 0 | 0 | 0 | 0 | 0 | 0 | 0 | 0 | 0 | 0 | 0 | 0 | 0 | 0
F3_Commercial_Retail (ID)_Existing_Food Preparation_Natural Gas_Steamer_E10 | F3 | Commercial | Retail (ID) | Existing | Food Preparation | Natural Gas | Steamer | E10 | System - kBTUs of Consumption | 0 | 0 | 0 | 0 | 0 | 0 | 0 | 0 | 0 | 0 | 0 | 0 | 0 | 0 | 0 | 0 | 0 | 0 | 0 | 0 | 0 | 0 | 0 | 0 | 0 | 0 | 0
F4_Commercial_Retail (ID)_Existing_Food Preparation_Natural Gas_Steamer_E1 | F4 | Commercial | Retail (ID) | Existing | Food Preparation | Natural Gas | Steamer | E1 | Utility - Cost of Equipment | 4.9281 | 4.9281 | 4.9281 | 4.9281 | 4.9281 | 4.9281 | 4.9281 | 4.9281 | 4.9281 | 4.9281 | 4.9281 | 4.9281 | 4.9281 | 4.9281 | 4.9281 | 4.9281 | 4.9281 | 4.9281 | 4.9281 | 4.9281 | 4.9281 | 4.9281 | 4.9281 | 4.9281 | 4.9281 | 4.9281 | 4.9281
F4_Commercial_Retail (ID)_Existing_Food Preparation_Natural Gas_Steamer_E2 | F4 | Commercial | Retail (ID) | Existing | Food Preparation | Natural Gas | Steamer | E2 | Utility - Cost of Equipment | 5.2952 | 5.2952 | 5.2952 | 5.2952 | 5.2952 | 5.2952 | 5.2952 | 5.2952 | 5.2952 | 5.2952 | 5.2952 | 5.2952 | 5.2952 | 5.2952 | 5.2952 | 5.2952 | 5.2952 | 5.2952 | 5.2952 | 5.2952 | 5.2952 | 5.2952 | 5.2952 | 5.2952 | 5.2952 | 5.2952 | 5.2952
F4_Commercial_Retail (ID)_Existing_Food Preparation_Natural Gas_Steamer_E3 | F4 | Commercial | Retail (ID) | Existing | Food Preparation | Natural Gas | Steamer | E3 | Utility - Cost of Equipment | 0 | 0 | 0 | 0 | 0 | 0 | 0 | 0 | 0 | 0 | 0 | 0 | 0 | 0 | 0 | 0 | 0 | 0 | 0 | 0 | 0 | 0 | 0 | 0 | 0 | 0 | 0
F4_Commercial_Retail (ID)_Existing_Food Preparation_Natural Gas_Steamer_E4 | F4 | Commercial | Retail (ID) | Existing | Food Preparation | Natural Gas | Steamer | E4 | Utility - Cost of Equipment | 0 | 0 | 0 | 0 | 0 | 0 | 0 | 0 | 0 | 0 | 0 | 0 | 0 | 0 | 0 | 0 | 0 | 0 | 0 | 0 | 0 | 0 | 0 | 0 | 0 | 0 | 0
F4_Commercial_Retail (ID)_Existing_Food Preparation_Natural Gas_Steamer_E5 | F4 | Commercial | Retail (ID) | Existing | Food Preparation | Natural Gas | Steamer | E5 | Utility - Cost of Equipment | 0 | 0 | 0 | 0 | 0 | 0 | 0 | 0 | 0 | 0 | 0 | 0 | 0 | 0 | 0 | 0 | 0 | 0 | 0 | 0 | 0 | 0 | 0 | 0 | 0 | 0 | 0
F4_Commercial_Retail (ID)_Existing_Food Preparation_Natural Gas_Steamer_E6 | F4 | Commercial | Retail (ID) | Existing | Food Preparation | Natural Gas | Steamer | E6 | Utility - Cost of Equipment | 0 | 0 | 0 | 0 | 0 | 0 | 0 | 0 | 0 | 0 | 0 | 0 | 0 | 0 | 0 | 0 | 0 | 0 | 0 | 0 | 0 | 0 | 0 | 0 | 0 | 0 | 0
F4_Commercial_Retail (ID)_Existing_Food Preparation_Natural Gas_Steamer_E7 | F4 | Commercial | Retail (ID) | Existing | Food Preparation | Natural Gas | Steamer | E7 | Utility - Cost of Equipment | 0 | 0 | 0 | 0 | 0 | 0 | 0 | 0 | 0 | 0 | 0 | 0 | 0 | 0 | 0 | 0 | 0 | 0 | 0 | 0 | 0 | 0 | 0 | 0 | 0 | 0 | 0
F4_Commercial_Retail (ID)_Existing_Food Preparation_Natural Gas_Steamer_E8 | F4 | Commercial | Retail (ID) | Existing | Food Preparation | Natural Gas | Steamer | E8 | Utility - Cost of Equipment | 0 | 0 | 0 | 0 | 0 | 0 | 0 | 0 | 0 | 0 | 0 | 0 | 0 | 0 | 0 | 0 | 0 | 0 | 0 | 0 | 0 | 0 | 0 | 0 | 0 | 0 | 0
F4_Commercial_Retail (ID)_Existing_Food Preparation_Natural Gas_Steamer_E9 | F4 | Commercial | Retail (ID) | Existing | Food Preparation | Natural Gas | Steamer | E9 | Utility - Cost of Equipment | 0 | 0 | 0 | 0 | 0 | 0 | 0 | 0 | 0 | 0 | 0 | 0 | 0 | 0 | 0 | 0 | 0 | 0 | 0 | 0 | 0 | 0 | 0 | 0 | 0 | 0 | 0
F4_Commercial_Retail (ID)_Existing_Food Preparation_Natural Gas_Steamer_E10 | F4 | Commercial | Retail (ID) | Existing | Food Preparation | Natural Gas | Steamer | E10 | Utility - Cost of Equipment | 0 | 0 | 0 | 0 | 0 | 0 | 0 | 0 | 0 | 0 | 0 | 0 | 0 | 0 | 0 | 0 | 0 | 0 | 0 | 0 | 0 | 0 | 0 | 0 | 0 | 0 | 0
F5_Commercial_Retail (ID)_Existing_Food Preparation_Natural Gas_Steamer_E1 | F5 | Commercial | Retail (ID) | Existing | Food Preparation | Natural Gas | Steamer | E1 | Utility - Cost of Operation | 1.2311 | 1.2621 | 1.2989 | 1.341 | 1.3886 | 1.4466 | 1.5062 | 1.5653 | 1.6222 | 1.6799 | 1.7257 | 1.7687 | 1.8149 | 1.8601 | 1.9005 | 1.9384 | 1.9723 | 2.0058 | 2.0416 | 2.0765 | 2.1123 | 2.1496 | 2.1873 | 2.2261 | 2.2657 | 2.3059 | 2.3469
F5_Commercial_Retail (ID)_Existing_Food Preparation_Natural Gas_Steamer_E2 | F5 | Commercial | Retail (ID) | Existing | Food Preparation | Natural Gas | Steamer | E2 | Utility - Cost of Operation | 0.23227 | 0.23813 | 0.24506 | 0.25301 | 0.262 | 0.27293 | 0.28419 | 0.29533 | 0.30606 | 0.31694 | 0.3256 | 0.33371 | 0.34243 | 0.35096 | 0.35858 | 0.36572 | 0.37212 | 0.37844 | 0.38519 | 0.39178 | 0.39854 | 0.40557 | 0.41268 | 0.42001 | 0.42747 | 0.43507 | 0.4428
F5_Commercial_Retail (ID)_Existing_Food Preparation_Natural Gas_Steamer_E3 | F5 | Commercial | Retail (ID) | Existing | Food Preparation | Natural Gas | Steamer | E3 | Utility - Cost of Operation | 0 | 0 | 0 | 0 | 0 | 0 | 0 | 0 | 0 | 0 | 0 | 0 | 0 | 0 | 0 | 0 | 0 | 0 | 0 | 0 | 0 | 0 | 0 | 0 | 0 | 0 | 0
F5_Commercial_Retail (ID)_Existing_Food Preparation_Natural Gas_Steamer_E4 | F5 | Commercial | Retail (ID) | Existing | Food Preparation | Natural Gas | Steamer | E4 | Utility - Cost of Operation | 0 | 0 | 0 | 0 | 0 | 0 | 0 | 0 | 0 | 0 | 0 | 0 | 0 | 0 | 0 | 0 | 0 | 0 | 0 | 0 | 0 | 0 | 0 | 0 | 0 | 0 | 0
F5_Commercial_Retail (ID)_Existing_Food Preparation_Natural Gas_Steamer_E5 | F5 | Commercial | Retail (ID) | Existing | Food Preparation | Natural Gas | Steamer | E5 | Utility - Cost of Operation | 0 | 0 | 0 | 0 | 0 | 0 | 0 | 0 | 0 | 0 | 0 | 0 | 0 | 0 | 0 | 0 | 0 | 0 | 0 | 0 | 0 | 0 | 0 | 0 | 0 | 0 | 0
F5_Commercial_Retail (ID)_Existing_Food Preparation_Natural Gas_Steamer_E6 | F5 | Commercial | Retail (ID) | Existing | Food Preparation | Natural Gas | Steamer | E6 | Utility - Cost of Operation | 0 | 0 | 0 | 0 | 0 | 0 | 0 | 0 | 0 | 0 | 0 | 0 | 0 | 0 | 0 | 0 | 0 | 0 | 0 | 0 | 0 | 0 | 0 | 0 | 0 | 0 | 0
F5_Commercial_Retail (ID)_Existing_Food Preparation_Natural Gas_Steamer_E7 | F5 | Commercial | Retail (ID) | Existing | Food Preparation | Natural Gas | Steamer | E7 | Utility - Cost of Operation | 0 | 0 | 0 | 0 | 0 | 0 | 0 | 0 | 0 | 0 | 0 | 0 | 0 | 0 | 0 | 0 | 0 | 0 | 0 | 0 | 0 | 0 | 0 | 0 | 0 | 0 | 0
F5_Commercial_Retail (ID)_Existing_Food Preparation_Natural Gas_Steamer_E8 | F5 | Commercial | Retail (ID) | Existing | Food Preparation | Natural Gas | Steamer | E8 | Utility - Cost of Operation | 0 | 0 | 0 | 0 | 0 | 0 | 0 | 0 | 0 | 0 | 0 | 0 | 0 | 0 | 0 | 0 | 0 | 0 | 0 | 0 | 0 | 0 | 0 | 0 | 0 | 0 | 0
F5_Commercial_Retail (ID)_Existing_Food Preparation_Natural Gas_Steamer_E9 | F5 | Commercial | Retail (ID) | Existing | Food Preparation | Natural Gas | Steamer | E9 | Utility - Cost of Operation | 0 | 0 | 0 | 0 | 0 | 0 | 0 | 0 | 0 | 0 | 0 | 0 | 0 | 0 | 0 | 0 | 0 | 0 | 0 | 0 | 0 | 0 | 0 | 0 | 0 | 0 | 0
F5_Commercial_Retail (ID)_Existing_Food Preparation_Natural Gas_Steamer_E10 | F5 | Commercial | Retail (ID) | Existing | Food Preparation | Natural Gas | Steamer | E10 | Utility - Cost of Operation | 0 | 0 | 0 | 0 | 0 | 0 | 0 | 0 | 0 | 0 | 0 | 0 | 0 | 0 | 0 | 0 | 0 | 0 | 0 | 0 | 0 | 0 | 0 | 0 | 0 | 0 | 0
F6_Commercial_Retail (ID)_Existing_Food Preparation_Natural Gas_Steamer_E1 | F6 | Commercial | Retail (ID) | Existing | Food Preparation | Natural Gas | Steamer | E1 | Utility - Value of Sales | 1.45 | 1.4773 | 1.5095 | 1.547 | 1.5899 | 1.6435 | 1.6972 | 1.7483 | 1.7944 | 1.8392 | 1.8856 | 1.9278 | 1.9723 | 2.0144 | 2.0506 | 2.0833 | 2.1109 | 2.1373 | 2.1654 | 2.1916 | 2.2179 | 2.2571 | 2.2966 | 2.3374 | 2.379 | 2.4212 | 2.4642
F6_Commercial_Retail (ID)_Existing_Food Preparation_Natural Gas_Steamer_E2 | F6 | Commercial | Retail (ID) | Existing | Food Preparation | Natural Gas | Steamer | E2 | Utility - Value of Sales | 0.27357 | 0.27874 | 0.2848 | 0.29187 | 0.29998 | 0.31009 | 0.32022 | 0.32985 | 0.33857 | 0.34701 | 0.35577 | 0.36372 | 0.37212 | 0.38006 | 0.38689 | 0.39306 | 0.39828 | 0.40326 | 0.40856 | 0.4135 | 0.41847 | 0.42585 | 0.43331 | 0.44101 | 0.44885 | 0.45682 | 0.46494
F6_Commercial_Retail (ID)_Existing_Food Preparation_Natural Gas_Steamer_E3 | F6 | Commercial | Retail (ID) | Existing | Food Preparation | Natural Gas | Steamer | E3 | Utility - Value of Sales | 0 | 0 | 0 | 0 | 0 | 0 | 0 | 0 | 0 | 0 | 0 | 0 | 0 | 0 | 0 | 0 | 0 | 0 | 0 | 0 | 0 | 0 | 0 | 0 | 0 | 0 | 0
F6_Commercial_Retail (ID)_Existing_Food Preparation_Natural Gas_Steamer_E4 | F6 | Commercial | Retail (ID) | Existing | Food Preparation | Natural Gas | Steamer | E4 | Utility - Value of Sales | 0 | 0 | 0 | 0 | 0 | 0 | 0 | 0 | 0 | 0 | 0 | 0 | 0 | 0 | 0 | 0 | 0 | 0 | 0 | 0 | 0 | 0 | 0 | 0 | 0 | 0 | 0
F6_Commercial_Retail (ID)_Existing_Food Preparation_Natural Gas_Steamer_E5 | F6 | Commercial | Retail (ID) | Existing | Food Preparation | Natural Gas | Steamer | E5 | Utility - Value of Sales | 0 | 0 | 0 | 0 | 0 | 0 | 0 | 0 | 0 | 0 | 0 | 0 | 0 | 0 | 0 | 0 | 0 | 0 | 0 | 0 | 0 | 0 | 0 | 0 | 0 | 0 | 0
F6_Commercial_Retail (ID)_Existing_Food Preparation_Natural Gas_Steamer_E6 | F6 | Commercial | Retail (ID) | Existing | Food Preparation | Natural Gas | Steamer | E6 | Utility - Value of Sales | 0 | 0 | 0 | 0 | 0 | 0 | 0 | 0 | 0 | 0 | 0 | 0 | 0 | 0 | 0 | 0 | 0 | 0 | 0 | 0 | 0 | 0 | 0 | 0 | 0 | 0 | 0
F6_Commercial_Retail (ID)_Existing_Food Preparation_Natural Gas_Steamer_E7 | F6 | Commercial | Retail (ID) | Existing | Food Preparation | Natural Gas | Steamer | E7 | Utility - Value of Sales | 0 | 0 | 0 | 0 | 0 | 0 | 0 | 0 | 0 | 0 | 0 | 0 | 0 | 0 | 0 | 0 | 0 | 0 | 0 | 0 | 0 | 0 | 0 | 0 | 0 | 0 | 0
F6_Commercial_Retail (ID)_Existing_Food Preparation_Natural Gas_Steamer_E8 | F6 | Commercial | Retail (ID) | Existing | Food Preparation | Natural Gas | Steamer | E8 | Utility - Value of Sales | 0 | 0 | 0 | 0 | 0 | 0 | 0 | 0 | 0 | 0 | 0 | 0 | 0 | 0 | 0 | 0 | 0 | 0 | 0 | 0 | 0 | 0 | 0 | 0 | 0 | 0 | 0
F6_Commercial_Retail (ID)_Existing_Food Preparation_Natural Gas_Steamer_E9 | F6 | Commercial | Retail (ID) | Existing | Food Preparation | Natural Gas | Steamer | E9 | Utility - Value of Sales | 0 | 0 | 0 | 0 | 0 | 0 | 0 | 0 | 0 | 0 | 0 | 0 | 0 | 0 | 0 | 0 | 0 | 0 | 0 | 0 | 0 | 0 | 0 | 0 | 0 | 0 | 0
F6_Commercial_Retail (ID)_Existing_Food Preparation_Natural Gas_Steamer_E10 | F6 | Commercial | Retail (ID) | Existing | Food Preparation | Natural Gas | Steamer | E10 | Utility - Value of Sales | 0 | 0 | 0 | 0 | 0 | 0 | 0 | 0 | 0 | 0 | 0 | 0 | 0 | 0 | 0 | 0 | 0 | 0 | 0 | 0 | 0 | 0 | 0 | 0 | 0 | 0 | 0
F1_Commercial_Retail (ID)_Existing_Food Preparation_Natural Gas_Food Prep Other_E1 | F1 | Commercial | Retail (ID) | Existing | Food Preparation | Natural Gas | Food Prep Other | E1 | RVT - Cost of Equipment | 0.082852 | 0.082852 | 0.082852 | 0.082852 | 0.082852 | 0.082852 | 0.082852 | 0.082852 | 0.082852 | 0.082852 | 0.082852 | 0.082852 | 0.082852 | 0.082852 | 0.082852 | 0.082852 | 0.082852 | 0.082852 | 0.082852 | 0.082852 | 0.082852 | 0.082852 | 0.082852 | 0.082852 | 0.082852 | 0.082852 | 0.082852
F1_Commercial_Retail (ID)_Existing_Food Preparation_Natural Gas_Food Prep Other_E2 | F1 | Commercial | Retail (ID) | Existing | Food Preparation | Natural Gas | Food Prep Other | E2 | RVT - Cost of Equipment | 0.082935 | 0.082935 | 0.082935 | 0.082935 | 0.082935 | 0.082935 | 0.082935 | 0.082935 | 0.082935 | 0.082935 | 0.082935 | 0.082935 | 0.082935 | 0.082935 | 0.082935 | 0.082935 | 0.082935 | 0.082935 | 0.082935 | 0.082935 | 0.082935 | 0.082935 | 0.082935 | 0.082935 | 0.082935 | 0.082935 | 0.082935
F1_Commercial_Retail (ID)_Existing_Food Preparation_Natural Gas_Food Prep Other_E3 | F1 | Commercial | Retail (ID) | Existing | Food Preparation | Natural Gas | Food Prep Other | E3 | RVT - Cost of Equipment | 0 | 0 | 0 | 0 | 0 | 0 | 0 | 0 | 0 | 0 | 0 | 0 | 0 | 0 | 0 | 0 | 0 | 0 | 0 | 0 | 0 | 0 | 0 | 0 | 0 | 0 | 0
F1_Commercial_Retail (ID)_Existing_Food Preparation_Natural Gas_Food Prep Other_E4 | F1 | Commercial | Retail (ID) | Existing | Food Preparation | Natural Gas | Food Prep Other | E4 | RVT - Cost of Equipment | 0 | 0 | 0 | 0 | 0 | 0 | 0 | 0 | 0 | 0 | 0 | 0 | 0 | 0 | 0 | 0 | 0 | 0 | 0 | 0 | 0 | 0 | 0 | 0 | 0 | 0 | 0
F1_Commercial_Retail (ID)_Existing_Food Preparation_Natural Gas_Food Prep Other_E5 | F1 | Commercial | Retail (ID) | Existing | Food Preparation | Natural Gas | Food Prep Other | E5 | RVT - Cost of Equipment | 0 | 0 | 0 | 0 | 0 | 0 | 0 | 0 | 0 | 0 | 0 | 0 | 0 | 0 | 0 | 0 | 0 | 0 | 0 | 0 | 0 | 0 | 0 | 0 | 0 | 0 | 0
F1_Commercial_Retail (ID)_Existing_Food Preparation_Natural Gas_Food Prep Other_E6 | F1 | Commercial | Retail (ID) | Existing | Food Preparation | Natural Gas | Food Prep Other | E6 | RVT - Cost of Equipment | 0 | 0 | 0 | 0 | 0 | 0 | 0 | 0 | 0 | 0 | 0 | 0 | 0 | 0 | 0 | 0 | 0 | 0 | 0 | 0 | 0 | 0 | 0 | 0 | 0 | 0 | 0
F1_Commercial_Retail (ID)_Existing_Food Preparation_Natural Gas_Food Prep Other_E7 | F1 | Commercial | Retail (ID) | Existing | Food Preparation | Natural Gas | Food Prep Other | E7 | RVT - Cost of Equipment | 0 | 0 | 0 | 0 | 0 | 0 | 0 | 0 | 0 | 0 | 0 | 0 | 0 | 0 | 0 | 0 | 0 | 0 | 0 | 0 | 0 | 0 | 0 | 0 | 0 | 0 | 0
F1_Commercial_Retail (ID)_Existing_Food Preparation_Natural Gas_Food Prep Other_E8 | F1 | Commercial | Retail (ID) | Existing | Food Preparation | Natural Gas | Food Prep Other | E8 | RVT - Cost of Equipment | 0 | 0 | 0 | 0 | 0 | 0 | 0 | 0 | 0 | 0 | 0 | 0 | 0 | 0 | 0 | 0 | 0 | 0 | 0 | 0 | 0 | 0 | 0 | 0 | 0 | 0 | 0
F1_Commercial_Retail (ID)_Existing_Food Preparation_Natural Gas_Food Prep Other_E9 | F1 | Commercial | Retail (ID) | Existing | Food Preparation | Natural Gas | Food Prep Other | E9 | RVT - Cost of Equipment | 0 | 0 | 0 | 0 | 0 | 0 | 0 | 0 | 0 | 0 | 0 | 0 | 0 | 0 | 0 | 0 | 0 | 0 | 0 | 0 | 0 | 0 | 0 | 0 | 0 | 0 | 0
F1_Commercial_Retail (ID)_Existing_Food Preparation_Natural Gas_Food Prep Other_E10 | F1 | Commercial | Retail (ID) | Existing | Food Preparation | Natural Gas | Food Prep Other | E10 | RVT - Cost of Equipment | 0 | 0 | 0 | 0 | 0 | 0 | 0 | 0 | 0 | 0 | 0 | 0 | 0 | 0 | 0 | 0 | 0 | 0 | 0 | 0 | 0 | 0 | 0 | 0 | 0 | 0 | 0
F2_Commercial_Retail (ID)_Existing_Food Preparation_Natural Gas_Food Prep Other_E1 | F2 | Commercial | Retail (ID) | Existing | Food Preparation | Natural Gas | Food Prep Other | E1 | RVT - Cost of Operation | 0.3063 | 0.3114 | 0.31761 | 0.32517 | 0.33415 | 0.34603 | 0.35821 | 0.36999 | 0.38084 | 0.39125 | 0.40196 | 0.41151 | 0.42148 | 0.4307 | 0.43846 | 0.44534 | 0.45098 | 0.45629 | 0.462 | 0.46723 | 0.47246 | 0.48079 | 0.4892 | 0.49789 | 0.50674 | 0.51574 | 0.5249
F2_Commercial_Retail (ID)_Existing_Food Preparation_Natural Gas_Food Prep Other_E2 | F2 | Commercial | Retail (ID) | Existing | Food Preparation | Natural Gas | Food Prep Other | E2 | RVT - Cost of Operation | 0.3063 | 0.3114 | 0.31761 | 0.32516 | 0.33415 | 0.34602 | 0.3582 | 0.36999 | 0.38083 | 0.39125 | 0.40195 | 0.41151 | 0.42148 | 0.43069 | 0.43846 | 0.44533 | 0.45097 | 0.45629 | 0.46199 | 0.46723 | 0.47246 | 0.48079 | 0.4892 | 0.49789 | 0.50673 | 0.51574 | 0.5249
F2_Commercial_Retail (ID)_Existing_Food Preparation_Natural Gas_Food Prep Other_E3 | F2 | Commercial | Retail (ID) | Existing | Food Preparation | Natural Gas | Food Prep Other | E3 | RVT - Cost of Operation | 0 | 0 | 0 | 0 | 0 | 0 | 0 | 0 | 0 | 0 | 0 | 0 | 0 | 0 | 0 | 0 | 0 | 0 | 0 | 0 | 0 | 0 | 0 | 0 | 0 | 0 | 0
F2_Commercial_Retail (ID)_Existing_Food Preparation_Natural Gas_Food Prep Other_E4 | F2 | Commercial | Retail (ID) | Existing | Food Preparation | Natural Gas | Food Prep Other | E4 | RVT - Cost of Operation | 0 | 0 | 0 | 0 | 0 | 0 | 0 | 0 | 0 | 0 | 0 | 0 | 0 | 0 | 0 | 0 | 0 | 0 | 0 | 0 | 0 | 0 | 0 | 0 | 0 | 0 | 0
F2_Commercial_Retail (ID)_Existing_Food Preparation_Natural Gas_Food Prep Other_E5 | F2 | Commercial | Retail (ID) | Existing | Food Preparation | Natural Gas | Food Prep Other | E5 | RVT - Cost of Operation | 0 | 0 | 0 | 0 | 0 | 0 | 0 | 0 | 0 | 0 | 0 | 0 | 0 | 0 | 0 | 0 | 0 | 0 | 0 | 0 | 0 | 0 | 0 | 0 | 0 | 0 | 0
F2_Commercial_Retail (ID)_Existing_Food Preparation_Natural Gas_Food Prep Other_E6 | F2 | Commercial | Retail (ID) | Existing | Food Preparation | Natural Gas | Food Prep Other | E6 | RVT - Cost of Operation | 0 | 0 | 0 | 0 | 0 | 0 | 0 | 0 | 0 | 0 | 0 | 0 | 0 | 0 | 0 | 0 | 0 | 0 | 0 | 0 | 0 | 0 | 0 | 0 | 0 | 0 | 0
F2_Commercial_Retail (ID)_Existing_Food Preparation_Natural Gas_Food Prep Other_E7 | F2 | Commercial | Retail (ID) | Existing | Food Preparation | Natural Gas | Food Prep Other | E7 | RVT - Cost of Operation | 0 | 0 | 0 | 0 | 0 | 0 | 0 | 0 | 0 | 0 | 0 | 0 | 0 | 0 | 0 | 0 | 0 | 0 | 0 | 0 | 0 | 0 | 0 | 0 | 0 | 0 | 0
F2_Commercial_Retail (ID)_Existing_Food Preparation_Natural Gas_Food Prep Other_E8 | F2 | Commercial | Retail (ID) | Existing | Food Preparation | Natural Gas | Food Prep Other | E8 | RVT - Cost of Operation | 0 | 0 | 0 | 0 | 0 | 0 | 0 | 0 | 0 | 0 | 0 | 0 | 0 | 0 | 0 | 0 | 0 | 0 | 0 | 0 | 0 | 0 | 0 | 0 | 0 | 0 | 0
F2_Commercial_Retail (ID)_Existing_Food Preparation_Natural Gas_Food Prep Other_E9 | F2 | Commercial | Retail (ID) | Existing | Food Preparation | Natural Gas | Food Prep Other | E9 | RVT - Cost of Operation | 0 | 0 | 0 | 0 | 0 | 0 | 0 | 0 | 0 | 0 | 0 | 0 | 0 | 0 | 0 | 0 | 0 | 0 | 0 | 0 | 0 | 0 | 0 | 0 | 0 | 0 | 0
F2_Commercial_Retail (ID)_Existing_Food Preparation_Natural Gas_Food Prep Other_E10 | F2 | Commercial | Retail (ID) | Existing | Food Preparation | Natural Gas | Food Prep Other | E10 | RVT - Cost of Operation | 0 | 0 | 0 | 0 | 0 | 0 | 0 | 0 | 0 | 0 | 0 | 0 | 0 | 0 | 0 | 0 | 0 | 0 | 0 | 0 | 0 | 0 | 0 | 0 | 0 | 0 | 0
F3_Commercial_Retail (ID)_Existing_Food Preparation_Natural Gas_Food Prep Other_E1 | F3 | Commercial | Retail (ID) | Existing | Food Preparation | Natural Gas | Food Prep Other | E1 | System - kBTUs of Consumption | 74.2449 | 74.2449 | 74.2449 | 74.2449 | 74.2449 | 74.2449 | 74.2449 | 74.2449 | 74.2449 | 74.2449 | 74.2449 | 74.2449 | 74.2449 | 74.2449 | 74.2449 | 74.2449 | 74.2449 | 74.2449 | 74.2449 | 74.2449 | 74.2449 | 74.2449 | 74.2449 | 74.2449 | 74.2449 | 74.2449 | 74.2449
F3_Commercial_Retail (ID)_Existing_Food Preparation_Natural Gas_Food Prep Other_E2 | F3 | Commercial | Retail (ID) | Existing | Food Preparation | Natural Gas | Food Prep Other | E2 | System - kBTUs of Consumption | 74.2443 | 74.2443 | 74.2443 | 74.2443 | 74.2443 | 74.2443 | 74.2443 | 74.2443 | 74.2443 | 74.2443 | 74.2443 | 74.2443 | 74.2443 | 74.2443 | 74.2443 | 74.2443 | 74.2443 | 74.2443 | 74.2443 | 74.2443 | 74.2443 | 74.2443 | 74.2443 | 74.2443 | 74.2443 | 74.2443 | 74.2443
F3_Commercial_Retail (ID)_Existing_Food Preparation_Natural Gas_Food Prep Other_E3 | F3 | Commercial | Retail (ID) | Existing | Food Preparation | Natural Gas | Food Prep Other | E3 | System - kBTUs of Consumption | 0 | 0 | 0 | 0 | 0 | 0 | 0 | 0 | 0 | 0 | 0 | 0 | 0 | 0 | 0 | 0 | 0 | 0 | 0 | 0 | 0 | 0 | 0 | 0 | 0 | 0 | 0
F3_Commercial_Retail (ID)_Existing_Food Preparation_Natural Gas_Food Prep Other_E4 | F3 | Commercial | Retail (ID) | Existing | Food Preparation | Natural Gas | Food Prep Other | E4 | System - kBTUs of Consumption | 0 | 0 | 0 | 0 | 0 | 0 | 0 | 0 | 0 | 0 | 0 | 0 | 0 | 0 | 0 | 0 | 0 | 0 | 0 | 0 | 0 | 0 | 0 | 0 | 0 | 0 | 0
F3_Commercial_Retail (ID)_Existing_Food Preparation_Natural Gas_Food Prep Other_E5 | F3 | Commercial | Retail (ID) | Existing | Food Preparation | Natural Gas | Food Prep Other | E5 | System - kBTUs of Consumption | 0 | 0 | 0 | 0 | 0 | 0 | 0 | 0 | 0 | 0 | 0 | 0 | 0 | 0 | 0 | 0 | 0 | 0 | 0 | 0 | 0 | 0 | 0 | 0 | 0 | 0 | 0
F3_Commercial_Retail (ID)_Existing_Food Preparation_Natural Gas_Food Prep Other_E6 | F3 | Commercial | Retail (ID) | Existing | Food Preparation | Natural Gas | Food Prep Other | E6 | System - kBTUs of Consumption | 0 | 0 | 0 | 0 | 0 | 0 | 0 | 0 | 0 | 0 | 0 | 0 | 0 | 0 | 0 | 0 | 0 | 0 | 0 | 0 | 0 | 0 | 0 | 0 | 0 | 0 | 0
F3_Commercial_Retail (ID)_Existing_Food Preparation_Natural Gas_Food Prep Other_E7 | F3 | Commercial | Retail (ID) | Existing | Food Preparation | Natural Gas | Food Prep Other | E7 | System - kBTUs of Consumption | 0 | 0 | 0 | 0 | 0 | 0 | 0 | 0 | 0 | 0 | 0 | 0 | 0 | 0 | 0 | 0 | 0 | 0 | 0 | 0 | 0 | 0 | 0 | 0 | 0 | 0 | 0
F3_Commercial_Retail (ID)_Existing_Food Preparation_Natural Gas_Food Prep Other_E8 | F3 | Commercial | Retail (ID) | Existing | Food Preparation | Natural Gas | Food Prep Other | E8 | System - kBTUs of Consumption | 0 | 0 | 0 | 0 | 0 | 0 | 0 | 0 | 0 | 0 | 0 | 0 | 0 | 0 | 0 | 0 | 0 | 0 | 0 | 0 | 0 | 0 | 0 | 0 | 0 | 0 | 0
F3_Commercial_Retail (ID)_Existing_Food Preparation_Natural Gas_Food Prep Other_E9 | F3 | Commercial | Retail (ID) | Existing | Food Preparation | Natural Gas | Food Prep Other | E9 | System - kBTUs of Consumption | 0 | 0 | 0 | 0 | 0 | 0 | 0 | 0 | 0 | 0 | 0 | 0 | 0 | 0 | 0 | 0 | 0 | 0 | 0 | 0 | 0 | 0 | 0 | 0 | 0 | 0 | 0
F3_Commercial_Retail (ID)_Existing_Food Preparation_Natural Gas_Food Prep Other_E10 | F3 | Commercial | Retail (ID) | Existing | Food Preparation | Natural Gas | Food Prep Other | E10 | System - kBTUs of Consumption | 0 | 0 | 0 | 0 | 0 | 0 | 0 | 0 | 0 | 0 | 0 | 0 | 0 | 0 | 0 | 0 | 0 | 0 | 0 | 0 | 0 | 0 | 0 | 0 | 0 | 0 | 0
F4_Commercial_Retail (ID)_Existing_Food Preparation_Natural Gas_Food Prep Other_E1 | F4 | Commercial | Retail (ID) | Existing | Food Preparation | Natural Gas | Food Prep Other | E1 | Utility - Cost of Equipment | 0.082852 | 0.082852 | 0.082852 | 0.082852 | 0.082852 | 0.082852 | 0.082852 | 0.082852 | 0.082852 | 0.082852 | 0.082852 | 0.082852 | 0.082852 | 0.082852 | 0.082852 | 0.082852 | 0.082852 | 0.082852 | 0.082852 | 0.082852 | 0.082852 | 0.082852 | 0.082852 | 0.082852 | 0.082852 | 0.082852 | 0.082852
F4_Commercial_Retail (ID)_Existing_Food Preparation_Natural Gas_Food Prep Other_E2 | F4 | Commercial | Retail (ID) | Existing | Food Preparation | Natural Gas | Food Prep Other | E2 | Utility - Cost of Equipment | 0.082935 | 0.082935 | 0.082935 | 0.082935 | 0.082935 | 0.082935 | 0.082935 | 0.082935 | 0.082935 | 0.082935 | 0.082935 | 0.082935 | 0.082935 | 0.082935 | 0.082935 | 0.082935 | 0.082935 | 0.082935 | 0.082935 | 0.082935 | 0.082935 | 0.082935 | 0.082935 | 0.082935 | 0.082935 | 0.082935 | 0.082935
F4_Commercial_Retail (ID)_Existing_Food Preparation_Natural Gas_Food Prep Other_E3 | F4 | Commercial | Retail (ID) | Existing | Food Preparation | Natural Gas | Food Prep Other | E3 | Utility - Cost of Equipment | 0 | 0 | 0 | 0 | 0 | 0 | 0 | 0 | 0 | 0 | 0 | 0 | 0 | 0 | 0 | 0 | 0 | 0 | 0 | 0 | 0 | 0 | 0 | 0 | 0 | 0 | 0
F4_Commercial_Retail (ID)_Existing_Food Preparation_Natural Gas_Food Prep Other_E4 | F4 | Commercial | Retail (ID) | Existing | Food Preparation | Natural Gas | Food Prep Other | E4 | Utility - Cost of Equipment | 0 | 0 | 0 | 0 | 0 | 0 | 0 | 0 | 0 | 0 | 0 | 0 | 0 | 0 | 0 | 0 | 0 | 0 | 0 | 0 | 0 | 0 | 0 | 0 | 0 | 0 | 0
F4_Commercial_Retail (ID)_Existing_Food Preparation_Natural Gas_Food Prep Other_E5 | F4 | Commercial | Retail (ID) | Existing | Food Preparation | Natural Gas | Food Prep Other | E5 | Utility - Cost of Equipment | 0 | 0 | 0 | 0 | 0 | 0 | 0 | 0 | 0 | 0 | 0 | 0 | 0 | 0 | 0 | 0 | 0 | 0 | 0 | 0 | 0 | 0 | 0 | 0 | 0 | 0 | 0
F4_Commercial_Retail (ID)_Existing_Food Preparation_Natural Gas_Food Prep Other_E6 | F4 | Commercial | Retail (ID) | Existing | Food Preparation | Natural Gas | Food Prep Other | E6 | Utility - Cost of Equipment | 0 | 0 | 0 | 0 | 0 | 0 | 0 | 0 | 0 | 0 | 0 | 0 | 0 | 0 | 0 | 0 | 0 | 0 | 0 | 0 | 0 | 0 | 0 | 0 | 0 | 0 | 0
F4_Commercial_Retail (ID)_Existing_Food Preparation_Natural Gas_Food Prep Other_E7 | F4 | Commercial | Retail (ID) | Existing | Food Preparation | Natural Gas | Food Prep Other | E7 | Utility - Cost of Equipment | 0 | 0 | 0 | 0 | 0 | 0 | 0 | 0 | 0 | 0 | 0 | 0 | 0 | 0 | 0 | 0 | 0 | 0 | 0 | 0 | 0 | 0 | 0 | 0 | 0 | 0 | 0
F4_Commercial_Retail (ID)_Existing_Food Preparation_Natural Gas_Food Prep Other_E8 | F4 | Commercial | Retail (ID) | Existing | Food Preparation | Natural Gas | Food Prep Other | E8 | Utility - Cost of Equipment | 0 | 0 | 0 | 0 | 0 | 0 | 0 | 0 | 0 | 0 | 0 | 0 | 0 | 0 | 0 | 0 | 0 | 0 | 0 | 0 | 0 | 0 | 0 | 0 | 0 | 0 | 0
F4_Commercial_Retail (ID)_Existing_Food Preparation_Natural Gas_Food Prep Other_E9 | F4 | Commercial | Retail (ID) | Existing | Food Preparation | Natural Gas | Food Prep Other | E9 | Utility - Cost of Equipment | 0 | 0 | 0 | 0 | 0 | 0 | 0 | 0 | 0 | 0 | 0 | 0 | 0 | 0 | 0 | 0 | 0 | 0 | 0 | 0 | 0 | 0 | 0 | 0 | 0 | 0 | 0
F4_Commercial_Retail (ID)_Existing_Food Preparation_Natural Gas_Food Prep Other_E10 | F4 | Commercial | Retail (ID) | Existing | Food Preparation | Natural Gas | Food Prep Other | E10 | Utility - Cost of Equipment | 0 | 0 | 0 | 0 | 0 | 0 | 0 | 0 | 0 | 0 | 0 | 0 | 0 | 0 | 0 | 0 | 0 | 0 | 0 | 0 | 0 | 0 | 0 | 0 | 0 | 0 | 0
F5_Commercial_Retail (ID)_Existing_Food Preparation_Natural Gas_Food Prep Other_E1 | F5 | Commercial | Retail (ID) | Existing | Food Preparation | Natural Gas | Food Prep Other | E1 | Utility - Cost of Operation | 0.25749 | 0.26343 | 0.27091 | 0.27973 | 0.28999 | 0.30292 | 0.3164 | 0.32983 | 0.34279 | 0.35593 | 0.36618 | 0.37572 | 0.386 | 0.39602 | 0.40485 | 0.41303 | 0.42025 | 0.42734 | 0.43496 | 0.44236 | 0.44996 | 0.4579 | 0.46591 | 0.47418 | 0.48261 | 0.49118 | 0.49991
F5_Commercial_Retail (ID)_Existing_Food Preparation_Natural Gas_Food Prep Other_E2 | F5 | Commercial | Retail (ID) | Existing | Food Preparation | Natural Gas | Food Prep Other | E2 | Utility - Cost of Operation | 0.25749 | 0.26343 | 0.27091 | 0.27973 | 0.28999 | 0.30292 | 0.3164 | 0.32983 | 0.34279 | 0.35593 | 0.36618 | 0.37572 | 0.386 | 0.39602 | 0.40485 | 0.41303 | 0.42024 | 0.42733 | 0.43496 | 0.44235 | 0.44996 | 0.45789 | 0.4659 | 0.47418 | 0.4826 | 0.49118 | 0.4999
F5_Commercial_Retail (ID)_Existing_Food Preparation_Natural Gas_Food Prep Other_E3 | F5 | Commercial | Retail (ID) | Existing | Food Preparation | Natural Gas | Food Prep Other | E3 | Utility - Cost of Operation | 0 | 0 | 0 | 0 | 0 | 0 | 0 | 0 | 0 | 0 | 0 | 0 | 0 | 0 | 0 | 0 | 0 | 0 | 0 | 0 | 0 | 0 | 0 | 0 | 0 | 0 | 0
F5_Commercial_Retail (ID)_Existing_Food Preparation_Natural Gas_Food Prep Other_E4 | F5 | Commercial | Retail (ID) | Existing | Food Preparation | Natural Gas | Food Prep Other | E4 | Utility - Cost of Operation | 0 | 0 | 0 | 0 | 0 | 0 | 0 | 0 | 0 | 0 | 0 | 0 | 0 | 0 | 0 | 0 | 0 | 0 | 0 | 0 | 0 | 0 | 0 | 0 | 0 | 0 | 0
F5_Commercial_Retail (ID)_Existing_Food Preparation_Natural Gas_Food Prep Other_E5 | F5 | Commercial | Retail (ID) | Existing | Food Preparation | Natural Gas | Food Prep Other | E5 | Utility - Cost of Operation | 0 | 0 | 0 | 0 | 0 | 0 | 0 | 0 | 0 | 0 | 0 | 0 | 0 | 0 | 0 | 0 | 0 | 0 | 0 | 0 | 0 | 0 | 0 | 0 | 0 | 0 | 0
F5_Commercial_Retail (ID)_Existing_Food Preparation_Natural Gas_Food Prep Other_E6 | F5 | Commercial | Retail (ID) | Existing | Food Preparation | Natural Gas | Food Prep Other | E6 | Utility - Cost of Operation | 0 | 0 | 0 | 0 | 0 | 0 | 0 | 0 | 0 | 0 | 0 | 0 | 0 | 0 | 0 | 0 | 0 | 0 | 0 | 0 | 0 | 0 | 0 | 0 | 0 | 0 | 0
F5_Commercial_Retail (ID)_Existing_Food Preparation_Natural Gas_Food Prep Other_E7 | F5 | Commercial | Retail (ID) | Existing | Food Preparation | Natural Gas | Food Prep Other | E7 | Utility - Cost of Operation | 0 | 0 | 0 | 0 | 0 | 0 | 0 | 0 | 0 | 0 | 0 | 0 | 0 | 0 | 0 | 0 | 0 | 0 | 0 | 0 | 0 | 0 | 0 | 0 | 0 | 0 | 0
F5_Commercial_Retail (ID)_Existing_Food Preparation_Natural Gas_Food Prep Other_E8 | F5 | Commercial | Retail (ID) | Existing | Food Preparation | Natural Gas | Food Prep Other | E8 | Utility - Cost of Operation | 0 | 0 | 0 | 0 | 0 | 0 | 0 | 0 | 0 | 0 | 0 | 0 | 0 | 0 | 0 | 0 | 0 | 0 | 0 | 0 | 0 | 0 | 0 | 0 | 0 | 0 | 0
F5_Commercial_Retail (ID)_Existing_Food Preparation_Natural Gas_Food Prep Other_E9 | F5 | Commercial | Retail (ID) | Existing | Food Preparation | Natural Gas | Food Prep Other | E9 | Utility - Cost of Operation | 0 | 0 | 0 | 0 | 0 | 0 | 0 | 0 | 0 | 0 | 0 | 0 | 0 | 0 | 0 | 0 | 0 | 0 | 0 | 0 | 0 | 0 | 0 | 0 | 0 | 0 | 0
F5_Commercial_Retail (ID)_Existing_Food Preparation_Natural Gas_Food Prep Other_E10 | F5 | Commercial | Retail (ID) | Existing | Food Preparation | Natural Gas | Food Prep Other | E10 | Utility - Cost of Operation | 0 | 0 | 0 | 0 | 0 | 0 | 0 | 0 | 0 | 0 | 0 | 0 | 0 | 0 | 0 | 0 | 0 | 0 | 0 | 0 | 0 | 0 | 0 | 0 | 0 | 0 | 0
F6_Commercial_Retail (ID)_Existing_Food Preparation_Natural Gas_Food Prep Other_E1 | F6 | Commercial | Retail (ID) | Existing | Food Preparation | Natural Gas | Food Prep Other | E1 | Utility - Value of Sales | 0.3063 | 0.3114 | 0.31761 | 0.32517 | 0.33415 | 0.34603 | 0.35821 | 0.36999 | 0.38084 | 0.39125 | 0.40196 | 0.41151 | 0.42148 | 0.4307 | 0.43846 | 0.44534 | 0.45098 | 0.45629 | 0.462 | 0.46723 | 0.47246 | 0.48079 | 0.4892 | 0.49789 | 0.50674 | 0.51574 | 0.5249
F6_Commercial_Retail (ID)_Existing_Food Preparation_Natural Gas_Food Prep Other_E2 | F6 | Commercial | Retail (ID) | Existing | Food Preparation | Natural Gas | Food Prep Other | E2 | Utility - Value of Sales | 0.3063 | 0.3114 | 0.31761 | 0.32516 | 0.33415 | 0.34602 | 0.3582 | 0.36999 | 0.38083 | 0.39125 | 0.40195 | 0.41151 | 0.42148 | 0.43069 | 0.43846 | 0.44533 | 0.45097 | 0.45629 | 0.46199 | 0.46723 | 0.47246 | 0.48079 | 0.4892 | 0.49789 | 0.50673 | 0.51574 | 0.5249
F6_Commercial_Retail (ID)_Existing_Food Preparation_Natural Gas_Food Prep Other_E3 | F6 | Commercial | Retail (ID) | Existing | Food Preparation | Natural Gas | Food Prep Other | E3 | Utility - Value of Sales | 0 | 0 | 0 | 0 | 0 | 0 | 0 | 0 | 0 | 0 | 0 | 0 | 0 | 0 | 0 | 0 | 0 | 0 | 0 | 0 | 0 | 0 | 0 | 0 | 0 | 0 | 0
F6_Commercial_Retail (ID)_Existing_Food Preparation_Natural Gas_Food Prep Other_E4 | F6 | Commercial | Retail (ID) | Existing | Food Preparation | Natural Gas | Food Prep Other | E4 | Utility - Value of Sales | 0 | 0 | 0 | 0 | 0 | 0 | 0 | 0 | 0 | 0 | 0 | 0 | 0 | 0 | 0 | 0 | 0 | 0 | 0 | 0 | 0 | 0 | 0 | 0 | 0 | 0 | 0
F6_Commercial_Retail (ID)_Existing_Food Preparation_Natural Gas_Food Prep Other_E5 | F6 | Commercial | Retail (ID) | Existing | Food Preparation | Natural Gas | Food Prep Other | E5 | Utility - Value of Sales | 0 | 0 | 0 | 0 | 0 | 0 | 0 | 0 | 0 | 0 | 0 | 0 | 0 | 0 | 0 | 0 | 0 | 0 | 0 | 0 | 0 | 0 | 0 | 0 | 0 | 0 | 0
F6_Commercial_Retail (ID)_Existing_Food Preparation_Natural Gas_Food Prep Other_E6 | F6 | Commercial | Retail (ID) | Existing | Food Preparation | Natural Gas | Food Prep Other | E6 | Utility - Value of Sales | 0 | 0 | 0 | 0 | 0 | 0 | 0 | 0 | 0 | 0 | 0 | 0 | 0 | 0 | 0 | 0 | 0 | 0 | 0 | 0 | 0 | 0 | 0 | 0 | 0 | 0 | 0
F6_Commercial_Retail (ID)_Existing_Food Preparation_Natural Gas_Food Prep Other_E7 | F6 | Commercial | Retail (ID) | Existing | Food Preparation | Natural Gas | Food Prep Other | E7 | Utility - Value of Sales | 0 | 0 | 0 | 0 | 0 | 0 | 0 | 0 | 0 | 0 | 0 | 0 | 0 | 0 | 0 | 0 | 0 | 0 | 0 | 0 | 0 | 0 | 0 | 0 | 0 | 0 | 0
F6_Commercial_Retail (ID)_Existing_Food Preparation_Natural Gas_Food Prep Other_E8 | F6 | Commercial | Retail (ID) | Existing | Food Preparation | Natural Gas | Food Prep Other | E8 | Utility - Value of Sales | 0 | 0 | 0 | 0 | 0 | 0 | 0 | 0 | 0 | 0 | 0 | 0 | 0 | 0 | 0 | 0 | 0 | 0 | 0 | 0 | 0 | 0 | 0 | 0 | 0 | 0 | 0
F6_Commercial_Retail (ID)_Existing_Food Preparation_Natural Gas_Food Prep Other_E9 | F6 | Commercial | Retail (ID) | Existing | Food Preparation | Natural Gas | Food Prep Other | E9 | Utility - Value of Sales | 0 | 0 | 0 | 0 | 0 | 0 | 0 | 0 | 0 | 0 | 0 | 0 | 0 | 0 | 0 | 0 | 0 | 0 | 0 | 0 | 0 | 0 | 0 | 0 | 0 | 0 | 0
F6_Commercial_Retail (ID)_Existing_Food Preparation_Natural Gas_Food Prep Other_E10 | F6 | Commercial | Retail (ID) | Existing | Food Preparation | Natural Gas | Food Prep Other | E10 | Utility - Value of Sales | 0 | 0 | 0 | 0 | 0 | 0 | 0 | 0 | 0 | 0 | 0 | 0 | 0 | 0 | 0 | 0 | 0 | 0 | 0 | 0 | 0 | 0 | 0 | 0 | 0 | 0 | 0
F1_Commercial_Retail (ID)_Existing_Miscellaneous_Natural Gas_Pool Heater_E1 | F1 | Commercial | Retail (ID) | Existing | Miscellaneous | Natural Gas | Pool Heater | E1 | RVT - Cost of Equipment | 0.0026828 | 0.0026828 | 0.0026828 | 0.0026828 | 0.0026828 | 0.0026828 | 0.0026828 | 0.0026828 | 0.0026828 | 0.0026828 | 0.0026828 | 0.0026828 | 0.0026828 | 0.0026828 | 0.0026828 | 0.0026828 | 0.0026828 | 0.0026828 | 0.0026828 | 0.0026828 | 0.0026828 | 0.0026828 | 0.0026828 | 0.0026828 | 0.0026828 | 0.0026828 | 0.0026828
F1_Commercial_Retail (ID)_Existing_Miscellaneous_Natural Gas_Pool Heater_E2 | F1 | Commercial | Retail (ID) | Existing | Miscellaneous | Natural Gas | Pool Heater | E2 | RVT - Cost of Equipment | 0.0043927 | 0.0043927 | 0.0043927 | 0.0043927 | 0.0043927 | 0.0043927 | 0.0043927 | 0.0043927 | 0.0043927 | 0.0043927 | 0.0043927 | 0.0043927 | 0.0043927 | 0.0043927 | 0.0043927 | 0.0043927 | 0.0043927 | 0.0043927 | 0.0043927 | 0.0043927 | 0.0043927 | 0.0043927 | 0.0043927 | 0.0043927 | 0.0043927 | 0.0043927 | 0.0043927
F1_Commercial_Retail (ID)_Existing_Miscellaneous_Natural Gas_Pool Heater_E3 | F1 | Commercial | Retail (ID) | Existing | Miscellaneous | Natural Gas | Pool Heater | E3 | RVT - Cost of Equipment | 0 | 0 | 0 | 0 | 0 | 0 | 0 | 0 | 0 | 0 | 0 | 0 | 0 | 0 | 0 | 0 | 0 | 0 | 0 | 0 | 0 | 0 | 0 | 0 | 0 | 0 | 0
F1_Commercial_Retail (ID)_Existing_Miscellaneous_Natural Gas_Pool Heater_E4 | F1 | Commercial | Retail (ID) | Existing | Miscellaneous | Natural Gas | Pool Heater | E4 | RVT - Cost of Equipment | 0 | 0 | 0 | 0 | 0 | 0 | 0 | 0 | 0 | 0 | 0 | 0 | 0 | 0 | 0 | 0 | 0 | 0 | 0 | 0 | 0 | 0 | 0 | 0 | 0 | 0 | 0
F1_Commercial_Retail (ID)_Existing_Miscellaneous_Natural Gas_Pool Heater_E5 | F1 | Commercial | Retail (ID) | Existing | Miscellaneous | Natural Gas | Pool Heater | E5 | RVT - Cost of Equipment | 0 | 0 | 0 | 0 | 0 | 0 | 0 | 0 | 0 | 0 | 0 | 0 | 0 | 0 | 0 | 0 | 0 | 0 | 0 | 0 | 0 | 0 | 0 | 0 | 0 | 0 | 0
F1_Commercial_Retail (ID)_Existing_Miscellaneous_Natural Gas_Pool Heater_E6 | F1 | Commercial | Retail (ID) | Existing | Miscellaneous | Natural Gas | Pool Heater | E6 | RVT - Cost of Equipment | 0 | 0 | 0 | 0 | 0 | 0 | 0 | 0 | 0 | 0 | 0 | 0 | 0 | 0 | 0 | 0 | 0 | 0 | 0 | 0 | 0 | 0 | 0 | 0 | 0 | 0 | 0
F1_Commercial_Retail (ID)_Existing_Miscellaneous_Natural Gas_Pool Heater_E7 | F1 | Commercial | Retail (ID) | Existing | Miscellaneous | Natural Gas | Pool Heater | E7 | RVT - Cost of Equipment | 0 | 0 | 0 | 0 | 0 | 0 | 0 | 0 | 0 | 0 | 0 | 0 | 0 | 0 | 0 | 0 | 0 | 0 | 0 | 0 | 0 | 0 | 0 | 0 | 0 | 0 | 0
F1_Commercial_Retail (ID)_Existing_Miscellaneous_Natural Gas_Pool Heater_E8 | F1 | Commercial | Retail (ID) | Existing | Miscellaneous | Natural Gas | Pool Heater | E8 | RVT - Cost of Equipment | 0 | 0 | 0 | 0 | 0 | 0 | 0 | 0 | 0 | 0 | 0 | 0 | 0 | 0 | 0 | 0 | 0 | 0 | 0 | 0 | 0 | 0 | 0 | 0 | 0 | 0 | 0
F1_Commercial_Retail (ID)_Existing_Miscellaneous_Natural Gas_Pool Heater_E9 | F1 | Commercial | Retail (ID) | Existing | Miscellaneous | Natural Gas | Pool Heater | E9 | RVT - Cost of Equipment | 0 | 0 | 0 | 0 | 0 | 0 | 0 | 0 | 0 | 0 | 0 | 0 | 0 | 0 | 0 | 0 | 0 | 0 | 0 | 0 | 0 | 0 | 0 | 0 | 0 | 0 | 0
F1_Commercial_Retail (ID)_Existing_Miscellaneous_Natural Gas_Pool Heater_E10 | F1 | Commercial | Retail (ID) | Existing | Miscellaneous | Natural Gas | Pool Heater | E10 | RVT - Cost of Equipment | 0 | 0 | 0 | 0 | 0 | 0 | 0 | 0 | 0 | 0 | 0 | 0 | 0 | 0 | 0 | 0 | 0 | 0 | 0 | 0 | 0 | 0 | 0 | 0 | 0 | 0 | 0
F2_Commercial_Retail (ID)_Existing_Miscellaneous_Natural Gas_Pool Heater_E1 | F2 | Commercial | Retail (ID) | Existing | Miscellaneous | Natural Gas | Pool Heater | E1 | RVT - Cost of Operation | 0.0040313 | 0.0040618 | 0.0041171 | 0.0042004 | 0.0043098 | 0.0044691 | 0.0046299 | 0.0047841 | 0.0049232 | 0.0050695 | 0.0052372 | 0.0053946 | 0.0055725 | 0.0057371 | 0.0058657 | 0.0059701 | 0.0060403 | 0.0060938 | 0.006154 | 0.0062033 | 0.0062516 | 0.0063614 | 0.0064717 | 0.0065867 | 0.0067037 | 0.0068228 | 0.006944
F2_Commercial_Retail (ID)_Existing_Miscellaneous_Natural Gas_Pool Heater_E2 | F2 | Commercial | Retail (ID) | Existing | Miscellaneous | Natural Gas | Pool Heater | E2 | RVT - Cost of Operation | 0.0034266 | 0.0034526 | 0.0034995 | 0.0035703 | 0.0036633 | 0.0037987 | 0.0039354 | 0.0040665 | 0.0041847 | 0.0043091 | 0.0044516 | 0.0045854 | 0.0047366 | 0.0048765 | 0.0049858 | 0.0050746 | 0.0051343 | 0.0051797 | 0.0052309 | 0.0052728 | 0.0053139 | 0.0054072 | 0.005501 | 0.0055987 | 0.0056982 | 0.0057994 | 0.0059024
F2_Commercial_Retail (ID)_Existing_Miscellaneous_Natural Gas_Pool Heater_E3 | F2 | Commercial | Retail (ID) | Existing | Miscellaneous | Natural Gas | Pool Heater | E3 | RVT - Cost of Operation | 0 | 0 | 0 | 0 | 0 | 0 | 0 | 0 | 0 | 0 | 0 | 0 | 0 | 0 | 0 | 0 | 0 | 0 | 0 | 0 | 0 | 0 | 0 | 0 | 0 | 0 | 0
F2_Commercial_Retail (ID)_Existing_Miscellaneous_Natural Gas_Pool Heater_E4 | F2 | Commercial | Retail (ID) | Existing | Miscellaneous | Natural Gas | Pool Heater | E4 | RVT - Cost of Operation | 0 | 0 | 0 | 0 | 0 | 0 | 0 | 0 | 0 | 0 | 0 | 0 | 0 | 0 | 0 | 0 | 0 | 0 | 0 | 0 | 0 | 0 | 0 | 0 | 0 | 0 | 0
F2_Commercial_Retail (ID)_Existing_Miscellaneous_Natural Gas_Pool Heater_E5 | F2 | Commercial | Retail (ID) | Existing | Miscellaneous | Natural Gas | Pool Heater | E5 | RVT - Cost of Operation | 0 | 0 | 0 | 0 | 0 | 0 | 0 | 0 | 0 | 0 | 0 | 0 | 0 | 0 | 0 | 0 | 0 | 0 | 0 | 0 | 0 | 0 | 0 | 0 | 0 | 0 | 0
F2_Commercial_Retail (ID)_Existing_Miscellaneous_Natural Gas_Pool Heater_E6 | F2 | Commercial | Retail (ID) | Existing | Miscellaneous | Natural Gas | Pool Heater | E6 | RVT - Cost of Operation | 0 | 0 | 0 | 0 | 0 | 0 | 0 | 0 | 0 | 0 | 0 | 0 | 0 | 0 | 0 | 0 | 0 | 0 | 0 | 0 | 0 | 0 | 0 | 0 | 0 | 0 | 0
F2_Commercial_Retail (ID)_Existing_Miscellaneous_Natural Gas_Pool Heater_E7 | F2 | Commercial | Retail (ID) | Existing | Miscellaneous | Natural Gas | Pool Heater | E7 | RVT - Cost of Operation | 0 | 0 | 0 | 0 | 0 | 0 | 0 | 0 | 0 | 0 | 0 | 0 | 0 | 0 | 0 | 0 | 0 | 0 | 0 | 0 | 0 | 0 | 0 | 0 | 0 | 0 | 0
F2_Commercial_Retail (ID)_Existing_Miscellaneous_Natural Gas_Pool Heater_E8 | F2 | Commercial | Retail (ID) | Existing | Miscellaneous | Natural Gas | Pool Heater | E8 | RVT - Cost of Operation | 0 | 0 | 0 | 0 | 0 | 0 | 0 | 0 | 0 | 0 | 0 | 0 | 0 | 0 | 0 | 0 | 0 | 0 | 0 | 0 | 0 | 0 | 0 | 0 | 0 | 0 | 0
F2_Commercial_Retail (ID)_Existing_Miscellaneous_Natural Gas_Pool Heater_E9 | F2 | Commercial | Retail (ID) | Existing | Miscellaneous | Natural Gas | Pool Heater | E9 | RVT - Cost of Operation | 0 | 0 | 0 | 0 | 0 | 0 | 0 | 0 | 0 | 0 | 0 | 0 | 0 | 0 | 0 | 0 | 0 | 0 | 0 | 0 | 0 | 0 | 0 | 0 | 0 | 0 | 0
F2_Commercial_Retail (ID)_Existing_Miscellaneous_Natural Gas_Pool Heater_E10 | F2 | Commercial | Retail (ID) | Existing | Miscellaneous | Natural Gas | Pool Heater | E10 | RVT - Cost of Operation | 0 | 0 | 0 | 0 | 0 | 0 | 0 | 0 | 0 | 0 | 0 | 0 | 0 | 0 | 0 | 0 | 0 | 0 | 0 | 0 | 0 | 0 | 0 | 0 | 0 | 0 | 0
F3_Commercial_Retail (ID)_Existing_Miscellaneous_Natural Gas_Pool Heater_E1 | F3 | Commercial | Retail (ID) | Existing | Miscellaneous | Natural Gas | Pool Heater | E1 | System - kBTUs of Consumption | 1.0152 | 1.0152 | 1.0152 | 1.0152 | 1.0152 | 1.0152 | 1.0152 | 1.0152 | 1.0152 | 1.0152 | 1.0152 | 1.0152 | 1.0152 | 1.0152 | 1.0152 | 1.0152 | 1.0152 | 1.0152 | 1.0152 | 1.0152 | 1.0152 | 1.0152 | 1.0152 | 1.0152 | 1.0152 | 1.0152 | 1.0152
F3_Commercial_Retail (ID)_Existing_Miscellaneous_Natural Gas_Pool Heater_E2 | F3 | Commercial | Retail (ID) | Existing | Miscellaneous | Natural Gas | Pool Heater | E2 | System - kBTUs of Consumption | 0.86294 | 0.86294 | 0.86294 | 0.86294 | 0.86294 | 0.86294 | 0.86294 | 0.86294 | 0.86294 | 0.86294 | 0.86294 | 0.86294 | 0.86294 | 0.86294 | 0.86294 | 0.86294 | 0.86294 | 0.86294 | 0.86294 | 0.86294 | 0.86294 | 0.86294 | 0.86294 | 0.86294 | 0.86294 | 0.86294 | 0.86294
F3_Commercial_Retail (ID)_Existing_Miscellaneous_Natural Gas_Pool Heater_E3 | F3 | Commercial | Retail (ID) | Existing | Miscellaneous | Natural Gas | Pool Heater | E3 | System - kBTUs of Consumption | 0 | 0 | 0 | 0 | 0 | 0 | 0 | 0 | 0 | 0 | 0 | 0 | 0 | 0 | 0 | 0 | 0 | 0 | 0 | 0 | 0 | 0 | 0 | 0 | 0 | 0 | 0
F3_Commercial_Retail (ID)_Existing_Miscellaneous_Natural Gas_Pool Heater_E4 | F3 | Commercial | Retail (ID) | Existing | Miscellaneous | Natural Gas | Pool Heater | E4 | System - kBTUs of Consumption | 0 | 0 | 0 | 0 | 0 | 0 | 0 | 0 | 0 | 0 | 0 | 0 | 0 | 0 | 0 | 0 | 0 | 0 | 0 | 0 | 0 | 0 | 0 | 0 | 0 | 0 | 0
F3_Commercial_Retail (ID)_Existing_Miscellaneous_Natural Gas_Pool Heater_E5 | F3 | Commercial | Retail (ID) | Existing | Miscellaneous | Natural Gas | Pool Heater | E5 | System - kBTUs of Consumption | 0 | 0 | 0 | 0 | 0 | 0 | 0 | 0 | 0 | 0 | 0 | 0 | 0 | 0 | 0 | 0 | 0 | 0 | 0 | 0 | 0 | 0 | 0 | 0 | 0 | 0 | 0
F3_Commercial_Retail (ID)_Existing_Miscellaneous_Natural Gas_Pool Heater_E6 | F3 | Commercial | Retail (ID) | Existing | Miscellaneous | Natural Gas | Pool Heater | E6 | System - kBTUs of Consumption | 0 | 0 | 0 | 0 | 0 | 0 | 0 | 0 | 0 | 0 | 0 | 0 | 0 | 0 | 0 | 0 | 0 | 0 | 0 | 0 | 0 | 0 | 0 | 0 | 0 | 0 | 0
F3_Commercial_Retail (ID)_Existing_Miscellaneous_Natural Gas_Pool Heater_E7 | F3 | Commercial | Retail (ID) | Existing | Miscellaneous | Natural Gas | Pool Heater | E7 | System - kBTUs of Consumption | 0 | 0 | 0 | 0 | 0 | 0 | 0 | 0 | 0 | 0 | 0 | 0 | 0 | 0 | 0 | 0 | 0 | 0 | 0 | 0 | 0 | 0 | 0 | 0 | 0 | 0 | 0
F3_Commercial_Retail (ID)_Existing_Miscellaneous_Natural Gas_Pool Heater_E8 | F3 | Commercial | Retail (ID) | Existing | Miscellaneous | Natural Gas | Pool Heater | E8 | System - kBTUs of Consumption | 0 | 0 | 0 | 0 | 0 | 0 | 0 | 0 | 0 | 0 | 0 | 0 | 0 | 0 | 0 | 0 | 0 | 0 | 0 | 0 | 0 | 0 | 0 | 0 | 0 | 0 | 0
F3_Commercial_Retail (ID)_Existing_Miscellaneous_Natural Gas_Pool Heater_E9 | F3 | Commercial | Retail (ID) | Existing | Miscellaneous | Natural Gas | Pool Heater | E9 | System - kBTUs of Consumption | 0 | 0 | 0 | 0 | 0 | 0 | 0 | 0 | 0 | 0 | 0 | 0 | 0 | 0 | 0 | 0 | 0 | 0 | 0 | 0 | 0 | 0 | 0 | 0 | 0 | 0 | 0
F3_Commercial_Retail (ID)_Existing_Miscellaneous_Natural Gas_Pool Heater_E10 | F3 | Commercial | Retail (ID) | Existing | Miscellaneous | Natural Gas | Pool Heater | E10 | System - kBTUs of Consumption | 0 | 0 | 0 | 0 | 0 | 0 | 0 | 0 | 0 | 0 | 0 | 0 | 0 | 0 | 0 | 0 | 0 | 0 | 0 | 0 | 0 | 0 | 0 | 0 | 0 | 0 | 0
F4_Commercial_Retail (ID)_Existing_Miscellaneous_Natural Gas_Pool Heater_E1 | F4 | Commercial | Retail (ID) | Existing | Miscellaneous | Natural Gas | Pool Heater | E1 | Utility - Cost of Equipment | 0.0026828 | 0.0026828 | 0.0026828 | 0.0026828 | 0.0026828 | 0.0026828 | 0.0026828 | 0.0026828 | 0.0026828 | 0.0026828 | 0.0026828 | 0.0026828 | 0.0026828 | 0.0026828 | 0.0026828 | 0.0026828 | 0.0026828 | 0.0026828 | 0.0026828 | 0.0026828 | 0.0026828 | 0.0026828 | 0.0026828 | 0.0026828 | 0.0026828 | 0.0026828 | 0.0026828
F4_Commercial_Retail (ID)_Existing_Miscellaneous_Natural Gas_Pool Heater_E2 | F4 | Commercial | Retail (ID) | Existing | Miscellaneous | Natural Gas | Pool Heater | E2 | Utility - Cost of Equipment | 0.0043927 | 0.0043927 | 0.0043927 | 0.0043927 | 0.0043927 | 0.0043927 | 0.0043927 | 0.0043927 | 0.0043927 | 0.0043927 | 0.0043927 | 0.0043927 | 0.0043927 | 0.0043927 | 0.0043927 | 0.0043927 | 0.0043927 | 0.0043927 | 0.0043927 | 0.0043927 | 0.0043927 | 0.0043927 | 0.0043927 | 0.0043927 | 0.0043927 | 0.0043927 | 0.0043927
F4_Commercial_Retail (ID)_Existing_Miscellaneous_Natural Gas_Pool Heater_E3 | F4 | Commercial | Retail (ID) | Existing | Miscellaneous | Natural Gas | Pool Heater | E3 | Utility - Cost of Equipment | 0 | 0 | 0 | 0 | 0 | 0 | 0 | 0 | 0 | 0 | 0 | 0 | 0 | 0 | 0 | 0 | 0 | 0 | 0 | 0 | 0 | 0 | 0 | 0 | 0 | 0 | 0
F4_Commercial_Retail (ID)_Existing_Miscellaneous_Natural Gas_Pool Heater_E4 | F4 | Commercial | Retail (ID) | Existing | Miscellaneous | Natural Gas | Pool Heater | E4 | Utility - Cost of Equipment | 0 | 0 | 0 | 0 | 0 | 0 | 0 | 0 | 0 | 0 | 0 | 0 | 0 | 0 | 0 | 0 | 0 | 0 | 0 | 0 | 0 | 0 | 0 | 0 | 0 | 0 | 0
F4_Commercial_Retail (ID)_Existing_Miscellaneous_Natural Gas_Pool Heater_E5 | F4 | Commercial | Retail (ID) | Existing | Miscellaneous | Natural Gas | Pool Heater | E5 | Utility - Cost of Equipment | 0 | 0 | 0 | 0 | 0 | 0 | 0 | 0 | 0 | 0 | 0 | 0 | 0 | 0 | 0 | 0 | 0 | 0 | 0 | 0 | 0 | 0 | 0 | 0 | 0 | 0 | 0
F4_Commercial_Retail (ID)_Existing_Miscellaneous_Natural Gas_Pool Heater_E6 | F4 | Commercial | Retail (ID) | Existing | Miscellaneous | Natural Gas | Pool Heater | E6 | Utility - Cost of Equipment | 0 | 0 | 0 | 0 | 0 | 0 | 0 | 0 | 0 | 0 | 0 | 0 | 0 | 0 | 0 | 0 | 0 | 0 | 0 | 0 | 0 | 0 | 0 | 0 | 0 | 0 | 0
F4_Commercial_Retail (ID)_Existing_Miscellaneous_Natural Gas_Pool Heater_E7 | F4 | Commercial | Retail (ID) | Existing | Miscellaneous | Natural Gas | Pool Heater | E7 | Utility - Cost of Equipment | 0 | 0 | 0 | 0 | 0 | 0 | 0 | 0 | 0 | 0 | 0 | 0 | 0 | 0 | 0 | 0 | 0 | 0 | 0 | 0 | 0 | 0 | 0 | 0 | 0 | 0 | 0
F4_Commercial_Retail (ID)_Existing_Miscellaneous_Natural Gas_Pool Heater_E8 | F4 | Commercial | Retail (ID) | Existing | Miscellaneous | Natural Gas | Pool Heater | E8 | Utility - Cost of Equipment | 0 | 0 | 0 | 0 | 0 | 0 | 0 | 0 | 0 | 0 | 0 | 0 | 0 | 0 | 0 | 0 | 0 | 0 | 0 | 0 | 0 | 0 | 0 | 0 | 0 | 0 | 0
F4_Commercial_Retail (ID)_Existing_Miscellaneous_Natural Gas_Pool Heater_E9 | F4 | Commercial | Retail (ID) | Existing | Miscellaneous | Natural Gas | Pool Heater | E9 | Utility - Cost of Equipment | 0 | 0 | 0 | 0 | 0 | 0 | 0 | 0 | 0 | 0 | 0 | 0 | 0 | 0 | 0 | 0 | 0 | 0 | 0 | 0 | 0 | 0 | 0 | 0 | 0 | 0 | 0
F4_Commercial_Retail (ID)_Existing_Miscellaneous_Natural Gas_Pool Heater_E10 | F4 | Commercial | Retail (ID) | Existing | Miscellaneous | Natural Gas | Pool Heater | E10 | Utility - Cost of Equipment | 0 | 0 | 0 | 0 | 0 | 0 | 0 | 0 | 0 | 0 | 0 | 0 | 0 | 0 | 0 | 0 | 0 | 0 | 0 | 0 | 0 | 0 | 0 | 0 | 0 | 0 | 0
F5_Commercial_Retail (ID)_Existing_Miscellaneous_Natural Gas_Pool Heater_E1 | F5 | Commercial | Retail (ID) | Existing | Miscellaneous | Natural Gas | Pool Heater | E1 | Utility - Cost of Operation | 0.0033594 | 0.0033849 | 0.0034397 | 0.0035283 | 0.0036504 | 0.0038279 | 0.0040225 | 0.0042176 | 0.0044066 | 0.0046086 | 0.0047611 | 0.0049042 | 0.0050659 | 0.005222 | 0.0053527 | 0.00547 | 0.0055659 | 0.0056578 | 0.0057594 | 0.005855 | 0.0059539 | 0.0060585 | 0.0061636 | 0.0062731 | 0.0063845 | 0.0064979 | 0.0066134
F5_Commercial_Retail (ID)_Existing_Miscellaneous_Natural Gas_Pool Heater_E2 | F5 | Commercial | Retail (ID) | Existing | Miscellaneous | Natural Gas | Pool Heater | E2 | Utility - Cost of Operation | 0.0028555 | 0.0028771 | 0.0029237 | 0.002999 | 0.0031029 | 0.0032537 | 0.0034191 | 0.003585 | 0.0037456 | 0.0039173 | 0.0040469 | 0.0041685 | 0.004306 | 0.0044387 | 0.0045498 | 0.0046495 | 0.004731 | 0.0048091 | 0.0048955 | 0.0049767 | 0.0050608 | 0.0051497 | 0.005239 | 0.0053321 | 0.0054268 | 0.0055232 | 0.0056214
F5_Commercial_Retail (ID)_Existing_Miscellaneous_Natural Gas_Pool Heater_E3 | F5 | Commercial | Retail (ID) | Existing | Miscellaneous | Natural Gas | Pool Heater | E3 | Utility - Cost of Operation | 0 | 0 | 0 | 0 | 0 | 0 | 0 | 0 | 0 | 0 | 0 | 0 | 0 | 0 | 0 | 0 | 0 | 0 | 0 | 0 | 0 | 0 | 0 | 0 | 0 | 0 | 0
F5_Commercial_Retail (ID)_Existing_Miscellaneous_Natural Gas_Pool Heater_E4 | F5 | Commercial | Retail (ID) | Existing | Miscellaneous | Natural Gas | Pool Heater | E4 | Utility - Cost of Operation | 0 | 0 | 0 | 0 | 0 | 0 | 0 | 0 | 0 | 0 | 0 | 0 | 0 | 0 | 0 | 0 | 0 | 0 | 0 | 0 | 0 | 0 | 0 | 0 | 0 | 0 | 0
F5_Commercial_Retail (ID)_Existing_Miscellaneous_Natural Gas_Pool Heater_E5 | F5 | Commercial | Retail (ID) | Existing | Miscellaneous | Natural Gas | Pool Heater | E5 | Utility - Cost of Operation | 0 | 0 | 0 | 0 | 0 | 0 | 0 | 0 | 0 | 0 | 0 | 0 | 0 | 0 | 0 | 0 | 0 | 0 | 0 | 0 | 0 | 0 | 0 | 0 | 0 | 0 | 0
F5_Commercial_Retail (ID)_Existing_Miscellaneous_Natural Gas_Pool Heater_E6 | F5 | Commercial | Retail (ID) | Existing | Miscellaneous | Natural Gas | Pool Heater | E6 | Utility - Cost of Operation | 0 | 0 | 0 | 0 | 0 | 0 | 0 | 0 | 0 | 0 | 0 | 0 | 0 | 0 | 0 | 0 | 0 | 0 | 0 | 0 | 0 | 0 | 0 | 0 | 0 | 0 | 0
F5_Commercial_Retail (ID)_Existing_Miscellaneous_Natural Gas_Pool Heater_E7 | F5 | Commercial | Retail (ID) | Existing | Miscellaneous | Natural Gas | Pool Heater | E7 | Utility - Cost of Operation | 0 | 0 | 0 | 0 | 0 | 0 | 0 | 0 | 0 | 0 | 0 | 0 | 0 | 0 | 0 | 0 | 0 | 0 | 0 | 0 | 0 | 0 | 0 | 0 | 0 | 0 | 0
F5_Commercial_Retail (ID)_Existing_Miscellaneous_Natural Gas_Pool Heater_E8 | F5 | Commercial | Retail (ID) | Existing | Miscellaneous | Natural Gas | Pool Heater | E8 | Utility - Cost of Operation | 0 | 0 | 0 | 0 | 0 | 0 | 0 | 0 | 0 | 0 | 0 | 0 | 0 | 0 | 0 | 0 | 0 | 0 | 0 | 0 | 0 | 0 | 0 | 0 | 0 | 0 | 0
F5_Commercial_Retail (ID)_Existing_Miscellaneous_Natural Gas_Pool Heater_E9 | F5 | Commercial | Retail (ID) | Existing | Miscellaneous | Natural Gas | Pool Heater | E9 | Utility - Cost of Operation | 0 | 0 | 0 | 0 | 0 | 0 | 0 | 0 | 0 | 0 | 0 | 0 | 0 | 0 | 0 | 0 | 0 | 0 | 0 | 0 | 0 | 0 | 0 | 0 | 0 | 0 | 0
F5_Commercial_Retail (ID)_Existing_Miscellaneous_Natural Gas_Pool Heater_E10 | F5 | Commercial | Retail (ID) | Existing | Miscellaneous | Natural Gas | Pool Heater | E10 | Utility - Cost of Operation | 0 | 0 | 0 | 0 | 0 | 0 | 0 | 0 | 0 | 0 | 0 | 0 | 0 | 0 | 0 | 0 | 0 | 0 | 0 | 0 | 0 | 0 | 0 | 0 | 0 | 0 | 0
F6_Commercial_Retail (ID)_Existing_Miscellaneous_Natural Gas_Pool Heater_E1 | F6 | Commercial | Retail (ID) | Existing | Miscellaneous | Natural Gas | Pool Heater | E1 | Utility - Value of Sales | 0.0040313 | 0.0040618 | 0.0041171 | 0.0042004 | 0.0043098 | 0.0044691 | 0.0046299 | 0.0047841 | 0.0049232 | 0.0050695 | 0.0052372 | 0.0053946 | 0.0055725 | 0.0057371 | 0.0058657 | 0.0059701 | 0.0060403 | 0.0060938 | 0.006154 | 0.0062033 | 0.0062516 | 0.0063614 | 0.0064717 | 0.0065867 | 0.0067037 | 0.0068228 | 0.006944
F6_Commercial_Retail (ID)_Existing_Miscellaneous_Natural Gas_Pool Heater_E2 | F6 | Commercial | Retail (ID) | Existing | Miscellaneous | Natural Gas | Pool Heater | E2 | Utility - Value of Sales | 0.0034266 | 0.0034526 | 0.0034995 | 0.0035703 | 0.0036633 | 0.0037987 | 0.0039354 | 0.0040665 | 0.0041847 | 0.0043091 | 0.0044516 | 0.0045854 | 0.0047366 | 0.0048765 | 0.0049858 | 0.0050746 | 0.0051343 | 0.0051797 | 0.0052309 | 0.0052728 | 0.0053139 | 0.0054072 | 0.005501 | 0.0055987 | 0.0056982 | 0.0057994 | 0.0059024
F6_Commercial_Retail (ID)_Existing_Miscellaneous_Natural Gas_Pool Heater_E3 | F6 | Commercial | Retail (ID) | Existing | Miscellaneous | Natural Gas | Pool Heater | E3 | Utility - Value of Sales | 0 | 0 | 0 | 0 | 0 | 0 | 0 | 0 | 0 | 0 | 0 | 0 | 0 | 0 | 0 | 0 | 0 | 0 | 0 | 0 | 0 | 0 | 0 | 0 | 0 | 0 | 0
F6_Commercial_Retail (ID)_Existing_Miscellaneous_Natural Gas_Pool Heater_E4 | F6 | Commercial | Retail (ID) | Existing | Miscellaneous | Natural Gas | Pool Heater | E4 | Utility - Value of Sales | 0 | 0 | 0 | 0 | 0 | 0 | 0 | 0 | 0 | 0 | 0 | 0 | 0 | 0 | 0 | 0 | 0 | 0 | 0 | 0 | 0 | 0 | 0 | 0 | 0 | 0 | 0
F6_Commercial_Retail (ID)_Existing_Miscellaneous_Natural Gas_Pool Heater_E5 | F6 | Commercial | Retail (ID) | Existing | Miscellaneous | Natural Gas | Pool Heater | E5 | Utility - Value of Sales | 0 | 0 | 0 | 0 | 0 | 0 | 0 | 0 | 0 | 0 | 0 | 0 | 0 | 0 | 0 | 0 | 0 | 0 | 0 | 0 | 0 | 0 | 0 | 0 | 0 | 0 | 0
F6_Commercial_Retail (ID)_Existing_Miscellaneous_Natural Gas_Pool Heater_E6 | F6 | Commercial | Retail (ID) | Existing | Miscellaneous | Natural Gas | Pool Heater | E6 | Utility - Value of Sales | 0 | 0 | 0 | 0 | 0 | 0 | 0 | 0 | 0 | 0 | 0 | 0 | 0 | 0 | 0 | 0 | 0 | 0 | 0 | 0 | 0 | 0 | 0 | 0 | 0 | 0 | 0
F6_Commercial_Retail (ID)_Existing_Miscellaneous_Natural Gas_Pool Heater_E7 | F6 | Commercial | Retail (ID) | Existing | Miscellaneous | Natural Gas | Pool Heater | E7 | Utility - Value of Sales | 0 | 0 | 0 | 0 | 0 | 0 | 0 | 0 | 0 | 0 | 0 | 0 | 0 | 0 | 0 | 0 | 0 | 0 | 0 | 0 | 0 | 0 | 0 | 0 | 0 | 0 | 0
F6_Commercial_Retail (ID)_Existing_Miscellaneous_Natural Gas_Pool Heater_E8 | F6 | Commercial | Retail (ID) | Existing | Miscellaneous | Natural Gas | Pool Heater | E8 | Utility - Value of Sales | 0 | 0 | 0 | 0 | 0 | 0 | 0 | 0 | 0 | 0 | 0 | 0 | 0 | 0 | 0 | 0 | 0 | 0 | 0 | 0 | 0 | 0 | 0 | 0 | 0 | 0 | 0
F6_Commercial_Retail (ID)_Existing_Miscellaneous_Natural Gas_Pool Heater_E9 | F6 | Commercial | Retail (ID) | Existing | Miscellaneous | Natural Gas | Pool Heater | E9 | Utility - Value of Sales | 0 | 0 | 0 | 0 | 0 | 0 | 0 | 0 | 0 | 0 | 0 | 0 | 0 | 0 | 0 | 0 | 0 | 0 | 0 | 0 | 0 | 0 | 0 | 0 | 0 | 0 | 0
F6_Commercial_Retail (ID)_Existing_Miscellaneous_Natural Gas_Pool Heater_E10 | F6 | Commercial | Retail (ID) | Existing | Miscellaneous | Natural Gas | Pool Heater | E10 | Utility - Value of Sales | 0 | 0 | 0 | 0 | 0 | 0 | 0 | 0 | 0 | 0 | 0 | 0 | 0 | 0 | 0 | 0 | 0 | 0 | 0 | 0 | 0 | 0 | 0 | 0 | 0 | 0 | 0
F1_Commercial_Retail (ID)_Existing_Miscellaneous_Natural Gas_Miscellaneous_E1 | F1 | Commercial | Retail (ID) | Existing | Miscellaneous | Natural Gas | Miscellaneous | E1 | RVT - Cost of Equipment | 0.0066898 | 0.0066898 | 0.0066898 | 0.0066898 | 0.0066898 | 0.0066898 | 0.0066898 | 0.0066898 | 0.0066898 | 0.0066898 | 0.0066898 | 0.0066898 | 0.0066898 | 0.0066898 | 0.0066898 | 0.0066898 | 0.0066898 | 0.0066898 | 0.0066898 | 0.0066898 | 0.0066898 | 0.0066898 | 0.0066898 | 0.0066898 | 0.0066898 | 0.0066898 | 0.0066898
F1_Commercial_Retail (ID)_Existing_Miscellaneous_Natural Gas_Miscellaneous_E2 | F1 | Commercial | Retail (ID) | Existing | Miscellaneous | Natural Gas | Miscellaneous | E2 | RVT - Cost of Equipment | 0 | 0 | 0 | 0 | 0 | 0 | 0 | 0 | 0 | 0 | 0 | 0 | 0 | 0 | 0 | 0 | 0 | 0 | 0 | 0 | 0 | 0 | 0 | 0 | 0 | 0 | 0
F1_Commercial_Retail (ID)_Existing_Miscellaneous_Natural Gas_Miscellaneous_E3 | F1 | Commercial | Retail (ID) | Existing | Miscellaneous | Natural Gas | Miscellaneous | E3 | RVT - Cost of Equipment | 0 | 0 | 0 | 0 | 0 | 0 | 0 | 0 | 0 | 0 | 0 | 0 | 0 | 0 | 0 | 0 | 0 | 0 | 0 | 0 | 0 | 0 | 0 | 0 | 0 | 0 | 0
F1_Commercial_Retail (ID)_Existing_Miscellaneous_Natural Gas_Miscellaneous_E4 | F1 | Commercial | Retail (ID) | Existing | Miscellaneous | Natural Gas | Miscellaneous | E4 | RVT - Cost of Equipment | 0 | 0 | 0 | 0 | 0 | 0 | 0 | 0 | 0 | 0 | 0 | 0 | 0 | 0 | 0 | 0 | 0 | 0 | 0 | 0 | 0 | 0 | 0 | 0 | 0 | 0 | 0
F1_Commercial_Retail (ID)_Existing_Miscellaneous_Natural Gas_Miscellaneous_E5 | F1 | Commercial | Retail (ID) | Existing | Miscellaneous | Natural Gas | Miscellaneous | E5 | RVT - Cost of Equipment | 0 | 0 | 0 | 0 | 0 | 0 | 0 | 0 | 0 | 0 | 0 | 0 | 0 | 0 | 0 | 0 | 0 | 0 | 0 | 0 | 0 | 0 | 0 | 0 | 0 | 0 | 0
F1_Commercial_Retail (ID)_Existing_Miscellaneous_Natural Gas_Miscellaneous_E6 | F1 | Commercial | Retail (ID) | Existing | Miscellaneous | Natural Gas | Miscellaneous | E6 | RVT - Cost of Equipment | 0 | 0 | 0 | 0 | 0 | 0 | 0 | 0 | 0 | 0 | 0 | 0 | 0 | 0 | 0 | 0 | 0 | 0 | 0 | 0 | 0 | 0 | 0 | 0 | 0 | 0 | 0
F1_Commercial_Retail (ID)_Existing_Miscellaneous_Natural Gas_Miscellaneous_E7 | F1 | Commercial | Retail (ID) | Existing | Miscellaneous | Natural Gas | Miscellaneous | E7 | RVT - Cost of Equipment | 0 | 0 | 0 | 0 | 0 | 0 | 0 | 0 | 0 | 0 | 0 | 0 | 0 | 0 | 0 | 0 | 0 | 0 | 0 | 0 | 0 | 0 | 0 | 0 | 0 | 0 | 0
F1_Commercial_Retail (ID)_Existing_Miscellaneous_Natural Gas_Miscellaneous_E8 | F1 | Commercial | Retail (ID) | Existing | Miscellaneous | Natural Gas | Miscellaneous | E8 | RVT - Cost of Equipment | 0 | 0 | 0 | 0 | 0 | 0 | 0 | 0 | 0 | 0 | 0 | 0 | 0 | 0 | 0 | 0 | 0 | 0 | 0 | 0 | 0 | 0 | 0 | 0 | 0 | 0 | 0
F1_Commercial_Retail (ID)_Existing_Miscellaneous_Natural Gas_Miscellaneous_E9 | F1 | Commercial | Retail (ID) | Existing | Miscellaneous | Natural Gas | Miscellaneous | E9 | RVT - Cost of Equipment | 0 | 0 | 0 | 0 | 0 | 0 | 0 | 0 | 0 | 0 | 0 | 0 | 0 | 0 | 0 | 0 | 0 | 0 | 0 | 0 | 0 | 0 | 0 | 0 | 0 | 0 | 0
F1_Commercial_Retail (ID)_Existing_Miscellaneous_Natural Gas_Miscellaneous_E10 | F1 | Commercial | Retail (ID) | Existing | Miscellaneous | Natural Gas | Miscellaneous | E10 | RVT - Cost of Equipment | 0 | 0 | 0 | 0 | 0 | 0 | 0 | 0 | 0 | 0 | 0 | 0 | 0 | 0 | 0 | 0 | 0 | 0 | 0 | 0 | 0 | 0 | 0 | 0 | 0 | 0 | 0
F2_Commercial_Retail (ID)_Existing_Miscellaneous_Natural Gas_Miscellaneous_E1 | F2 | Commercial | Retail (ID) | Existing | Miscellaneous | Natural Gas | Miscellaneous | E1 | RVT - Cost of Operation | 0.010581 | 0.010649 | 0.010762 | 0.010937 | 0.011197 | 0.011624 | 0.012063 | 0.012473 | 0.012832 | 0.013204 | 0.01363 | 0.014031 | 0.014509 | 0.014965 | 0.015329 | 0.015625 | 0.015823 | 0.015982 | 0.016142 | 0.016244 | 0.016342 | 0.016628 | 0.016915 | 0.017216 | 0.017522 | 0.017833 | 0.01815
F2_Commercial_Retail (ID)_Existing_Miscellaneous_Natural Gas_Miscellaneous_E2 | F2 | Commercial | Retail (ID) | Existing | Miscellaneous | Natural Gas | Miscellaneous | E2 | RVT - Cost of Operation | 0 | 0 | 0 | 0 | 0 | 0 | 0 | 0 | 0 | 0 | 0 | 0 | 0 | 0 | 0 | 0 | 0 | 0 | 0 | 0 | 0 | 0 | 0 | 0 | 0 | 0 | 0
F2_Commercial_Retail (ID)_Existing_Miscellaneous_Natural Gas_Miscellaneous_E3 | F2 | Commercial | Retail (ID) | Existing | Miscellaneous | Natural Gas | Miscellaneous | E3 | RVT - Cost of Operation | 0 | 0 | 0 | 0 | 0 | 0 | 0 | 0 | 0 | 0 | 0 | 0 | 0 | 0 | 0 | 0 | 0 | 0 | 0 | 0 | 0 | 0 | 0 | 0 | 0 | 0 | 0
F2_Commercial_Retail (ID)_Existing_Miscellaneous_Natural Gas_Miscellaneous_E4 | F2 | Commercial | Retail (ID) | Existing | Miscellaneous | Natural Gas | Miscellaneous | E4 | RVT - Cost of Operation | 0 | 0 | 0 | 0 | 0 | 0 | 0 | 0 | 0 | 0 | 0 | 0 | 0 | 0 | 0 | 0 | 0 | 0 | 0 | 0 | 0 | 0 | 0 | 0 | 0 | 0 | 0
F2_Commercial_Retail (ID)_Existing_Miscellaneous_Natural Gas_Miscellaneous_E5 | F2 | Commercial | Retail (ID) | Existing | Miscellaneous | Natural Gas | Miscellaneous | E5 | RVT - Cost of Operation | 0 | 0 | 0 | 0 | 0 | 0 | 0 | 0 | 0 | 0 | 0 | 0 | 0 | 0 | 0 | 0 | 0 | 0 | 0 | 0 | 0 | 0 | 0 | 0 | 0 | 0 | 0
F2_Commercial_Retail (ID)_Existing_Miscellaneous_Natural Gas_Miscellaneous_E6 | F2 | Commercial | Retail (ID) | Existing | Miscellaneous | Natural Gas | Miscellaneous | E6 | RVT - Cost of Operation | 0 | 0 | 0 | 0 | 0 | 0 | 0 | 0 | 0 | 0 | 0 | 0 | 0 | 0 | 0 | 0 | 0 | 0 | 0 | 0 | 0 | 0 | 0 | 0 | 0 | 0 | 0
F2_Commercial_Retail (ID)_Existing_Miscellaneous_Natural Gas_Miscellaneous_E7 | F2 | Commercial | Retail (ID) | Existing | Miscellaneous | Natural Gas | Miscellaneous | E7 | RVT - Cost of Operation | 0 | 0 | 0 | 0 | 0 | 0 | 0 | 0 | 0 | 0 | 0 | 0 | 0 | 0 | 0 | 0 | 0 | 0 | 0 | 0 | 0 | 0 | 0 | 0 | 0 | 0 | 0
F2_Commercial_Retail (ID)_Existing_Miscellaneous_Natural Gas_Miscellaneous_E8 | F2 | Commercial | Retail (ID) | Existing | Miscellaneous | Natural Gas | Miscellaneous | E8 | RVT - Cost of Operation | 0 | 0 | 0 | 0 | 0 | 0 | 0 | 0 | 0 | 0 | 0 | 0 | 0 | 0 | 0 | 0 | 0 | 0 | 0 | 0 | 0 | 0 | 0 | 0 | 0 | 0 | 0
F2_Commercial_Retail (ID)_Existing_Miscellaneous_Natural Gas_Miscellaneous_E9 | F2 | Commercial | Retail (ID) | Existing | Miscellaneous | Natural Gas | Miscellaneous | E9 | RVT - Cost of Operation | 0 | 0 | 0 | 0 | 0 | 0 | 0 | 0 | 0 | 0 | 0 | 0 | 0 | 0 | 0 | 0 | 0 | 0 | 0 | 0 | 0 | 0 | 0 | 0 | 0 | 0 | 0
F2_Commercial_Retail (ID)_Existing_Miscellaneous_Natural Gas_Miscellaneous_E10 | F2 | Commercial | Retail (ID) | Existing | Miscellaneous | Natural Gas | Miscellaneous | E10 | RVT - Cost of Operation | 0 | 0 | 0 | 0 | 0 | 0 | 0 | 0 | 0 | 0 | 0 | 0 | 0 | 0 | 0 | 0 | 0 | 0 | 0 | 0 | 0 | 0 | 0 | 0 | 0 | 0 | 0
F3_Commercial_Retail (ID)_Existing_Miscellaneous_Natural Gas_Miscellaneous_E1 | F3 | Commercial | Retail (ID) | Existing | Miscellaneous | Natural Gas | Miscellaneous | E1 | System - kBTUs of Consumption | 2.7026 | 2.7026 | 2.7026 | 2.7026 | 2.7026 | 2.7026 | 2.7026 | 2.7026 | 2.7026 | 2.7026 | 2.7026 | 2.7026 | 2.7026 | 2.7026 | 2.7026 | 2.7026 | 2.7026 | 2.7026 | 2.7026 | 2.7026 | 2.7026 | 2.7026 | 2.7026 | 2.7026 | 2.7026 | 2.7026 | 2.7026
F3_Commercial_Retail (ID)_Existing_Miscellaneous_Natural Gas_Miscellaneous_E2 | F3 | Commercial | Retail (ID) | Existing | Miscellaneous | Natural Gas | Miscellaneous | E2 | System - kBTUs of Consumption | 0 | 0 | 0 | 0 | 0 | 0 | 0 | 0 | 0 | 0 | 0 | 0 | 0 | 0 | 0 | 0 | 0 | 0 | 0 | 0 | 0 | 0 | 0 | 0 | 0 | 0 | 0
F3_Commercial_Retail (ID)_Existing_Miscellaneous_Natural Gas_Miscellaneous_E3 | F3 | Commercial | Retail (ID) | Existing | Miscellaneous | Natural Gas | Miscellaneous | E3 | System - kBTUs of Consumption | 0 | 0 | 0 | 0 | 0 | 0 | 0 | 0 | 0 | 0 | 0 | 0 | 0 | 0 | 0 | 0 | 0 | 0 | 0 | 0 | 0 | 0 | 0 | 0 | 0 | 0 | 0
F3_Commercial_Retail (ID)_Existing_Miscellaneous_Natural Gas_Miscellaneous_E4 | F3 | Commercial | Retail (ID) | Existing | Miscellaneous | Natural Gas | Miscellaneous | E4 | System - kBTUs of Consumption | 0 | 0 | 0 | 0 | 0 | 0 | 0 | 0 | 0 | 0 | 0 | 0 | 0 | 0 | 0 | 0 | 0 | 0 | 0 | 0 | 0 | 0 | 0 | 0 | 0 | 0 | 0
F3_Commercial_Retail (ID)_Existing_Miscellaneous_Natural Gas_Miscellaneous_E5 | F3 | Commercial | Retail (ID) | Existing | Miscellaneous | Natural Gas | Miscellaneous | E5 | System - kBTUs of Consumption | 0 | 0 | 0 | 0 | 0 | 0 | 0 | 0 | 0 | 0 | 0 | 0 | 0 | 0 | 0 | 0 | 0 | 0 | 0 | 0 | 0 | 0 | 0 | 0 | 0 | 0 | 0
F3_Commercial_Retail (ID)_Existing_Miscellaneous_Natural Gas_Miscellaneous_E6 | F3 | Commercial | Retail (ID) | Existing | Miscellaneous | Natural Gas | Miscellaneous | E6 | System - kBTUs of Consumption | 0 | 0 | 0 | 0 | 0 | 0 | 0 | 0 | 0 | 0 | 0 | 0 | 0 | 0 | 0 | 0 | 0 | 0 | 0 | 0 | 0 | 0 | 0 | 0 | 0 | 0 | 0
F3_Commercial_Retail (ID)_Existing_Miscellaneous_Natural Gas_Miscellaneous_E7 | F3 | Commercial | Retail (ID) | Existing | Miscellaneous | Natural Gas | Miscellaneous | E7 | System - kBTUs of Consumption | 0 | 0 | 0 | 0 | 0 | 0 | 0 | 0 | 0 | 0 | 0 | 0 | 0 | 0 | 0 | 0 | 0 | 0 | 0 | 0 | 0 | 0 | 0 | 0 | 0 | 0 | 0
F3_Commercial_Retail (ID)_Existing_Miscellaneous_Natural Gas_Miscellaneous_E8 | F3 | Commercial | Retail (ID) | Existing | Miscellaneous | Natural Gas | Miscellaneous | E8 | System - kBTUs of Consumption | 0 | 0 | 0 | 0 | 0 | 0 | 0 | 0 | 0 | 0 | 0 | 0 | 0 | 0 | 0 | 0 | 0 | 0 | 0 | 0 | 0 | 0 | 0 | 0 | 0 | 0 | 0
F3_Commercial_Retail (ID)_Existing_Miscellaneous_Natural Gas_Miscellaneous_E9 | F3 | Commercial | Retail (ID) | Existing | Miscellaneous | Natural Gas | Miscellaneous | E9 | System - kBTUs of Consumption | 0 | 0 | 0 | 0 | 0 | 0 | 0 | 0 | 0 | 0 | 0 | 0 | 0 | 0 | 0 | 0 | 0 | 0 | 0 | 0 | 0 | 0 | 0 | 0 | 0 | 0 | 0
F3_Commercial_Retail (ID)_Existing_Miscellaneous_Natural Gas_Miscellaneous_E10 | F3 | Commercial | Retail (ID) | Existing | Miscellaneous | Natural Gas | Miscellaneous | E10 | System - kBTUs of Consumption | 0 | 0 | 0 | 0 | 0 | 0 | 0 | 0 | 0 | 0 | 0 | 0 | 0 | 0 | 0 | 0 | 0 | 0 | 0 | 0 | 0 | 0 | 0 | 0 | 0 | 0 | 0
F4_Commercial_Retail (ID)_Existing_Miscellaneous_Natural Gas_Miscellaneous_E1 | F4 | Commercial | Retail (ID) | Existing | Miscellaneous | Natural Gas | Miscellaneous | E1 | Utility - Cost of Equipment | 0.0066898 | 0.0066898 | 0.0066898 | 0.0066898 | 0.0066898 | 0.0066898 | 0.0066898 | 0.0066898 | 0.0066898 | 0.0066898 | 0.0066898 | 0.0066898 | 0.0066898 | 0.0066898 | 0.0066898 | 0.0066898 | 0.0066898 | 0.0066898 | 0.0066898 | 0.0066898 | 0.0066898 | 0.0066898 | 0.0066898 | 0.0066898 | 0.0066898 | 0.0066898 | 0.0066898
F4_Commercial_Retail (ID)_Existing_Miscellaneous_Natural Gas_Miscellaneous_E2 | F4 | Commercial | Retail (ID) | Existing | Miscellaneous | Natural Gas | Miscellaneous | E2 | Utility - Cost of Equipment | 0 | 0 | 0 | 0 | 0 | 0 | 0 | 0 | 0 | 0 | 0 | 0 | 0 | 0 | 0 | 0 | 0 | 0 | 0 | 0 | 0 | 0 | 0 | 0 | 0 | 0 | 0
F4_Commercial_Retail (ID)_Existing_Miscellaneous_Natural Gas_Miscellaneous_E3 | F4 | Commercial | Retail (ID) | Existing | Miscellaneous | Natural Gas | Miscellaneous | E3 | Utility - Cost of Equipment | 0 | 0 | 0 | 0 | 0 | 0 | 0 | 0 | 0 | 0 | 0 | 0 | 0 | 0 | 0 | 0 | 0 | 0 | 0 | 0 | 0 | 0 | 0 | 0 | 0 | 0 | 0
F4_Commercial_Retail (ID)_Existing_Miscellaneous_Natural Gas_Miscellaneous_E4 | F4 | Commercial | Retail (ID) | Existing | Miscellaneous | Natural Gas | Miscellaneous | E4 | Utility - Cost of Equipment | 0 | 0 | 0 | 0 | 0 | 0 | 0 | 0 | 0 | 0 | 0 | 0 | 0 | 0 | 0 | 0 | 0 | 0 | 0 | 0 | 0 | 0 | 0 | 0 | 0 | 0 | 0
F4_Commercial_Retail (ID)_Existing_Miscellaneous_Natural Gas_Miscellaneous_E5 | F4 | Commercial | Retail (ID) | Existing | Miscellaneous | Natural Gas | Miscellaneous | E5 | Utility - Cost of Equipment | 0 | 0 | 0 | 0 | 0 | 0 | 0 | 0 | 0 | 0 | 0 | 0 | 0 | 0 | 0 | 0 | 0 | 0 | 0 | 0 | 0 | 0 | 0 | 0 | 0 | 0 | 0
F4_Commercial_Retail (ID)_Existing_Miscellaneous_Natural Gas_Miscellaneous_E6 | F4 | Commercial | Retail (ID) | Existing | Miscellaneous | Natural Gas | Miscellaneous | E6 | Utility - Cost of Equipment | 0 | 0 | 0 | 0 | 0 | 0 | 0 | 0 | 0 | 0 | 0 | 0 | 0 | 0 | 0 | 0 | 0 | 0 | 0 | 0 | 0 | 0 | 0 | 0 | 0 | 0 | 0
F4_Commercial_Retail (ID)_Existing_Miscellaneous_Natural Gas_Miscellaneous_E7 | F4 | Commercial | Retail (ID) | Existing | Miscellaneous | Natural Gas | Miscellaneous | E7 | Utility - Cost of Equipment | 0 | 0 | 0 | 0 | 0 | 0 | 0 | 0 | 0 | 0 | 0 | 0 | 0 | 0 | 0 | 0 | 0 | 0 | 0 | 0 | 0 | 0 | 0 | 0 | 0 | 0 | 0
F4_Commercial_Retail (ID)_Existing_Miscellaneous_Natural Gas_Miscellaneous_E8 | F4 | Commercial | Retail (ID) | Existing | Miscellaneous | Natural Gas | Miscellaneous | E8 | Utility - Cost of Equipment | 0 | 0 | 0 | 0 | 0 | 0 | 0 | 0 | 0 | 0 | 0 | 0 | 0 | 0 | 0 | 0 | 0 | 0 | 0 | 0 | 0 | 0 | 0 | 0 | 0 | 0 | 0
F4_Commercial_Retail (ID)_Existing_Miscellaneous_Natural Gas_Miscellaneous_E9 | F4 | Commercial | Retail (ID) | Existing | Miscellaneous | Natural Gas | Miscellaneous | E9 | Utility - Cost of Equipment | 0 | 0 | 0 | 0 | 0 | 0 | 0 | 0 | 0 | 0 | 0 | 0 | 0 | 0 | 0 | 0 | 0 | 0 | 0 | 0 | 0 | 0 | 0 | 0 | 0 | 0 | 0
F4_Commercial_Retail (ID)_Existing_Miscellaneous_Natural Gas_Miscellaneous_E10 | F4 | Commercial | Retail (ID) | Existing | Miscellaneous | Natural Gas | Miscellaneous | E10 | Utility - Cost of Equipment | 0 | 0 | 0 | 0 | 0 | 0 | 0 | 0 | 0 | 0 | 0 | 0 | 0 | 0 | 0 | 0 | 0 | 0 | 0 | 0 | 0 | 0 | 0 | 0 | 0 | 0 | 0
F5_Commercial_Retail (ID)_Existing_Miscellaneous_Natural Gas_Miscellaneous_E1 | F5 | Commercial | Retail (ID) | Existing | Miscellaneous | Natural Gas | Miscellaneous | E1 | Utility - Cost of Operation | 0.0088175 | 0.0088738 | 0.0089875 | 0.0091763 | 0.0094609 | 0.0099157 | 0.010416 | 0.010932 | 0.011452 | 0.012004 | 0.012391 | 0.012756 | 0.01319 | 0.013619 | 0.013981 | 0.014298 | 0.01455 | 0.01479 | 0.015059 | 0.015307 | 0.015564 | 0.015837 | 0.01611 | 0.016396 | 0.016687 | 0.016984 | 0.017286
F5_Commercial_Retail (ID)_Existing_Miscellaneous_Natural Gas_Miscellaneous_E2 | F5 | Commercial | Retail (ID) | Existing | Miscellaneous | Natural Gas | Miscellaneous | E2 | Utility - Cost of Operation | 0 | 0 | 0 | 0 | 0 | 0 | 0 | 0 | 0 | 0 | 0 | 0 | 0 | 0 | 0 | 0 | 0 | 0 | 0 | 0 | 0 | 0 | 0 | 0 | 0 | 0 | 0
F5_Commercial_Retail (ID)_Existing_Miscellaneous_Natural Gas_Miscellaneous_E3 | F5 | Commercial | Retail (ID) | Existing | Miscellaneous | Natural Gas | Miscellaneous | E3 | Utility - Cost of Operation | 0 | 0 | 0 | 0 | 0 | 0 | 0 | 0 | 0 | 0 | 0 | 0 | 0 | 0 | 0 | 0 | 0 | 0 | 0 | 0 | 0 | 0 | 0 | 0 | 0 | 0 | 0
F5_Commercial_Retail (ID)_Existing_Miscellaneous_Natural Gas_Miscellaneous_E4 | F5 | Commercial | Retail (ID) | Existing | Miscellaneous | Natural Gas | Miscellaneous | E4 | Utility - Cost of Operation | 0 | 0 | 0 | 0 | 0 | 0 | 0 | 0 | 0 | 0 | 0 | 0 | 0 | 0 | 0 | 0 | 0 | 0 | 0 | 0 | 0 | 0 | 0 | 0 | 0 | 0 | 0
F5_Commercial_Retail (ID)_Existing_Miscellaneous_Natural Gas_Miscellaneous_E5 | F5 | Commercial | Retail (ID) | Existing | Miscellaneous | Natural Gas | Miscellaneous | E5 | Utility - Cost of Operation | 0 | 0 | 0 | 0 | 0 | 0 | 0 | 0 | 0 | 0 | 0 | 0 | 0 | 0 | 0 | 0 | 0 | 0 | 0 | 0 | 0 | 0 | 0 | 0 | 0 | 0 | 0
F5_Commercial_Retail (ID)_Existing_Miscellaneous_Natural Gas_Miscellaneous_E6 | F5 | Commercial | Retail (ID) | Existing | Miscellaneous | Natural Gas | Miscellaneous | E6 | Utility - Cost of Operation | 0 | 0 | 0 | 0 | 0 | 0 | 0 | 0 | 0 | 0 | 0 | 0 | 0 | 0 | 0 | 0 | 0 | 0 | 0 | 0 | 0 | 0 | 0 | 0 | 0 | 0 | 0
F5_Commercial_Retail (ID)_Existing_Miscellaneous_Natural Gas_Miscellaneous_E7 | F5 | Commercial | Retail (ID) | Existing | Miscellaneous | Natural Gas | Miscellaneous | E7 | Utility - Cost of Operation | 0 | 0 | 0 | 0 | 0 | 0 | 0 | 0 | 0 | 0 | 0 | 0 | 0 | 0 | 0 | 0 | 0 | 0 | 0 | 0 | 0 | 0 | 0 | 0 | 0 | 0 | 0
F5_Commercial_Retail (ID)_Existing_Miscellaneous_Natural Gas_Miscellaneous_E8 | F5 | Commercial | Retail (ID) | Existing | Miscellaneous | Natural Gas | Miscellaneous | E8 | Utility - Cost of Operation | 0 | 0 | 0 | 0 | 0 | 0 | 0 | 0 | 0 | 0 | 0 | 0 | 0 | 0 | 0 | 0 | 0 | 0 | 0 | 0 | 0 | 0 | 0 | 0 | 0 | 0 | 0
F5_Commercial_Retail (ID)_Existing_Miscellaneous_Natural Gas_Miscellaneous_E9 | F5 | Commercial | Retail (ID) | Existing | Miscellaneous | Natural Gas | Miscellaneous | E9 | Utility - Cost of Operation | 0 | 0 | 0 | 0 | 0 | 0 | 0 | 0 | 0 | 0 | 0 | 0 | 0 | 0 | 0 | 0 | 0 | 0 | 0 | 0 | 0 | 0 | 0 | 0 | 0 | 0 | 0
F5_Commercial_Retail (ID)_Existing_Miscellaneous_Natural Gas_Miscellaneous_E10 | F5 | Commercial | Retail (ID) | Existing | Miscellaneous | Natural Gas | Miscellaneous | E10 | Utility - Cost of Operation | 0 | 0 | 0 | 0 | 0 | 0 | 0 | 0 | 0 | 0 | 0 | 0 | 0 | 0 | 0 | 0 | 0 | 0 | 0 | 0 | 0 | 0 | 0 | 0 | 0 | 0 | 0
F6_Commercial_Retail (ID)_Existing_Miscellaneous_Natural Gas_Miscellaneous_E1 | F6 | Commercial | Retail (ID) | Existing | Miscellaneous | Natural Gas | Miscellaneous | E1 | Utility - Value of Sales | 0.010581 | 0.010649 | 0.010762 | 0.010937 | 0.011197 | 0.011624 | 0.012063 | 0.012473 | 0.012832 | 0.013204 | 0.01363 | 0.014031 | 0.014509 | 0.014965 | 0.015329 | 0.015625 | 0.015823 | 0.015982 | 0.016142 | 0.016244 | 0.016342 | 0.016628 | 0.016915 | 0.017216 | 0.017522 | 0.017833 | 0.01815
F6_Commercial_Retail (ID)_Existing_Miscellaneous_Natural Gas_Miscellaneous_E2 | F6 | Commercial | Retail (ID) | Existing | Miscellaneous | Natural Gas | Miscellaneous | E2 | Utility - Value of Sales | 0 | 0 | 0 | 0 | 0 | 0 | 0 | 0 | 0 | 0 | 0 | 0 | 0 | 0 | 0 | 0 | 0 | 0 | 0 | 0 | 0 | 0 | 0 | 0 | 0 | 0 | 0
F6_Commercial_Retail (ID)_Existing_Miscellaneous_Natural Gas_Miscellaneous_E3 | F6 | Commercial | Retail (ID) | Existing | Miscellaneous | Natural Gas | Miscellaneous | E3 | Utility - Value of Sales | 0 | 0 | 0 | 0 | 0 | 0 | 0 | 0 | 0 | 0 | 0 | 0 | 0 | 0 | 0 | 0 | 0 | 0 | 0 | 0 | 0 | 0 | 0 | 0 | 0 | 0 | 0
F6_Commercial_Retail (ID)_Existing_Miscellaneous_Natural Gas_Miscellaneous_E4 | F6 | Commercial | Retail (ID) | Existing | Miscellaneous | Natural Gas | Miscellaneous | E4 | Utility - Value of Sales | 0 | 0 | 0 | 0 | 0 | 0 | 0 | 0 | 0 | 0 | 0 | 0 | 0 | 0 | 0 | 0 | 0 | 0 | 0 | 0 | 0 | 0 | 0 | 0 | 0 | 0 | 0
F6_Commercial_Retail (ID)_Existing_Miscellaneous_Natural Gas_Miscellaneous_E5 | F6 | Commercial | Retail (ID) | Existing | Miscellaneous | Natural Gas | Miscellaneous | E5 | Utility - Value of Sales | 0 | 0 | 0 | 0 | 0 | 0 | 0 | 0 | 0 | 0 | 0 | 0 | 0 | 0 | 0 | 0 | 0 | 0 | 0 | 0 | 0 | 0 | 0 | 0 | 0 | 0 | 0
F6_Commercial_Retail (ID)_Existing_Miscellaneous_Natural Gas_Miscellaneous_E6 | F6 | Commercial | Retail (ID) | Existing | Miscellaneous | Natural Gas | Miscellaneous | E6 | Utility - Value of Sales | 0 | 0 | 0 | 0 | 0 | 0 | 0 | 0 | 0 | 0 | 0 | 0 | 0 | 0 | 0 | 0 | 0 | 0 | 0 | 0 | 0 | 0 | 0 | 0 | 0 | 0 | 0
F6_Commercial_Retail (ID)_Existing_Miscellaneous_Natural Gas_Miscellaneous_E7 | F6 | Commercial | Retail (ID) | Existing | Miscellaneous | Natural Gas | Miscellaneous | E7 | Utility - Value of Sales | 0 | 0 | 0 | 0 | 0 | 0 | 0 | 0 | 0 | 0 | 0 | 0 | 0 | 0 | 0 | 0 | 0 | 0 | 0 | 0 | 0 | 0 | 0 | 0 | 0 | 0 | 0
F6_Commercial_Retail (ID)_Existing_Miscellaneous_Natural Gas_Miscellaneous_E8 | F6 | Commercial | Retail (ID) | Existing | Miscellaneous | Natural Gas | Miscellaneous | E8 | Utility - Value of Sales | 0 | 0 | 0 | 0 | 0 | 0 | 0 | 0 | 0 | 0 | 0 | 0 | 0 | 0 | 0 | 0 | 0 | 0 | 0 | 0 | 0 | 0 | 0 | 0 | 0 | 0 | 0
F6_Commercial_Retail (ID)_Existing_Miscellaneous_Natural Gas_Miscellaneous_E9 | F6 | Commercial | Retail (ID) | Existing | Miscellaneous | Natural Gas | Miscellaneous | E9 | Utility - Value of Sales | 0 | 0 | 0 | 0 | 0 | 0 | 0 | 0 | 0 | 0 | 0 | 0 | 0 | 0 | 0 | 0 | 0 | 0 | 0 | 0 | 0 | 0 | 0 | 0 | 0 | 0 | 0
F6_Commercial_Retail (ID)_Existing_Miscellaneous_Natural Gas_Miscellaneous_E10 | F6 | Commercial | Retail (ID) | Existing | Miscellaneous | Natural Gas | Miscellaneous | E10 | Utility - Value of Sales | 0 | 0 | 0 | 0 | 0 | 0 | 0 | 0 | 0 | 0 | 0 | 0 | 0 | 0 | 0 | 0 | 0 | 0 | 0 | 0 | 0 | 0 | 0 | 0 | 0 | 0 | 0
F1_Commercial_Retail (ID)_New_Space Heating_Natural Gas_Furnace_E1 | F1 | Commercial | Retail (ID) | New | Space Heating | Natural Gas | Furnace | E1 | RVT - Cost of Equipment | 0.090135 | 0.090135 | 0.090135 | 0.090135 | 0.090135 | 0.090135 | 0.090135 | 0.090135 | 0.090135 | 0.090135 | 0.090135 | 0.090135 | 0.090135 | 0.090135 | 0.090135 | 0.090135 | 0.090135 | 0.090135 | 0.090135 | 0.090135 | 0.090135 | 0.090135 | 0.090135 | 0.090135 | 0.090135 | 0.090135 | 0.090135
F1_Commercial_Retail (ID)_New_Space Heating_Natural Gas_Furnace_E2 | F1 | Commercial | Retail (ID) | New | Space Heating | Natural Gas | Furnace | E2 | RVT - Cost of Equipment | 0.18219 | 0.18219 | 0.18219 | 0.18219 | 0.18219 | 0.18219 | 0.18219 | 0.18219 | 0.18219 | 0.18219 | 0.18219 | 0.18219 | 0.18219 | 0.18219 | 0.18219 | 0.18219 | 0.18219 | 0.18219 | 0.18219 | 0.18219 | 0.18219 | 0.18219 | 0.18219 | 0.18219 | 0.18219 | 0.18219 | 0.18219
F1_Commercial_Retail (ID)_New_Space Heating_Natural Gas_Furnace_E3 | F1 | Commercial | Retail (ID) | New | Space Heating | Natural Gas | Furnace | E3 | RVT - Cost of Equipment | 0.11075 | 0.11075 | 0.11075 | 0.11075 | 0.11075 | 0.11075 | 0.11075 | 0.11075 | 0.11075 | 0.11075 | 0.11075 | 0.11075 | 0.11075 | 0.11075 | 0.11075 | 0.11075 | 0.11075 | 0.11075 | 0.11075 | 0.11075 | 0.11075 | 0.11075 | 0.11075 | 0.11075 | 0.11075 | 0.11075 | 0.11075
F1_Commercial_Retail (ID)_New_Space Heating_Natural Gas_Furnace_E4 | F1 | Commercial | Retail (ID) | New | Space Heating | Natural Gas | Furnace | E4 | RVT - Cost of Equipment | 0 | 0 | 0 | 0 | 0 | 0 | 0 | 0 | 0 | 0 | 0 | 0 | 0 | 0 | 0 | 0 | 0 | 0 | 0 | 0 | 0 | 0 | 0 | 0 | 0 | 0 | 0
F1_Commercial_Retail (ID)_New_Space Heating_Natural Gas_Furnace_E5 | F1 | Commercial | Retail (ID) | New | Space Heating | Natural Gas | Furnace | E5 | RVT - Cost of Equipment | 0 | 0 | 0 | 0 | 0 | 0 | 0 | 0 | 0 | 0 | 0 | 0 | 0 | 0 | 0 | 0 | 0 | 0 | 0 | 0 | 0 | 0 | 0 | 0 | 0 | 0 | 0
F1_Commercial_Retail (ID)_New_Space Heating_Natural Gas_Furnace_E6 | F1 | Commercial | Retail (ID) | New | Space Heating | Natural Gas | Furnace | E6 | RVT - Cost of Equipment | 0 | 0 | 0 | 0 | 0 | 0 | 0 | 0 | 0 | 0 | 0 | 0 | 0 | 0 | 0 | 0 | 0 | 0 | 0 | 0 | 0 | 0 | 0 | 0 | 0 | 0 | 0
F1_Commercial_Retail (ID)_New_Space Heating_Natural Gas_Furnace_E7 | F1 | Commercial | Retail (ID) | New | Space Heating | Natural Gas | Furnace | E7 | RVT - Cost of Equipment | 0 | 0 | 0 | 0 | 0 | 0 | 0 | 0 | 0 | 0 | 0 | 0 | 0 | 0 | 0 | 0 | 0 | 0 | 0 | 0 | 0 | 0 | 0 | 0 | 0 | 0 | 0
F1_Commercial_Retail (ID)_New_Space Heating_Natural Gas_Furnace_E8 | F1 | Commercial | Retail (ID) | New | Space Heating | Natural Gas | Furnace | E8 | RVT - Cost of Equipment | 0 | 0 | 0 | 0 | 0 | 0 | 0 | 0 | 0 | 0 | 0 | 0 | 0 | 0 | 0 | 0 | 0 | 0 | 0 | 0 | 0 | 0 | 0 | 0 | 0 | 0 | 0
F1_Commercial_Retail (ID)_New_Space Heating_Natural Gas_Furnace_E9 | F1 | Commercial | Retail (ID) | New | Space Heating | Natural Gas | Furnace | E9 | RVT - Cost of Equipment | 0 | 0 | 0 | 0 | 0 | 0 | 0 | 0 | 0 | 0 | 0 | 0 | 0 | 0 | 0 | 0 | 0 | 0 | 0 | 0 | 0 | 0 | 0 | 0 | 0 | 0 | 0
F1_Commercial_Retail (ID)_New_Space Heating_Natural Gas_Furnace_E10 | F1 | Commercial | Retail (ID) | New | Space Heating | Natural Gas | Furnace | E10 | RVT - Cost of Equipment | 0 | 0 | 0 | 0 | 0 | 0 | 0 | 0 | 0 | 0 | 0 | 0 | 0 | 0 | 0 | 0 | 0 | 0 | 0 | 0 | 0 | 0 | 0 | 0 | 0 | 0 | 0
F2_Commercial_Retail (ID)_New_Space Heating_Natural Gas_Furnace_E1 | F2 | Commercial | Retail (ID) | New | Space Heating | Natural Gas | Furnace | E1 | RVT - Cost of Operation | 0.18571 | 0.18725 | 0.18982 | 0.19279 | 0.19619 | 0.20173 | 0.20722 | 0.21297 | 0.21801 | 0.22291 | 0.22845 | 0.2333 | 0.23869 | 0.24425 | 0.2492 | 0.25394 | 0.25812 | 0.26239 | 0.26682 | 0.2713 | 0.27578 | 0.2818 | 0.28893 | 0.29506 | 0.30132 | 0.30772 | 0.31425
F2_Commercial_Retail (ID)_New_Space Heating_Natural Gas_Furnace_E2 | F2 | Commercial | Retail (ID) | New | Space Heating | Natural Gas | Furnace | E2 | RVT - Cost of Operation | 0.16514 | 0.16651 | 0.16879 | 0.17143 | 0.17446 | 0.17938 | 0.18427 | 0.18938 | 0.19386 | 0.19821 | 0.20314 | 0.20745 | 0.21225 | 0.21719 | 0.22159 | 0.22581 | 0.22953 | 0.23332 | 0.23726 | 0.24124 | 0.24523 | 0.25058 | 0.25692 | 0.26237 | 0.26794 | 0.27363 | 0.27943
F2_Commercial_Retail (ID)_New_Space Heating_Natural Gas_Furnace_E3 | F2 | Commercial | Retail (ID) | New | Space Heating | Natural Gas | Furnace | E3 | RVT - Cost of Operation | 0.15481 | 0.1561 | 0.15824 | 0.16071 | 0.16355 | 0.16816 | 0.17274 | 0.17754 | 0.18174 | 0.18582 | 0.19044 | 0.19448 | 0.19898 | 0.20361 | 0.20773 | 0.21169 | 0.21518 | 0.21873 | 0.22242 | 0.22616 | 0.2299 | 0.23491 | 0.24085 | 0.24597 | 0.25119 | 0.25652 | 0.26196
F2_Commercial_Retail (ID)_New_Space Heating_Natural Gas_Furnace_E4 | F2 | Commercial | Retail (ID) | New | Space Heating | Natural Gas | Furnace | E4 | RVT - Cost of Operation | 0 | 0 | 0 | 0 | 0 | 0 | 0 | 0 | 0 | 0 | 0 | 0 | 0 | 0 | 0 | 0 | 0 | 0 | 0 | 0 | 0 | 0 | 0 | 0 | 0 | 0 | 0
F2_Commercial_Retail (ID)_New_Space Heating_Natural Gas_Furnace_E5 | F2 | Commercial | Retail (ID) | New | Space Heating | Natural Gas | Furnace | E5 | RVT - Cost of Operation | 0 | 0 | 0 | 0 | 0 | 0 | 0 | 0 | 0 | 0 | 0 | 0 | 0 | 0 | 0 | 0 | 0 | 0 | 0 | 0 | 0 | 0 | 0 | 0 | 0 | 0 | 0
F2_Commercial_Retail (ID)_New_Space Heating_Natural Gas_Furnace_E6 | F2 | Commercial | Retail (ID) | New | Space Heating | Natural Gas | Furnace | E6 | RVT - Cost of Operation | 0 | 0 | 0 | 0 | 0 | 0 | 0 | 0 | 0 | 0 | 0 | 0 | 0 | 0 | 0 | 0 | 0 | 0 | 0 | 0 | 0 | 0 | 0 | 0 | 0 | 0 | 0
F2_Commercial_Retail (ID)_New_Space Heating_Natural Gas_Furnace_E7 | F2 | Commercial | Retail (ID) | New | Space Heating | Natural Gas | Furnace | E7 | RVT - Cost of Operation | 0 | 0 | 0 | 0 | 0 | 0 | 0 | 0 | 0 | 0 | 0 | 0 | 0 | 0 | 0 | 0 | 0 | 0 | 0 | 0 | 0 | 0 | 0 | 0 | 0 | 0 | 0
F2_Commercial_Retail (ID)_New_Space Heating_Natural Gas_Furnace_E8 | F2 | Commercial | Retail (ID) | New | Space Heating | Natural Gas | Furnace | E8 | RVT - Cost of Operation | 0 | 0 | 0 | 0 | 0 | 0 | 0 | 0 | 0 | 0 | 0 | 0 | 0 | 0 | 0 | 0 | 0 | 0 | 0 | 0 | 0 | 0 | 0 | 0 | 0 | 0 | 0
F2_Commercial_Retail (ID)_New_Space Heating_Natural Gas_Furnace_E9 | F2 | Commercial | Retail (ID) | New | Space Heating | Natural Gas | Furnace | E9 | RVT - Cost of Operation | 0 | 0 | 0 | 0 | 0 | 0 | 0 | 0 | 0 | 0 | 0 | 0 | 0 | 0 | 0 | 0 | 0 | 0 | 0 | 0 | 0 | 0 | 0 | 0 | 0 | 0 | 0
F2_Commercial_Retail (ID)_New_Space Heating_Natural Gas_Furnace_E10 | F2 | Commercial | Retail (ID) | New | Space Heating | Natural Gas | Furnace | E10 | RVT - Cost of Operation | 0 | 0 | 0 | 0 | 0 | 0 | 0 | 0 | 0 | 0 | 0 | 0 | 0 | 0 | 0 | 0 | 0 | 0 | 0 | 0 | 0 | 0 | 0 | 0 | 0 | 0 | 0
F3_Commercial_Retail (ID)_New_Space Heating_Natural Gas_Furnace_E1 | F3 | Commercial | Retail (ID) | New | Space Heating | Natural Gas | Furnace | E1 | System - kBTUs of Consumption | 40.8681 | 40.7655 | 40.7655 | 40.7655 | 40.7655 | 40.7655 | 40.7655 | 40.7655 | 40.7655 | 40.7655 | 40.7655 | 40.7655 | 40.7655 | 40.7655 | 40.7655 | 40.7655 | 40.7655 | 40.7655 | 40.7655 | 40.7655 | 40.7655 | 40.7655 | 40.7655 | 40.7655 | 40.7655 | 40.7655 | 40.7655
F3_Commercial_Retail (ID)_New_Space Heating_Natural Gas_Furnace_E2 | F3 | Commercial | Retail (ID) | New | Space Heating | Natural Gas | Furnace | E2 | System - kBTUs of Consumption | 36.3404 | 36.2491 | 36.2491 | 36.2491 | 36.2491 | 36.2491 | 36.2491 | 36.2491 | 36.2491 | 36.2491 | 36.2491 | 36.2491 | 36.2491 | 36.2491 | 36.2491 | 36.2491 | 36.2491 | 36.2491 | 36.2491 | 36.2491 | 36.2491 | 36.2491 | 36.2491 | 36.2491 | 36.2491 | 36.2491 | 36.2491
F3_Commercial_Retail (ID)_New_Space Heating_Natural Gas_Furnace_E3 | F3 | Commercial | Retail (ID) | New | Space Heating | Natural Gas | Furnace | E3 | System - kBTUs of Consumption | 34.068 | 33.9825 | 33.9825 | 33.9825 | 33.9825 | 33.9825 | 33.9825 | 33.9825 | 33.9825 | 33.9825 | 33.9825 | 33.9825 | 33.9825 | 33.9825 | 33.9825 | 33.9825 | 33.9825 | 33.9825 | 33.9825 | 33.9825 | 33.9825 | 33.9825 | 33.9825 | 33.9825 | 33.9825 | 33.9825 | 33.9825
F3_Commercial_Retail (ID)_New_Space Heating_Natural Gas_Furnace_E4 | F3 | Commercial | Retail (ID) | New | Space Heating | Natural Gas | Furnace | E4 | System - kBTUs of Consumption | 0 | 0 | 0 | 0 | 0 | 0 | 0 | 0 | 0 | 0 | 0 | 0 | 0 | 0 | 0 | 0 | 0 | 0 | 0 | 0 | 0 | 0 | 0 | 0 | 0 | 0 | 0
F3_Commercial_Retail (ID)_New_Space Heating_Natural Gas_Furnace_E5 | F3 | Commercial | Retail (ID) | New | Space Heating | Natural Gas | Furnace | E5 | System - kBTUs of Consumption | 0 | 0 | 0 | 0 | 0 | 0 | 0 | 0 | 0 | 0 | 0 | 0 | 0 | 0 | 0 | 0 | 0 | 0 | 0 | 0 | 0 | 0 | 0 | 0 | 0 | 0 | 0
F3_Commercial_Retail (ID)_New_Space Heating_Natural Gas_Furnace_E6 | F3 | Commercial | Retail (ID) | New | Space Heating | Natural Gas | Furnace | E6 | System - kBTUs of Consumption | 0 | 0 | 0 | 0 | 0 | 0 | 0 | 0 | 0 | 0 | 0 | 0 | 0 | 0 | 0 | 0 | 0 | 0 | 0 | 0 | 0 | 0 | 0 | 0 | 0 | 0 | 0
F3_Commercial_Retail (ID)_New_Space Heating_Natural Gas_Furnace_E7 | F3 | Commercial | Retail (ID) | New | Space Heating | Natural Gas | Furnace | E7 | System - kBTUs of Consumption | 0 | 0 | 0 | 0 | 0 | 0 | 0 | 0 | 0 | 0 | 0 | 0 | 0 | 0 | 0 | 0 | 0 | 0 | 0 | 0 | 0 | 0 | 0 | 0 | 0 | 0 | 0
F3_Commercial_Retail (ID)_New_Space Heating_Natural Gas_Furnace_E8 | F3 | Commercial | Retail (ID) | New | Space Heating | Natural Gas | Furnace | E8 | System - kBTUs of Consumption | 0 | 0 | 0 | 0 | 0 | 0 | 0 | 0 | 0 | 0 | 0 | 0 | 0 | 0 | 0 | 0 | 0 | 0 | 0 | 0 | 0 | 0 | 0 | 0 | 0 | 0 | 0
F3_Commercial_Retail (ID)_New_Space Heating_Natural Gas_Furnace_E9 | F3 | Commercial | Retail (ID) | New | Space Heating | Natural Gas | Furnace | E9 | System - kBTUs of Consumption | 0 | 0 | 0 | 0 | 0 | 0 | 0 | 0 | 0 | 0 | 0 | 0 | 0 | 0 | 0 | 0 | 0 | 0 | 0 | 0 | 0 | 0 | 0 | 0 | 0 | 0 | 0
F3_Commercial_Retail (ID)_New_Space Heating_Natural Gas_Furnace_E10 | F3 | Commercial | Retail (ID) | New | Space Heating | Natural Gas | Furnace | E10 | System - kBTUs of Consumption | 0 | 0 | 0 | 0 | 0 | 0 | 0 | 0 | 0 | 0 | 0 | 0 | 0 | 0 | 0 | 0 | 0 | 0 | 0 | 0 | 0 | 0 | 0 | 0 | 0 | 0 | 0
F4_Commercial_Retail (ID)_New_Space Heating_Natural Gas_Furnace_E1 | F4 | Commercial | Retail (ID) | New | Space Heating | Natural Gas | Furnace | E1 | Utility - Cost of Equipment | 0.090135 | 0.090135 | 0.090135 | 0.090135 | 0.090135 | 0.090135 | 0.090135 | 0.090135 | 0.090135 | 0.090135 | 0.090135 | 0.090135 | 0.090135 | 0.090135 | 0.090135 | 0.090135 | 0.090135 | 0.090135 | 0.090135 | 0.090135 | 0.090135 | 0.090135 | 0.090135 | 0.090135 | 0.090135 | 0.090135 | 0.090135
F4_Commercial_Retail (ID)_New_Space Heating_Natural Gas_Furnace_E2 | F4 | Commercial | Retail (ID) | New | Space Heating | Natural Gas | Furnace | E2 | Utility - Cost of Equipment | 0.18219 | 0.18219 | 0.18219 | 0.18219 | 0.18219 | 0.18219 | 0.18219 | 0.18219 | 0.18219 | 0.18219 | 0.18219 | 0.18219 | 0.18219 | 0.18219 | 0.18219 | 0.18219 | 0.18219 | 0.18219 | 0.18219 | 0.18219 | 0.18219 | 0.18219 | 0.18219 | 0.18219 | 0.18219 | 0.18219 | 0.18219
F4_Commercial_Retail (ID)_New_Space Heating_Natural Gas_Furnace_E3 | F4 | Commercial | Retail (ID) | New | Space Heating | Natural Gas | Furnace | E3 | Utility - Cost of Equipment | 0.11075 | 0.11075 | 0.11075 | 0.11075 | 0.11075 | 0.11075 | 0.11075 | 0.11075 | 0.11075 | 0.11075 | 0.11075 | 0.11075 | 0.11075 | 0.11075 | 0.11075 | 0.11075 | 0.11075 | 0.11075 | 0.11075 | 0.11075 | 0.11075 | 0.11075 | 0.11075 | 0.11075 | 0.11075 | 0.11075 | 0.11075
F4_Commercial_Retail (ID)_New_Space Heating_Natural Gas_Furnace_E4 | F4 | Commercial | Retail (ID) | New | Space Heating | Natural Gas | Furnace | E4 | Utility - Cost of Equipment | 0 | 0 | 0 | 0 | 0 | 0 | 0 | 0 | 0 | 0 | 0 | 0 | 0 | 0 | 0 | 0 | 0 | 0 | 0 | 0 | 0 | 0 | 0 | 0 | 0 | 0 | 0
F4_Commercial_Retail (ID)_New_Space Heating_Natural Gas_Furnace_E5 | F4 | Commercial | Retail (ID) | New | Space Heating | Natural Gas | Furnace | E5 | Utility - Cost of Equipment | 0 | 0 | 0 | 0 | 0 | 0 | 0 | 0 | 0 | 0 | 0 | 0 | 0 | 0 | 0 | 0 | 0 | 0 | 0 | 0 | 0 | 0 | 0 | 0 | 0 | 0 | 0
F4_Commercial_Retail (ID)_New_Space Heating_Natural Gas_Furnace_E6 | F4 | Commercial | Retail (ID) | New | Space Heating | Natural Gas | Furnace | E6 | Utility - Cost of Equipment | 0 | 0 | 0 | 0 | 0 | 0 | 0 | 0 | 0 | 0 | 0 | 0 | 0 | 0 | 0 | 0 | 0 | 0 | 0 | 0 | 0 | 0 | 0 | 0 | 0 | 0 | 0
F4_Commercial_Retail (ID)_New_Space Heating_Natural Gas_Furnace_E7 | F4 | Commercial | Retail (ID) | New | Space Heating | Natural Gas | Furnace | E7 | Utility - Cost of Equipment | 0 | 0 | 0 | 0 | 0 | 0 | 0 | 0 | 0 | 0 | 0 | 0 | 0 | 0 | 0 | 0 | 0 | 0 | 0 | 0 | 0 | 0 | 0 | 0 | 0 | 0 | 0
F4_Commercial_Retail (ID)_New_Space Heating_Natural Gas_Furnace_E8 | F4 | Commercial | Retail (ID) | New | Space Heating | Natural Gas | Furnace | E8 | Utility - Cost of Equipment | 0 | 0 | 0 | 0 | 0 | 0 | 0 | 0 | 0 | 0 | 0 | 0 | 0 | 0 | 0 | 0 | 0 | 0 | 0 | 0 | 0 | 0 | 0 | 0 | 0 | 0 | 0
F4_Commercial_Retail (ID)_New_Space Heating_Natural Gas_Furnace_E9 | F4 | Commercial | Retail (ID) | New | Space Heating | Natural Gas | Furnace | E9 | Utility - Cost of Equipment | 0 | 0 | 0 | 0 | 0 | 0 | 0 | 0 | 0 | 0 | 0 | 0 | 0 | 0 | 0 | 0 | 0 | 0 | 0 | 0 | 0 | 0 | 0 | 0 | 0 | 0 | 0
F4_Commercial_Retail (ID)_New_Space Heating_Natural Gas_Furnace_E10 | F4 | Commercial | Retail (ID) | New | Space Heating | Natural Gas | Furnace | E10 | Utility - Cost of Equipment | 0 | 0 | 0 | 0 | 0 | 0 | 0 | 0 | 0 | 0 | 0 | 0 | 0 | 0 | 0 | 0 | 0 | 0 | 0 | 0 | 0 | 0 | 0 | 0 | 0 | 0 | 0
F5_Commercial_Retail (ID)_New_Space Heating_Natural Gas_Furnace_E1 | F5 | Commercial | Retail (ID) | New | Space Heating | Natural Gas | Furnace | E1 | Utility - Cost of Operation | 0.1591 | 0.16141 | 0.16469 | 0.16843 | 0.17268 | 0.17885 | 0.18516 | 0.19185 | 0.19815 | 0.20453 | 0.21012 | 0.21517 | 0.22077 | 0.22659 | 0.23191 | 0.23712 | 0.24189 | 0.24682 | 0.25197 | 0.25726 | 0.26265 | 0.26838 | 0.27517 | 0.28101 | 0.28697 | 0.29307 | 0.29929
F5_Commercial_Retail (ID)_New_Space Heating_Natural Gas_Furnace_E2 | F5 | Commercial | Retail (ID) | New | Space Heating | Natural Gas | Furnace | E2 | Utility - Cost of Operation | 0.14147 | 0.14353 | 0.14645 | 0.14977 | 0.15355 | 0.15904 | 0.16464 | 0.17059 | 0.17619 | 0.18187 | 0.18684 | 0.19133 | 0.19631 | 0.20148 | 0.20622 | 0.21085 | 0.21509 | 0.21947 | 0.22405 | 0.22876 | 0.23355 | 0.23864 | 0.24468 | 0.24988 | 0.25518 | 0.2606 | 0.26613
F5_Commercial_Retail (ID)_New_Space Heating_Natural Gas_Furnace_E3 | F5 | Commercial | Retail (ID) | New | Space Heating | Natural Gas | Furnace | E3 | Utility - Cost of Operation | 0.13263 | 0.13456 | 0.13729 | 0.14041 | 0.14395 | 0.14909 | 0.15435 | 0.15993 | 0.16518 | 0.1705 | 0.17516 | 0.17937 | 0.18404 | 0.18889 | 0.19332 | 0.19766 | 0.20164 | 0.20575 | 0.21004 | 0.21445 | 0.21895 | 0.22372 | 0.22938 | 0.23425 | 0.23922 | 0.2443 | 0.24949
F5_Commercial_Retail (ID)_New_Space Heating_Natural Gas_Furnace_E4 | F5 | Commercial | Retail (ID) | New | Space Heating | Natural Gas | Furnace | E4 | Utility - Cost of Operation | 0 | 0 | 0 | 0 | 0 | 0 | 0 | 0 | 0 | 0 | 0 | 0 | 0 | 0 | 0 | 0 | 0 | 0 | 0 | 0 | 0 | 0 | 0 | 0 | 0 | 0 | 0
F5_Commercial_Retail (ID)_New_Space Heating_Natural Gas_Furnace_E5 | F5 | Commercial | Retail (ID) | New | Space Heating | Natural Gas | Furnace | E5 | Utility - Cost of Operation | 0 | 0 | 0 | 0 | 0 | 0 | 0 | 0 | 0 | 0 | 0 | 0 | 0 | 0 | 0 | 0 | 0 | 0 | 0 | 0 | 0 | 0 | 0 | 0 | 0 | 0 | 0
F5_Commercial_Retail (ID)_New_Space Heating_Natural Gas_Furnace_E6 | F5 | Commercial | Retail (ID) | New | Space Heating | Natural Gas | Furnace | E6 | Utility - Cost of Operation | 0 | 0 | 0 | 0 | 0 | 0 | 0 | 0 | 0 | 0 | 0 | 0 | 0 | 0 | 0 | 0 | 0 | 0 | 0 | 0 | 0 | 0 | 0 | 0 | 0 | 0 | 0
F5_Commercial_Retail (ID)_New_Space Heating_Natural Gas_Furnace_E7 | F5 | Commercial | Retail (ID) | New | Space Heating | Natural Gas | Furnace | E7 | Utility - Cost of Operation | 0 | 0 | 0 | 0 | 0 | 0 | 0 | 0 | 0 | 0 | 0 | 0 | 0 | 0 | 0 | 0 | 0 | 0 | 0 | 0 | 0 | 0 | 0 | 0 | 0 | 0 | 0
F5_Commercial_Retail (ID)_New_Space Heating_Natural Gas_Furnace_E8 | F5 | Commercial | Retail (ID) | New | Space Heating | Natural Gas | Furnace | E8 | Utility - Cost of Operation | 0 | 0 | 0 | 0 | 0 | 0 | 0 | 0 | 0 | 0 | 0 | 0 | 0 | 0 | 0 | 0 | 0 | 0 | 0 | 0 | 0 | 0 | 0 | 0 | 0 | 0 | 0
F5_Commercial_Retail (ID)_New_Space Heating_Natural Gas_Furnace_E9 | F5 | Commercial | Retail (ID) | New | Space Heating | Natural Gas | Furnace | E9 | Utility - Cost of Operation | 0 | 0 | 0 | 0 | 0 | 0 | 0 | 0 | 0 | 0 | 0 | 0 | 0 | 0 | 0 | 0 | 0 | 0 | 0 | 0 | 0 | 0 | 0 | 0 | 0 | 0 | 0
F5_Commercial_Retail (ID)_New_Space Heating_Natural Gas_Furnace_E10 | F5 | Commercial | Retail (ID) | New | Space Heating | Natural Gas | Furnace | E10 | Utility - Cost of Operation | 0 | 0 | 0 | 0 | 0 | 0 | 0 | 0 | 0 | 0 | 0 | 0 | 0 | 0 | 0 | 0 | 0 | 0 | 0 | 0 | 0 | 0 | 0 | 0 | 0 | 0 | 0
F6_Commercial_Retail (ID)_New_Space Heating_Natural Gas_Furnace_E1 | F6 | Commercial | Retail (ID) | New | Space Heating | Natural Gas | Furnace | E1 | Utility - Value of Sales | 0.18571 | 0.18725 | 0.18982 | 0.19279 | 0.19619 | 0.20173 | 0.20722 | 0.21297 | 0.21801 | 0.22291 | 0.22845 | 0.2333 | 0.23869 | 0.24425 | 0.2492 | 0.25394 | 0.25812 | 0.26239 | 0.26682 | 0.2713 | 0.27578 | 0.2818 | 0.28893 | 0.29506 | 0.30132 | 0.30772 | 0.31425
F6_Commercial_Retail (ID)_New_Space Heating_Natural Gas_Furnace_E2 | F6 | Commercial | Retail (ID) | New | Space Heating | Natural Gas | Furnace | E2 | Utility - Value of Sales | 0.16514 | 0.16651 | 0.16879 | 0.17143 | 0.17446 | 0.17938 | 0.18427 | 0.18938 | 0.19386 | 0.19821 | 0.20314 | 0.20745 | 0.21225 | 0.21719 | 0.22159 | 0.22581 | 0.22953 | 0.23332 | 0.23726 | 0.24124 | 0.24523 | 0.25058 | 0.25692 | 0.26237 | 0.26794 | 0.27363 | 0.27943
F6_Commercial_Retail (ID)_New_Space Heating_Natural Gas_Furnace_E3 | F6 | Commercial | Retail (ID) | New | Space Heating | Natural Gas | Furnace | E3 | Utility - Value of Sales | 0.15481 | 0.1561 | 0.15824 | 0.16071 | 0.16355 | 0.16816 | 0.17274 | 0.17754 | 0.18174 | 0.18582 | 0.19044 | 0.19448 | 0.19898 | 0.20361 | 0.20773 | 0.21169 | 0.21518 | 0.21873 | 0.22242 | 0.22616 | 0.2299 | 0.23491 | 0.24085 | 0.24597 | 0.25119 | 0.25652 | 0.26196
F6_Commercial_Retail (ID)_New_Space Heating_Natural Gas_Furnace_E4 | F6 | Commercial | Retail (ID) | New | Space Heating | Natural Gas | Furnace | E4 | Utility - Value of Sales | 0 | 0 | 0 | 0 | 0 | 0 | 0 | 0 | 0 | 0 | 0 | 0 | 0 | 0 | 0 | 0 | 0 | 0 | 0 | 0 | 0 | 0 | 0 | 0 | 0 | 0 | 0
F6_Commercial_Retail (ID)_New_Space Heating_Natural Gas_Furnace_E5 | F6 | Commercial | Retail (ID) | New | Space Heating | Natural Gas | Furnace | E5 | Utility - Value of Sales | 0 | 0 | 0 | 0 | 0 | 0 | 0 | 0 | 0 | 0 | 0 | 0 | 0 | 0 | 0 | 0 | 0 | 0 | 0 | 0 | 0 | 0 | 0 | 0 | 0 | 0 | 0
F6_Commercial_Retail (ID)_New_Space Heating_Natural Gas_Furnace_E6 | F6 | Commercial | Retail (ID) | New | Space Heating | Natural Gas | Furnace | E6 | Utility - Value of Sales | 0 | 0 | 0 | 0 | 0 | 0 | 0 | 0 | 0 | 0 | 0 | 0 | 0 | 0 | 0 | 0 | 0 | 0 | 0 | 0 | 0 | 0 | 0 | 0 | 0 | 0 | 0
F6_Commercial_Retail (ID)_New_Space Heating_Natural Gas_Furnace_E7 | F6 | Commercial | Retail (ID) | New | Space Heating | Natural Gas | Furnace | E7 | Utility - Value of Sales | 0 | 0 | 0 | 0 | 0 | 0 | 0 | 0 | 0 | 0 | 0 | 0 | 0 | 0 | 0 | 0 | 0 | 0 | 0 | 0 | 0 | 0 | 0 | 0 | 0 | 0 | 0
F6_Commercial_Retail (ID)_New_Space Heating_Natural Gas_Furnace_E8 | F6 | Commercial | Retail (ID) | New | Space Heating | Natural Gas | Furnace | E8 | Utility - Value of Sales | 0 | 0 | 0 | 0 | 0 | 0 | 0 | 0 | 0 | 0 | 0 | 0 | 0 | 0 | 0 | 0 | 0 | 0 | 0 | 0 | 0 | 0 | 0 | 0 | 0 | 0 | 0
F6_Commercial_Retail (ID)_New_Space Heating_Natural Gas_Furnace_E9 | F6 | Commercial | Retail (ID) | New | Space Heating | Natural Gas | Furnace | E9 | Utility - Value of Sales | 0 | 0 | 0 | 0 | 0 | 0 | 0 | 0 | 0 | 0 | 0 | 0 | 0 | 0 | 0 | 0 | 0 | 0 | 0 | 0 | 0 | 0 | 0 | 0 | 0 | 0 | 0
F6_Commercial_Retail (ID)_New_Space Heating_Natural Gas_Furnace_E10 | F6 | Commercial | Retail (ID) | New | Space Heating | Natural Gas | Furnace | E10 | Utility - Value of Sales | 0 | 0 | 0 | 0 | 0 | 0 | 0 | 0 | 0 | 0 | 0 | 0 | 0 | 0 | 0 | 0 | 0 | 0 | 0 | 0 | 0 | 0 | 0 | 0 | 0 | 0 | 0
F1_Commercial_Retail (ID)_New_Space Heating_Natural Gas_Boiler_E1 | F1 | Commercial | Retail (ID) | New | Space Heating | Natural Gas | Boiler | E1 | RVT - Cost of Equipment | 0.16911 | 0.16911 | 0.16911 | 0.16911 | 0.16911 | 0.16911 | 0.16911 | 0.16911 | 0.16911 | 0.16911 | 0.16911 | 0.16911 | 0.16911 | 0.16911 | 0.16911 | 0.16911 | 0.16911 | 0.16911 | 0.16911 | 0.16911 | 0.16911 | 0.16911 | 0.16911 | 0.16911 | 0.16911 | 0.16911 | 0.16911
F1_Commercial_Retail (ID)_New_Space Heating_Natural Gas_Boiler_E2 | F1 | Commercial | Retail (ID) | New | Space Heating | Natural Gas | Boiler | E2 | RVT - Cost of Equipment | 0.1762 | 0.1762 | 0.1762 | 0.1762 | 0.1762 | 0.1762 | 0.1762 | 0.1762 | 0.1762 | 0.1762 | 0.1762 | 0.1762 | 0.1762 | 0.1762 | 0.1762 | 0.1762 | 0.1762 | 0.1762 | 0.1762 | 0.1762 | 0.1762 | 0.1762 | 0.1762 | 0.1762 | 0.1762 | 0.1762 | 0.1762
F1_Commercial_Retail (ID)_New_Space Heating_Natural Gas_Boiler_E3 | F1 | Commercial | Retail (ID) | New | Space Heating | Natural Gas | Boiler | E3 | RVT - Cost of Equipment | 0.16449 | 0.16449 | 0.16449 | 0.16449 | 0.16449 | 0.16449 | 0.16449 | 0.16449 | 0.16449 | 0.16449 | 0.16449 | 0.16449 | 0.16449 | 0.16449 | 0.16449 | 0.16449 | 0.16449 | 0.16449 | 0.16449 | 0.16449 | 0.16449 | 0.16449 | 0.16449 | 0.16449 | 0.16449 | 0.16449 | 0.16449
F1_Commercial_Retail (ID)_New_Space Heating_Natural Gas_Boiler_E4 | F1 | Commercial | Retail (ID) | New | Space Heating | Natural Gas | Boiler | E4 | RVT - Cost of Equipment | 1.3565 | 1.3565 | 1.3565 | 1.3565 | 1.3565 | 1.3565 | 1.3565 | 1.3565 | 1.3565 | 1.3565 | 1.3565 | 1.3565 | 1.3565 | 1.3565 | 1.3565 | 1.3565 | 1.3565 | 1.3565 | 1.3565 | 1.3565 | 1.3565 | 1.3565 | 1.3565 | 1.3565 | 1.3565 | 1.3565 | 1.3565
F1_Commercial_Retail (ID)_New_Space Heating_Natural Gas_Boiler_E5 | F1 | Commercial | Retail (ID) | New | Space Heating | Natural Gas | Boiler | E5 | RVT - Cost of Equipment | 0 | 0 | 0 | 0 | 0 | 0 | 0 | 0 | 0 | 0 | 0 | 0 | 0 | 0 | 0 | 0 | 0 | 0 | 0 | 0 | 0 | 0 | 0 | 0 | 0 | 0 | 0
F1_Commercial_Retail (ID)_New_Space Heating_Natural Gas_Boiler_E6 | F1 | Commercial | Retail (ID) | New | Space Heating | Natural Gas | Boiler | E6 | RVT - Cost of Equipment | 0 | 0 | 0 | 0 | 0 | 0 | 0 | 0 | 0 | 0 | 0 | 0 | 0 | 0 | 0 | 0 | 0 | 0 | 0 | 0 | 0 | 0 | 0 | 0 | 0 | 0 | 0
F1_Commercial_Retail (ID)_New_Space Heating_Natural Gas_Boiler_E7 | F1 | Commercial | Retail (ID) | New | Space Heating | Natural Gas | Boiler | E7 | RVT - Cost of Equipment | 0 | 0 | 0 | 0 | 0 | 0 | 0 | 0 | 0 | 0 | 0 | 0 | 0 | 0 | 0 | 0 | 0 | 0 | 0 | 0 | 0 | 0 | 0 | 0 | 0 | 0 | 0
F1_Commercial_Retail (ID)_New_Space Heating_Natural Gas_Boiler_E8 | F1 | Commercial | Retail (ID) | New | Space Heating | Natural Gas | Boiler | E8 | RVT - Cost of Equipment | 0 | 0 | 0 | 0 | 0 | 0 | 0 | 0 | 0 | 0 | 0 | 0 | 0 | 0 | 0 | 0 | 0 | 0 | 0 | 0 | 0 | 0 | 0 | 0 | 0 | 0 | 0
F1_Commercial_Retail (ID)_New_Space Heating_Natural Gas_Boiler_E9 | F1 | Commercial | Retail (ID) | New | Space Heating | Natural Gas | Boiler | E9 | RVT - Cost of Equipment | 0 | 0 | 0 | 0 | 0 | 0 | 0 | 0 | 0 | 0 | 0 | 0 | 0 | 0 | 0 | 0 | 0 | 0 | 0 | 0 | 0 | 0 | 0 | 0 | 0 | 0 | 0
F1_Commercial_Retail (ID)_New_Space Heating_Natural Gas_Boiler_E10 | F1 | Commercial | Retail (ID) | New | Space Heating | Natural Gas | Boiler | E10 | RVT - Cost of Equipment | 0 | 0 | 0 | 0 | 0 | 0 | 0 | 0 | 0 | 0 | 0 | 0 | 0 | 0 | 0 | 0 | 0 | 0 | 0 | 0 | 0 | 0 | 0 | 0 | 0 | 0 | 0
F2_Commercial_Retail (ID)_New_Space Heating_Natural Gas_Boiler_E1 | F2 | Commercial | Retail (ID) | New | Space Heating | Natural Gas | Boiler | E1 | RVT - Cost of Operation | 0.71122 | 0.71979 | 0.73111 | 0.74346 | 0.75693 | 0.77596 | 0.795 | 0.81491 | 0.83326 | 0.85148 | 0.87162 | 0.89025 | 0.91042 | 0.93099 | 0.95014 | 0.96892 | 0.98641 | 1.0043 | 1.0226 | 1.0413 | 1.0602 | 1.083 | 1.1086 | 1.1317 | 1.1549 | 1.1727 | 1.1887
F2_Commercial_Retail (ID)_New_Space Heating_Natural Gas_Boiler_E2 | F2 | Commercial | Retail (ID) | New | Space Heating | Natural Gas | Boiler | E2 | RVT - Cost of Operation | 0.66939 | 0.67746 | 0.68811 | 0.69974 | 0.71242 | 0.73032 | 0.74825 | 0.76699 | 0.78426 | 0.8014 | 0.82036 | 0.8379 | 0.85687 | 0.87624 | 0.89426 | 0.91194 | 0.92839 | 0.94519 | 0.96251 | 0.98009 | 0.99782 | 1.0193 | 1.0434 | 1.0651 | 1.087 | 1.1038 | 1.1188
F2_Commercial_Retail (ID)_New_Space Heating_Natural Gas_Boiler_E3 | F2 | Commercial | Retail (ID) | New | Space Heating | Natural Gas | Boiler | E3 | RVT - Cost of Operation | 0.58659 | 0.59365 | 0.60299 | 0.61318 | 0.62429 | 0.63998 | 0.65568 | 0.67211 | 0.68724 | 0.70226 | 0.71888 | 0.73424 | 0.75087 | 0.76784 | 0.78364 | 0.79913 | 0.81355 | 0.82827 | 0.84344 | 0.85885 | 0.87439 | 0.89319 | 0.91434 | 0.93334 | 0.95254 | 0.96721 | 0.98041
F2_Commercial_Retail (ID)_New_Space Heating_Natural Gas_Boiler_E4 | F2 | Commercial | Retail (ID) | New | Space Heating | Natural Gas | Boiler | E4 | RVT - Cost of Operation | 0.37058 | 0.37366 | 0.37878 | 0.38471 | 0.39149 | 0.40255 | 0.41351 | 0.42498 | 0.43504 | 0.44481 | 0.45588 | 0.46554 | 0.47631 | 0.48739 | 0.49726 | 0.50673 | 0.51508 | 0.5236 | 0.53243 | 0.54137 | 0.55032 | 0.56232 | 0.57655 | 0.58878 | 0.60128 | 0.61404 | 0.62708
F2_Commercial_Retail (ID)_New_Space Heating_Natural Gas_Boiler_E5 | F2 | Commercial | Retail (ID) | New | Space Heating | Natural Gas | Boiler | E5 | RVT - Cost of Operation | 0 | 0 | 0 | 0 | 0 | 0 | 0 | 0 | 0 | 0 | 0 | 0 | 0 | 0 | 0 | 0 | 0 | 0 | 0 | 0 | 0 | 0 | 0 | 0 | 0 | 0 | 0
F2_Commercial_Retail (ID)_New_Space Heating_Natural Gas_Boiler_E6 | F2 | Commercial | Retail (ID) | New | Space Heating | Natural Gas | Boiler | E6 | RVT - Cost of Operation | 0 | 0 | 0 | 0 | 0 | 0 | 0 | 0 | 0 | 0 | 0 | 0 | 0 | 0 | 0 | 0 | 0 | 0 | 0 | 0 | 0 | 0 | 0 | 0 | 0 | 0 | 0
F2_Commercial_Retail (ID)_New_Space Heating_Natural Gas_Boiler_E7 | F2 | Commercial | Retail (ID) | New | Space Heating | Natural Gas | Boiler | E7 | RVT - Cost of Operation | 0 | 0 | 0 | 0 | 0 | 0 | 0 | 0 | 0 | 0 | 0 | 0 | 0 | 0 | 0 | 0 | 0 | 0 | 0 | 0 | 0 | 0 | 0 | 0 | 0 | 0 | 0
F2_Commercial_Retail (ID)_New_Space Heating_Natural Gas_Boiler_E8 | F2 | Commercial | Retail (ID) | New | Space Heating | Natural Gas | Boiler | E8 | RVT - Cost of Operation | 0 | 0 | 0 | 0 | 0 | 0 | 0 | 0 | 0 | 0 | 0 | 0 | 0 | 0 | 0 | 0 | 0 | 0 | 0 | 0 | 0 | 0 | 0 | 0 | 0 | 0 | 0
F2_Commercial_Retail (ID)_New_Space Heating_Natural Gas_Boiler_E9 | F2 | Commercial | Retail (ID) | New | Space Heating | Natural Gas | Boiler | E9 | RVT - Cost of Operation | 0 | 0 | 0 | 0 | 0 | 0 | 0 | 0 | 0 | 0 | 0 | 0 | 0 | 0 | 0 | 0 | 0 | 0 | 0 | 0 | 0 | 0 | 0 | 0 | 0 | 0 | 0
F2_Commercial_Retail (ID)_New_Space Heating_Natural Gas_Boiler_E10 | F2 | Commercial | Retail (ID) | New | Space Heating | Natural Gas | Boiler | E10 | RVT - Cost of Operation | 0 | 0 | 0 | 0 | 0 | 0 | 0 | 0 | 0 | 0 | 0 | 0 | 0 | 0 | 0 | 0 | 0 | 0 | 0 | 0 | 0 | 0 | 0 | 0 | 0 | 0 | 0
F3_Commercial_Retail (ID)_New_Space Heating_Natural Gas_Boiler_E1 | F3 | Commercial | Retail (ID) | New | Space Heating | Natural Gas | Boiler | E1 | System - kBTUs of Consumption | 139.947 | 139.7678 | 139.7678 | 139.7678 | 139.7678 | 139.7678 | 139.7678 | 139.7678 | 139.7678 | 139.7678 | 139.7678 | 139.7678 | 139.7678 | 139.7678 | 139.7678 | 139.7678 | 139.7678 | 139.7678 | 139.7678 | 139.7678 | 139.7678 | 139.7678 | 139.7678 | 139.7678 | 139.7678 | 138.0423 | 135.8854
F3_Commercial_Retail (ID)_New_Space Heating_Natural Gas_Boiler_E2 | F3 | Commercial | Retail (ID) | New | Space Heating | Natural Gas | Boiler | E2 | System - kBTUs of Consumption | 131.7165 | 131.5479 | 131.5479 | 131.5479 | 131.5479 | 131.5479 | 131.5479 | 131.5479 | 131.5479 | 131.5479 | 131.5479 | 131.5479 | 131.5479 | 131.5479 | 131.5479 | 131.5479 | 131.5479 | 131.5479 | 131.5479 | 131.5479 | 131.5479 | 131.5479 | 131.5479 | 131.5479 | 131.5479 | 129.9238 | 127.8938
F3_Commercial_Retail (ID)_New_Space Heating_Natural Gas_Boiler_E3 | F3 | Commercial | Retail (ID) | New | Space Heating | Natural Gas | Boiler | E3 | System - kBTUs of Consumption | 115.4225 | 115.2747 | 115.2747 | 115.2747 | 115.2747 | 115.2747 | 115.2747 | 115.2747 | 115.2747 | 115.2747 | 115.2747 | 115.2747 | 115.2747 | 115.2747 | 115.2747 | 115.2747 | 115.2747 | 115.2747 | 115.2747 | 115.2747 | 115.2747 | 115.2747 | 115.2747 | 115.2747 | 115.2747 | 113.8516 | 112.0727
F3_Commercial_Retail (ID)_New_Space Heating_Natural Gas_Boiler_E4 | F3 | Commercial | Retail (ID) | New | Space Heating | Natural Gas | Boiler | E4 | System - kBTUs of Consumption | 81.5511 | 81.3463 | 81.3463 | 81.3463 | 81.3463 | 81.3463 | 81.3463 | 81.3463 | 81.3463 | 81.3463 | 81.3463 | 81.3463 | 81.3463 | 81.3463 | 81.3463 | 81.3463 | 81.3463 | 81.3463 | 81.3463 | 81.3463 | 81.3463 | 81.3463 | 81.3463 | 81.3463 | 81.3463 | 81.3463 | 81.3463
F3_Commercial_Retail (ID)_New_Space Heating_Natural Gas_Boiler_E5 | F3 | Commercial | Retail (ID) | New | Space Heating | Natural Gas | Boiler | E5 | System - kBTUs of Consumption | 0 | 0 | 0 | 0 | 0 | 0 | 0 | 0 | 0 | 0 | 0 | 0 | 0 | 0 | 0 | 0 | 0 | 0 | 0 | 0 | 0 | 0 | 0 | 0 | 0 | 0 | 0
F3_Commercial_Retail (ID)_New_Space Heating_Natural Gas_Boiler_E6 | F3 | Commercial | Retail (ID) | New | Space Heating | Natural Gas | Boiler | E6 | System - kBTUs of Consumption | 0 | 0 | 0 | 0 | 0 | 0 | 0 | 0 | 0 | 0 | 0 | 0 | 0 | 0 | 0 | 0 | 0 | 0 | 0 | 0 | 0 | 0 | 0 | 0 | 0 | 0 | 0
F3_Commercial_Retail (ID)_New_Space Heating_Natural Gas_Boiler_E7 | F3 | Commercial | Retail (ID) | New | Space Heating | Natural Gas | Boiler | E7 | System - kBTUs of Consumption | 0 | 0 | 0 | 0 | 0 | 0 | 0 | 0 | 0 | 0 | 0 | 0 | 0 | 0 | 0 | 0 | 0 | 0 | 0 | 0 | 0 | 0 | 0 | 0 | 0 | 0 | 0
F3_Commercial_Retail (ID)_New_Space Heating_Natural Gas_Boiler_E8 | F3 | Commercial | Retail (ID) | New | Space Heating | Natural Gas | Boiler | E8 | System - kBTUs of Consumption | 0 | 0 | 0 | 0 | 0 | 0 | 0 | 0 | 0 | 0 | 0 | 0 | 0 | 0 | 0 | 0 | 0 | 0 | 0 | 0 | 0 | 0 | 0 | 0 | 0 | 0 | 0
F3_Commercial_Retail (ID)_New_Space Heating_Natural Gas_Boiler_E9 | F3 | Commercial | Retail (ID) | New | Space Heating | Natural Gas | Boiler | E9 | System - kBTUs of Consumption | 0 | 0 | 0 | 0 | 0 | 0 | 0 | 0 | 0 | 0 | 0 | 0 | 0 | 0 | 0 | 0 | 0 | 0 | 0 | 0 | 0 | 0 | 0 | 0 | 0 | 0 | 0
F3_Commercial_Retail (ID)_New_Space Heating_Natural Gas_Boiler_E10 | F3 | Commercial | Retail (ID) | New | Space Heating | Natural Gas | Boiler | E10 | System - kBTUs of Consumption | 0 | 0 | 0 | 0 | 0 | 0 | 0 | 0 | 0 | 0 | 0 | 0 | 0 | 0 | 0 | 0 | 0 | 0 | 0 | 0 | 0 | 0 | 0 | 0 | 0 | 0 | 0
F4_Commercial_Retail (ID)_New_Space Heating_Natural Gas_Boiler_E1 | F4 | Commercial | Retail (ID) | New | Space Heating | Natural Gas | Boiler | E1 | Utility - Cost of Equipment | 0.16911 | 0.16911 | 0.16911 | 0.16911 | 0.16911 | 0.16911 | 0.16911 | 0.16911 | 0.16911 | 0.16911 | 0.16911 | 0.16911 | 0.16911 | 0.16911 | 0.16911 | 0.16911 | 0.16911 | 0.16911 | 0.16911 | 0.16911 | 0.16911 | 0.16911 | 0.16911 | 0.16911 | 0.16911 | 0.16911 | 0.16911
F4_Commercial_Retail (ID)_New_Space Heating_Natural Gas_Boiler_E2 | F4 | Commercial | Retail (ID) | New | Space Heating | Natural Gas | Boiler | E2 | Utility - Cost of Equipment | 0.1762 | 0.1762 | 0.1762 | 0.1762 | 0.1762 | 0.1762 | 0.1762 | 0.1762 | 0.1762 | 0.1762 | 0.1762 | 0.1762 | 0.1762 | 0.1762 | 0.1762 | 0.1762 | 0.1762 | 0.1762 | 0.1762 | 0.1762 | 0.1762 | 0.1762 | 0.1762 | 0.1762 | 0.1762 | 0.1762 | 0.1762
F4_Commercial_Retail (ID)_New_Space Heating_Natural Gas_Boiler_E3 | F4 | Commercial | Retail (ID) | New | Space Heating | Natural Gas | Boiler | E3 | Utility - Cost of Equipment | 0.16449 | 0.16449 | 0.16449 | 0.16449 | 0.16449 | 0.16449 | 0.16449 | 0.16449 | 0.16449 | 0.16449 | 0.16449 | 0.16449 | 0.16449 | 0.16449 | 0.16449 | 0.16449 | 0.16449 | 0.16449 | 0.16449 | 0.16449 | 0.16449 | 0.16449 | 0.16449 | 0.16449 | 0.16449 | 0.16449 | 0.16449
F4_Commercial_Retail (ID)_New_Space Heating_Natural Gas_Boiler_E4 | F4 | Commercial | Retail (ID) | New | Space Heating | Natural Gas | Boiler | E4 | Utility - Cost of Equipment | 1.3565 | 1.3565 | 1.3565 | 1.3565 | 1.3565 | 1.3565 | 1.3565 | 1.3565 | 1.3565 | 1.3565 | 1.3565 | 1.3565 | 1.3565 | 1.3565 | 1.3565 | 1.3565 | 1.3565 | 1.3565 | 1.3565 | 1.3565 | 1.3565 | 1.3565 | 1.3565 | 1.3565 | 1.3565 | 1.3565 | 1.3565
F4_Commercial_Retail (ID)_New_Space Heating_Natural Gas_Boiler_E5 | F4 | Commercial | Retail (ID) | New | Space Heating | Natural Gas | Boiler | E5 | Utility - Cost of Equipment | 0 | 0 | 0 | 0 | 0 | 0 | 0 | 0 | 0 | 0 | 0 | 0 | 0 | 0 | 0 | 0 | 0 | 0 | 0 | 0 | 0 | 0 | 0 | 0 | 0 | 0 | 0
F4_Commercial_Retail (ID)_New_Space Heating_Natural Gas_Boiler_E6 | F4 | Commercial | Retail (ID) | New | Space Heating | Natural Gas | Boiler | E6 | Utility - Cost of Equipment | 0 | 0 | 0 | 0 | 0 | 0 | 0 | 0 | 0 | 0 | 0 | 0 | 0 | 0 | 0 | 0 | 0 | 0 | 0 | 0 | 0 | 0 | 0 | 0 | 0 | 0 | 0
F4_Commercial_Retail (ID)_New_Space Heating_Natural Gas_Boiler_E7 | F4 | Commercial | Retail (ID) | New | Space Heating | Natural Gas | Boiler | E7 | Utility - Cost of Equipment | 0 | 0 | 0 | 0 | 0 | 0 | 0 | 0 | 0 | 0 | 0 | 0 | 0 | 0 | 0 | 0 | 0 | 0 | 0 | 0 | 0 | 0 | 0 | 0 | 0 | 0 | 0
F4_Commercial_Retail (ID)_New_Space Heating_Natural Gas_Boiler_E8 | F4 | Commercial | Retail (ID) | New | Space Heating | Natural Gas | Boiler | E8 | Utility - Cost of Equipment | 0 | 0 | 0 | 0 | 0 | 0 | 0 | 0 | 0 | 0 | 0 | 0 | 0 | 0 | 0 | 0 | 0 | 0 | 0 | 0 | 0 | 0 | 0 | 0 | 0 | 0 | 0
F4_Commercial_Retail (ID)_New_Space Heating_Natural Gas_Boiler_E9 | F4 | Commercial | Retail (ID) | New | Space Heating | Natural Gas | Boiler | E9 | Utility - Cost of Equipment | 0 | 0 | 0 | 0 | 0 | 0 | 0 | 0 | 0 | 0 | 0 | 0 | 0 | 0 | 0 | 0 | 0 | 0 | 0 | 0 | 0 | 0 | 0 | 0 | 0 | 0 | 0
F4_Commercial_Retail (ID)_New_Space Heating_Natural Gas_Boiler_E10 | F4 | Commercial | Retail (ID) | New | Space Heating | Natural Gas | Boiler | E10 | Utility - Cost of Equipment | 0 | 0 | 0 | 0 | 0 | 0 | 0 | 0 | 0 | 0 | 0 | 0 | 0 | 0 | 0 | 0 | 0 | 0 | 0 | 0 | 0 | 0 | 0 | 0 | 0 | 0 | 0
F5_Commercial_Retail (ID)_New_Space Heating_Natural Gas_Boiler_E1 | F5 | Commercial | Retail (ID) | New | Space Heating | Natural Gas | Boiler | E1 | Utility - Cost of Operation | 0.62737 | 0.63831 | 0.65184 | 0.66654 | 0.68252 | 0.70347 | 0.72483 | 0.74733 | 0.76897 | 0.79096 | 0.81106 | 0.82992 | 0.85032 | 0.87125 | 0.89106 | 0.9107 | 0.92936 | 0.94855 | 0.96847 | 0.98888 | 1.0097 | 1.0314 | 1.0558 | 1.0778 | 1.0999 | 1.1169 | 1.1321
F5_Commercial_Retail (ID)_New_Space Heating_Natural Gas_Boiler_E2 | F5 | Commercial | Retail (ID) | New | Space Heating | Natural Gas | Boiler | E2 | Utility - Cost of Operation | 0.59047 | 0.60077 | 0.6135 | 0.62734 | 0.64238 | 0.6621 | 0.68221 | 0.70338 | 0.72375 | 0.74445 | 0.76336 | 0.78111 | 0.80031 | 0.82001 | 0.83865 | 0.85714 | 0.8747 | 0.89277 | 0.91151 | 0.93072 | 0.95031 | 0.97074 | 0.99372 | 1.0144 | 1.0352 | 1.0512 | 1.0655
F5_Commercial_Retail (ID)_New_Space Heating_Natural Gas_Boiler_E3 | F5 | Commercial | Retail (ID) | New | Space Heating | Natural Gas | Boiler | E3 | Utility - Cost of Operation | 0.51742 | 0.52645 | 0.53761 | 0.54974 | 0.56291 | 0.5802 | 0.59781 | 0.61637 | 0.63421 | 0.65235 | 0.66893 | 0.68449 | 0.70131 | 0.71857 | 0.73491 | 0.75111 | 0.7665 | 0.78233 | 0.79875 | 0.81559 | 0.83275 | 0.85065 | 0.8708 | 0.8889 | 0.90718 | 0.92115 | 0.93373
F5_Commercial_Retail (ID)_New_Space Heating_Natural Gas_Boiler_E4 | F5 | Commercial | Retail (ID) | New | Space Heating | Natural Gas | Boiler | E4 | Utility - Cost of Operation | 0.31748 | 0.32209 | 0.32864 | 0.3361 | 0.34457 | 0.3569 | 0.36948 | 0.38283 | 0.39539 | 0.40813 | 0.41928 | 0.42936 | 0.44055 | 0.45215 | 0.46277 | 0.47316 | 0.48268 | 0.49251 | 0.5028 | 0.51335 | 0.52411 | 0.53554 | 0.54909 | 0.56075 | 0.57265 | 0.5848 | 0.59722
F5_Commercial_Retail (ID)_New_Space Heating_Natural Gas_Boiler_E5 | F5 | Commercial | Retail (ID) | New | Space Heating | Natural Gas | Boiler | E5 | Utility - Cost of Operation | 0 | 0 | 0 | 0 | 0 | 0 | 0 | 0 | 0 | 0 | 0 | 0 | 0 | 0 | 0 | 0 | 0 | 0 | 0 | 0 | 0 | 0 | 0 | 0 | 0 | 0 | 0
F5_Commercial_Retail (ID)_New_Space Heating_Natural Gas_Boiler_E6 | F5 | Commercial | Retail (ID) | New | Space Heating | Natural Gas | Boiler | E6 | Utility - Cost of Operation | 0 | 0 | 0 | 0 | 0 | 0 | 0 | 0 | 0 | 0 | 0 | 0 | 0 | 0 | 0 | 0 | 0 | 0 | 0 | 0 | 0 | 0 | 0 | 0 | 0 | 0 | 0
F5_Commercial_Retail (ID)_New_Space Heating_Natural Gas_Boiler_E7 | F5 | Commercial | Retail (ID) | New | Space Heating | Natural Gas | Boiler | E7 | Utility - Cost of Operation | 0 | 0 | 0 | 0 | 0 | 0 | 0 | 0 | 0 | 0 | 0 | 0 | 0 | 0 | 0 | 0 | 0 | 0 | 0 | 0 | 0 | 0 | 0 | 0 | 0 | 0 | 0
F5_Commercial_Retail (ID)_New_Space Heating_Natural Gas_Boiler_E8 | F5 | Commercial | Retail (ID) | New | Space Heating | Natural Gas | Boiler | E8 | Utility - Cost of Operation | 0 | 0 | 0 | 0 | 0 | 0 | 0 | 0 | 0 | 0 | 0 | 0 | 0 | 0 | 0 | 0 | 0 | 0 | 0 | 0 | 0 | 0 | 0 | 0 | 0 | 0 | 0
F5_Commercial_Retail (ID)_New_Space Heating_Natural Gas_Boiler_E9 | F5 | Commercial | Retail (ID) | New | Space Heating | Natural Gas | Boiler | E9 | Utility - Cost of Operation | 0 | 0 | 0 | 0 | 0 | 0 | 0 | 0 | 0 | 0 | 0 | 0 | 0 | 0 | 0 | 0 | 0 | 0 | 0 | 0 | 0 | 0 | 0 | 0 | 0 | 0 | 0
F5_Commercial_Retail (ID)_New_Space Heating_Natural Gas_Boiler_E10 | F5 | Commercial | Retail (ID) | New | Space Heating | Natural Gas | Boiler | E10 | Utility - Cost of Operation | 0 | 0 | 0 | 0 | 0 | 0 | 0 | 0 | 0 | 0 | 0 | 0 | 0 | 0 | 0 | 0 | 0 | 0 | 0 | 0 | 0 | 0 | 0 | 0 | 0 | 0 | 0
F6_Commercial_Retail (ID)_New_Space Heating_Natural Gas_Boiler_E1 | F6 | Commercial | Retail (ID) | New | Space Heating | Natural Gas | Boiler | E1 | Utility - Value of Sales | 0.71122 | 0.71979 | 0.73111 | 0.74346 | 0.75693 | 0.77596 | 0.795 | 0.81491 | 0.83326 | 0.85148 | 0.87162 | 0.89025 | 0.91042 | 0.93099 | 0.95014 | 0.96892 | 0.98641 | 1.0043 | 1.0226 | 1.0413 | 1.0602 | 1.083 | 1.1086 | 1.1317 | 1.1549 | 1.1727 | 1.1887
F6_Commercial_Retail (ID)_New_Space Heating_Natural Gas_Boiler_E2 | F6 | Commercial | Retail (ID) | New | Space Heating | Natural Gas | Boiler | E2 | Utility - Value of Sales | 0.66939 | 0.67746 | 0.68811 | 0.69974 | 0.71242 | 0.73032 | 0.74825 | 0.76699 | 0.78426 | 0.8014 | 0.82036 | 0.8379 | 0.85687 | 0.87624 | 0.89426 | 0.91194 | 0.92839 | 0.94519 | 0.96251 | 0.98009 | 0.99782 | 1.0193 | 1.0434 | 1.0651 | 1.087 | 1.1038 | 1.1188
F6_Commercial_Retail (ID)_New_Space Heating_Natural Gas_Boiler_E3 | F6 | Commercial | Retail (ID) | New | Space Heating | Natural Gas | Boiler | E3 | Utility - Value of Sales | 0.58659 | 0.59365 | 0.60299 | 0.61318 | 0.62429 | 0.63998 | 0.65568 | 0.67211 | 0.68724 | 0.70226 | 0.71888 | 0.73424 | 0.75087 | 0.76784 | 0.78364 | 0.79913 | 0.81355 | 0.82827 | 0.84344 | 0.85885 | 0.87439 | 0.89319 | 0.91434 | 0.93334 | 0.95254 | 0.96721 | 0.98041
F6_Commercial_Retail (ID)_New_Space Heating_Natural Gas_Boiler_E4 | F6 | Commercial | Retail (ID) | New | Space Heating | Natural Gas | Boiler | E4 | Utility - Value of Sales | 0.37058 | 0.37366 | 0.37878 | 0.38471 | 0.39149 | 0.40255 | 0.41351 | 0.42498 | 0.43504 | 0.44481 | 0.45588 | 0.46554 | 0.47631 | 0.48739 | 0.49726 | 0.50673 | 0.51508 | 0.5236 | 0.53243 | 0.54137 | 0.55032 | 0.56232 | 0.57655 | 0.58878 | 0.60128 | 0.61404 | 0.62708
F6_Commercial_Retail (ID)_New_Space Heating_Natural Gas_Boiler_E5 | F6 | Commercial | Retail (ID) | New | Space Heating | Natural Gas | Boiler | E5 | Utility - Value of Sales | 0 | 0 | 0 | 0 | 0 | 0 | 0 | 0 | 0 | 0 | 0 | 0 | 0 | 0 | 0 | 0 | 0 | 0 | 0 | 0 | 0 | 0 | 0 | 0 | 0 | 0 | 0
F6_Commercial_Retail (ID)_New_Space Heating_Natural Gas_Boiler_E6 | F6 | Commercial | Retail (ID) | New | Space Heating | Natural Gas | Boiler | E6 | Utility - Value of Sales | 0 | 0 | 0 | 0 | 0 | 0 | 0 | 0 | 0 | 0 | 0 | 0 | 0 | 0 | 0 | 0 | 0 | 0 | 0 | 0 | 0 | 0 | 0 | 0 | 0 | 0 | 0
F6_Commercial_Retail (ID)_New_Space Heating_Natural Gas_Boiler_E7 | F6 | Commercial | Retail (ID) | New | Space Heating | Natural Gas | Boiler | E7 | Utility - Value of Sales | 0 | 0 | 0 | 0 | 0 | 0 | 0 | 0 | 0 | 0 | 0 | 0 | 0 | 0 | 0 | 0 | 0 | 0 | 0 | 0 | 0 | 0 | 0 | 0 | 0 | 0 | 0
F6_Commercial_Retail (ID)_New_Space Heating_Natural Gas_Boiler_E8 | F6 | Commercial | Retail (ID) | New | Space Heating | Natural Gas | Boiler | E8 | Utility - Value of Sales | 0 | 0 | 0 | 0 | 0 | 0 | 0 | 0 | 0 | 0 | 0 | 0 | 0 | 0 | 0 | 0 | 0 | 0 | 0 | 0 | 0 | 0 | 0 | 0 | 0 | 0 | 0
F6_Commercial_Retail (ID)_New_Space Heating_Natural Gas_Boiler_E9 | F6 | Commercial | Retail (ID) | New | Space Heating | Natural Gas | Boiler | E9 | Utility - Value of Sales | 0 | 0 | 0 | 0 | 0 | 0 | 0 | 0 | 0 | 0 | 0 | 0 | 0 | 0 | 0 | 0 | 0 | 0 | 0 | 0 | 0 | 0 | 0 | 0 | 0 | 0 | 0
F6_Commercial_Retail (ID)_New_Space Heating_Natural Gas_Boiler_E10 | F6 | Commercial | Retail (ID) | New | Space Heating | Natural Gas | Boiler | E10 | Utility - Value of Sales | 0 | 0 | 0 | 0 | 0 | 0 | 0 | 0 | 0 | 0 | 0 | 0 | 0 | 0 | 0 | 0 | 0 | 0 | 0 | 0 | 0 | 0 | 0 | 0 | 0 | 0 | 0
F1_Commercial_Retail (ID)_New_Space Heating_Natural Gas_Unit Heater_E1 | F1 | Commercial | Retail (ID) | New | Space Heating | Natural Gas | Unit Heater | E1 | RVT - Cost of Equipment | 0.0009015 | 0.0009015 | 0.0009015 | 0.0009015 | 0.0009015 | 0.0009015 | 0.0009015 | 0.0009015 | 0.0009015 | 0.0009015 | 0.0009015 | 0.0009015 | 0.0009015 | 0.0009015 | 0.0009015 | 0.0009015 | 0.0009015 | 0.0009015 | 0.0009015 | 0.0009015 | 0.0009015 | 0.0009015 | 0.0009015 | 0.0009015 | 0.0009015 | 0.0009015 | 0.0009015
F1_Commercial_Retail (ID)_New_Space Heating_Natural Gas_Unit Heater_E2 | F1 | Commercial | Retail (ID) | New | Space Heating | Natural Gas | Unit Heater | E2 | RVT - Cost of Equipment | 0.0019771 | 0.0019771 | 0.0019771 | 0.0019771 | 0.0019771 | 0.0019771 | 0.0019771 | 0.0019771 | 0.0019771 | 0.0019771 | 0.0019771 | 0.0019771 | 0.0019771 | 0.0019771 | 0.0019771 | 0.0019771 | 0.0019771 | 0.0019771 | 0.0019771 | 0.0019771 | 0.0019771 | 0.0019771 | 0.0019771 | 0.0019771 | 0.0019771 | 0.0019771 | 0.0019771
F1_Commercial_Retail (ID)_New_Space Heating_Natural Gas_Unit Heater_E3 | F1 | Commercial | Retail (ID) | New | Space Heating | Natural Gas | Unit Heater | E3 | RVT - Cost of Equipment | 0.0012538 | 0.0012538 | 0.0012538 | 0.0012538 | 0.0012538 | 0.0012538 | 0.0012538 | 0.0012538 | 0.0012538 | 0.0012538 | 0.0012538 | 0.0012538 | 0.0012538 | 0.0012538 | 0.0012538 | 0.0012538 | 0.0012538 | 0.0012538 | 0.0012538 | 0.0012538 | 0.0012538 | 0.0012538 | 0.0012538 | 0.0012538 | 0.0012538 | 0.0012538 | 0.0012538
F1_Commercial_Retail (ID)_New_Space Heating_Natural Gas_Unit Heater_E4 | F1 | Commercial | Retail (ID) | New | Space Heating | Natural Gas | Unit Heater | E4 | RVT - Cost of Equipment | 0 | 0 | 0 | 0 | 0 | 0 | 0 | 0 | 0 | 0 | 0 | 0 | 0 | 0 | 0 | 0 | 0 | 0 | 0 | 0 | 0 | 0 | 0 | 0 | 0 | 0 | 0
F1_Commercial_Retail (ID)_New_Space Heating_Natural Gas_Unit Heater_E5 | F1 | Commercial | Retail (ID) | New | Space Heating | Natural Gas | Unit Heater | E5 | RVT - Cost of Equipment | 0 | 0 | 0 | 0 | 0 | 0 | 0 | 0 | 0 | 0 | 0 | 0 | 0 | 0 | 0 | 0 | 0 | 0 | 0 | 0 | 0 | 0 | 0 | 0 | 0 | 0 | 0
F1_Commercial_Retail (ID)_New_Space Heating_Natural Gas_Unit Heater_E6 | F1 | Commercial | Retail (ID) | New | Space Heating | Natural Gas | Unit Heater | E6 | RVT - Cost of Equipment | 0 | 0 | 0 | 0 | 0 | 0 | 0 | 0 | 0 | 0 | 0 | 0 | 0 | 0 | 0 | 0 | 0 | 0 | 0 | 0 | 0 | 0 | 0 | 0 | 0 | 0 | 0
F1_Commercial_Retail (ID)_New_Space Heating_Natural Gas_Unit Heater_E7 | F1 | Commercial | Retail (ID) | New | Space Heating | Natural Gas | Unit Heater | E7 | RVT - Cost of Equipment | 0 | 0 | 0 | 0 | 0 | 0 | 0 | 0 | 0 | 0 | 0 | 0 | 0 | 0 | 0 | 0 | 0 | 0 | 0 | 0 | 0 | 0 | 0 | 0 | 0 | 0 | 0
F1_Commercial_Retail (ID)_New_Space Heating_Natural Gas_Unit Heater_E8 | F1 | Commercial | Retail (ID) | New | Space Heating | Natural Gas | Unit Heater | E8 | RVT - Cost of Equipment | 0 | 0 | 0 | 0 | 0 | 0 | 0 | 0 | 0 | 0 | 0 | 0 | 0 | 0 | 0 | 0 | 0 | 0 | 0 | 0 | 0 | 0 | 0 | 0 | 0 | 0 | 0
F1_Commercial_Retail (ID)_New_Space Heating_Natural Gas_Unit Heater_E9 | F1 | Commercial | Retail (ID) | New | Space Heating | Natural Gas | Unit Heater | E9 | RVT - Cost of Equipment | 0 | 0 | 0 | 0 | 0 | 0 | 0 | 0 | 0 | 0 | 0 | 0 | 0 | 0 | 0 | 0 | 0 | 0 | 0 | 0 | 0 | 0 | 0 | 0 | 0 | 0 | 0
F1_Commercial_Retail (ID)_New_Space Heating_Natural Gas_Unit Heater_E10 | F1 | Commercial | Retail (ID) | New | Space Heating | Natural Gas | Unit Heater | E10 | RVT - Cost of Equipment | 0 | 0 | 0 | 0 | 0 | 0 | 0 | 0 | 0 | 0 | 0 | 0 | 0 | 0 | 0 | 0 | 0 | 0 | 0 | 0 | 0 | 0 | 0 | 0 | 0 | 0 | 0
F2_Commercial_Retail (ID)_New_Space Heating_Natural Gas_Unit Heater_E1 | F2 | Commercial | Retail (ID) | New | Space Heating | Natural Gas | Unit Heater | E1 | RVT - Cost of Operation | 0.11049 | 0.11166 | 0.11332 | 0.11516 | 0.11718 | 0.12024 | 0.12327 | 0.12645 | 0.12933 | 0.13218 | 0.13538 | 0.13828 | 0.14146 | 0.1447 | 0.14766 | 0.15053 | 0.15313 | 0.15578 | 0.15853 | 0.16131 | 0.16411 | 0.16767 | 0.1718 | 0.17544 | 0.17917 | 0.18297 | 0.18685
F2_Commercial_Retail (ID)_New_Space Heating_Natural Gas_Unit Heater_E2 | F2 | Commercial | Retail (ID) | New | Space Heating | Natural Gas | Unit Heater | E2 | RVT - Cost of Operation | 0.098277 | 0.099311 | 0.10079 | 0.10243 | 0.10422 | 0.10694 | 0.10964 | 0.11246 | 0.11503 | 0.11756 | 0.12041 | 0.12299 | 0.12582 | 0.1287 | 0.13133 | 0.13388 | 0.1362 | 0.13856 | 0.141 | 0.14348 | 0.14596 | 0.14913 | 0.1528 | 0.15604 | 0.15936 | 0.16274 | 0.16619
F2_Commercial_Retail (ID)_New_Space Heating_Natural Gas_Unit Heater_E3 | F2 | Commercial | Retail (ID) | New | Space Heating | Natural Gas | Unit Heater | E3 | RVT - Cost of Operation | 0.0939 | 0.09468 | 0.095978 | 0.097479 | 0.099199 | 0.102 | 0.10478 | 0.10768 | 0.11023 | 0.11271 | 0.11551 | 0.11796 | 0.12069 | 0.1235 | 0.126 | 0.1284 | 0.13051 | 0.13267 | 0.13491 | 0.13718 | 0.13944 | 0.14248 | 0.14609 | 0.14919 | 0.15236 | 0.15559 | 0.15889
F2_Commercial_Retail (ID)_New_Space Heating_Natural Gas_Unit Heater_E4 | F2 | Commercial | Retail (ID) | New | Space Heating | Natural Gas | Unit Heater | E4 | RVT - Cost of Operation | 0 | 0 | 0 | 0 | 0 | 0 | 0 | 0 | 0 | 0 | 0 | 0 | 0 | 0 | 0 | 0 | 0 | 0 | 0 | 0 | 0 | 0 | 0 | 0 | 0 | 0 | 0
F2_Commercial_Retail (ID)_New_Space Heating_Natural Gas_Unit Heater_E5 | F2 | Commercial | Retail (ID) | New | Space Heating | Natural Gas | Unit Heater | E5 | RVT - Cost of Operation | 0 | 0 | 0 | 0 | 0 | 0 | 0 | 0 | 0 | 0 | 0 | 0 | 0 | 0 | 0 | 0 | 0 | 0 | 0 | 0 | 0 | 0 | 0 | 0 | 0 | 0 | 0
F2_Commercial_Retail (ID)_New_Space Heating_Natural Gas_Unit Heater_E6 | F2 | Commercial | Retail (ID) | New | Space Heating | Natural Gas | Unit Heater | E6 | RVT - Cost of Operation | 0 | 0 | 0 | 0 | 0 | 0 | 0 | 0 | 0 | 0 | 0 | 0 | 0 | 0 | 0 | 0 | 0 | 0 | 0 | 0 | 0 | 0 | 0 | 0 | 0 | 0 | 0
F2_Commercial_Retail (ID)_New_Space Heating_Natural Gas_Unit Heater_E7 | F2 | Commercial | Retail (ID) | New | Space Heating | Natural Gas | Unit Heater | E7 | RVT - Cost of Operation | 0 | 0 | 0 | 0 | 0 | 0 | 0 | 0 | 0 | 0 | 0 | 0 | 0 | 0 | 0 | 0 | 0 | 0 | 0 | 0 | 0 | 0 | 0 | 0 | 0 | 0 | 0
F2_Commercial_Retail (ID)_New_Space Heating_Natural Gas_Unit Heater_E8 | F2 | Commercial | Retail (ID) | New | Space Heating | Natural Gas | Unit Heater | E8 | RVT - Cost of Operation | 0 | 0 | 0 | 0 | 0 | 0 | 0 | 0 | 0 | 0 | 0 | 0 | 0 | 0 | 0 | 0 | 0 | 0 | 0 | 0 | 0 | 0 | 0 | 0 | 0 | 0 | 0
F2_Commercial_Retail (ID)_New_Space Heating_Natural Gas_Unit Heater_E9 | F2 | Commercial | Retail (ID) | New | Space Heating | Natural Gas | Unit Heater | E9 | RVT - Cost of Operation | 0 | 0 | 0 | 0 | 0 | 0 | 0 | 0 | 0 | 0 | 0 | 0 | 0 | 0 | 0 | 0 | 0 | 0 | 0 | 0 | 0 | 0 | 0 | 0 | 0 | 0 | 0
F2_Commercial_Retail (ID)_New_Space Heating_Natural Gas_Unit Heater_E10 | F2 | Commercial | Retail (ID) | New | Space Heating | Natural Gas | Unit Heater | E10 | RVT - Cost of Operation | 0 | 0 | 0 | 0 | 0 | 0 | 0 | 0 | 0 | 0 | 0 | 0 | 0 | 0 | 0 | 0 | 0 | 0 | 0 | 0 | 0 | 0 | 0 | 0 | 0 | 0 | 0
F3_Commercial_Retail (ID)_New_Space Heating_Natural Gas_Unit Heater_E1 | F3 | Commercial | Retail (ID) | New | Space Heating | Natural Gas | Unit Heater | E1 | System - kBTUs of Consumption | 23.3446 | 23.3006 | 23.3006 | 23.3006 | 23.3006 | 23.3006 | 23.3006 | 23.3006 | 23.3006 | 23.3006 | 23.3006 | 23.3006 | 23.3006 | 23.3006 | 23.3006 | 23.3006 | 23.3006 | 23.3006 | 23.3006 | 23.3006 | 23.3006 | 23.3006 | 23.3006 | 23.3006 | 23.3006 | 23.3006 | 23.3006
F3_Commercial_Retail (ID)_New_Space Heating_Natural Gas_Unit Heater_E2 | F3 | Commercial | Retail (ID) | New | Space Heating | Natural Gas | Unit Heater | E2 | System - kBTUs of Consumption | 20.7632 | 20.7241 | 20.7241 | 20.7241 | 20.7241 | 20.7241 | 20.7241 | 20.7241 | 20.7241 | 20.7241 | 20.7241 | 20.7241 | 20.7241 | 20.7241 | 20.7241 | 20.7241 | 20.7241 | 20.7241 | 20.7241 | 20.7241 | 20.7241 | 20.7241 | 20.7241 | 20.7241 | 20.7241 | 20.7241 | 20.7241
F3_Commercial_Retail (ID)_New_Space Heating_Natural Gas_Unit Heater_E3 | F3 | Commercial | Retail (ID) | New | Space Heating | Natural Gas | Unit Heater | E3 | System - kBTUs of Consumption | 20.6639 | 20.6121 | 20.6121 | 20.6121 | 20.6121 | 20.6121 | 20.6121 | 20.6121 | 20.6121 | 20.6121 | 20.6121 | 20.6121 | 20.6121 | 20.6121 | 20.6121 | 20.6121 | 20.6121 | 20.6121 | 20.6121 | 20.6121 | 20.6121 | 20.6121 | 20.6121 | 20.6121 | 20.6121 | 20.6121 | 20.6121
F3_Commercial_Retail (ID)_New_Space Heating_Natural Gas_Unit Heater_E4 | F3 | Commercial | Retail (ID) | New | Space Heating | Natural Gas | Unit Heater | E4 | System - kBTUs of Consumption | 0 | 0 | 0 | 0 | 0 | 0 | 0 | 0 | 0 | 0 | 0 | 0 | 0 | 0 | 0 | 0 | 0 | 0 | 0 | 0 | 0 | 0 | 0 | 0 | 0 | 0 | 0
F3_Commercial_Retail (ID)_New_Space Heating_Natural Gas_Unit Heater_E5 | F3 | Commercial | Retail (ID) | New | Space Heating | Natural Gas | Unit Heater | E5 | System - kBTUs of Consumption | 0 | 0 | 0 | 0 | 0 | 0 | 0 | 0 | 0 | 0 | 0 | 0 | 0 | 0 | 0 | 0 | 0 | 0 | 0 | 0 | 0 | 0 | 0 | 0 | 0 | 0 | 0
F3_Commercial_Retail (ID)_New_Space Heating_Natural Gas_Unit Heater_E6 | F3 | Commercial | Retail (ID) | New | Space Heating | Natural Gas | Unit Heater | E6 | System - kBTUs of Consumption | 0 | 0 | 0 | 0 | 0 | 0 | 0 | 0 | 0 | 0 | 0 | 0 | 0 | 0 | 0 | 0 | 0 | 0 | 0 | 0 | 0 | 0 | 0 | 0 | 0 | 0 | 0
F3_Commercial_Retail (ID)_New_Space Heating_Natural Gas_Unit Heater_E7 | F3 | Commercial | Retail (ID) | New | Space Heating | Natural Gas | Unit Heater | E7 | System - kBTUs of Consumption | 0 | 0 | 0 | 0 | 0 | 0 | 0 | 0 | 0 | 0 | 0 | 0 | 0 | 0 | 0 | 0 | 0 | 0 | 0 | 0 | 0 | 0 | 0 | 0 | 0 | 0 | 0
F3_Commercial_Retail (ID)_New_Space Heating_Natural Gas_Unit Heater_E8 | F3 | Commercial | Retail (ID) | New | Space Heating | Natural Gas | Unit Heater | E8 | System - kBTUs of Consumption | 0 | 0 | 0 | 0 | 0 | 0 | 0 | 0 | 0 | 0 | 0 | 0 | 0 | 0 | 0 | 0 | 0 | 0 | 0 | 0 | 0 | 0 | 0 | 0 | 0 | 0 | 0
F3_Commercial_Retail (ID)_New_Space Heating_Natural Gas_Unit Heater_E9 | F3 | Commercial | Retail (ID) | New | Space Heating | Natural Gas | Unit Heater | E9 | System - kBTUs of Consumption | 0 | 0 | 0 | 0 | 0 | 0 | 0 | 0 | 0 | 0 | 0 | 0 | 0 | 0 | 0 | 0 | 0 | 0 | 0 | 0 | 0 | 0 | 0 | 0 | 0 | 0 | 0
F3_Commercial_Retail (ID)_New_Space Heating_Natural Gas_Unit Heater_E10 | F3 | Commercial | Retail (ID) | New | Space Heating | Natural Gas | Unit Heater | E10 | System - kBTUs of Consumption | 0 | 0 | 0 | 0 | 0 | 0 | 0 | 0 | 0 | 0 | 0 | 0 | 0 | 0 | 0 | 0 | 0 | 0 | 0 | 0 | 0 | 0 | 0 | 0 | 0 | 0 | 0
F4_Commercial_Retail (ID)_New_Space Heating_Natural Gas_Unit Heater_E1 | F4 | Commercial | Retail (ID) | New | Space Heating | Natural Gas | Unit Heater | E1 | Utility - Cost of Equipment | 0.0009015 | 0.0009015 | 0.0009015 | 0.0009015 | 0.0009015 | 0.0009015 | 0.0009015 | 0.0009015 | 0.0009015 | 0.0009015 | 0.0009015 | 0.0009015 | 0.0009015 | 0.0009015 | 0.0009015 | 0.0009015 | 0.0009015 | 0.0009015 | 0.0009015 | 0.0009015 | 0.0009015 | 0.0009015 | 0.0009015 | 0.0009015 | 0.0009015 | 0.0009015 | 0.0009015
F4_Commercial_Retail (ID)_New_Space Heating_Natural Gas_Unit Heater_E2 | F4 | Commercial | Retail (ID) | New | Space Heating | Natural Gas | Unit Heater | E2 | Utility - Cost of Equipment | 0.0019771 | 0.0019771 | 0.0019771 | 0.0019771 | 0.0019771 | 0.0019771 | 0.0019771 | 0.0019771 | 0.0019771 | 0.0019771 | 0.0019771 | 0.0019771 | 0.0019771 | 0.0019771 | 0.0019771 | 0.0019771 | 0.0019771 | 0.0019771 | 0.0019771 | 0.0019771 | 0.0019771 | 0.0019771 | 0.0019771 | 0.0019771 | 0.0019771 | 0.0019771 | 0.0019771
F4_Commercial_Retail (ID)_New_Space Heating_Natural Gas_Unit Heater_E3 | F4 | Commercial | Retail (ID) | New | Space Heating | Natural Gas | Unit Heater | E3 | Utility - Cost of Equipment | 0.0012538 | 0.0012538 | 0.0012538 | 0.0012538 | 0.0012538 | 0.0012538 | 0.0012538 | 0.0012538 | 0.0012538 | 0.0012538 | 0.0012538 | 0.0012538 | 0.0012538 | 0.0012538 | 0.0012538 | 0.0012538 | 0.0012538 | 0.0012538 | 0.0012538 | 0.0012538 | 0.0012538 | 0.0012538 | 0.0012538 | 0.0012538 | 0.0012538 | 0.0012538 | 0.0012538
F4_Commercial_Retail (ID)_New_Space Heating_Natural Gas_Unit Heater_E4 | F4 | Commercial | Retail (ID) | New | Space Heating | Natural Gas | Unit Heater | E4 | Utility - Cost of Equipment | 0 | 0 | 0 | 0 | 0 | 0 | 0 | 0 | 0 | 0 | 0 | 0 | 0 | 0 | 0 | 0 | 0 | 0 | 0 | 0 | 0 | 0 | 0 | 0 | 0 | 0 | 0
F4_Commercial_Retail (ID)_New_Space Heating_Natural Gas_Unit Heater_E5 | F4 | Commercial | Retail (ID) | New | Space Heating | Natural Gas | Unit Heater | E5 | Utility - Cost of Equipment | 0 | 0 | 0 | 0 | 0 | 0 | 0 | 0 | 0 | 0 | 0 | 0 | 0 | 0 | 0 | 0 | 0 | 0 | 0 | 0 | 0 | 0 | 0 | 0 | 0 | 0 | 0
F4_Commercial_Retail (ID)_New_Space Heating_Natural Gas_Unit Heater_E6 | F4 | Commercial | Retail (ID) | New | Space Heating | Natural Gas | Unit Heater | E6 | Utility - Cost of Equipment | 0 | 0 | 0 | 0 | 0 | 0 | 0 | 0 | 0 | 0 | 0 | 0 | 0 | 0 | 0 | 0 | 0 | 0 | 0 | 0 | 0 | 0 | 0 | 0 | 0 | 0 | 0
F4_Commercial_Retail (ID)_New_Space Heating_Natural Gas_Unit Heater_E7 | F4 | Commercial | Retail (ID) | New | Space Heating | Natural Gas | Unit Heater | E7 | Utility - Cost of Equipment | 0 | 0 | 0 | 0 | 0 | 0 | 0 | 0 | 0 | 0 | 0 | 0 | 0 | 0 | 0 | 0 | 0 | 0 | 0 | 0 | 0 | 0 | 0 | 0 | 0 | 0 | 0
F4_Commercial_Retail (ID)_New_Space Heating_Natural Gas_Unit Heater_E8 | F4 | Commercial | Retail (ID) | New | Space Heating | Natural Gas | Unit Heater | E8 | Utility - Cost of Equipment | 0 | 0 | 0 | 0 | 0 | 0 | 0 | 0 | 0 | 0 | 0 | 0 | 0 | 0 | 0 | 0 | 0 | 0 | 0 | 0 | 0 | 0 | 0 | 0 | 0 | 0 | 0
F4_Commercial_Retail (ID)_New_Space Heating_Natural Gas_Unit Heater_E9 | F4 | Commercial | Retail (ID) | New | Space Heating | Natural Gas | Unit Heater | E9 | Utility - Cost of Equipment | 0 | 0 | 0 | 0 | 0 | 0 | 0 | 0 | 0 | 0 | 0 | 0 | 0 | 0 | 0 | 0 | 0 | 0 | 0 | 0 | 0 | 0 | 0 | 0 | 0 | 0 | 0
F4_Commercial_Retail (ID)_New_Space Heating_Natural Gas_Unit Heater_E10 | F4 | Commercial | Retail (ID) | New | Space Heating | Natural Gas | Unit Heater | E10 | Utility - Cost of Equipment | 0 | 0 | 0 | 0 | 0 | 0 | 0 | 0 | 0 | 0 | 0 | 0 | 0 | 0 | 0 | 0 | 0 | 0 | 0 | 0 | 0 | 0 | 0 | 0 | 0 | 0 | 0
F5_Commercial_Retail (ID)_New_Space Heating_Natural Gas_Unit Heater_E1 | F5 | Commercial | Retail (ID) | New | Space Heating | Natural Gas | Unit Heater | E1 | Utility - Cost of Operation | 0.095855 | 0.09743 | 0.099486 | 0.10175 | 0.10425 | 0.10769 | 0.11119 | 0.1149 | 0.11845 | 0.12205 | 0.12528 | 0.12825 | 0.13151 | 0.13485 | 0.13797 | 0.14104 | 0.1439 | 0.14685 | 0.14993 | 0.15308 | 0.1563 | 0.15969 | 0.16362 | 0.16709 | 0.17064 | 0.17426 | 0.17796
F5_Commercial_Retail (ID)_New_Space Heating_Natural Gas_Unit Heater_E2 | F5 | Commercial | Retail (ID) | New | Space Heating | Natural Gas | Unit Heater | E2 | Utility - Cost of Operation | 0.085255 | 0.086657 | 0.088485 | 0.090501 | 0.092721 | 0.095779 | 0.098894 | 0.10219 | 0.10535 | 0.10855 | 0.11142 | 0.11407 | 0.11697 | 0.11994 | 0.12271 | 0.12544 | 0.12799 | 0.13061 | 0.13335 | 0.13615 | 0.13901 | 0.14203 | 0.14552 | 0.14861 | 0.15177 | 0.15499 | 0.15828
F5_Commercial_Retail (ID)_New_Space Heating_Natural Gas_Unit Heater_E3 | F5 | Commercial | Retail (ID) | New | Space Heating | Natural Gas | Unit Heater | E3 | Utility - Cost of Operation | 0.080445 | 0.081614 | 0.083272 | 0.085164 | 0.08731 | 0.090433 | 0.09362 | 0.097003 | 0.10019 | 0.10342 | 0.10624 | 0.10879 | 0.11163 | 0.11457 | 0.11726 | 0.11989 | 0.12231 | 0.1248 | 0.1274 | 0.13008 | 0.1328 | 0.1357 | 0.13913 | 0.14209 | 0.1451 | 0.14818 | 0.15133
F5_Commercial_Retail (ID)_New_Space Heating_Natural Gas_Unit Heater_E4 | F5 | Commercial | Retail (ID) | New | Space Heating | Natural Gas | Unit Heater | E4 | Utility - Cost of Operation | 0 | 0 | 0 | 0 | 0 | 0 | 0 | 0 | 0 | 0 | 0 | 0 | 0 | 0 | 0 | 0 | 0 | 0 | 0 | 0 | 0 | 0 | 0 | 0 | 0 | 0 | 0
F5_Commercial_Retail (ID)_New_Space Heating_Natural Gas_Unit Heater_E5 | F5 | Commercial | Retail (ID) | New | Space Heating | Natural Gas | Unit Heater | E5 | Utility - Cost of Operation | 0 | 0 | 0 | 0 | 0 | 0 | 0 | 0 | 0 | 0 | 0 | 0 | 0 | 0 | 0 | 0 | 0 | 0 | 0 | 0 | 0 | 0 | 0 | 0 | 0 | 0 | 0
F5_Commercial_Retail (ID)_New_Space Heating_Natural Gas_Unit Heater_E6 | F5 | Commercial | Retail (ID) | New | Space Heating | Natural Gas | Unit Heater | E6 | Utility - Cost of Operation | 0 | 0 | 0 | 0 | 0 | 0 | 0 | 0 | 0 | 0 | 0 | 0 | 0 | 0 | 0 | 0 | 0 | 0 | 0 | 0 | 0 | 0 | 0 | 0 | 0 | 0 | 0
F5_Commercial_Retail (ID)_New_Space Heating_Natural Gas_Unit Heater_E7 | F5 | Commercial | Retail (ID) | New | Space Heating | Natural Gas | Unit Heater | E7 | Utility - Cost of Operation | 0 | 0 | 0 | 0 | 0 | 0 | 0 | 0 | 0 | 0 | 0 | 0 | 0 | 0 | 0 | 0 | 0 | 0 | 0 | 0 | 0 | 0 | 0 | 0 | 0 | 0 | 0
F5_Commercial_Retail (ID)_New_Space Heating_Natural Gas_Unit Heater_E8 | F5 | Commercial | Retail (ID) | New | Space Heating | Natural Gas | Unit Heater | E8 | Utility - Cost of Operation | 0 | 0 | 0 | 0 | 0 | 0 | 0 | 0 | 0 | 0 | 0 | 0 | 0 | 0 | 0 | 0 | 0 | 0 | 0 | 0 | 0 | 0 | 0 | 0 | 0 | 0 | 0
F5_Commercial_Retail (ID)_New_Space Heating_Natural Gas_Unit Heater_E9 | F5 | Commercial | Retail (ID) | New | Space Heating | Natural Gas | Unit Heater | E9 | Utility - Cost of Operation | 0 | 0 | 0 | 0 | 0 | 0 | 0 | 0 | 0 | 0 | 0 | 0 | 0 | 0 | 0 | 0 | 0 | 0 | 0 | 0 | 0 | 0 | 0 | 0 | 0 | 0 | 0
F5_Commercial_Retail (ID)_New_Space Heating_Natural Gas_Unit Heater_E10 | F5 | Commercial | Retail (ID) | New | Space Heating | Natural Gas | Unit Heater | E10 | Utility - Cost of Operation | 0 | 0 | 0 | 0 | 0 | 0 | 0 | 0 | 0 | 0 | 0 | 0 | 0 | 0 | 0 | 0 | 0 | 0 | 0 | 0 | 0 | 0 | 0 | 0 | 0 | 0 | 0
F6_Commercial_Retail (ID)_New_Space Heating_Natural Gas_Unit Heater_E1 | F6 | Commercial | Retail (ID) | New | Space Heating | Natural Gas | Unit Heater | E1 | Utility - Value of Sales | 0.11049 | 0.11166 | 0.11332 | 0.11516 | 0.11718 | 0.12024 | 0.12327 | 0.12645 | 0.12933 | 0.13218 | 0.13538 | 0.13828 | 0.14146 | 0.1447 | 0.14766 | 0.15053 | 0.15313 | 0.15578 | 0.15853 | 0.16131 | 0.16411 | 0.16767 | 0.1718 | 0.17544 | 0.17917 | 0.18297 | 0.18685
F6_Commercial_Retail (ID)_New_Space Heating_Natural Gas_Unit Heater_E2 | F6 | Commercial | Retail (ID) | New | Space Heating | Natural Gas | Unit Heater | E2 | Utility - Value of Sales | 0.098277 | 0.099311 | 0.10079 | 0.10243 | 0.10422 | 0.10694 | 0.10964 | 0.11246 | 0.11503 | 0.11756 | 0.12041 | 0.12299 | 0.12582 | 0.1287 | 0.13133 | 0.13388 | 0.1362 | 0.13856 | 0.141 | 0.14348 | 0.14596 | 0.14913 | 0.1528 | 0.15604 | 0.15936 | 0.16274 | 0.16619
F6_Commercial_Retail (ID)_New_Space Heating_Natural Gas_Unit Heater_E3 | F6 | Commercial | Retail (ID) | New | Space Heating | Natural Gas | Unit Heater | E3 | Utility - Value of Sales | 0.0939 | 0.09468 | 0.095978 | 0.097479 | 0.099199 | 0.102 | 0.10478 | 0.10768 | 0.11023 | 0.11271 | 0.11551 | 0.11796 | 0.12069 | 0.1235 | 0.126 | 0.1284 | 0.13051 | 0.13267 | 0.13491 | 0.13718 | 0.13944 | 0.14248 | 0.14609 | 0.14919 | 0.15236 | 0.15559 | 0.15889
F6_Commercial_Retail (ID)_New_Space Heating_Natural Gas_Unit Heater_E4 | F6 | Commercial | Retail (ID) | New | Space Heating | Natural Gas | Unit Heater | E4 | Utility - Value of Sales | 0 | 0 | 0 | 0 | 0 | 0 | 0 | 0 | 0 | 0 | 0 | 0 | 0 | 0 | 0 | 0 | 0 | 0 | 0 | 0 | 0 | 0 | 0 | 0 | 0 | 0 | 0
F6_Commercial_Retail (ID)_New_Space Heating_Natural Gas_Unit Heater_E5 | F6 | Commercial | Retail (ID) | New | Space Heating | Natural Gas | Unit Heater | E5 | Utility - Value of Sales | 0 | 0 | 0 | 0 | 0 | 0 | 0 | 0 | 0 | 0 | 0 | 0 | 0 | 0 | 0 | 0 | 0 | 0 | 0 | 0 | 0 | 0 | 0 | 0 | 0 | 0 | 0
F6_Commercial_Retail (ID)_New_Space Heating_Natural Gas_Unit Heater_E6 | F6 | Commercial | Retail (ID) | New | Space Heating | Natural Gas | Unit Heater | E6 | Utility - Value of Sales | 0 | 0 | 0 | 0 | 0 | 0 | 0 | 0 | 0 | 0 | 0 | 0 | 0 | 0 | 0 | 0 | 0 | 0 | 0 | 0 | 0 | 0 | 0 | 0 | 0 | 0 | 0
F6_Commercial_Retail (ID)_New_Space Heating_Natural Gas_Unit Heater_E7 | F6 | Commercial | Retail (ID) | New | Space Heating | Natural Gas | Unit Heater | E7 | Utility - Value of Sales | 0 | 0 | 0 | 0 | 0 | 0 | 0 | 0 | 0 | 0 | 0 | 0 | 0 | 0 | 0 | 0 | 0 | 0 | 0 | 0 | 0 | 0 | 0 | 0 | 0 | 0 | 0
F6_Commercial_Retail (ID)_New_Space Heating_Natural Gas_Unit Heater_E8 | F6 | Commercial | Retail (ID) | New | Space Heating | Natural Gas | Unit Heater | E8 | Utility - Value of Sales | 0 | 0 | 0 | 0 | 0 | 0 | 0 | 0 | 0 | 0 | 0 | 0 | 0 | 0 | 0 | 0 | 0 | 0 | 0 | 0 | 0 | 0 | 0 | 0 | 0 | 0 | 0
F6_Commercial_Retail (ID)_New_Space Heating_Natural Gas_Unit Heater_E9 | F6 | Commercial | Retail (ID) | New | Space Heating | Natural Gas | Unit Heater | E9 | Utility - Value of Sales | 0 | 0 | 0 | 0 | 0 | 0 | 0 | 0 | 0 | 0 | 0 | 0 | 0 | 0 | 0 | 0 | 0 | 0 | 0 | 0 | 0 | 0 | 0 | 0 | 0 | 0 | 0
F6_Commercial_Retail (ID)_New_Space Heating_Natural Gas_Unit Heater_E10 | F6 | Commercial | Retail (ID) | New | Space Heating | Natural Gas | Unit Heater | E10 | Utility - Value of Sales | 0 | 0 | 0 | 0 | 0 | 0 | 0 | 0 | 0 | 0 | 0 | 0 | 0 | 0 | 0 | 0 | 0 | 0 | 0 | 0 | 0 | 0 | 0 | 0 | 0 | 0 | 0
F1_Commercial_Retail (ID)_New_Water Heating_Natural Gas_Water Heater_E1 | F1 | Commercial | Retail (ID) | New | Water Heating | Natural Gas | Water Heater | E1 | RVT - Cost of Equipment | 0.010713 | 0.010713 | 0.010713 | 0.010713 | 0.010713 | 0.010713 | 0.010713 | 0.010713 | 0.010713 | 0.010713 | 0.010713 | 0.010713 | 0.010713 | 0.010713 | 0.010713 | 0.010713 | 0.010713 | 0.010713 | 0.010713 | 0.010713 | 0.010713 | 0.010713 | 0.010713 | 0.010713 | 0.010713 | 0.010713 | 0.010713
F1_Commercial_Retail (ID)_New_Water Heating_Natural Gas_Water Heater_E2 | F1 | Commercial | Retail (ID) | New | Water Heating | Natural Gas | Water Heater | E2 | RVT - Cost of Equipment | 0.012855 | 0.012855 | 0.012855 | 0.012855 | 0.012855 | 0.012855 | 0.012855 | 0.012855 | 0.012855 | 0.012855 | 0.012855 | 0.012855 | 0.012855 | 0.012855 | 0.012855 | 0.012855 | 0.012855 | 0.012855 | 0.012855 | 0.012855 | 0.012855 | 0.012855 | 0.012855 | 0.012855 | 0.012855 | 0.012855 | 0.012855
F1_Commercial_Retail (ID)_New_Water Heating_Natural Gas_Water Heater_E3 | F1 | Commercial | Retail (ID) | New | Water Heating | Natural Gas | Water Heater | E3 | RVT - Cost of Equipment | 0.015802 | 0.015802 | 0.015802 | 0.015802 | 0.015802 | 0.015802 | 0.015802 | 0.015802 | 0.015802 | 0.015802 | 0.015802 | 0.015802 | 0.015802 | 0.015802 | 0.015802 | 0.015802 | 0.015802 | 0.015802 | 0.015802 | 0.015802 | 0.015802 | 0.015802 | 0.015802 | 0.015802 | 0.015802 | 0.015802 | 0.015802
F1_Commercial_Retail (ID)_New_Water Heating_Natural Gas_Water Heater_E4 | F1 | Commercial | Retail (ID) | New | Water Heating | Natural Gas | Water Heater | E4 | RVT - Cost of Equipment | 0.015927 | 0.015927 | 0.015927 | 0.015927 | 0.015927 | 0.015927 | 0.015927 | 0.015927 | 0.015927 | 0.015927 | 0.015927 | 0.015927 | 0.015927 | 0.015927 | 0.015927 | 0.015927 | 0.015927 | 0.015927 | 0.015927 | 0.015927 | 0.015927 | 0.015927 | 0.015927 | 0.015927 | 0.015927 | 0.015927 | 0.015927
F1_Commercial_Retail (ID)_New_Water Heating_Natural Gas_Water Heater_E5 | F1 | Commercial | Retail (ID) | New | Water Heating | Natural Gas | Water Heater | E5 | RVT - Cost of Equipment | 0.034381 | 0.034381 | 0.034381 | 0.034381 | 0.034381 | 0.034381 | 0.034381 | 0.034381 | 0.034381 | 0.034381 | 0.034381 | 0.034381 | 0.034381 | 0.034381 | 0.034381 | 0.034381 | 0.034381 | 0.034381 | 0.034381 | 0.034381 | 0.034381 | 0.034381 | 0.034381 | 0.034381 | 0.034381 | 0.034381 | 0.034381
F1_Commercial_Retail (ID)_New_Water Heating_Natural Gas_Water Heater_E6 | F1 | Commercial | Retail (ID) | New | Water Heating | Natural Gas | Water Heater | E6 | RVT - Cost of Equipment | 0 | 0 | 0 | 0 | 0 | 0 | 0 | 0 | 0 | 0 | 0 | 0 | 0 | 0 | 0 | 0 | 0 | 0 | 0 | 0 | 0 | 0 | 0 | 0 | 0 | 0 | 0
F1_Commercial_Retail (ID)_New_Water Heating_Natural Gas_Water Heater_E7 | F1 | Commercial | Retail (ID) | New | Water Heating | Natural Gas | Water Heater | E7 | RVT - Cost of Equipment | 0 | 0 | 0 | 0 | 0 | 0 | 0 | 0 | 0 | 0 | 0 | 0 | 0 | 0 | 0 | 0 | 0 | 0 | 0 | 0 | 0 | 0 | 0 | 0 | 0 | 0 | 0
F1_Commercial_Retail (ID)_New_Water Heating_Natural Gas_Water Heater_E8 | F1 | Commercial | Retail (ID) | New | Water Heating | Natural Gas | Water Heater | E8 | RVT - Cost of Equipment | 0 | 0 | 0 | 0 | 0 | 0 | 0 | 0 | 0 | 0 | 0 | 0 | 0 | 0 | 0 | 0 | 0 | 0 | 0 | 0 | 0 | 0 | 0 | 0 | 0 | 0 | 0
F1_Commercial_Retail (ID)_New_Water Heating_Natural Gas_Water Heater_E9 | F1 | Commercial | Retail (ID) | New | Water Heating | Natural Gas | Water Heater | E9 | RVT - Cost of Equipment | 0 | 0 | 0 | 0 | 0 | 0 | 0 | 0 | 0 | 0 | 0 | 0 | 0 | 0 | 0 | 0 | 0 | 0 | 0 | 0 | 0 | 0 | 0 | 0 | 0 | 0 | 0
F1_Commercial_Retail (ID)_New_Water Heating_Natural Gas_Water Heater_E10 | F1 | Commercial | Retail (ID) | New | Water Heating | Natural Gas | Water Heater | E10 | RVT - Cost of Equipment | 0 | 0 | 0 | 0 | 0 | 0 | 0 | 0 | 0 | 0 | 0 | 0 | 0 | 0 | 0 | 0 | 0 | 0 | 0 | 0 | 0 | 0 | 0 | 0 | 0 | 0 | 0
F2_Commercial_Retail (ID)_New_Water Heating_Natural Gas_Water Heater_E1 | F2 | Commercial | Retail (ID) | New | Water Heating | Natural Gas | Water Heater | E1 | RVT - Cost of Operation | 0.10372 | 0.1058 | 0.10815 | 0.11078 | 0.11372 | 0.11727 | 0.1208 | 0.12413 | 0.12715 | 0.13009 | 0.13314 | 0.13594 | 0.13892 | 0.14181 | 0.14435 | 0.14669 | 0.14873 | 0.1507 | 0.15278 | 0.15476 | 0.15674 | 0.15951 | 0.16231 | 0.1652 | 0.16813 | 0.17112 | 0.17416
F2_Commercial_Retail (ID)_New_Water Heating_Natural Gas_Water Heater_E2 | F2 | Commercial | Retail (ID) | New | Water Heating | Natural Gas | Water Heater | E2 | RVT - Cost of Operation | 0.092194 | 0.094047 | 0.096133 | 0.098475 | 0.10109 | 0.10424 | 0.10738 | 0.11034 | 0.11302 | 0.11564 | 0.11835 | 0.12083 | 0.12348 | 0.12605 | 0.12832 | 0.13039 | 0.13221 | 0.13396 | 0.13581 | 0.13756 | 0.13933 | 0.14179 | 0.14428 | 0.14684 | 0.14945 | 0.15211 | 0.15481
F2_Commercial_Retail (ID)_New_Water Heating_Natural Gas_Water Heater_E3 | F2 | Commercial | Retail (ID) | New | Water Heating | Natural Gas | Water Heater | E3 | RVT - Cost of Operation | 0.088271 | 0.090045 | 0.092042 | 0.094285 | 0.096785 | 0.099808 | 0.10281 | 0.10564 | 0.10821 | 0.11072 | 0.11331 | 0.11569 | 0.11823 | 0.12069 | 0.12285 | 0.12484 | 0.12658 | 0.12826 | 0.13003 | 0.13171 | 0.1334 | 0.13576 | 0.13814 | 0.14059 | 0.14309 | 0.14563 | 0.14822
F2_Commercial_Retail (ID)_New_Water Heating_Natural Gas_Water Heater_E4 | F2 | Commercial | Retail (ID) | New | Water Heating | Natural Gas | Water Heater | E4 | RVT - Cost of Operation | 0.092543 | 0.094404 | 0.096434 | 0.098643 | 0.10105 | 0.10388 | 0.10668 | 0.10935 | 0.11182 | 0.11426 | 0.1168 | 0.11918 | 0.12171 | 0.12419 | 0.12641 | 0.12849 | 0.13036 | 0.13219 | 0.1341 | 0.13594 | 0.1378 | 0.14023 | 0.1427 | 0.14524 | 0.14782 | 0.15044 | 0.15311
F2_Commercial_Retail (ID)_New_Water Heating_Natural Gas_Water Heater_E5 | F2 | Commercial | Retail (ID) | New | Water Heating | Natural Gas | Water Heater | E5 | RVT - Cost of Operation | 0.054414 | 0.055483 | 0.056722 | 0.058157 | 0.059796 | 0.061794 | 0.063775 | 0.065637 | 0.067308 | 0.068925 | 0.07059 | 0.072094 | 0.073706 | 0.075263 | 0.076613 | 0.077842 | 0.078896 | 0.079908 | 0.08098 | 0.081988 | 0.083001 | 0.084466 | 0.085947 | 0.087474 | 0.089028 | 0.09061 | 0.09222
F2_Commercial_Retail (ID)_New_Water Heating_Natural Gas_Water Heater_E6 | F2 | Commercial | Retail (ID) | New | Water Heating | Natural Gas | Water Heater | E6 | RVT - Cost of Operation | 0 | 0 | 0 | 0 | 0 | 0 | 0 | 0 | 0 | 0 | 0 | 0 | 0 | 0 | 0 | 0 | 0 | 0 | 0 | 0 | 0 | 0 | 0 | 0 | 0 | 0 | 0
F2_Commercial_Retail (ID)_New_Water Heating_Natural Gas_Water Heater_E7 | F2 | Commercial | Retail (ID) | New | Water Heating | Natural Gas | Water Heater | E7 | RVT - Cost of Operation | 0 | 0 | 0 | 0 | 0 | 0 | 0 | 0 | 0 | 0 | 0 | 0 | 0 | 0 | 0 | 0 | 0 | 0 | 0 | 0 | 0 | 0 | 0 | 0 | 0 | 0 | 0
F2_Commercial_Retail (ID)_New_Water Heating_Natural Gas_Water Heater_E8 | F2 | Commercial | Retail (ID) | New | Water Heating | Natural Gas | Water Heater | E8 | RVT - Cost of Operation | 0 | 0 | 0 | 0 | 0 | 0 | 0 | 0 | 0 | 0 | 0 | 0 | 0 | 0 | 0 | 0 | 0 | 0 | 0 | 0 | 0 | 0 | 0 | 0 | 0 | 0 | 0
F2_Commercial_Retail (ID)_New_Water Heating_Natural Gas_Water Heater_E9 | F2 | Commercial | Retail (ID) | New | Water Heating | Natural Gas | Water Heater | E9 | RVT - Cost of Operation | 0 | 0 | 0 | 0 | 0 | 0 | 0 | 0 | 0 | 0 | 0 | 0 | 0 | 0 | 0 | 0 | 0 | 0 | 0 | 0 | 0 | 0 | 0 | 0 | 0 | 0 | 0
F2_Commercial_Retail (ID)_New_Water Heating_Natural Gas_Water Heater_E10 | F2 | Commercial | Retail (ID) | New | Water Heating | Natural Gas | Water Heater | E10 | RVT - Cost of Operation | 0 | 0 | 0 | 0 | 0 | 0 | 0 | 0 | 0 | 0 | 0 | 0 | 0 | 0 | 0 | 0 | 0 | 0 | 0 | 0 | 0 | 0 | 0 | 0 | 0 | 0 | 0
F3_Commercial_Retail (ID)_New_Water Heating_Natural Gas_Water Heater_E1 | F3 | Commercial | Retail (ID) | New | Water Heating | Natural Gas | Water Heater | E1 | System - kBTUs of Consumption | 23.9967 | 23.9967 | 23.9967 | 23.9967 | 23.9967 | 23.9967 | 23.9967 | 23.9967 | 23.9967 | 23.9967 | 23.9967 | 23.9967 | 23.9967 | 23.9967 | 23.9967 | 23.9967 | 23.9967 | 23.9967 | 23.9967 | 23.9967 | 23.9967 | 23.9967 | 23.9967 | 23.9967 | 23.9967 | 23.9967 | 23.9967
F3_Commercial_Retail (ID)_New_Water Heating_Natural Gas_Water Heater_E2 | F3 | Commercial | Retail (ID) | New | Water Heating | Natural Gas | Water Heater | E2 | System - kBTUs of Consumption | 21.3304 | 21.3304 | 21.3304 | 21.3304 | 21.3304 | 21.3304 | 21.3304 | 21.3304 | 21.3304 | 21.3304 | 21.3304 | 21.3304 | 21.3304 | 21.3304 | 21.3304 | 21.3304 | 21.3304 | 21.3304 | 21.3304 | 21.3304 | 21.3304 | 21.3304 | 21.3304 | 21.3304 | 21.3304 | 21.3304 | 21.3304
F3_Commercial_Retail (ID)_New_Water Heating_Natural Gas_Water Heater_E3 | F3 | Commercial | Retail (ID) | New | Water Heating | Natural Gas | Water Heater | E3 | System - kBTUs of Consumption | 20.4227 | 20.4227 | 20.4227 | 20.4227 | 20.4227 | 20.4227 | 20.4227 | 20.4227 | 20.4227 | 20.4227 | 20.4227 | 20.4227 | 20.4227 | 20.4227 | 20.4227 | 20.4227 | 20.4227 | 20.4227 | 20.4227 | 20.4227 | 20.4227 | 20.4227 | 20.4227 | 20.4227 | 20.4227 | 20.4227 | 20.4227
F3_Commercial_Retail (ID)_New_Water Heating_Natural Gas_Water Heater_E4 | F3 | Commercial | Retail (ID) | New | Water Heating | Natural Gas | Water Heater | E4 | System - kBTUs of Consumption | 20.401 | 20.401 | 20.401 | 20.401 | 20.401 | 20.401 | 20.401 | 20.401 | 20.401 | 20.401 | 20.401 | 20.401 | 20.401 | 20.401 | 20.401 | 20.401 | 20.401 | 20.401 | 20.401 | 20.401 | 20.401 | 20.401 | 20.401 | 20.401 | 20.401 | 20.401 | 20.401
F3_Commercial_Retail (ID)_New_Water Heating_Natural Gas_Water Heater_E5 | F3 | Commercial | Retail (ID) | New | Water Heating | Natural Gas | Water Heater | E5 | System - kBTUs of Consumption | 12.7983 | 12.7983 | 12.7983 | 12.7983 | 12.7983 | 12.7983 | 12.7983 | 12.7983 | 12.7983 | 12.7983 | 12.7983 | 12.7983 | 12.7983 | 12.7983 | 12.7983 | 12.7983 | 12.7983 | 12.7983 | 12.7983 | 12.7983 | 12.7983 | 12.7983 | 12.7983 | 12.7983 | 12.7983 | 12.7983 | 12.7983
F3_Commercial_Retail (ID)_New_Water Heating_Natural Gas_Water Heater_E6 | F3 | Commercial | Retail (ID) | New | Water Heating | Natural Gas | Water Heater | E6 | System - kBTUs of Consumption | 0 | 0 | 0 | 0 | 0 | 0 | 0 | 0 | 0 | 0 | 0 | 0 | 0 | 0 | 0 | 0 | 0 | 0 | 0 | 0 | 0 | 0 | 0 | 0 | 0 | 0 | 0
F3_Commercial_Retail (ID)_New_Water Heating_Natural Gas_Water Heater_E7 | F3 | Commercial | Retail (ID) | New | Water Heating | Natural Gas | Water Heater | E7 | System - kBTUs of Consumption | 0 | 0 | 0 | 0 | 0 | 0 | 0 | 0 | 0 | 0 | 0 | 0 | 0 | 0 | 0 | 0 | 0 | 0 | 0 | 0 | 0 | 0 | 0 | 0 | 0 | 0 | 0
F3_Commercial_Retail (ID)_New_Water Heating_Natural Gas_Water Heater_E8 | F3 | Commercial | Retail (ID) | New | Water Heating | Natural Gas | Water Heater | E8 | System - kBTUs of Consumption | 0 | 0 | 0 | 0 | 0 | 0 | 0 | 0 | 0 | 0 | 0 | 0 | 0 | 0 | 0 | 0 | 0 | 0 | 0 | 0 | 0 | 0 | 0 | 0 | 0 | 0 | 0
F3_Commercial_Retail (ID)_New_Water Heating_Natural Gas_Water Heater_E9 | F3 | Commercial | Retail (ID) | New | Water Heating | Natural Gas | Water Heater | E9 | System - kBTUs of Consumption | 0 | 0 | 0 | 0 | 0 | 0 | 0 | 0 | 0 | 0 | 0 | 0 | 0 | 0 | 0 | 0 | 0 | 0 | 0 | 0 | 0 | 0 | 0 | 0 | 0 | 0 | 0
F3_Commercial_Retail (ID)_New_Water Heating_Natural Gas_Water Heater_E10 | F3 | Commercial | Retail (ID) | New | Water Heating | Natural Gas | Water Heater | E10 | System - kBTUs of Consumption | 0 | 0 | 0 | 0 | 0 | 0 | 0 | 0 | 0 | 0 | 0 | 0 | 0 | 0 | 0 | 0 | 0 | 0 | 0 | 0 | 0 | 0 | 0 | 0 | 0 | 0 | 0
F4_Commercial_Retail (ID)_New_Water Heating_Natural Gas_Water Heater_E1 | F4 | Commercial | Retail (ID) | New | Water Heating | Natural Gas | Water Heater | E1 | Utility - Cost of Equipment | 0.010713 | 0.010713 | 0.010713 | 0.010713 | 0.010713 | 0.010713 | 0.010713 | 0.010713 | 0.010713 | 0.010713 | 0.010713 | 0.010713 | 0.010713 | 0.010713 | 0.010713 | 0.010713 | 0.010713 | 0.010713 | 0.010713 | 0.010713 | 0.010713 | 0.010713 | 0.010713 | 0.010713 | 0.010713 | 0.010713 | 0.010713
F4_Commercial_Retail (ID)_New_Water Heating_Natural Gas_Water Heater_E2 | F4 | Commercial | Retail (ID) | New | Water Heating | Natural Gas | Water Heater | E2 | Utility - Cost of Equipment | 0.012855 | 0.012855 | 0.012855 | 0.012855 | 0.012855 | 0.012855 | 0.012855 | 0.012855 | 0.012855 | 0.012855 | 0.012855 | 0.012855 | 0.012855 | 0.012855 | 0.012855 | 0.012855 | 0.012855 | 0.012855 | 0.012855 | 0.012855 | 0.012855 | 0.012855 | 0.012855 | 0.012855 | 0.012855 | 0.012855 | 0.012855
F4_Commercial_Retail (ID)_New_Water Heating_Natural Gas_Water Heater_E3 | F4 | Commercial | Retail (ID) | New | Water Heating | Natural Gas | Water Heater | E3 | Utility - Cost of Equipment | 0.015802 | 0.015802 | 0.015802 | 0.015802 | 0.015802 | 0.015802 | 0.015802 | 0.015802 | 0.015802 | 0.015802 | 0.015802 | 0.015802 | 0.015802 | 0.015802 | 0.015802 | 0.015802 | 0.015802 | 0.015802 | 0.015802 | 0.015802 | 0.015802 | 0.015802 | 0.015802 | 0.015802 | 0.015802 | 0.015802 | 0.015802
F4_Commercial_Retail (ID)_New_Water Heating_Natural Gas_Water Heater_E4 | F4 | Commercial | Retail (ID) | New | Water Heating | Natural Gas | Water Heater | E4 | Utility - Cost of Equipment | 0.015927 | 0.015927 | 0.015927 | 0.015927 | 0.015927 | 0.015927 | 0.015927 | 0.015927 | 0.015927 | 0.015927 | 0.015927 | 0.015927 | 0.015927 | 0.015927 | 0.015927 | 0.015927 | 0.015927 | 0.015927 | 0.015927 | 0.015927 | 0.015927 | 0.015927 | 0.015927 | 0.015927 | 0.015927 | 0.015927 | 0.015927
F4_Commercial_Retail (ID)_New_Water Heating_Natural Gas_Water Heater_E5 | F4 | Commercial | Retail (ID) | New | Water Heating | Natural Gas | Water Heater | E5 | Utility - Cost of Equipment | 0.034381 | 0.034381 | 0.034381 | 0.034381 | 0.034381 | 0.034381 | 0.034381 | 0.034381 | 0.034381 | 0.034381 | 0.034381 | 0.034381 | 0.034381 | 0.034381 | 0.034381 | 0.034381 | 0.034381 | 0.034381 | 0.034381 | 0.034381 | 0.034381 | 0.034381 | 0.034381 | 0.034381 | 0.034381 | 0.034381 | 0.034381
F4_Commercial_Retail (ID)_New_Water Heating_Natural Gas_Water Heater_E6 | F4 | Commercial | Retail (ID) | New | Water Heating | Natural Gas | Water Heater | E6 | Utility - Cost of Equipment | 0 | 0 | 0 | 0 | 0 | 0 | 0 | 0 | 0 | 0 | 0 | 0 | 0 | 0 | 0 | 0 | 0 | 0 | 0 | 0 | 0 | 0 | 0 | 0 | 0 | 0 | 0
F4_Commercial_Retail (ID)_New_Water Heating_Natural Gas_Water Heater_E7 | F4 | Commercial | Retail (ID) | New | Water Heating | Natural Gas | Water Heater | E7 | Utility - Cost of Equipment | 0 | 0 | 0 | 0 | 0 | 0 | 0 | 0 | 0 | 0 | 0 | 0 | 0 | 0 | 0 | 0 | 0 | 0 | 0 | 0 | 0 | 0 | 0 | 0 | 0 | 0 | 0
F4_Commercial_Retail (ID)_New_Water Heating_Natural Gas_Water Heater_E8 | F4 | Commercial | Retail (ID) | New | Water Heating | Natural Gas | Water Heater | E8 | Utility - Cost of Equipment | 0 | 0 | 0 | 0 | 0 | 0 | 0 | 0 | 0 | 0 | 0 | 0 | 0 | 0 | 0 | 0 | 0 | 0 | 0 | 0 | 0 | 0 | 0 | 0 | 0 | 0 | 0
F4_Commercial_Retail (ID)_New_Water Heating_Natural Gas_Water Heater_E9 | F4 | Commercial | Retail (ID) | New | Water Heating | Natural Gas | Water Heater | E9 | Utility - Cost of Equipment | 0 | 0 | 0 | 0 | 0 | 0 | 0 | 0 | 0 | 0 | 0 | 0 | 0 | 0 | 0 | 0 | 0 | 0 | 0 | 0 | 0 | 0 | 0 | 0 | 0 | 0 | 0
F4_Commercial_Retail (ID)_New_Water Heating_Natural Gas_Water Heater_E10 | F4 | Commercial | Retail (ID) | New | Water Heating | Natural Gas | Water Heater | E10 | Utility - Cost of Equipment | 0 | 0 | 0 | 0 | 0 | 0 | 0 | 0 | 0 | 0 | 0 | 0 | 0 | 0 | 0 | 0 | 0 | 0 | 0 | 0 | 0 | 0 | 0 | 0 | 0 | 0 | 0
F5_Commercial_Retail (ID)_New_Water Heating_Natural Gas_Water Heater_E1 | F5 | Commercial | Retail (ID) | New | Water Heating | Natural Gas | Water Heater | E1 | Utility - Cost of Operation | 0.088972 | 0.091309 | 0.093932 | 0.09687 | 0.10014 | 0.10401 | 0.10795 | 0.11184 | 0.11557 | 0.11936 | 0.12244 | 0.12536 | 0.12847 | 0.13153 | 0.13431 | 0.13695 | 0.13935 | 0.14173 | 0.14426 | 0.14674 | 0.14928 | 0.15192 | 0.15458 | 0.15733 | 0.16013 | 0.16297 | 0.16587
F5_Commercial_Retail (ID)_New_Water Heating_Natural Gas_Water Heater_E2 | F5 | Commercial | Retail (ID) | New | Water Heating | Natural Gas | Water Heater | E2 | Utility - Cost of Operation | 0.079086 | 0.081163 | 0.083495 | 0.086106 | 0.089014 | 0.092455 | 0.095958 | 0.09941 | 0.10273 | 0.1061 | 0.10884 | 0.11143 | 0.11419 | 0.11692 | 0.11939 | 0.12173 | 0.12386 | 0.12598 | 0.12823 | 0.13043 | 0.13269 | 0.13504 | 0.13741 | 0.13985 | 0.14233 | 0.14486 | 0.14744
F5_Commercial_Retail (ID)_New_Water Heating_Natural Gas_Water Heater_E3 | F5 | Commercial | Retail (ID) | New | Water Heating | Natural Gas | Water Heater | E3 | Utility - Cost of Operation | 0.075721 | 0.077709 | 0.079942 | 0.082442 | 0.085227 | 0.08852 | 0.091875 | 0.09518 | 0.098358 | 0.10158 | 0.10421 | 0.10669 | 0.10934 | 0.11194 | 0.11431 | 0.11655 | 0.11859 | 0.12062 | 0.12277 | 0.12488 | 0.12705 | 0.12929 | 0.13156 | 0.1339 | 0.13628 | 0.1387 | 0.14116
F5_Commercial_Retail (ID)_New_Water Heating_Natural Gas_Water Heater_E4 | F5 | Commercial | Retail (ID) | New | Water Heating | Natural Gas | Water Heater | E4 | Utility - Cost of Operation | 0.080403 | 0.082479 | 0.084749 | 0.087226 | 0.089927 | 0.093054 | 0.096227 | 0.099364 | 0.1024 | 0.10548 | 0.10805 | 0.11051 | 0.11312 | 0.1157 | 0.11808 | 0.12035 | 0.12247 | 0.12458 | 0.1268 | 0.12899 | 0.13124 | 0.13356 | 0.13591 | 0.13832 | 0.14078 | 0.14328 | 0.14582
F5_Commercial_Retail (ID)_New_Water Heating_Natural Gas_Water Heater_E5 | F5 | Commercial | Retail (ID) | New | Water Heating | Natural Gas | Water Heater | E5 | Utility - Cost of Operation | 0.046374 | 0.047594 | 0.048985 | 0.050572 | 0.052364 | 0.05451 | 0.0567 | 0.058854 | 0.060918 | 0.063013 | 0.064695 | 0.066273 | 0.067966 | 0.069628 | 0.071123 | 0.072529 | 0.0738 | 0.075057 | 0.076395 | 0.077704 | 0.079048 | 0.080444 | 0.081855 | 0.083309 | 0.084789 | 0.086295 | 0.087828
F5_Commercial_Retail (ID)_New_Water Heating_Natural Gas_Water Heater_E6 | F5 | Commercial | Retail (ID) | New | Water Heating | Natural Gas | Water Heater | E6 | Utility - Cost of Operation | 0 | 0 | 0 | 0 | 0 | 0 | 0 | 0 | 0 | 0 | 0 | 0 | 0 | 0 | 0 | 0 | 0 | 0 | 0 | 0 | 0 | 0 | 0 | 0 | 0 | 0 | 0
F5_Commercial_Retail (ID)_New_Water Heating_Natural Gas_Water Heater_E7 | F5 | Commercial | Retail (ID) | New | Water Heating | Natural Gas | Water Heater | E7 | Utility - Cost of Operation | 0 | 0 | 0 | 0 | 0 | 0 | 0 | 0 | 0 | 0 | 0 | 0 | 0 | 0 | 0 | 0 | 0 | 0 | 0 | 0 | 0 | 0 | 0 | 0 | 0 | 0 | 0
F5_Commercial_Retail (ID)_New_Water Heating_Natural Gas_Water Heater_E8 | F5 | Commercial | Retail (ID) | New | Water Heating | Natural Gas | Water Heater | E8 | Utility - Cost of Operation | 0 | 0 | 0 | 0 | 0 | 0 | 0 | 0 | 0 | 0 | 0 | 0 | 0 | 0 | 0 | 0 | 0 | 0 | 0 | 0 | 0 | 0 | 0 | 0 | 0 | 0 | 0
F5_Commercial_Retail (ID)_New_Water Heating_Natural Gas_Water Heater_E9 | F5 | Commercial | Retail (ID) | New | Water Heating | Natural Gas | Water Heater | E9 | Utility - Cost of Operation | 0 | 0 | 0 | 0 | 0 | 0 | 0 | 0 | 0 | 0 | 0 | 0 | 0 | 0 | 0 | 0 | 0 | 0 | 0 | 0 | 0 | 0 | 0 | 0 | 0 | 0 | 0
F5_Commercial_Retail (ID)_New_Water Heating_Natural Gas_Water Heater_E10 | F5 | Commercial | Retail (ID) | New | Water Heating | Natural Gas | Water Heater | E10 | Utility - Cost of Operation | 0 | 0 | 0 | 0 | 0 | 0 | 0 | 0 | 0 | 0 | 0 | 0 | 0 | 0 | 0 | 0 | 0 | 0 | 0 | 0 | 0 | 0 | 0 | 0 | 0 | 0 | 0
F6_Commercial_Retail (ID)_New_Water Heating_Natural Gas_Water Heater_E1 | F6 | Commercial | Retail (ID) | New | Water Heating | Natural Gas | Water Heater | E1 | Utility - Value of Sales | 0.10372 | 0.1058 | 0.10815 | 0.11078 | 0.11372 | 0.11727 | 0.1208 | 0.12413 | 0.12715 | 0.13009 | 0.13314 | 0.13594 | 0.13892 | 0.14181 | 0.14435 | 0.14669 | 0.14873 | 0.1507 | 0.15278 | 0.15476 | 0.15674 | 0.15951 | 0.16231 | 0.1652 | 0.16813 | 0.17112 | 0.17416
F6_Commercial_Retail (ID)_New_Water Heating_Natural Gas_Water Heater_E2 | F6 | Commercial | Retail (ID) | New | Water Heating | Natural Gas | Water Heater | E2 | Utility - Value of Sales | 0.092194 | 0.094047 | 0.096133 | 0.098475 | 0.10109 | 0.10424 | 0.10738 | 0.11034 | 0.11302 | 0.11564 | 0.11835 | 0.12083 | 0.12348 | 0.12605 | 0.12832 | 0.13039 | 0.13221 | 0.13396 | 0.13581 | 0.13756 | 0.13933 | 0.14179 | 0.14428 | 0.14684 | 0.14945 | 0.15211 | 0.15481
F6_Commercial_Retail (ID)_New_Water Heating_Natural Gas_Water Heater_E3 | F6 | Commercial | Retail (ID) | New | Water Heating | Natural Gas | Water Heater | E3 | Utility - Value of Sales | 0.088271 | 0.090045 | 0.092042 | 0.094285 | 0.096785 | 0.099808 | 0.10281 | 0.10564 | 0.10821 | 0.11072 | 0.11331 | 0.11569 | 0.11823 | 0.12069 | 0.12285 | 0.12484 | 0.12658 | 0.12826 | 0.13003 | 0.13171 | 0.1334 | 0.13576 | 0.13814 | 0.14059 | 0.14309 | 0.14563 | 0.14822
F6_Commercial_Retail (ID)_New_Water Heating_Natural Gas_Water Heater_E4 | F6 | Commercial | Retail (ID) | New | Water Heating | Natural Gas | Water Heater | E4 | Utility - Value of Sales | 0.092543 | 0.094404 | 0.096434 | 0.098643 | 0.10105 | 0.10388 | 0.10668 | 0.10935 | 0.11182 | 0.11426 | 0.1168 | 0.11918 | 0.12171 | 0.12419 | 0.12641 | 0.12849 | 0.13036 | 0.13219 | 0.1341 | 0.13594 | 0.1378 | 0.14023 | 0.1427 | 0.14524 | 0.14782 | 0.15044 | 0.15311
F6_Commercial_Retail (ID)_New_Water Heating_Natural Gas_Water Heater_E5 | F6 | Commercial | Retail (ID) | New | Water Heating | Natural Gas | Water Heater | E5 | Utility - Value of Sales | 0.054414 | 0.055483 | 0.056722 | 0.058157 | 0.059796 | 0.061794 | 0.063775 | 0.065637 | 0.067308 | 0.068925 | 0.07059 | 0.072094 | 0.073706 | 0.075263 | 0.076613 | 0.077842 | 0.078896 | 0.079908 | 0.08098 | 0.081988 | 0.083001 | 0.084466 | 0.085947 | 0.087474 | 0.089028 | 0.09061 | 0.09222
F6_Commercial_Retail (ID)_New_Water Heating_Natural Gas_Water Heater_E6 | F6 | Commercial | Retail (ID) | New | Water Heating | Natural Gas | Water Heater | E6 | Utility - Value of Sales | 0 | 0 | 0 | 0 | 0 | 0 | 0 | 0 | 0 | 0 | 0 | 0 | 0 | 0 | 0 | 0 | 0 | 0 | 0 | 0 | 0 | 0 | 0 | 0 | 0 | 0 | 0
F6_Commercial_Retail (ID)_New_Water Heating_Natural Gas_Water Heater_E7 | F6 | Commercial | Retail (ID) | New | Water Heating | Natural Gas | Water Heater | E7 | Utility - Value of Sales | 0 | 0 | 0 | 0 | 0 | 0 | 0 | 0 | 0 | 0 | 0 | 0 | 0 | 0 | 0 | 0 | 0 | 0 | 0 | 0 | 0 | 0 | 0 | 0 | 0 | 0 | 0
F6_Commercial_Retail (ID)_New_Water Heating_Natural Gas_Water Heater_E8 | F6 | Commercial | Retail (ID) | New | Water Heating | Natural Gas | Water Heater | E8 | Utility - Value of Sales | 0 | 0 | 0 | 0 | 0 | 0 | 0 | 0 | 0 | 0 | 0 | 0 | 0 | 0 | 0 | 0 | 0 | 0 | 0 | 0 | 0 | 0 | 0 | 0 | 0 | 0 | 0
F6_Commercial_Retail (ID)_New_Water Heating_Natural Gas_Water Heater_E9 | F6 | Commercial | Retail (ID) | New | Water Heating | Natural Gas | Water Heater | E9 | Utility - Value of Sales | 0 | 0 | 0 | 0 | 0 | 0 | 0 | 0 | 0 | 0 | 0 | 0 | 0 | 0 | 0 | 0 | 0 | 0 | 0 | 0 | 0 | 0 | 0 | 0 | 0 | 0 | 0
F6_Commercial_Retail (ID)_New_Water Heating_Natural Gas_Water Heater_E10 | F6 | Commercial | Retail (ID) | New | Water Heating | Natural Gas | Water Heater | E10 | Utility - Value of Sales | 0 | 0 | 0 | 0 | 0 | 0 | 0 | 0 | 0 | 0 | 0 | 0 | 0 | 0 | 0 | 0 | 0 | 0 | 0 | 0 | 0 | 0 | 0 | 0 | 0 | 0 | 0
F1_Commercial_Retail (ID)_New_Food Preparation_Natural Gas_Oven_E1 | F1 | Commercial | Retail (ID) | New | Food Preparation | Natural Gas | Oven | E1 | RVT - Cost of Equipment | 0.0021735 | 0.0021735 | 0.0021735 | 0.0021735 | 0.0021735 | 0.0021735 | 0.0021735 | 0.0021735 | 0.0021735 | 0.0021735 | 0.0021735 | 0.0021735 | 0.0021735 | 0.0021735 | 0.0021735 | 0.0021735 | 0.0021735 | 0.0021735 | 0.0021735 | 0.0021735 | 0.0021735 | 0.0021735 | 0.0021735 | 0.0021735 | 0.0021735 | 0.0021735 | 0.0021735
F1_Commercial_Retail (ID)_New_Food Preparation_Natural Gas_Oven_E2 | F1 | Commercial | Retail (ID) | New | Food Preparation | Natural Gas | Oven | E2 | RVT - Cost of Equipment | 0.0029616 | 0.0029616 | 0.0029616 | 0.0029616 | 0.0029616 | 0.0029616 | 0.0029616 | 0.0029616 | 0.0029616 | 0.0029616 | 0.0029616 | 0.0029616 | 0.0029616 | 0.0029616 | 0.0029616 | 0.0029616 | 0.0029616 | 0.0029616 | 0.0029616 | 0.0029616 | 0.0029616 | 0.0029616 | 0.0029616 | 0.0029616 | 0.0029616 | 0.0029616 | 0.0029616
F1_Commercial_Retail (ID)_New_Food Preparation_Natural Gas_Oven_E3 | F1 | Commercial | Retail (ID) | New | Food Preparation | Natural Gas | Oven | E3 | RVT - Cost of Equipment | 0 | 0 | 0 | 0 | 0 | 0 | 0 | 0 | 0 | 0 | 0 | 0 | 0 | 0 | 0 | 0 | 0 | 0 | 0 | 0 | 0 | 0 | 0 | 0 | 0 | 0 | 0
F1_Commercial_Retail (ID)_New_Food Preparation_Natural Gas_Oven_E4 | F1 | Commercial | Retail (ID) | New | Food Preparation | Natural Gas | Oven | E4 | RVT - Cost of Equipment | 0 | 0 | 0 | 0 | 0 | 0 | 0 | 0 | 0 | 0 | 0 | 0 | 0 | 0 | 0 | 0 | 0 | 0 | 0 | 0 | 0 | 0 | 0 | 0 | 0 | 0 | 0
F1_Commercial_Retail (ID)_New_Food Preparation_Natural Gas_Oven_E5 | F1 | Commercial | Retail (ID) | New | Food Preparation | Natural Gas | Oven | E5 | RVT - Cost of Equipment | 0 | 0 | 0 | 0 | 0 | 0 | 0 | 0 | 0 | 0 | 0 | 0 | 0 | 0 | 0 | 0 | 0 | 0 | 0 | 0 | 0 | 0 | 0 | 0 | 0 | 0 | 0
F1_Commercial_Retail (ID)_New_Food Preparation_Natural Gas_Oven_E6 | F1 | Commercial | Retail (ID) | New | Food Preparation | Natural Gas | Oven | E6 | RVT - Cost of Equipment | 0 | 0 | 0 | 0 | 0 | 0 | 0 | 0 | 0 | 0 | 0 | 0 | 0 | 0 | 0 | 0 | 0 | 0 | 0 | 0 | 0 | 0 | 0 | 0 | 0 | 0 | 0
F1_Commercial_Retail (ID)_New_Food Preparation_Natural Gas_Oven_E7 | F1 | Commercial | Retail (ID) | New | Food Preparation | Natural Gas | Oven | E7 | RVT - Cost of Equipment | 0 | 0 | 0 | 0 | 0 | 0 | 0 | 0 | 0 | 0 | 0 | 0 | 0 | 0 | 0 | 0 | 0 | 0 | 0 | 0 | 0 | 0 | 0 | 0 | 0 | 0 | 0
F1_Commercial_Retail (ID)_New_Food Preparation_Natural Gas_Oven_E8 | F1 | Commercial | Retail (ID) | New | Food Preparation | Natural Gas | Oven | E8 | RVT - Cost of Equipment | 0 | 0 | 0 | 0 | 0 | 0 | 0 | 0 | 0 | 0 | 0 | 0 | 0 | 0 | 0 | 0 | 0 | 0 | 0 | 0 | 0 | 0 | 0 | 0 | 0 | 0 | 0
F1_Commercial_Retail (ID)_New_Food Preparation_Natural Gas_Oven_E9 | F1 | Commercial | Retail (ID) | New | Food Preparation | Natural Gas | Oven | E9 | RVT - Cost of Equipment | 0 | 0 | 0 | 0 | 0 | 0 | 0 | 0 | 0 | 0 | 0 | 0 | 0 | 0 | 0 | 0 | 0 | 0 | 0 | 0 | 0 | 0 | 0 | 0 | 0 | 0 | 0
F1_Commercial_Retail (ID)_New_Food Preparation_Natural Gas_Oven_E10 | F1 | Commercial | Retail (ID) | New | Food Preparation | Natural Gas | Oven | E10 | RVT - Cost of Equipment | 0 | 0 | 0 | 0 | 0 | 0 | 0 | 0 | 0 | 0 | 0 | 0 | 0 | 0 | 0 | 0 | 0 | 0 | 0 | 0 | 0 | 0 | 0 | 0 | 0 | 0 | 0
F2_Commercial_Retail (ID)_New_Food Preparation_Natural Gas_Oven_E1 | F2 | Commercial | Retail (ID) | New | Food Preparation | Natural Gas | Oven | E1 | RVT - Cost of Operation | 0.77666 | 0.78958 | 0.80534 | 0.82449 | 0.84727 | 0.87738 | 0.90826 | 0.93814 | 0.96564 | 0.99206 | 1.0192 | 1.0434 | 1.0687 | 1.0921 | 1.1117 | 1.1292 | 1.1435 | 1.157 | 1.1714 | 1.1847 | 1.198 | 1.2191 | 1.2404 | 1.2624 | 1.2849 | 1.3077 | 1.3309
F2_Commercial_Retail (ID)_New_Food Preparation_Natural Gas_Oven_E2 | F2 | Commercial | Retail (ID) | New | Food Preparation | Natural Gas | Oven | E2 | RVT - Cost of Operation | 0.5515 | 0.56068 | 0.57187 | 0.58546 | 0.60164 | 0.62302 | 0.64495 | 0.66617 | 0.6857 | 0.70446 | 0.72372 | 0.74093 | 0.75888 | 0.77547 | 0.78945 | 0.80183 | 0.81199 | 0.82156 | 0.83183 | 0.84125 | 0.85067 | 0.86567 | 0.88081 | 0.89646 | 0.91238 | 0.92859 | 0.94509
F2_Commercial_Retail (ID)_New_Food Preparation_Natural Gas_Oven_E3 | F2 | Commercial | Retail (ID) | New | Food Preparation | Natural Gas | Oven | E3 | RVT - Cost of Operation | 0 | 0 | 0 | 0 | 0 | 0 | 0 | 0 | 0 | 0 | 0 | 0 | 0 | 0 | 0 | 0 | 0 | 0 | 0 | 0 | 0 | 0 | 0 | 0 | 0 | 0 | 0
F2_Commercial_Retail (ID)_New_Food Preparation_Natural Gas_Oven_E4 | F2 | Commercial | Retail (ID) | New | Food Preparation | Natural Gas | Oven | E4 | RVT - Cost of Operation | 0 | 0 | 0 | 0 | 0 | 0 | 0 | 0 | 0 | 0 | 0 | 0 | 0 | 0 | 0 | 0 | 0 | 0 | 0 | 0 | 0 | 0 | 0 | 0 | 0 | 0 | 0
F2_Commercial_Retail (ID)_New_Food Preparation_Natural Gas_Oven_E5 | F2 | Commercial | Retail (ID) | New | Food Preparation | Natural Gas | Oven | E5 | RVT - Cost of Operation | 0 | 0 | 0 | 0 | 0 | 0 | 0 | 0 | 0 | 0 | 0 | 0 | 0 | 0 | 0 | 0 | 0 | 0 | 0 | 0 | 0 | 0 | 0 | 0 | 0 | 0 | 0
F2_Commercial_Retail (ID)_New_Food Preparation_Natural Gas_Oven_E6 | F2 | Commercial | Retail (ID) | New | Food Preparation | Natural Gas | Oven | E6 | RVT - Cost of Operation | 0 | 0 | 0 | 0 | 0 | 0 | 0 | 0 | 0 | 0 | 0 | 0 | 0 | 0 | 0 | 0 | 0 | 0 | 0 | 0 | 0 | 0 | 0 | 0 | 0 | 0 | 0
F2_Commercial_Retail (ID)_New_Food Preparation_Natural Gas_Oven_E7 | F2 | Commercial | Retail (ID) | New | Food Preparation | Natural Gas | Oven | E7 | RVT - Cost of Operation | 0 | 0 | 0 | 0 | 0 | 0 | 0 | 0 | 0 | 0 | 0 | 0 | 0 | 0 | 0 | 0 | 0 | 0 | 0 | 0 | 0 | 0 | 0 | 0 | 0 | 0 | 0
F2_Commercial_Retail (ID)_New_Food Preparation_Natural Gas_Oven_E8 | F2 | Commercial | Retail (ID) | New | Food Preparation | Natural Gas | Oven | E8 | RVT - Cost of Operation | 0 | 0 | 0 | 0 | 0 | 0 | 0 | 0 | 0 | 0 | 0 | 0 | 0 | 0 | 0 | 0 | 0 | 0 | 0 | 0 | 0 | 0 | 0 | 0 | 0 | 0 | 0
F2_Commercial_Retail (ID)_New_Food Preparation_Natural Gas_Oven_E9 | F2 | Commercial | Retail (ID) | New | Food Preparation | Natural Gas | Oven | E9 | RVT - Cost of Operation | 0 | 0 | 0 | 0 | 0 | 0 | 0 | 0 | 0 | 0 | 0 | 0 | 0 | 0 | 0 | 0 | 0 | 0 | 0 | 0 | 0 | 0 | 0 | 0 | 0 | 0 | 0
F2_Commercial_Retail (ID)_New_Food Preparation_Natural Gas_Oven_E10 | F2 | Commercial | Retail (ID) | New | Food Preparation | Natural Gas | Oven | E10 | RVT - Cost of Operation | 0 | 0 | 0 | 0 | 0 | 0 | 0 | 0 | 0 | 0 | 0 | 0 | 0 | 0 | 0 | 0 | 0 | 0 | 0 | 0 | 0 | 0 | 0 | 0 | 0 | 0 | 0
F3_Commercial_Retail (ID)_New_Food Preparation_Natural Gas_Oven_E1 | F3 | Commercial | Retail (ID) | New | Food Preparation | Natural Gas | Oven | E1 | System - kBTUs of Consumption | 188.254 | 188.254 | 188.254 | 188.254 | 188.254 | 188.254 | 188.254 | 188.254 | 188.254 | 188.254 | 188.254 | 188.254 | 188.254 | 188.254 | 188.254 | 188.254 | 188.254 | 188.254 | 188.254 | 188.254 | 188.254 | 188.254 | 188.254 | 188.254 | 188.254 | 188.254 | 188.254
F3_Commercial_Retail (ID)_New_Food Preparation_Natural Gas_Oven_E2 | F3 | Commercial | Retail (ID) | New | Food Preparation | Natural Gas | Oven | E2 | System - kBTUs of Consumption | 133.6784 | 133.6784 | 133.6784 | 133.6784 | 133.6784 | 133.6784 | 133.6784 | 133.6784 | 133.6784 | 133.6784 | 133.6784 | 133.6784 | 133.6784 | 133.6784 | 133.6784 | 133.6784 | 133.6784 | 133.6784 | 133.6784 | 133.6784 | 133.6784 | 133.6784 | 133.6784 | 133.6784 | 133.6784 | 133.6784 | 133.6784
F3_Commercial_Retail (ID)_New_Food Preparation_Natural Gas_Oven_E3 | F3 | Commercial | Retail (ID) | New | Food Preparation | Natural Gas | Oven | E3 | System - kBTUs of Consumption | 0 | 0 | 0 | 0 | 0 | 0 | 0 | 0 | 0 | 0 | 0 | 0 | 0 | 0 | 0 | 0 | 0 | 0 | 0 | 0 | 0 | 0 | 0 | 0 | 0 | 0 | 0
F3_Commercial_Retail (ID)_New_Food Preparation_Natural Gas_Oven_E4 | F3 | Commercial | Retail (ID) | New | Food Preparation | Natural Gas | Oven | E4 | System - kBTUs of Consumption | 0 | 0 | 0 | 0 | 0 | 0 | 0 | 0 | 0 | 0 | 0 | 0 | 0 | 0 | 0 | 0 | 0 | 0 | 0 | 0 | 0 | 0 | 0 | 0 | 0 | 0 | 0
F3_Commercial_Retail (ID)_New_Food Preparation_Natural Gas_Oven_E5 | F3 | Commercial | Retail (ID) | New | Food Preparation | Natural Gas | Oven | E5 | System - kBTUs of Consumption | 0 | 0 | 0 | 0 | 0 | 0 | 0 | 0 | 0 | 0 | 0 | 0 | 0 | 0 | 0 | 0 | 0 | 0 | 0 | 0 | 0 | 0 | 0 | 0 | 0 | 0 | 0
F3_Commercial_Retail (ID)_New_Food Preparation_Natural Gas_Oven_E6 | F3 | Commercial | Retail (ID) | New | Food Preparation | Natural Gas | Oven | E6 | System - kBTUs of Consumption | 0 | 0 | 0 | 0 | 0 | 0 | 0 | 0 | 0 | 0 | 0 | 0 | 0 | 0 | 0 | 0 | 0 | 0 | 0 | 0 | 0 | 0 | 0 | 0 | 0 | 0 | 0
F3_Commercial_Retail (ID)_New_Food Preparation_Natural Gas_Oven_E7 | F3 | Commercial | Retail (ID) | New | Food Preparation | Natural Gas | Oven | E7 | System - kBTUs of Consumption | 0 | 0 | 0 | 0 | 0 | 0 | 0 | 0 | 0 | 0 | 0 | 0 | 0 | 0 | 0 | 0 | 0 | 0 | 0 | 0 | 0 | 0 | 0 | 0 | 0 | 0 | 0
F3_Commercial_Retail (ID)_New_Food Preparation_Natural Gas_Oven_E8 | F3 | Commercial | Retail (ID) | New | Food Preparation | Natural Gas | Oven | E8 | System - kBTUs of Consumption | 0 | 0 | 0 | 0 | 0 | 0 | 0 | 0 | 0 | 0 | 0 | 0 | 0 | 0 | 0 | 0 | 0 | 0 | 0 | 0 | 0 | 0 | 0 | 0 | 0 | 0 | 0
F3_Commercial_Retail (ID)_New_Food Preparation_Natural Gas_Oven_E9 | F3 | Commercial | Retail (ID) | New | Food Preparation | Natural Gas | Oven | E9 | System - kBTUs of Consumption | 0 | 0 | 0 | 0 | 0 | 0 | 0 | 0 | 0 | 0 | 0 | 0 | 0 | 0 | 0 | 0 | 0 | 0 | 0 | 0 | 0 | 0 | 0 | 0 | 0 | 0 | 0
F3_Commercial_Retail (ID)_New_Food Preparation_Natural Gas_Oven_E10 | F3 | Commercial | Retail (ID) | New | Food Preparation | Natural Gas | Oven | E10 | System - kBTUs of Consumption | 0 | 0 | 0 | 0 | 0 | 0 | 0 | 0 | 0 | 0 | 0 | 0 | 0 | 0 | 0 | 0 | 0 | 0 | 0 | 0 | 0 | 0 | 0 | 0 | 0 | 0 | 0
F4_Commercial_Retail (ID)_New_Food Preparation_Natural Gas_Oven_E1 | F4 | Commercial | Retail (ID) | New | Food Preparation | Natural Gas | Oven | E1 | Utility - Cost of Equipment | 0.0021735 | 0.0021735 | 0.0021735 | 0.0021735 | 0.0021735 | 0.0021735 | 0.0021735 | 0.0021735 | 0.0021735 | 0.0021735 | 0.0021735 | 0.0021735 | 0.0021735 | 0.0021735 | 0.0021735 | 0.0021735 | 0.0021735 | 0.0021735 | 0.0021735 | 0.0021735 | 0.0021735 | 0.0021735 | 0.0021735 | 0.0021735 | 0.0021735 | 0.0021735 | 0.0021735
F4_Commercial_Retail (ID)_New_Food Preparation_Natural Gas_Oven_E2 | F4 | Commercial | Retail (ID) | New | Food Preparation | Natural Gas | Oven | E2 | Utility - Cost of Equipment | 0.0029616 | 0.0029616 | 0.0029616 | 0.0029616 | 0.0029616 | 0.0029616 | 0.0029616 | 0.0029616 | 0.0029616 | 0.0029616 | 0.0029616 | 0.0029616 | 0.0029616 | 0.0029616 | 0.0029616 | 0.0029616 | 0.0029616 | 0.0029616 | 0.0029616 | 0.0029616 | 0.0029616 | 0.0029616 | 0.0029616 | 0.0029616 | 0.0029616 | 0.0029616 | 0.0029616
F4_Commercial_Retail (ID)_New_Food Preparation_Natural Gas_Oven_E3 | F4 | Commercial | Retail (ID) | New | Food Preparation | Natural Gas | Oven | E3 | Utility - Cost of Equipment | 0 | 0 | 0 | 0 | 0 | 0 | 0 | 0 | 0 | 0 | 0 | 0 | 0 | 0 | 0 | 0 | 0 | 0 | 0 | 0 | 0 | 0 | 0 | 0 | 0 | 0 | 0
F4_Commercial_Retail (ID)_New_Food Preparation_Natural Gas_Oven_E4 | F4 | Commercial | Retail (ID) | New | Food Preparation | Natural Gas | Oven | E4 | Utility - Cost of Equipment | 0 | 0 | 0 | 0 | 0 | 0 | 0 | 0 | 0 | 0 | 0 | 0 | 0 | 0 | 0 | 0 | 0 | 0 | 0 | 0 | 0 | 0 | 0 | 0 | 0 | 0 | 0
F4_Commercial_Retail (ID)_New_Food Preparation_Natural Gas_Oven_E5 | F4 | Commercial | Retail (ID) | New | Food Preparation | Natural Gas | Oven | E5 | Utility - Cost of Equipment | 0 | 0 | 0 | 0 | 0 | 0 | 0 | 0 | 0 | 0 | 0 | 0 | 0 | 0 | 0 | 0 | 0 | 0 | 0 | 0 | 0 | 0 | 0 | 0 | 0 | 0 | 0
F4_Commercial_Retail (ID)_New_Food Preparation_Natural Gas_Oven_E6 | F4 | Commercial | Retail (ID) | New | Food Preparation | Natural Gas | Oven | E6 | Utility - Cost of Equipment | 0 | 0 | 0 | 0 | 0 | 0 | 0 | 0 | 0 | 0 | 0 | 0 | 0 | 0 | 0 | 0 | 0 | 0 | 0 | 0 | 0 | 0 | 0 | 0 | 0 | 0 | 0
F4_Commercial_Retail (ID)_New_Food Preparation_Natural Gas_Oven_E7 | F4 | Commercial | Retail (ID) | New | Food Preparation | Natural Gas | Oven | E7 | Utility - Cost of Equipment | 0 | 0 | 0 | 0 | 0 | 0 | 0 | 0 | 0 | 0 | 0 | 0 | 0 | 0 | 0 | 0 | 0 | 0 | 0 | 0 | 0 | 0 | 0 | 0 | 0 | 0 | 0
F4_Commercial_Retail (ID)_New_Food Preparation_Natural Gas_Oven_E8 | F4 | Commercial | Retail (ID) | New | Food Preparation | Natural Gas | Oven | E8 | Utility - Cost of Equipment | 0 | 0 | 0 | 0 | 0 | 0 | 0 | 0 | 0 | 0 | 0 | 0 | 0 | 0 | 0 | 0 | 0 | 0 | 0 | 0 | 0 | 0 | 0 | 0 | 0 | 0 | 0
F4_Commercial_Retail (ID)_New_Food Preparation_Natural Gas_Oven_E9 | F4 | Commercial | Retail (ID) | New | Food Preparation | Natural Gas | Oven | E9 | Utility - Cost of Equipment | 0 | 0 | 0 | 0 | 0 | 0 | 0 | 0 | 0 | 0 | 0 | 0 | 0 | 0 | 0 | 0 | 0 | 0 | 0 | 0 | 0 | 0 | 0 | 0 | 0 | 0 | 0
F4_Commercial_Retail (ID)_New_Food Preparation_Natural Gas_Oven_E10 | F4 | Commercial | Retail (ID) | New | Food Preparation | Natural Gas | Oven | E10 | Utility - Cost of Equipment | 0 | 0 | 0 | 0 | 0 | 0 | 0 | 0 | 0 | 0 | 0 | 0 | 0 | 0 | 0 | 0 | 0 | 0 | 0 | 0 | 0 | 0 | 0 | 0 | 0 | 0 | 0
F5_Commercial_Retail (ID)_New_Food Preparation_Natural Gas_Oven_E1 | F5 | Commercial | Retail (ID) | New | Food Preparation | Natural Gas | Oven | E1 | Utility - Cost of Operation | 0.65288 | 0.66795 | 0.68691 | 0.70928 | 0.73529 | 0.76809 | 0.80226 | 0.83632 | 0.86918 | 0.90249 | 0.92849 | 0.95267 | 0.97874 | 1.0041 | 1.0265 | 1.0473 | 1.0656 | 1.0835 | 1.1029 | 1.1216 | 1.1409 | 1.161 | 1.1813 | 1.2023 | 1.2237 | 1.2454 | 1.2676
F5_Commercial_Retail (ID)_New_Food Preparation_Natural Gas_Oven_E2 | F5 | Commercial | Retail (ID) | New | Food Preparation | Natural Gas | Oven | E2 | Utility - Cost of Operation | 0.46361 | 0.47431 | 0.48777 | 0.50366 | 0.52212 | 0.54542 | 0.56968 | 0.59387 | 0.6172 | 0.64085 | 0.65931 | 0.67649 | 0.695 | 0.71303 | 0.72894 | 0.74367 | 0.75666 | 0.76942 | 0.78315 | 0.79647 | 0.81016 | 0.82445 | 0.83887 | 0.85377 | 0.86894 | 0.88438 | 0.90009
F5_Commercial_Retail (ID)_New_Food Preparation_Natural Gas_Oven_E3 | F5 | Commercial | Retail (ID) | New | Food Preparation | Natural Gas | Oven | E3 | Utility - Cost of Operation | 0 | 0 | 0 | 0 | 0 | 0 | 0 | 0 | 0 | 0 | 0 | 0 | 0 | 0 | 0 | 0 | 0 | 0 | 0 | 0 | 0 | 0 | 0 | 0 | 0 | 0 | 0
F5_Commercial_Retail (ID)_New_Food Preparation_Natural Gas_Oven_E4 | F5 | Commercial | Retail (ID) | New | Food Preparation | Natural Gas | Oven | E4 | Utility - Cost of Operation | 0 | 0 | 0 | 0 | 0 | 0 | 0 | 0 | 0 | 0 | 0 | 0 | 0 | 0 | 0 | 0 | 0 | 0 | 0 | 0 | 0 | 0 | 0 | 0 | 0 | 0 | 0
F5_Commercial_Retail (ID)_New_Food Preparation_Natural Gas_Oven_E5 | F5 | Commercial | Retail (ID) | New | Food Preparation | Natural Gas | Oven | E5 | Utility - Cost of Operation | 0 | 0 | 0 | 0 | 0 | 0 | 0 | 0 | 0 | 0 | 0 | 0 | 0 | 0 | 0 | 0 | 0 | 0 | 0 | 0 | 0 | 0 | 0 | 0 | 0 | 0 | 0
F5_Commercial_Retail (ID)_New_Food Preparation_Natural Gas_Oven_E6 | F5 | Commercial | Retail (ID) | New | Food Preparation | Natural Gas | Oven | E6 | Utility - Cost of Operation | 0 | 0 | 0 | 0 | 0 | 0 | 0 | 0 | 0 | 0 | 0 | 0 | 0 | 0 | 0 | 0 | 0 | 0 | 0 | 0 | 0 | 0 | 0 | 0 | 0 | 0 | 0
F5_Commercial_Retail (ID)_New_Food Preparation_Natural Gas_Oven_E7 | F5 | Commercial | Retail (ID) | New | Food Preparation | Natural Gas | Oven | E7 | Utility - Cost of Operation | 0 | 0 | 0 | 0 | 0 | 0 | 0 | 0 | 0 | 0 | 0 | 0 | 0 | 0 | 0 | 0 | 0 | 0 | 0 | 0 | 0 | 0 | 0 | 0 | 0 | 0 | 0
F5_Commercial_Retail (ID)_New_Food Preparation_Natural Gas_Oven_E8 | F5 | Commercial | Retail (ID) | New | Food Preparation | Natural Gas | Oven | E8 | Utility - Cost of Operation | 0 | 0 | 0 | 0 | 0 | 0 | 0 | 0 | 0 | 0 | 0 | 0 | 0 | 0 | 0 | 0 | 0 | 0 | 0 | 0 | 0 | 0 | 0 | 0 | 0 | 0 | 0
F5_Commercial_Retail (ID)_New_Food Preparation_Natural Gas_Oven_E9 | F5 | Commercial | Retail (ID) | New | Food Preparation | Natural Gas | Oven | E9 | Utility - Cost of Operation | 0 | 0 | 0 | 0 | 0 | 0 | 0 | 0 | 0 | 0 | 0 | 0 | 0 | 0 | 0 | 0 | 0 | 0 | 0 | 0 | 0 | 0 | 0 | 0 | 0 | 0 | 0
F5_Commercial_Retail (ID)_New_Food Preparation_Natural Gas_Oven_E10 | F5 | Commercial | Retail (ID) | New | Food Preparation | Natural Gas | Oven | E10 | Utility - Cost of Operation | 0 | 0 | 0 | 0 | 0 | 0 | 0 | 0 | 0 | 0 | 0 | 0 | 0 | 0 | 0 | 0 | 0 | 0 | 0 | 0 | 0 | 0 | 0 | 0 | 0 | 0 | 0
F6_Commercial_Retail (ID)_New_Food Preparation_Natural Gas_Oven_E1 | F6 | Commercial | Retail (ID) | New | Food Preparation | Natural Gas | Oven | E1 | Utility - Value of Sales | 0.77666 | 0.78958 | 0.80534 | 0.82449 | 0.84727 | 0.87738 | 0.90826 | 0.93814 | 0.96564 | 0.99206 | 1.0192 | 1.0434 | 1.0687 | 1.0921 | 1.1117 | 1.1292 | 1.1435 | 1.157 | 1.1714 | 1.1847 | 1.198 | 1.2191 | 1.2404 | 1.2624 | 1.2849 | 1.3077 | 1.3309
F6_Commercial_Retail (ID)_New_Food Preparation_Natural Gas_Oven_E2 | F6 | Commercial | Retail (ID) | New | Food Preparation | Natural Gas | Oven | E2 | Utility - Value of Sales | 0.5515 | 0.56068 | 0.57187 | 0.58546 | 0.60164 | 0.62302 | 0.64495 | 0.66617 | 0.6857 | 0.70446 | 0.72372 | 0.74093 | 0.75888 | 0.77547 | 0.78945 | 0.80183 | 0.81199 | 0.82156 | 0.83183 | 0.84125 | 0.85067 | 0.86567 | 0.88081 | 0.89646 | 0.91238 | 0.92859 | 0.94509
F6_Commercial_Retail (ID)_New_Food Preparation_Natural Gas_Oven_E3 | F6 | Commercial | Retail (ID) | New | Food Preparation | Natural Gas | Oven | E3 | Utility - Value of Sales | 0 | 0 | 0 | 0 | 0 | 0 | 0 | 0 | 0 | 0 | 0 | 0 | 0 | 0 | 0 | 0 | 0 | 0 | 0 | 0 | 0 | 0 | 0 | 0 | 0 | 0 | 0
F6_Commercial_Retail (ID)_New_Food Preparation_Natural Gas_Oven_E4 | F6 | Commercial | Retail (ID) | New | Food Preparation | Natural Gas | Oven | E4 | Utility - Value of Sales | 0 | 0 | 0 | 0 | 0 | 0 | 0 | 0 | 0 | 0 | 0 | 0 | 0 | 0 | 0 | 0 | 0 | 0 | 0 | 0 | 0 | 0 | 0 | 0 | 0 | 0 | 0
F6_Commercial_Retail (ID)_New_Food Preparation_Natural Gas_Oven_E5 | F6 | Commercial | Retail (ID) | New | Food Preparation | Natural Gas | Oven | E5 | Utility - Value of Sales | 0 | 0 | 0 | 0 | 0 | 0 | 0 | 0 | 0 | 0 | 0 | 0 | 0 | 0 | 0 | 0 | 0 | 0 | 0 | 0 | 0 | 0 | 0 | 0 | 0 | 0 | 0
F6_Commercial_Retail (ID)_New_Food Preparation_Natural Gas_Oven_E6 | F6 | Commercial | Retail (ID) | New | Food Preparation | Natural Gas | Oven | E6 | Utility - Value of Sales | 0 | 0 | 0 | 0 | 0 | 0 | 0 | 0 | 0 | 0 | 0 | 0 | 0 | 0 | 0 | 0 | 0 | 0 | 0 | 0 | 0 | 0 | 0 | 0 | 0 | 0 | 0
F6_Commercial_Retail (ID)_New_Food Preparation_Natural Gas_Oven_E7 | F6 | Commercial | Retail (ID) | New | Food Preparation | Natural Gas | Oven | E7 | Utility - Value of Sales | 0 | 0 | 0 | 0 | 0 | 0 | 0 | 0 | 0 | 0 | 0 | 0 | 0 | 0 | 0 | 0 | 0 | 0 | 0 | 0 | 0 | 0 | 0 | 0 | 0 | 0 | 0
F6_Commercial_Retail (ID)_New_Food Preparation_Natural Gas_Oven_E8 | F6 | Commercial | Retail (ID) | New | Food Preparation | Natural Gas | Oven | E8 | Utility - Value of Sales | 0 | 0 | 0 | 0 | 0 | 0 | 0 | 0 | 0 | 0 | 0 | 0 | 0 | 0 | 0 | 0 | 0 | 0 | 0 | 0 | 0 | 0 | 0 | 0 | 0 | 0 | 0
F6_Commercial_Retail (ID)_New_Food Preparation_Natural Gas_Oven_E9 | F6 | Commercial | Retail (ID) | New | Food Preparation | Natural Gas | Oven | E9 | Utility - Value of Sales | 0 | 0 | 0 | 0 | 0 | 0 | 0 | 0 | 0 | 0 | 0 | 0 | 0 | 0 | 0 | 0 | 0 | 0 | 0 | 0 | 0 | 0 | 0 | 0 | 0 | 0 | 0
F6_Commercial_Retail (ID)_New_Food Preparation_Natural Gas_Oven_E10 | F6 | Commercial | Retail (ID) | New | Food Preparation | Natural Gas | Oven | E10 | Utility - Value of Sales | 0 | 0 | 0 | 0 | 0 | 0 | 0 | 0 | 0 | 0 | 0 | 0 | 0 | 0 | 0 | 0 | 0 | 0 | 0 | 0 | 0 | 0 | 0 | 0 | 0 | 0 | 0
F1_Commercial_Retail (ID)_New_Food Preparation_Natural Gas_Conveyor Oven_E1 | F1 | Commercial | Retail (ID) | New | Food Preparation | Natural Gas | Conveyor Oven | E1 | RVT - Cost of Equipment | 0.0012591 | 0.0012591 | 0.0012591 | 0.0012591 | 0.0012591 | 0.0012591 | 0.0012591 | 0.0012591 | 0.0012591 | 0.0012591 | 0.0012591 | 0.0012591 | 0.0012591 | 0.0012591 | 0.0012591 | 0.0012591 | 0.0012591 | 0.0012591 | 0.0012591 | 0.0012591 | 0.0012591 | 0.0012591 | 0.0012591 | 0.0012591 | 0.0012591 | 0.0012591 | 0.0012591
F1_Commercial_Retail (ID)_New_Food Preparation_Natural Gas_Conveyor Oven_E2 | F1 | Commercial | Retail (ID) | New | Food Preparation | Natural Gas | Conveyor Oven | E2 | RVT - Cost of Equipment | 0.0026674 | 0.0026674 | 0.0026674 | 0.0026674 | 0.0026674 | 0.0026674 | 0.0026674 | 0.0026674 | 0.0026674 | 0.0026674 | 0.0026674 | 0.0026674 | 0.0026674 | 0.0026674 | 0.0026674 | 0.0026674 | 0.0026674 | 0.0026674 | 0.0026674 | 0.0026674 | 0.0026674 | 0.0026674 | 0.0026674 | 0.0026674 | 0.0026674 | 0.0026674 | 0.0026674
F1_Commercial_Retail (ID)_New_Food Preparation_Natural Gas_Conveyor Oven_E3 | F1 | Commercial | Retail (ID) | New | Food Preparation | Natural Gas | Conveyor Oven | E3 | RVT - Cost of Equipment | 0 | 0 | 0 | 0 | 0 | 0 | 0 | 0 | 0 | 0 | 0 | 0 | 0 | 0 | 0 | 0 | 0 | 0 | 0 | 0 | 0 | 0 | 0 | 0 | 0 | 0 | 0
F1_Commercial_Retail (ID)_New_Food Preparation_Natural Gas_Conveyor Oven_E4 | F1 | Commercial | Retail (ID) | New | Food Preparation | Natural Gas | Conveyor Oven | E4 | RVT - Cost of Equipment | 0 | 0 | 0 | 0 | 0 | 0 | 0 | 0 | 0 | 0 | 0 | 0 | 0 | 0 | 0 | 0 | 0 | 0 | 0 | 0 | 0 | 0 | 0 | 0 | 0 | 0 | 0
F1_Commercial_Retail (ID)_New_Food Preparation_Natural Gas_Conveyor Oven_E5 | F1 | Commercial | Retail (ID) | New | Food Preparation | Natural Gas | Conveyor Oven | E5 | RVT - Cost of Equipment | 0 | 0 | 0 | 0 | 0 | 0 | 0 | 0 | 0 | 0 | 0 | 0 | 0 | 0 | 0 | 0 | 0 | 0 | 0 | 0 | 0 | 0 | 0 | 0 | 0 | 0 | 0
F1_Commercial_Retail (ID)_New_Food Preparation_Natural Gas_Conveyor Oven_E6 | F1 | Commercial | Retail (ID) | New | Food Preparation | Natural Gas | Conveyor Oven | E6 | RVT - Cost of Equipment | 0 | 0 | 0 | 0 | 0 | 0 | 0 | 0 | 0 | 0 | 0 | 0 | 0 | 0 | 0 | 0 | 0 | 0 | 0 | 0 | 0 | 0 | 0 | 0 | 0 | 0 | 0
F1_Commercial_Retail (ID)_New_Food Preparation_Natural Gas_Conveyor Oven_E7 | F1 | Commercial | Retail (ID) | New | Food Preparation | Natural Gas | Conveyor Oven | E7 | RVT - Cost of Equipment | 0 | 0 | 0 | 0 | 0 | 0 | 0 | 0 | 0 | 0 | 0 | 0 | 0 | 0 | 0 | 0 | 0 | 0 | 0 | 0 | 0 | 0 | 0 | 0 | 0 | 0 | 0
F1_Commercial_Retail (ID)_New_Food Preparation_Natural Gas_Conveyor Oven_E8 | F1 | Commercial | Retail (ID) | New | Food Preparation | Natural Gas | Conveyor Oven | E8 | RVT - Cost of Equipment | 0 | 0 | 0 | 0 | 0 | 0 | 0 | 0 | 0 | 0 | 0 | 0 | 0 | 0 | 0 | 0 | 0 | 0 | 0 | 0 | 0 | 0 | 0 | 0 | 0 | 0 | 0
F1_Commercial_Retail (ID)_New_Food Preparation_Natural Gas_Conveyor Oven_E9 | F1 | Commercial | Retail (ID) | New | Food Preparation | Natural Gas | Conveyor Oven | E9 | RVT - Cost of Equipment | 0 | 0 | 0 | 0 | 0 | 0 | 0 | 0 | 0 | 0 | 0 | 0 | 0 | 0 | 0 | 0 | 0 | 0 | 0 | 0 | 0 | 0 | 0 | 0 | 0 | 0 | 0
F1_Commercial_Retail (ID)_New_Food Preparation_Natural Gas_Conveyor Oven_E10 | F1 | Commercial | Retail (ID) | New | Food Preparation | Natural Gas | Conveyor Oven | E10 | RVT - Cost of Equipment | 0 | 0 | 0 | 0 | 0 | 0 | 0 | 0 | 0 | 0 | 0 | 0 | 0 | 0 | 0 | 0 | 0 | 0 | 0 | 0 | 0 | 0 | 0 | 0 | 0 | 0 | 0
F2_Commercial_Retail (ID)_New_Food Preparation_Natural Gas_Conveyor Oven_E1 | F2 | Commercial | Retail (ID) | New | Food Preparation | Natural Gas | Conveyor Oven | E1 | RVT - Cost of Operation | 1.3511 | 1.38 | 1.4114 | 1.4455 | 1.4824 | 1.5258 | 1.5684 | 1.6089 | 1.646 | 1.6825 | 1.7206 | 1.7562 | 1.7941 | 1.831 | 1.8638 | 1.8942 | 1.9212 | 1.9474 | 1.975 | 2.0013 | 2.0279 | 2.0637 | 2.1 | 2.1373 | 2.1752 | 2.2139 | 2.2532
F2_Commercial_Retail (ID)_New_Food Preparation_Natural Gas_Conveyor Oven_E2 | F2 | Commercial | Retail (ID) | New | Food Preparation | Natural Gas | Conveyor Oven | E2 | RVT - Cost of Operation | 1.0738 | 1.0967 | 1.1217 | 1.1488 | 1.1781 | 1.2126 | 1.2464 | 1.2786 | 1.3081 | 1.3371 | 1.3674 | 1.3957 | 1.4258 | 1.4552 | 1.4812 | 1.5054 | 1.5269 | 1.5477 | 1.5696 | 1.5905 | 1.6116 | 1.6401 | 1.6689 | 1.6986 | 1.7287 | 1.7595 | 1.7907
F2_Commercial_Retail (ID)_New_Food Preparation_Natural Gas_Conveyor Oven_E3 | F2 | Commercial | Retail (ID) | New | Food Preparation | Natural Gas | Conveyor Oven | E3 | RVT - Cost of Operation | 0 | 0 | 0 | 0 | 0 | 0 | 0 | 0 | 0 | 0 | 0 | 0 | 0 | 0 | 0 | 0 | 0 | 0 | 0 | 0 | 0 | 0 | 0 | 0 | 0 | 0 | 0
F2_Commercial_Retail (ID)_New_Food Preparation_Natural Gas_Conveyor Oven_E4 | F2 | Commercial | Retail (ID) | New | Food Preparation | Natural Gas | Conveyor Oven | E4 | RVT - Cost of Operation | 0 | 0 | 0 | 0 | 0 | 0 | 0 | 0 | 0 | 0 | 0 | 0 | 0 | 0 | 0 | 0 | 0 | 0 | 0 | 0 | 0 | 0 | 0 | 0 | 0 | 0 | 0
F2_Commercial_Retail (ID)_New_Food Preparation_Natural Gas_Conveyor Oven_E5 | F2 | Commercial | Retail (ID) | New | Food Preparation | Natural Gas | Conveyor Oven | E5 | RVT - Cost of Operation | 0 | 0 | 0 | 0 | 0 | 0 | 0 | 0 | 0 | 0 | 0 | 0 | 0 | 0 | 0 | 0 | 0 | 0 | 0 | 0 | 0 | 0 | 0 | 0 | 0 | 0 | 0
F2_Commercial_Retail (ID)_New_Food Preparation_Natural Gas_Conveyor Oven_E6 | F2 | Commercial | Retail (ID) | New | Food Preparation | Natural Gas | Conveyor Oven | E6 | RVT - Cost of Operation | 0 | 0 | 0 | 0 | 0 | 0 | 0 | 0 | 0 | 0 | 0 | 0 | 0 | 0 | 0 | 0 | 0 | 0 | 0 | 0 | 0 | 0 | 0 | 0 | 0 | 0 | 0
F2_Commercial_Retail (ID)_New_Food Preparation_Natural Gas_Conveyor Oven_E7 | F2 | Commercial | Retail (ID) | New | Food Preparation | Natural Gas | Conveyor Oven | E7 | RVT - Cost of Operation | 0 | 0 | 0 | 0 | 0 | 0 | 0 | 0 | 0 | 0 | 0 | 0 | 0 | 0 | 0 | 0 | 0 | 0 | 0 | 0 | 0 | 0 | 0 | 0 | 0 | 0 | 0
F2_Commercial_Retail (ID)_New_Food Preparation_Natural Gas_Conveyor Oven_E8 | F2 | Commercial | Retail (ID) | New | Food Preparation | Natural Gas | Conveyor Oven | E8 | RVT - Cost of Operation | 0 | 0 | 0 | 0 | 0 | 0 | 0 | 0 | 0 | 0 | 0 | 0 | 0 | 0 | 0 | 0 | 0 | 0 | 0 | 0 | 0 | 0 | 0 | 0 | 0 | 0 | 0
F2_Commercial_Retail (ID)_New_Food Preparation_Natural Gas_Conveyor Oven_E9 | F2 | Commercial | Retail (ID) | New | Food Preparation | Natural Gas | Conveyor Oven | E9 | RVT - Cost of Operation | 0 | 0 | 0 | 0 | 0 | 0 | 0 | 0 | 0 | 0 | 0 | 0 | 0 | 0 | 0 | 0 | 0 | 0 | 0 | 0 | 0 | 0 | 0 | 0 | 0 | 0 | 0
F2_Commercial_Retail (ID)_New_Food Preparation_Natural Gas_Conveyor Oven_E10 | F2 | Commercial | Retail (ID) | New | Food Preparation | Natural Gas | Conveyor Oven | E10 | RVT - Cost of Operation | 0 | 0 | 0 | 0 | 0 | 0 | 0 | 0 | 0 | 0 | 0 | 0 | 0 | 0 | 0 | 0 | 0 | 0 | 0 | 0 | 0 | 0 | 0 | 0 | 0 | 0 | 0
F3_Commercial_Retail (ID)_New_Food Preparation_Natural Gas_Conveyor Oven_E1 | F3 | Commercial | Retail (ID) | New | Food Preparation | Natural Gas | Conveyor Oven | E1 | System - kBTUs of Consumption | 303.8134 | 303.8134 | 303.8134 | 303.8134 | 303.8134 | 303.8134 | 303.8134 | 303.8134 | 303.8134 | 303.8134 | 303.8134 | 303.8134 | 303.8134 | 303.8134 | 303.8134 | 303.8134 | 303.8134 | 303.8134 | 303.8134 | 303.8134 | 303.8134 | 303.8134 | 303.8134 | 303.8134 | 303.8134 | 303.8134 | 303.8134
F3_Commercial_Retail (ID)_New_Food Preparation_Natural Gas_Conveyor Oven_E2 | F3 | Commercial | Retail (ID) | New | Food Preparation | Natural Gas | Conveyor Oven | E2 | System - kBTUs of Consumption | 241.4513 | 241.4513 | 241.4513 | 241.4513 | 241.4513 | 241.4513 | 241.4513 | 241.4513 | 241.4513 | 241.4513 | 241.4513 | 241.4513 | 241.4513 | 241.4513 | 241.4513 | 241.4513 | 241.4513 | 241.4513 | 241.4513 | 241.4513 | 241.4513 | 241.4513 | 241.4513 | 241.4513 | 241.4513 | 241.4513 | 241.4513
F3_Commercial_Retail (ID)_New_Food Preparation_Natural Gas_Conveyor Oven_E3 | F3 | Commercial | Retail (ID) | New | Food Preparation | Natural Gas | Conveyor Oven | E3 | System - kBTUs of Consumption | 0 | 0 | 0 | 0 | 0 | 0 | 0 | 0 | 0 | 0 | 0 | 0 | 0 | 0 | 0 | 0 | 0 | 0 | 0 | 0 | 0 | 0 | 0 | 0 | 0 | 0 | 0
F3_Commercial_Retail (ID)_New_Food Preparation_Natural Gas_Conveyor Oven_E4 | F3 | Commercial | Retail (ID) | New | Food Preparation | Natural Gas | Conveyor Oven | E4 | System - kBTUs of Consumption | 0 | 0 | 0 | 0 | 0 | 0 | 0 | 0 | 0 | 0 | 0 | 0 | 0 | 0 | 0 | 0 | 0 | 0 | 0 | 0 | 0 | 0 | 0 | 0 | 0 | 0 | 0
F3_Commercial_Retail (ID)_New_Food Preparation_Natural Gas_Conveyor Oven_E5 | F3 | Commercial | Retail (ID) | New | Food Preparation | Natural Gas | Conveyor Oven | E5 | System - kBTUs of Consumption | 0 | 0 | 0 | 0 | 0 | 0 | 0 | 0 | 0 | 0 | 0 | 0 | 0 | 0 | 0 | 0 | 0 | 0 | 0 | 0 | 0 | 0 | 0 | 0 | 0 | 0 | 0
F3_Commercial_Retail (ID)_New_Food Preparation_Natural Gas_Conveyor Oven_E6 | F3 | Commercial | Retail (ID) | New | Food Preparation | Natural Gas | Conveyor Oven | E6 | System - kBTUs of Consumption | 0 | 0 | 0 | 0 | 0 | 0 | 0 | 0 | 0 | 0 | 0 | 0 | 0 | 0 | 0 | 0 | 0 | 0 | 0 | 0 | 0 | 0 | 0 | 0 | 0 | 0 | 0
F3_Commercial_Retail (ID)_New_Food Preparation_Natural Gas_Conveyor Oven_E7 | F3 | Commercial | Retail (ID) | New | Food Preparation | Natural Gas | Conveyor Oven | E7 | System - kBTUs of Consumption | 0 | 0 | 0 | 0 | 0 | 0 | 0 | 0 | 0 | 0 | 0 | 0 | 0 | 0 | 0 | 0 | 0 | 0 | 0 | 0 | 0 | 0 | 0 | 0 | 0 | 0 | 0
F3_Commercial_Retail (ID)_New_Food Preparation_Natural Gas_Conveyor Oven_E8 | F3 | Commercial | Retail (ID) | New | Food Preparation | Natural Gas | Conveyor Oven | E8 | System - kBTUs of Consumption | 0 | 0 | 0 | 0 | 0 | 0 | 0 | 0 | 0 | 0 | 0 | 0 | 0 | 0 | 0 | 0 | 0 | 0 | 0 | 0 | 0 | 0 | 0 | 0 | 0 | 0 | 0
F3_Commercial_Retail (ID)_New_Food Preparation_Natural Gas_Conveyor Oven_E9 | F3 | Commercial | Retail (ID) | New | Food Preparation | Natural Gas | Conveyor Oven | E9 | System - kBTUs of Consumption | 0 | 0 | 0 | 0 | 0 | 0 | 0 | 0 | 0 | 0 | 0 | 0 | 0 | 0 | 0 | 0 | 0 | 0 | 0 | 0 | 0 | 0 | 0 | 0 | 0 | 0 | 0
F3_Commercial_Retail (ID)_New_Food Preparation_Natural Gas_Conveyor Oven_E10 | F3 | Commercial | Retail (ID) | New | Food Preparation | Natural Gas | Conveyor Oven | E10 | System - kBTUs of Consumption | 0 | 0 | 0 | 0 | 0 | 0 | 0 | 0 | 0 | 0 | 0 | 0 | 0 | 0 | 0 | 0 | 0 | 0 | 0 | 0 | 0 | 0 | 0 | 0 | 0 | 0 | 0
F4_Commercial_Retail (ID)_New_Food Preparation_Natural Gas_Conveyor Oven_E1 | F4 | Commercial | Retail (ID) | New | Food Preparation | Natural Gas | Conveyor Oven | E1 | Utility - Cost of Equipment | 0.0012591 | 0.0012591 | 0.0012591 | 0.0012591 | 0.0012591 | 0.0012591 | 0.0012591 | 0.0012591 | 0.0012591 | 0.0012591 | 0.0012591 | 0.0012591 | 0.0012591 | 0.0012591 | 0.0012591 | 0.0012591 | 0.0012591 | 0.0012591 | 0.0012591 | 0.0012591 | 0.0012591 | 0.0012591 | 0.0012591 | 0.0012591 | 0.0012591 | 0.0012591 | 0.0012591
F4_Commercial_Retail (ID)_New_Food Preparation_Natural Gas_Conveyor Oven_E2 | F4 | Commercial | Retail (ID) | New | Food Preparation | Natural Gas | Conveyor Oven | E2 | Utility - Cost of Equipment | 0.0026674 | 0.0026674 | 0.0026674 | 0.0026674 | 0.0026674 | 0.0026674 | 0.0026674 | 0.0026674 | 0.0026674 | 0.0026674 | 0.0026674 | 0.0026674 | 0.0026674 | 0.0026674 | 0.0026674 | 0.0026674 | 0.0026674 | 0.0026674 | 0.0026674 | 0.0026674 | 0.0026674 | 0.0026674 | 0.0026674 | 0.0026674 | 0.0026674 | 0.0026674 | 0.0026674
F4_Commercial_Retail (ID)_New_Food Preparation_Natural Gas_Conveyor Oven_E3 | F4 | Commercial | Retail (ID) | New | Food Preparation | Natural Gas | Conveyor Oven | E3 | Utility - Cost of Equipment | 0 | 0 | 0 | 0 | 0 | 0 | 0 | 0 | 0 | 0 | 0 | 0 | 0 | 0 | 0 | 0 | 0 | 0 | 0 | 0 | 0 | 0 | 0 | 0 | 0 | 0 | 0
F4_Commercial_Retail (ID)_New_Food Preparation_Natural Gas_Conveyor Oven_E4 | F4 | Commercial | Retail (ID) | New | Food Preparation | Natural Gas | Conveyor Oven | E4 | Utility - Cost of Equipment | 0 | 0 | 0 | 0 | 0 | 0 | 0 | 0 | 0 | 0 | 0 | 0 | 0 | 0 | 0 | 0 | 0 | 0 | 0 | 0 | 0 | 0 | 0 | 0 | 0 | 0 | 0
F4_Commercial_Retail (ID)_New_Food Preparation_Natural Gas_Conveyor Oven_E5 | F4 | Commercial | Retail (ID) | New | Food Preparation | Natural Gas | Conveyor Oven | E5 | Utility - Cost of Equipment | 0 | 0 | 0 | 0 | 0 | 0 | 0 | 0 | 0 | 0 | 0 | 0 | 0 | 0 | 0 | 0 | 0 | 0 | 0 | 0 | 0 | 0 | 0 | 0 | 0 | 0 | 0
F4_Commercial_Retail (ID)_New_Food Preparation_Natural Gas_Conveyor Oven_E6 | F4 | Commercial | Retail (ID) | New | Food Preparation | Natural Gas | Conveyor Oven | E6 | Utility - Cost of Equipment | 0 | 0 | 0 | 0 | 0 | 0 | 0 | 0 | 0 | 0 | 0 | 0 | 0 | 0 | 0 | 0 | 0 | 0 | 0 | 0 | 0 | 0 | 0 | 0 | 0 | 0 | 0
F4_Commercial_Retail (ID)_New_Food Preparation_Natural Gas_Conveyor Oven_E7 | F4 | Commercial | Retail (ID) | New | Food Preparation | Natural Gas | Conveyor Oven | E7 | Utility - Cost of Equipment | 0 | 0 | 0 | 0 | 0 | 0 | 0 | 0 | 0 | 0 | 0 | 0 | 0 | 0 | 0 | 0 | 0 | 0 | 0 | 0 | 0 | 0 | 0 | 0 | 0 | 0 | 0
F4_Commercial_Retail (ID)_New_Food Preparation_Natural Gas_Conveyor Oven_E8 | F4 | Commercial | Retail (ID) | New | Food Preparation | Natural Gas | Conveyor Oven | E8 | Utility - Cost of Equipment | 0 | 0 | 0 | 0 | 0 | 0 | 0 | 0 | 0 | 0 | 0 | 0 | 0 | 0 | 0 | 0 | 0 | 0 | 0 | 0 | 0 | 0 | 0 | 0 | 0 | 0 | 0
F4_Commercial_Retail (ID)_New_Food Preparation_Natural Gas_Conveyor Oven_E9 | F4 | Commercial | Retail (ID) | New | Food Preparation | Natural Gas | Conveyor Oven | E9 | Utility - Cost of Equipment | 0 | 0 | 0 | 0 | 0 | 0 | 0 | 0 | 0 | 0 | 0 | 0 | 0 | 0 | 0 | 0 | 0 | 0 | 0 | 0 | 0 | 0 | 0 | 0 | 0 | 0 | 0
F4_Commercial_Retail (ID)_New_Food Preparation_Natural Gas_Conveyor Oven_E10 | F4 | Commercial | Retail (ID) | New | Food Preparation | Natural Gas | Conveyor Oven | E10 | Utility - Cost of Equipment | 0 | 0 | 0 | 0 | 0 | 0 | 0 | 0 | 0 | 0 | 0 | 0 | 0 | 0 | 0 | 0 | 0 | 0 | 0 | 0 | 0 | 0 | 0 | 0 | 0 | 0 | 0
F5_Commercial_Retail (ID)_New_Food Preparation_Natural Gas_Conveyor Oven_E1 | F5 | Commercial | Retail (ID) | New | Food Preparation | Natural Gas | Conveyor Oven | E1 | Utility - Cost of Operation | 1.1655 | 1.1968 | 1.2312 | 1.2688 | 1.3101 | 1.3581 | 1.4069 | 1.455 | 1.5014 | 1.5484 | 1.5872 | 1.6241 | 1.6634 | 1.7022 | 1.7377 | 1.7714 | 1.8025 | 1.8335 | 1.8661 | 1.8983 | 1.9313 | 1.9654 | 2 | 2.0355 | 2.0717 | 2.1085 | 2.1459
F5_Commercial_Retail (ID)_New_Food Preparation_Natural Gas_Conveyor Oven_E2 | F5 | Commercial | Retail (ID) | New | Food Preparation | Natural Gas | Conveyor Oven | E2 | Utility - Cost of Operation | 0.92629 | 0.95115 | 0.97846 | 1.0084 | 1.0412 | 1.0794 | 1.1181 | 1.1563 | 1.1932 | 1.2306 | 1.2614 | 1.2907 | 1.322 | 1.3528 | 1.381 | 1.4078 | 1.4325 | 1.4571 | 1.4831 | 1.5087 | 1.5349 | 1.562 | 1.5894 | 1.6177 | 1.6464 | 1.6757 | 1.7054
F5_Commercial_Retail (ID)_New_Food Preparation_Natural Gas_Conveyor Oven_E3 | F5 | Commercial | Retail (ID) | New | Food Preparation | Natural Gas | Conveyor Oven | E3 | Utility - Cost of Operation | 0 | 0 | 0 | 0 | 0 | 0 | 0 | 0 | 0 | 0 | 0 | 0 | 0 | 0 | 0 | 0 | 0 | 0 | 0 | 0 | 0 | 0 | 0 | 0 | 0 | 0 | 0
F5_Commercial_Retail (ID)_New_Food Preparation_Natural Gas_Conveyor Oven_E4 | F5 | Commercial | Retail (ID) | New | Food Preparation | Natural Gas | Conveyor Oven | E4 | Utility - Cost of Operation | 0 | 0 | 0 | 0 | 0 | 0 | 0 | 0 | 0 | 0 | 0 | 0 | 0 | 0 | 0 | 0 | 0 | 0 | 0 | 0 | 0 | 0 | 0 | 0 | 0 | 0 | 0
F5_Commercial_Retail (ID)_New_Food Preparation_Natural Gas_Conveyor Oven_E5 | F5 | Commercial | Retail (ID) | New | Food Preparation | Natural Gas | Conveyor Oven | E5 | Utility - Cost of Operation | 0 | 0 | 0 | 0 | 0 | 0 | 0 | 0 | 0 | 0 | 0 | 0 | 0 | 0 | 0 | 0 | 0 | 0 | 0 | 0 | 0 | 0 | 0 | 0 | 0 | 0 | 0
F5_Commercial_Retail (ID)_New_Food Preparation_Natural Gas_Conveyor Oven_E6 | F5 | Commercial | Retail (ID) | New | Food Preparation | Natural Gas | Conveyor Oven | E6 | Utility - Cost of Operation | 0 | 0 | 0 | 0 | 0 | 0 | 0 | 0 | 0 | 0 | 0 | 0 | 0 | 0 | 0 | 0 | 0 | 0 | 0 | 0 | 0 | 0 | 0 | 0 | 0 | 0 | 0
F5_Commercial_Retail (ID)_New_Food Preparation_Natural Gas_Conveyor Oven_E7 | F5 | Commercial | Retail (ID) | New | Food Preparation | Natural Gas | Conveyor Oven | E7 | Utility - Cost of Operation | 0 | 0 | 0 | 0 | 0 | 0 | 0 | 0 | 0 | 0 | 0 | 0 | 0 | 0 | 0 | 0 | 0 | 0 | 0 | 0 | 0 | 0 | 0 | 0 | 0 | 0 | 0
F5_Commercial_Retail (ID)_New_Food Preparation_Natural Gas_Conveyor Oven_E8 | F5 | Commercial | Retail (ID) | New | Food Preparation | Natural Gas | Conveyor Oven | E8 | Utility - Cost of Operation | 0 | 0 | 0 | 0 | 0 | 0 | 0 | 0 | 0 | 0 | 0 | 0 | 0 | 0 | 0 | 0 | 0 | 0 | 0 | 0 | 0 | 0 | 0 | 0 | 0 | 0 | 0
F5_Commercial_Retail (ID)_New_Food Preparation_Natural Gas_Conveyor Oven_E9 | F5 | Commercial | Retail (ID) | New | Food Preparation | Natural Gas | Conveyor Oven | E9 | Utility - Cost of Operation | 0 | 0 | 0 | 0 | 0 | 0 | 0 | 0 | 0 | 0 | 0 | 0 | 0 | 0 | 0 | 0 | 0 | 0 | 0 | 0 | 0 | 0 | 0 | 0 | 0 | 0 | 0
F5_Commercial_Retail (ID)_New_Food Preparation_Natural Gas_Conveyor Oven_E10 | F5 | Commercial | Retail (ID) | New | Food Preparation | Natural Gas | Conveyor Oven | E10 | Utility - Cost of Operation | 0 | 0 | 0 | 0 | 0 | 0 | 0 | 0 | 0 | 0 | 0 | 0 | 0 | 0 | 0 | 0 | 0 | 0 | 0 | 0 | 0 | 0 | 0 | 0 | 0 | 0 | 0
F6_Commercial_Retail (ID)_New_Food Preparation_Natural Gas_Conveyor Oven_E1 | F6 | Commercial | Retail (ID) | New | Food Preparation | Natural Gas | Conveyor Oven | E1 | Utility - Value of Sales | 1.3511 | 1.38 | 1.4114 | 1.4455 | 1.4824 | 1.5258 | 1.5684 | 1.6089 | 1.646 | 1.6825 | 1.7206 | 1.7562 | 1.7941 | 1.831 | 1.8638 | 1.8942 | 1.9212 | 1.9474 | 1.975 | 2.0013 | 2.0279 | 2.0637 | 2.1 | 2.1373 | 2.1752 | 2.2139 | 2.2532
F6_Commercial_Retail (ID)_New_Food Preparation_Natural Gas_Conveyor Oven_E2 | F6 | Commercial | Retail (ID) | New | Food Preparation | Natural Gas | Conveyor Oven | E2 | Utility - Value of Sales | 1.0738 | 1.0967 | 1.1217 | 1.1488 | 1.1781 | 1.2126 | 1.2464 | 1.2786 | 1.3081 | 1.3371 | 1.3674 | 1.3957 | 1.4258 | 1.4552 | 1.4812 | 1.5054 | 1.5269 | 1.5477 | 1.5696 | 1.5905 | 1.6116 | 1.6401 | 1.6689 | 1.6986 | 1.7287 | 1.7595 | 1.7907
F6_Commercial_Retail (ID)_New_Food Preparation_Natural Gas_Conveyor Oven_E3 | F6 | Commercial | Retail (ID) | New | Food Preparation | Natural Gas | Conveyor Oven | E3 | Utility - Value of Sales | 0 | 0 | 0 | 0 | 0 | 0 | 0 | 0 | 0 | 0 | 0 | 0 | 0 | 0 | 0 | 0 | 0 | 0 | 0 | 0 | 0 | 0 | 0 | 0 | 0 | 0 | 0
F6_Commercial_Retail (ID)_New_Food Preparation_Natural Gas_Conveyor Oven_E4 | F6 | Commercial | Retail (ID) | New | Food Preparation | Natural Gas | Conveyor Oven | E4 | Utility - Value of Sales | 0 | 0 | 0 | 0 | 0 | 0 | 0 | 0 | 0 | 0 | 0 | 0 | 0 | 0 | 0 | 0 | 0 | 0 | 0 | 0 | 0 | 0 | 0 | 0 | 0 | 0 | 0
F6_Commercial_Retail (ID)_New_Food Preparation_Natural Gas_Conveyor Oven_E5 | F6 | Commercial | Retail (ID) | New | Food Preparation | Natural Gas | Conveyor Oven | E5 | Utility - Value of Sales | 0 | 0 | 0 | 0 | 0 | 0 | 0 | 0 | 0 | 0 | 0 | 0 | 0 | 0 | 0 | 0 | 0 | 0 | 0 | 0 | 0 | 0 | 0 | 0 | 0 | 0 | 0
F6_Commercial_Retail (ID)_New_Food Preparation_Natural Gas_Conveyor Oven_E6 | F6 | Commercial | Retail (ID) | New | Food Preparation | Natural Gas | Conveyor Oven | E6 | Utility - Value of Sales | 0 | 0 | 0 | 0 | 0 | 0 | 0 | 0 | 0 | 0 | 0 | 0 | 0 | 0 | 0 | 0 | 0 | 0 | 0 | 0 | 0 | 0 | 0 | 0 | 0 | 0 | 0
F6_Commercial_Retail (ID)_New_Food Preparation_Natural Gas_Conveyor Oven_E7 | F6 | Commercial | Retail (ID) | New | Food Preparation | Natural Gas | Conveyor Oven | E7 | Utility - Value of Sales | 0 | 0 | 0 | 0 | 0 | 0 | 0 | 0 | 0 | 0 | 0 | 0 | 0 | 0 | 0 | 0 | 0 | 0 | 0 | 0 | 0 | 0 | 0 | 0 | 0 | 0 | 0
F6_Commercial_Retail (ID)_New_Food Preparation_Natural Gas_Conveyor Oven_E8 | F6 | Commercial | Retail (ID) | New | Food Preparation | Natural Gas | Conveyor Oven | E8 | Utility - Value of Sales | 0 | 0 | 0 | 0 | 0 | 0 | 0 | 0 | 0 | 0 | 0 | 0 | 0 | 0 | 0 | 0 | 0 | 0 | 0 | 0 | 0 | 0 | 0 | 0 | 0 | 0 | 0
F6_Commercial_Retail (ID)_New_Food Preparation_Natural Gas_Conveyor Oven_E9 | F6 | Commercial | Retail (ID) | New | Food Preparation | Natural Gas | Conveyor Oven | E9 | Utility - Value of Sales | 0 | 0 | 0 | 0 | 0 | 0 | 0 | 0 | 0 | 0 | 0 | 0 | 0 | 0 | 0 | 0 | 0 | 0 | 0 | 0 | 0 | 0 | 0 | 0 | 0 | 0 | 0
F6_Commercial_Retail (ID)_New_Food Preparation_Natural Gas_Conveyor Oven_E10 | F6 | Commercial | Retail (ID) | New | Food Preparation | Natural Gas | Conveyor Oven | E10 | Utility - Value of Sales | 0 | 0 | 0 | 0 | 0 | 0 | 0 | 0 | 0 | 0 | 0 | 0 | 0 | 0 | 0 | 0 | 0 | 0 | 0 | 0 | 0 | 0 | 0 | 0 | 0 | 0 | 0
F1_Commercial_Retail (ID)_New_Food Preparation_Natural Gas_Double Rack Oven_E1 | F1 | Commercial | Retail (ID) | New | Food Preparation | Natural Gas | Double Rack Oven | E1 | RVT - Cost of Equipment | 0.0026684 | 0.0026684 | 0.0026684 | 0.0026684 | 0.0026684 | 0.0026684 | 0.0026684 | 0.0026684 | 0.0026684 | 0.0026684 | 0.0026684 | 0.0026684 | 0.0026684 | 0.0026684 | 0.0026684 | 0.0026684 | 0.0026684 | 0.0026684 | 0.0026684 | 0.0026684 | 0.0026684 | 0.0026684 | 0.0026684 | 0.0026684 | 0.0026684 | 0.0026684 | 0.0026684
F1_Commercial_Retail (ID)_New_Food Preparation_Natural Gas_Double Rack Oven_E2 | F1 | Commercial | Retail (ID) | New | Food Preparation | Natural Gas | Double Rack Oven | E2 | RVT - Cost of Equipment | 0.012106 | 0.012106 | 0.012106 | 0.012106 | 0.012106 | 0.012106 | 0.012106 | 0.012106 | 0.012106 | 0.012106 | 0.012106 | 0.012106 | 0.012106 | 0.012106 | 0.012106 | 0.012106 | 0.012106 | 0.012106 | 0.012106 | 0.012106 | 0.012106 | 0.012106 | 0.012106 | 0.012106 | 0.012106 | 0.012106 | 0.012106
F1_Commercial_Retail (ID)_New_Food Preparation_Natural Gas_Double Rack Oven_E3 | F1 | Commercial | Retail (ID) | New | Food Preparation | Natural Gas | Double Rack Oven | E3 | RVT - Cost of Equipment | 0 | 0 | 0 | 0 | 0 | 0 | 0 | 0 | 0 | 0 | 0 | 0 | 0 | 0 | 0 | 0 | 0 | 0 | 0 | 0 | 0 | 0 | 0 | 0 | 0 | 0 | 0
F1_Commercial_Retail (ID)_New_Food Preparation_Natural Gas_Double Rack Oven_E4 | F1 | Commercial | Retail (ID) | New | Food Preparation | Natural Gas | Double Rack Oven | E4 | RVT - Cost of Equipment | 0 | 0 | 0 | 0 | 0 | 0 | 0 | 0 | 0 | 0 | 0 | 0 | 0 | 0 | 0 | 0 | 0 | 0 | 0 | 0 | 0 | 0 | 0 | 0 | 0 | 0 | 0
F1_Commercial_Retail (ID)_New_Food Preparation_Natural Gas_Double Rack Oven_E5 | F1 | Commercial | Retail (ID) | New | Food Preparation | Natural Gas | Double Rack Oven | E5 | RVT - Cost of Equipment | 0 | 0 | 0 | 0 | 0 | 0 | 0 | 0 | 0 | 0 | 0 | 0 | 0 | 0 | 0 | 0 | 0 | 0 | 0 | 0 | 0 | 0 | 0 | 0 | 0 | 0 | 0
F1_Commercial_Retail (ID)_New_Food Preparation_Natural Gas_Double Rack Oven_E6 | F1 | Commercial | Retail (ID) | New | Food Preparation | Natural Gas | Double Rack Oven | E6 | RVT - Cost of Equipment | 0 | 0 | 0 | 0 | 0 | 0 | 0 | 0 | 0 | 0 | 0 | 0 | 0 | 0 | 0 | 0 | 0 | 0 | 0 | 0 | 0 | 0 | 0 | 0 | 0 | 0 | 0
F1_Commercial_Retail (ID)_New_Food Preparation_Natural Gas_Double Rack Oven_E7 | F1 | Commercial | Retail (ID) | New | Food Preparation | Natural Gas | Double Rack Oven | E7 | RVT - Cost of Equipment | 0 | 0 | 0 | 0 | 0 | 0 | 0 | 0 | 0 | 0 | 0 | 0 | 0 | 0 | 0 | 0 | 0 | 0 | 0 | 0 | 0 | 0 | 0 | 0 | 0 | 0 | 0
F1_Commercial_Retail (ID)_New_Food Preparation_Natural Gas_Double Rack Oven_E8 | F1 | Commercial | Retail (ID) | New | Food Preparation | Natural Gas | Double Rack Oven | E8 | RVT - Cost of Equipment | 0 | 0 | 0 | 0 | 0 | 0 | 0 | 0 | 0 | 0 | 0 | 0 | 0 | 0 | 0 | 0 | 0 | 0 | 0 | 0 | 0 | 0 | 0 | 0 | 0 | 0 | 0
F1_Commercial_Retail (ID)_New_Food Preparation_Natural Gas_Double Rack Oven_E9 | F1 | Commercial | Retail (ID) | New | Food Preparation | Natural Gas | Double Rack Oven | E9 | RVT - Cost of Equipment | 0 | 0 | 0 | 0 | 0 | 0 | 0 | 0 | 0 | 0 | 0 | 0 | 0 | 0 | 0 | 0 | 0 | 0 | 0 | 0 | 0 | 0 | 0 | 0 | 0 | 0 | 0
F1_Commercial_Retail (ID)_New_Food Preparation_Natural Gas_Double Rack Oven_E10 | F1 | Commercial | Retail (ID) | New | Food Preparation | Natural Gas | Double Rack Oven | E10 | RVT - Cost of Equipment | 0 | 0 | 0 | 0 | 0 | 0 | 0 | 0 | 0 | 0 | 0 | 0 | 0 | 0 | 0 | 0 | 0 | 0 | 0 | 0 | 0 | 0 | 0 | 0 | 0 | 0 | 0
F2_Commercial_Retail (ID)_New_Food Preparation_Natural Gas_Double Rack Oven_E1 | F2 | Commercial | Retail (ID) | New | Food Preparation | Natural Gas | Double Rack Oven | E1 | RVT - Cost of Operation | 2.1926 | 2.234 | 2.2826 | 2.3393 | 2.4042 | 2.4852 | 2.5665 | 2.6437 | 2.7135 | 2.7812 | 2.8514 | 2.9151 | 2.9824 | 3.0461 | 3.1008 | 3.1503 | 3.1921 | 3.232 | 3.2745 | 3.3141 | 3.3539 | 3.4131 | 3.4729 | 3.5346 | 3.5974 | 3.6613 | 3.7263
F2_Commercial_Retail (ID)_New_Food Preparation_Natural Gas_Double Rack Oven_E2 | F2 | Commercial | Retail (ID) | New | Food Preparation | Natural Gas | Double Rack Oven | E2 | RVT - Cost of Operation | 1.3584 | 1.384 | 1.4142 | 1.4493 | 1.4895 | 1.5397 | 1.5901 | 1.6379 | 1.6811 | 1.7231 | 1.7665 | 1.806 | 1.8477 | 1.8872 | 1.9211 | 1.9517 | 1.9776 | 2.0024 | 2.0287 | 2.0532 | 2.0779 | 2.1145 | 2.1516 | 2.1898 | 2.2287 | 2.2683 | 2.3086
F2_Commercial_Retail (ID)_New_Food Preparation_Natural Gas_Double Rack Oven_E3 | F2 | Commercial | Retail (ID) | New | Food Preparation | Natural Gas | Double Rack Oven | E3 | RVT - Cost of Operation | 0 | 0 | 0 | 0 | 0 | 0 | 0 | 0 | 0 | 0 | 0 | 0 | 0 | 0 | 0 | 0 | 0 | 0 | 0 | 0 | 0 | 0 | 0 | 0 | 0 | 0 | 0
F2_Commercial_Retail (ID)_New_Food Preparation_Natural Gas_Double Rack Oven_E4 | F2 | Commercial | Retail (ID) | New | Food Preparation | Natural Gas | Double Rack Oven | E4 | RVT - Cost of Operation | 0 | 0 | 0 | 0 | 0 | 0 | 0 | 0 | 0 | 0 | 0 | 0 | 0 | 0 | 0 | 0 | 0 | 0 | 0 | 0 | 0 | 0 | 0 | 0 | 0 | 0 | 0
F2_Commercial_Retail (ID)_New_Food Preparation_Natural Gas_Double Rack Oven_E5 | F2 | Commercial | Retail (ID) | New | Food Preparation | Natural Gas | Double Rack Oven | E5 | RVT - Cost of Operation | 0 | 0 | 0 | 0 | 0 | 0 | 0 | 0 | 0 | 0 | 0 | 0 | 0 | 0 | 0 | 0 | 0 | 0 | 0 | 0 | 0 | 0 | 0 | 0 | 0 | 0 | 0
F2_Commercial_Retail (ID)_New_Food Preparation_Natural Gas_Double Rack Oven_E6 | F2 | Commercial | Retail (ID) | New | Food Preparation | Natural Gas | Double Rack Oven | E6 | RVT - Cost of Operation | 0 | 0 | 0 | 0 | 0 | 0 | 0 | 0 | 0 | 0 | 0 | 0 | 0 | 0 | 0 | 0 | 0 | 0 | 0 | 0 | 0 | 0 | 0 | 0 | 0 | 0 | 0
F2_Commercial_Retail (ID)_New_Food Preparation_Natural Gas_Double Rack Oven_E7 | F2 | Commercial | Retail (ID) | New | Food Preparation | Natural Gas | Double Rack Oven | E7 | RVT - Cost of Operation | 0 | 0 | 0 | 0 | 0 | 0 | 0 | 0 | 0 | 0 | 0 | 0 | 0 | 0 | 0 | 0 | 0 | 0 | 0 | 0 | 0 | 0 | 0 | 0 | 0 | 0 | 0
F2_Commercial_Retail (ID)_New_Food Preparation_Natural Gas_Double Rack Oven_E8 | F2 | Commercial | Retail (ID) | New | Food Preparation | Natural Gas | Double Rack Oven | E8 | RVT - Cost of Operation | 0 | 0 | 0 | 0 | 0 | 0 | 0 | 0 | 0 | 0 | 0 | 0 | 0 | 0 | 0 | 0 | 0 | 0 | 0 | 0 | 0 | 0 | 0 | 0 | 0 | 0 | 0
F2_Commercial_Retail (ID)_New_Food Preparation_Natural Gas_Double Rack Oven_E9 | F2 | Commercial | Retail (ID) | New | Food Preparation | Natural Gas | Double Rack Oven | E9 | RVT - Cost of Operation | 0 | 0 | 0 | 0 | 0 | 0 | 0 | 0 | 0 | 0 | 0 | 0 | 0 | 0 | 0 | 0 | 0 | 0 | 0 | 0 | 0 | 0 | 0 | 0 | 0 | 0 | 0
F2_Commercial_Retail (ID)_New_Food Preparation_Natural Gas_Double Rack Oven_E10 | F2 | Commercial | Retail (ID) | New | Food Preparation | Natural Gas | Double Rack Oven | E10 | RVT - Cost of Operation | 0 | 0 | 0 | 0 | 0 | 0 | 0 | 0 | 0 | 0 | 0 | 0 | 0 | 0 | 0 | 0 | 0 | 0 | 0 | 0 | 0 | 0 | 0 | 0 | 0 | 0 | 0
F3_Commercial_Retail (ID)_New_Food Preparation_Natural Gas_Double Rack Oven_E1 | F3 | Commercial | Retail (ID) | New | Food Preparation | Natural Gas | Double Rack Oven | E1 | System - kBTUs of Consumption | 523.0651 | 523.0651 | 523.0651 | 523.0651 | 523.0651 | 523.0651 | 523.0651 | 523.0651 | 523.0651 | 523.0651 | 523.0651 | 523.0651 | 523.0651 | 523.0651 | 523.0651 | 523.0651 | 523.0651 | 523.0651 | 523.0651 | 523.0651 | 523.0651 | 523.0651 | 523.0651 | 523.0651 | 523.0651 | 523.0651 | 523.0651
F3_Commercial_Retail (ID)_New_Food Preparation_Natural Gas_Double Rack Oven_E2 | F3 | Commercial | Retail (ID) | New | Food Preparation | Natural Gas | Double Rack Oven | E2 | System - kBTUs of Consumption | 324.0593 | 324.0593 | 324.0593 | 324.0593 | 324.0593 | 324.0593 | 324.0593 | 324.0593 | 324.0593 | 324.0593 | 324.0593 | 324.0593 | 324.0593 | 324.0593 | 324.0593 | 324.0593 | 324.0593 | 324.0593 | 324.0593 | 324.0593 | 324.0593 | 324.0593 | 324.0593 | 324.0593 | 324.0593 | 324.0593 | 324.0593
F3_Commercial_Retail (ID)_New_Food Preparation_Natural Gas_Double Rack Oven_E3 | F3 | Commercial | Retail (ID) | New | Food Preparation | Natural Gas | Double Rack Oven | E3 | System - kBTUs of Consumption | 0 | 0 | 0 | 0 | 0 | 0 | 0 | 0 | 0 | 0 | 0 | 0 | 0 | 0 | 0 | 0 | 0 | 0 | 0 | 0 | 0 | 0 | 0 | 0 | 0 | 0 | 0
F3_Commercial_Retail (ID)_New_Food Preparation_Natural Gas_Double Rack Oven_E4 | F3 | Commercial | Retail (ID) | New | Food Preparation | Natural Gas | Double Rack Oven | E4 | System - kBTUs of Consumption | 0 | 0 | 0 | 0 | 0 | 0 | 0 | 0 | 0 | 0 | 0 | 0 | 0 | 0 | 0 | 0 | 0 | 0 | 0 | 0 | 0 | 0 | 0 | 0 | 0 | 0 | 0
F3_Commercial_Retail (ID)_New_Food Preparation_Natural Gas_Double Rack Oven_E5 | F3 | Commercial | Retail (ID) | New | Food Preparation | Natural Gas | Double Rack Oven | E5 | System - kBTUs of Consumption | 0 | 0 | 0 | 0 | 0 | 0 | 0 | 0 | 0 | 0 | 0 | 0 | 0 | 0 | 0 | 0 | 0 | 0 | 0 | 0 | 0 | 0 | 0 | 0 | 0 | 0 | 0
F3_Commercial_Retail (ID)_New_Food Preparation_Natural Gas_Double Rack Oven_E6 | F3 | Commercial | Retail (ID) | New | Food Preparation | Natural Gas | Double Rack Oven | E6 | System - kBTUs of Consumption | 0 | 0 | 0 | 0 | 0 | 0 | 0 | 0 | 0 | 0 | 0 | 0 | 0 | 0 | 0 | 0 | 0 | 0 | 0 | 0 | 0 | 0 | 0 | 0 | 0 | 0 | 0
F3_Commercial_Retail (ID)_New_Food Preparation_Natural Gas_Double Rack Oven_E7 | F3 | Commercial | Retail (ID) | New | Food Preparation | Natural Gas | Double Rack Oven | E7 | System - kBTUs of Consumption | 0 | 0 | 0 | 0 | 0 | 0 | 0 | 0 | 0 | 0 | 0 | 0 | 0 | 0 | 0 | 0 | 0 | 0 | 0 | 0 | 0 | 0 | 0 | 0 | 0 | 0 | 0
F3_Commercial_Retail (ID)_New_Food Preparation_Natural Gas_Double Rack Oven_E8 | F3 | Commercial | Retail (ID) | New | Food Preparation | Natural Gas | Double Rack Oven | E8 | System - kBTUs of Consumption | 0 | 0 | 0 | 0 | 0 | 0 | 0 | 0 | 0 | 0 | 0 | 0 | 0 | 0 | 0 | 0 | 0 | 0 | 0 | 0 | 0 | 0 | 0 | 0 | 0 | 0 | 0
F3_Commercial_Retail (ID)_New_Food Preparation_Natural Gas_Double Rack Oven_E9 | F3 | Commercial | Retail (ID) | New | Food Preparation | Natural Gas | Double Rack Oven | E9 | System - kBTUs of Consumption | 0 | 0 | 0 | 0 | 0 | 0 | 0 | 0 | 0 | 0 | 0 | 0 | 0 | 0 | 0 | 0 | 0 | 0 | 0 | 0 | 0 | 0 | 0 | 0 | 0 | 0 | 0
F3_Commercial_Retail (ID)_New_Food Preparation_Natural Gas_Double Rack Oven_E10 | F3 | Commercial | Retail (ID) | New | Food Preparation | Natural Gas | Double Rack Oven | E10 | System - kBTUs of Consumption | 0 | 0 | 0 | 0 | 0 | 0 | 0 | 0 | 0 | 0 | 0 | 0 | 0 | 0 | 0 | 0 | 0 | 0 | 0 | 0 | 0 | 0 | 0 | 0 | 0 | 0 | 0
F4_Commercial_Retail (ID)_New_Food Preparation_Natural Gas_Double Rack Oven_E1 | F4 | Commercial | Retail (ID) | New | Food Preparation | Natural Gas | Double Rack Oven | E1 | Utility - Cost of Equipment | 0.0026684 | 0.0026684 | 0.0026684 | 0.0026684 | 0.0026684 | 0.0026684 | 0.0026684 | 0.0026684 | 0.0026684 | 0.0026684 | 0.0026684 | 0.0026684 | 0.0026684 | 0.0026684 | 0.0026684 | 0.0026684 | 0.0026684 | 0.0026684 | 0.0026684 | 0.0026684 | 0.0026684 | 0.0026684 | 0.0026684 | 0.0026684 | 0.0026684 | 0.0026684 | 0.0026684
F4_Commercial_Retail (ID)_New_Food Preparation_Natural Gas_Double Rack Oven_E2 | F4 | Commercial | Retail (ID) | New | Food Preparation | Natural Gas | Double Rack Oven | E2 | Utility - Cost of Equipment | 0.012106 | 0.012106 | 0.012106 | 0.012106 | 0.012106 | 0.012106 | 0.012106 | 0.012106 | 0.012106 | 0.012106 | 0.012106 | 0.012106 | 0.012106 | 0.012106 | 0.012106 | 0.012106 | 0.012106 | 0.012106 | 0.012106 | 0.012106 | 0.012106 | 0.012106 | 0.012106 | 0.012106 | 0.012106 | 0.012106 | 0.012106
F4_Commercial_Retail (ID)_New_Food Preparation_Natural Gas_Double Rack Oven_E3 | F4 | Commercial | Retail (ID) | New | Food Preparation | Natural Gas | Double Rack Oven | E3 | Utility - Cost of Equipment | 0 | 0 | 0 | 0 | 0 | 0 | 0 | 0 | 0 | 0 | 0 | 0 | 0 | 0 | 0 | 0 | 0 | 0 | 0 | 0 | 0 | 0 | 0 | 0 | 0 | 0 | 0
F4_Commercial_Retail (ID)_New_Food Preparation_Natural Gas_Double Rack Oven_E4 | F4 | Commercial | Retail (ID) | New | Food Preparation | Natural Gas | Double Rack Oven | E4 | Utility - Cost of Equipment | 0 | 0 | 0 | 0 | 0 | 0 | 0 | 0 | 0 | 0 | 0 | 0 | 0 | 0 | 0 | 0 | 0 | 0 | 0 | 0 | 0 | 0 | 0 | 0 | 0 | 0 | 0
F4_Commercial_Retail (ID)_New_Food Preparation_Natural Gas_Double Rack Oven_E5 | F4 | Commercial | Retail (ID) | New | Food Preparation | Natural Gas | Double Rack Oven | E5 | Utility - Cost of Equipment | 0 | 0 | 0 | 0 | 0 | 0 | 0 | 0 | 0 | 0 | 0 | 0 | 0 | 0 | 0 | 0 | 0 | 0 | 0 | 0 | 0 | 0 | 0 | 0 | 0 | 0 | 0
F4_Commercial_Retail (ID)_New_Food Preparation_Natural Gas_Double Rack Oven_E6 | F4 | Commercial | Retail (ID) | New | Food Preparation | Natural Gas | Double Rack Oven | E6 | Utility - Cost of Equipment | 0 | 0 | 0 | 0 | 0 | 0 | 0 | 0 | 0 | 0 | 0 | 0 | 0 | 0 | 0 | 0 | 0 | 0 | 0 | 0 | 0 | 0 | 0 | 0 | 0 | 0 | 0
F4_Commercial_Retail (ID)_New_Food Preparation_Natural Gas_Double Rack Oven_E7 | F4 | Commercial | Retail (ID) | New | Food Preparation | Natural Gas | Double Rack Oven | E7 | Utility - Cost of Equipment | 0 | 0 | 0 | 0 | 0 | 0 | 0 | 0 | 0 | 0 | 0 | 0 | 0 | 0 | 0 | 0 | 0 | 0 | 0 | 0 | 0 | 0 | 0 | 0 | 0 | 0 | 0
F4_Commercial_Retail (ID)_New_Food Preparation_Natural Gas_Double Rack Oven_E8 | F4 | Commercial | Retail (ID) | New | Food Preparation | Natural Gas | Double Rack Oven | E8 | Utility - Cost of Equipment | 0 | 0 | 0 | 0 | 0 | 0 | 0 | 0 | 0 | 0 | 0 | 0 | 0 | 0 | 0 | 0 | 0 | 0 | 0 | 0 | 0 | 0 | 0 | 0 | 0 | 0 | 0
F4_Commercial_Retail (ID)_New_Food Preparation_Natural Gas_Double Rack Oven_E9 | F4 | Commercial | Retail (ID) | New | Food Preparation | Natural Gas | Double Rack Oven | E9 | Utility - Cost of Equipment | 0 | 0 | 0 | 0 | 0 | 0 | 0 | 0 | 0 | 0 | 0 | 0 | 0 | 0 | 0 | 0 | 0 | 0 | 0 | 0 | 0 | 0 | 0 | 0 | 0 | 0 | 0
F4_Commercial_Retail (ID)_New_Food Preparation_Natural Gas_Double Rack Oven_E10 | F4 | Commercial | Retail (ID) | New | Food Preparation | Natural Gas | Double Rack Oven | E10 | Utility - Cost of Equipment | 0 | 0 | 0 | 0 | 0 | 0 | 0 | 0 | 0 | 0 | 0 | 0 | 0 | 0 | 0 | 0 | 0 | 0 | 0 | 0 | 0 | 0 | 0 | 0 | 0 | 0 | 0
F5_Commercial_Retail (ID)_New_Food Preparation_Natural Gas_Double Rack Oven_E1 | F5 | Commercial | Retail (ID) | New | Food Preparation | Natural Gas | Double Rack Oven | E1 | Utility - Cost of Operation | 1.8616 | 1.9085 | 1.9641 | 2.0278 | 2.0998 | 2.1875 | 2.2777 | 2.367 | 2.453 | 2.5402 | 2.6096 | 2.6746 | 2.7445 | 2.8128 | 2.8739 | 2.9312 | 2.9825 | 3.0331 | 3.0872 | 3.14 | 3.1942 | 3.2506 | 3.3075 | 3.3663 | 3.4261 | 3.4869 | 3.5489
F5_Commercial_Retail (ID)_New_Food Preparation_Natural Gas_Double Rack Oven_E2 | F5 | Commercial | Retail (ID) | New | Food Preparation | Natural Gas | Double Rack Oven | E2 | Utility - Cost of Operation | 1.1533 | 1.1824 | 1.2168 | 1.2563 | 1.3009 | 1.3552 | 1.4111 | 1.4665 | 1.5197 | 1.5738 | 1.6168 | 1.657 | 1.7003 | 1.7427 | 1.7805 | 1.816 | 1.8477 | 1.8791 | 1.9126 | 1.9453 | 1.9789 | 2.0138 | 2.0491 | 2.0855 | 2.1226 | 2.1603 | 2.1987
F5_Commercial_Retail (ID)_New_Food Preparation_Natural Gas_Double Rack Oven_E3 | F5 | Commercial | Retail (ID) | New | Food Preparation | Natural Gas | Double Rack Oven | E3 | Utility - Cost of Operation | 0 | 0 | 0 | 0 | 0 | 0 | 0 | 0 | 0 | 0 | 0 | 0 | 0 | 0 | 0 | 0 | 0 | 0 | 0 | 0 | 0 | 0 | 0 | 0 | 0 | 0 | 0
F5_Commercial_Retail (ID)_New_Food Preparation_Natural Gas_Double Rack Oven_E4 | F5 | Commercial | Retail (ID) | New | Food Preparation | Natural Gas | Double Rack Oven | E4 | Utility - Cost of Operation | 0 | 0 | 0 | 0 | 0 | 0 | 0 | 0 | 0 | 0 | 0 | 0 | 0 | 0 | 0 | 0 | 0 | 0 | 0 | 0 | 0 | 0 | 0 | 0 | 0 | 0 | 0
F5_Commercial_Retail (ID)_New_Food Preparation_Natural Gas_Double Rack Oven_E5 | F5 | Commercial | Retail (ID) | New | Food Preparation | Natural Gas | Double Rack Oven | E5 | Utility - Cost of Operation | 0 | 0 | 0 | 0 | 0 | 0 | 0 | 0 | 0 | 0 | 0 | 0 | 0 | 0 | 0 | 0 | 0 | 0 | 0 | 0 | 0 | 0 | 0 | 0 | 0 | 0 | 0
F5_Commercial_Retail (ID)_New_Food Preparation_Natural Gas_Double Rack Oven_E6 | F5 | Commercial | Retail (ID) | New | Food Preparation | Natural Gas | Double Rack Oven | E6 | Utility - Cost of Operation | 0 | 0 | 0 | 0 | 0 | 0 | 0 | 0 | 0 | 0 | 0 | 0 | 0 | 0 | 0 | 0 | 0 | 0 | 0 | 0 | 0 | 0 | 0 | 0 | 0 | 0 | 0
F5_Commercial_Retail (ID)_New_Food Preparation_Natural Gas_Double Rack Oven_E7 | F5 | Commercial | Retail (ID) | New | Food Preparation | Natural Gas | Double Rack Oven | E7 | Utility - Cost of Operation | 0 | 0 | 0 | 0 | 0 | 0 | 0 | 0 | 0 | 0 | 0 | 0 | 0 | 0 | 0 | 0 | 0 | 0 | 0 | 0 | 0 | 0 | 0 | 0 | 0 | 0 | 0
F5_Commercial_Retail (ID)_New_Food Preparation_Natural Gas_Double Rack Oven_E8 | F5 | Commercial | Retail (ID) | New | Food Preparation | Natural Gas | Double Rack Oven | E8 | Utility - Cost of Operation | 0 | 0 | 0 | 0 | 0 | 0 | 0 | 0 | 0 | 0 | 0 | 0 | 0 | 0 | 0 | 0 | 0 | 0 | 0 | 0 | 0 | 0 | 0 | 0 | 0 | 0 | 0
F5_Commercial_Retail (ID)_New_Food Preparation_Natural Gas_Double Rack Oven_E9 | F5 | Commercial | Retail (ID) | New | Food Preparation | Natural Gas | Double Rack Oven | E9 | Utility - Cost of Operation | 0 | 0 | 0 | 0 | 0 | 0 | 0 | 0 | 0 | 0 | 0 | 0 | 0 | 0 | 0 | 0 | 0 | 0 | 0 | 0 | 0 | 0 | 0 | 0 | 0 | 0 | 0
F5_Commercial_Retail (ID)_New_Food Preparation_Natural Gas_Double Rack Oven_E10 | F5 | Commercial | Retail (ID) | New | Food Preparation | Natural Gas | Double Rack Oven | E10 | Utility - Cost of Operation | 0 | 0 | 0 | 0 | 0 | 0 | 0 | 0 | 0 | 0 | 0 | 0 | 0 | 0 | 0 | 0 | 0 | 0 | 0 | 0 | 0 | 0 | 0 | 0 | 0 | 0 | 0
F6_Commercial_Retail (ID)_New_Food Preparation_Natural Gas_Double Rack Oven_E1 | F6 | Commercial | Retail (ID) | New | Food Preparation | Natural Gas | Double Rack Oven | E1 | Utility - Value of Sales | 2.1926 | 2.234 | 2.2826 | 2.3393 | 2.4042 | 2.4852 | 2.5665 | 2.6437 | 2.7135 | 2.7812 | 2.8514 | 2.9151 | 2.9824 | 3.0461 | 3.1008 | 3.1503 | 3.1921 | 3.232 | 3.2745 | 3.3141 | 3.3539 | 3.4131 | 3.4729 | 3.5346 | 3.5974 | 3.6613 | 3.7263
F6_Commercial_Retail (ID)_New_Food Preparation_Natural Gas_Double Rack Oven_E2 | F6 | Commercial | Retail (ID) | New | Food Preparation | Natural Gas | Double Rack Oven | E2 | Utility - Value of Sales | 1.3584 | 1.384 | 1.4142 | 1.4493 | 1.4895 | 1.5397 | 1.5901 | 1.6379 | 1.6811 | 1.7231 | 1.7665 | 1.806 | 1.8477 | 1.8872 | 1.9211 | 1.9517 | 1.9776 | 2.0024 | 2.0287 | 2.0532 | 2.0779 | 2.1145 | 2.1516 | 2.1898 | 2.2287 | 2.2683 | 2.3086
F6_Commercial_Retail (ID)_New_Food Preparation_Natural Gas_Double Rack Oven_E3 | F6 | Commercial | Retail (ID) | New | Food Preparation | Natural Gas | Double Rack Oven | E3 | Utility - Value of Sales | 0 | 0 | 0 | 0 | 0 | 0 | 0 | 0 | 0 | 0 | 0 | 0 | 0 | 0 | 0 | 0 | 0 | 0 | 0 | 0 | 0 | 0 | 0 | 0 | 0 | 0 | 0
F6_Commercial_Retail (ID)_New_Food Preparation_Natural Gas_Double Rack Oven_E4 | F6 | Commercial | Retail (ID) | New | Food Preparation | Natural Gas | Double Rack Oven | E4 | Utility - Value of Sales | 0 | 0 | 0 | 0 | 0 | 0 | 0 | 0 | 0 | 0 | 0 | 0 | 0 | 0 | 0 | 0 | 0 | 0 | 0 | 0 | 0 | 0 | 0 | 0 | 0 | 0 | 0
F6_Commercial_Retail (ID)_New_Food Preparation_Natural Gas_Double Rack Oven_E5 | F6 | Commercial | Retail (ID) | New | Food Preparation | Natural Gas | Double Rack Oven | E5 | Utility - Value of Sales | 0 | 0 | 0 | 0 | 0 | 0 | 0 | 0 | 0 | 0 | 0 | 0 | 0 | 0 | 0 | 0 | 0 | 0 | 0 | 0 | 0 | 0 | 0 | 0 | 0 | 0 | 0
F6_Commercial_Retail (ID)_New_Food Preparation_Natural Gas_Double Rack Oven_E6 | F6 | Commercial | Retail (ID) | New | Food Preparation | Natural Gas | Double Rack Oven | E6 | Utility - Value of Sales | 0 | 0 | 0 | 0 | 0 | 0 | 0 | 0 | 0 | 0 | 0 | 0 | 0 | 0 | 0 | 0 | 0 | 0 | 0 | 0 | 0 | 0 | 0 | 0 | 0 | 0 | 0
F6_Commercial_Retail (ID)_New_Food Preparation_Natural Gas_Double Rack Oven_E7 | F6 | Commercial | Retail (ID) | New | Food Preparation | Natural Gas | Double Rack Oven | E7 | Utility - Value of Sales | 0 | 0 | 0 | 0 | 0 | 0 | 0 | 0 | 0 | 0 | 0 | 0 | 0 | 0 | 0 | 0 | 0 | 0 | 0 | 0 | 0 | 0 | 0 | 0 | 0 | 0 | 0
F6_Commercial_Retail (ID)_New_Food Preparation_Natural Gas_Double Rack Oven_E8 | F6 | Commercial | Retail (ID) | New | Food Preparation | Natural Gas | Double Rack Oven | E8 | Utility - Value of Sales | 0 | 0 | 0 | 0 | 0 | 0 | 0 | 0 | 0 | 0 | 0 | 0 | 0 | 0 | 0 | 0 | 0 | 0 | 0 | 0 | 0 | 0 | 0 | 0 | 0 | 0 | 0
F6_Commercial_Retail (ID)_New_Food Preparation_Natural Gas_Double Rack Oven_E9 | F6 | Commercial | Retail (ID) | New | Food Preparation | Natural Gas | Double Rack Oven | E9 | Utility - Value of Sales | 0 | 0 | 0 | 0 | 0 | 0 | 0 | 0 | 0 | 0 | 0 | 0 | 0 | 0 | 0 | 0 | 0 | 0 | 0 | 0 | 0 | 0 | 0 | 0 | 0 | 0 | 0
F6_Commercial_Retail (ID)_New_Food Preparation_Natural Gas_Double Rack Oven_E10 | F6 | Commercial | Retail (ID) | New | Food Preparation | Natural Gas | Double Rack Oven | E10 | Utility - Value of Sales | 0 | 0 | 0 | 0 | 0 | 0 | 0 | 0 | 0 | 0 | 0 | 0 | 0 | 0 | 0 | 0 | 0 | 0 | 0 | 0 | 0 | 0 | 0 | 0 | 0 | 0 | 0
F1_Commercial_Retail (ID)_New_Food Preparation_Natural Gas_Fryer_E1 | F1 | Commercial | Retail (ID) | New | Food Preparation | Natural Gas | Fryer | E1 | RVT - Cost of Equipment | 0.016261 | 0.016261 | 0.016261 | 0.016261 | 0.016261 | 0.016261 | 0.016261 | 0.016261 | 0.016261 | 0.016261 | 0.016261 | 0.016261 | 0.016261 | 0.016261 | 0.016261 | 0.016261 | 0.016261 | 0.016261 | 0.016261 | 0.016261 | 0.016261 | 0.016261 | 0.016261 | 0.016261 | 0.016261 | 0.016261 | 0.016261
F1_Commercial_Retail (ID)_New_Food Preparation_Natural Gas_Fryer_E2 | F1 | Commercial | Retail (ID) | New | Food Preparation | Natural Gas | Fryer | E2 | RVT - Cost of Equipment | 0.024066 | 0.024066 | 0.024066 | 0.024066 | 0.024066 | 0.024066 | 0.024066 | 0.024066 | 0.024066 | 0.024066 | 0.024066 | 0.024066 | 0.024066 | 0.024066 | 0.024066 | 0.024066 | 0.024066 | 0.024066 | 0.024066 | 0.024066 | 0.024066 | 0.024066 | 0.024066 | 0.024066 | 0.024066 | 0.024066 | 0.024066
F1_Commercial_Retail (ID)_New_Food Preparation_Natural Gas_Fryer_E3 | F1 | Commercial | Retail (ID) | New | Food Preparation | Natural Gas | Fryer | E3 | RVT - Cost of Equipment | 0 | 0 | 0 | 0 | 0 | 0 | 0 | 0 | 0 | 0 | 0 | 0 | 0 | 0 | 0 | 0 | 0 | 0 | 0 | 0 | 0 | 0 | 0 | 0 | 0 | 0 | 0
F1_Commercial_Retail (ID)_New_Food Preparation_Natural Gas_Fryer_E4 | F1 | Commercial | Retail (ID) | New | Food Preparation | Natural Gas | Fryer | E4 | RVT - Cost of Equipment | 0 | 0 | 0 | 0 | 0 | 0 | 0 | 0 | 0 | 0 | 0 | 0 | 0 | 0 | 0 | 0 | 0 | 0 | 0 | 0 | 0 | 0 | 0 | 0 | 0 | 0 | 0
F1_Commercial_Retail (ID)_New_Food Preparation_Natural Gas_Fryer_E5 | F1 | Commercial | Retail (ID) | New | Food Preparation | Natural Gas | Fryer | E5 | RVT - Cost of Equipment | 0 | 0 | 0 | 0 | 0 | 0 | 0 | 0 | 0 | 0 | 0 | 0 | 0 | 0 | 0 | 0 | 0 | 0 | 0 | 0 | 0 | 0 | 0 | 0 | 0 | 0 | 0
F1_Commercial_Retail (ID)_New_Food Preparation_Natural Gas_Fryer_E6 | F1 | Commercial | Retail (ID) | New | Food Preparation | Natural Gas | Fryer | E6 | RVT - Cost of Equipment | 0 | 0 | 0 | 0 | 0 | 0 | 0 | 0 | 0 | 0 | 0 | 0 | 0 | 0 | 0 | 0 | 0 | 0 | 0 | 0 | 0 | 0 | 0 | 0 | 0 | 0 | 0
F1_Commercial_Retail (ID)_New_Food Preparation_Natural Gas_Fryer_E7 | F1 | Commercial | Retail (ID) | New | Food Preparation | Natural Gas | Fryer | E7 | RVT - Cost of Equipment | 0 | 0 | 0 | 0 | 0 | 0 | 0 | 0 | 0 | 0 | 0 | 0 | 0 | 0 | 0 | 0 | 0 | 0 | 0 | 0 | 0 | 0 | 0 | 0 | 0 | 0 | 0
F1_Commercial_Retail (ID)_New_Food Preparation_Natural Gas_Fryer_E8 | F1 | Commercial | Retail (ID) | New | Food Preparation | Natural Gas | Fryer | E8 | RVT - Cost of Equipment | 0 | 0 | 0 | 0 | 0 | 0 | 0 | 0 | 0 | 0 | 0 | 0 | 0 | 0 | 0 | 0 | 0 | 0 | 0 | 0 | 0 | 0 | 0 | 0 | 0 | 0 | 0
F1_Commercial_Retail (ID)_New_Food Preparation_Natural Gas_Fryer_E9 | F1 | Commercial | Retail (ID) | New | Food Preparation | Natural Gas | Fryer | E9 | RVT - Cost of Equipment | 0 | 0 | 0 | 0 | 0 | 0 | 0 | 0 | 0 | 0 | 0 | 0 | 0 | 0 | 0 | 0 | 0 | 0 | 0 | 0 | 0 | 0 | 0 | 0 | 0 | 0 | 0
F1_Commercial_Retail (ID)_New_Food Preparation_Natural Gas_Fryer_E10 | F1 | Commercial | Retail (ID) | New | Food Preparation | Natural Gas | Fryer | E10 | RVT - Cost of Equipment | 0 | 0 | 0 | 0 | 0 | 0 | 0 | 0 | 0 | 0 | 0 | 0 | 0 | 0 | 0 | 0 | 0 | 0 | 0 | 0 | 0 | 0 | 0 | 0 | 0 | 0 | 0
F2_Commercial_Retail (ID)_New_Food Preparation_Natural Gas_Fryer_E1 | F2 | Commercial | Retail (ID) | New | Food Preparation | Natural Gas | Fryer | E1 | RVT - Cost of Operation | 1.1367 | 1.1596 | 1.1853 | 1.2141 | 1.2463 | 1.2853 | 1.3239 | 1.3604 | 1.3935 | 1.4258 | 1.4592 | 1.4898 | 1.5225 | 1.5542 | 1.5821 | 1.6077 | 1.63 | 1.6517 | 1.6744 | 1.6961 | 1.7178 | 1.7482 | 1.7789 | 1.8105 | 1.8426 | 1.8754 | 1.9087
F2_Commercial_Retail (ID)_New_Food Preparation_Natural Gas_Fryer_E2 | F2 | Commercial | Retail (ID) | New | Food Preparation | Natural Gas | Fryer | E2 | RVT - Cost of Operation | 0.78399 | 0.79975 | 0.81749 | 0.8374 | 0.85961 | 0.88645 | 0.91309 | 0.93828 | 0.96112 | 0.98336 | 1.0064 | 1.0275 | 1.0501 | 1.0719 | 1.0912 | 1.1088 | 1.1242 | 1.1391 | 1.1549 | 1.1698 | 1.1848 | 1.2057 | 1.2269 | 1.2487 | 1.2709 | 1.2935 | 1.3164
F2_Commercial_Retail (ID)_New_Food Preparation_Natural Gas_Fryer_E3 | F2 | Commercial | Retail (ID) | New | Food Preparation | Natural Gas | Fryer | E3 | RVT - Cost of Operation | 0 | 0 | 0 | 0 | 0 | 0 | 0 | 0 | 0 | 0 | 0 | 0 | 0 | 0 | 0 | 0 | 0 | 0 | 0 | 0 | 0 | 0 | 0 | 0 | 0 | 0 | 0
F2_Commercial_Retail (ID)_New_Food Preparation_Natural Gas_Fryer_E4 | F2 | Commercial | Retail (ID) | New | Food Preparation | Natural Gas | Fryer | E4 | RVT - Cost of Operation | 0 | 0 | 0 | 0 | 0 | 0 | 0 | 0 | 0 | 0 | 0 | 0 | 0 | 0 | 0 | 0 | 0 | 0 | 0 | 0 | 0 | 0 | 0 | 0 | 0 | 0 | 0
F2_Commercial_Retail (ID)_New_Food Preparation_Natural Gas_Fryer_E5 | F2 | Commercial | Retail (ID) | New | Food Preparation | Natural Gas | Fryer | E5 | RVT - Cost of Operation | 0 | 0 | 0 | 0 | 0 | 0 | 0 | 0 | 0 | 0 | 0 | 0 | 0 | 0 | 0 | 0 | 0 | 0 | 0 | 0 | 0 | 0 | 0 | 0 | 0 | 0 | 0
F2_Commercial_Retail (ID)_New_Food Preparation_Natural Gas_Fryer_E6 | F2 | Commercial | Retail (ID) | New | Food Preparation | Natural Gas | Fryer | E6 | RVT - Cost of Operation | 0 | 0 | 0 | 0 | 0 | 0 | 0 | 0 | 0 | 0 | 0 | 0 | 0 | 0 | 0 | 0 | 0 | 0 | 0 | 0 | 0 | 0 | 0 | 0 | 0 | 0 | 0
F2_Commercial_Retail (ID)_New_Food Preparation_Natural Gas_Fryer_E7 | F2 | Commercial | Retail (ID) | New | Food Preparation | Natural Gas | Fryer | E7 | RVT - Cost of Operation | 0 | 0 | 0 | 0 | 0 | 0 | 0 | 0 | 0 | 0 | 0 | 0 | 0 | 0 | 0 | 0 | 0 | 0 | 0 | 0 | 0 | 0 | 0 | 0 | 0 | 0 | 0
F2_Commercial_Retail (ID)_New_Food Preparation_Natural Gas_Fryer_E8 | F2 | Commercial | Retail (ID) | New | Food Preparation | Natural Gas | Fryer | E8 | RVT - Cost of Operation | 0 | 0 | 0 | 0 | 0 | 0 | 0 | 0 | 0 | 0 | 0 | 0 | 0 | 0 | 0 | 0 | 0 | 0 | 0 | 0 | 0 | 0 | 0 | 0 | 0 | 0 | 0
F2_Commercial_Retail (ID)_New_Food Preparation_Natural Gas_Fryer_E9 | F2 | Commercial | Retail (ID) | New | Food Preparation | Natural Gas | Fryer | E9 | RVT - Cost of Operation | 0 | 0 | 0 | 0 | 0 | 0 | 0 | 0 | 0 | 0 | 0 | 0 | 0 | 0 | 0 | 0 | 0 | 0 | 0 | 0 | 0 | 0 | 0 | 0 | 0 | 0 | 0
F2_Commercial_Retail (ID)_New_Food Preparation_Natural Gas_Fryer_E10 | F2 | Commercial | Retail (ID) | New | Food Preparation | Natural Gas | Fryer | E10 | RVT - Cost of Operation | 0 | 0 | 0 | 0 | 0 | 0 | 0 | 0 | 0 | 0 | 0 | 0 | 0 | 0 | 0 | 0 | 0 | 0 | 0 | 0 | 0 | 0 | 0 | 0 | 0 | 0 | 0
F3_Commercial_Retail (ID)_New_Food Preparation_Natural Gas_Fryer_E1 | F3 | Commercial | Retail (ID) | New | Food Preparation | Natural Gas | Fryer | E1 | System - kBTUs of Consumption | 262.9928 | 262.9928 | 262.9928 | 262.9928 | 262.9928 | 262.9928 | 262.9928 | 262.9928 | 262.9928 | 262.9928 | 262.9928 | 262.9928 | 262.9928 | 262.9928 | 262.9928 | 262.9928 | 262.9928 | 262.9928 | 262.9928 | 262.9928 | 262.9928 | 262.9928 | 262.9928 | 262.9928 | 262.9928 | 262.9928 | 262.9928
F3_Commercial_Retail (ID)_New_Food Preparation_Natural Gas_Fryer_E2 | F3 | Commercial | Retail (ID) | New | Food Preparation | Natural Gas | Fryer | E2 | System - kBTUs of Consumption | 181.3871 | 181.3871 | 181.3871 | 181.3871 | 181.3871 | 181.3871 | 181.3871 | 181.3871 | 181.3871 | 181.3871 | 181.3871 | 181.3871 | 181.3871 | 181.3871 | 181.3871 | 181.3871 | 181.3871 | 181.3871 | 181.3871 | 181.3871 | 181.3871 | 181.3871 | 181.3871 | 181.3871 | 181.3871 | 181.3871 | 181.3871
F3_Commercial_Retail (ID)_New_Food Preparation_Natural Gas_Fryer_E3 | F3 | Commercial | Retail (ID) | New | Food Preparation | Natural Gas | Fryer | E3 | System - kBTUs of Consumption | 0 | 0 | 0 | 0 | 0 | 0 | 0 | 0 | 0 | 0 | 0 | 0 | 0 | 0 | 0 | 0 | 0 | 0 | 0 | 0 | 0 | 0 | 0 | 0 | 0 | 0 | 0
F3_Commercial_Retail (ID)_New_Food Preparation_Natural Gas_Fryer_E4 | F3 | Commercial | Retail (ID) | New | Food Preparation | Natural Gas | Fryer | E4 | System - kBTUs of Consumption | 0 | 0 | 0 | 0 | 0 | 0 | 0 | 0 | 0 | 0 | 0 | 0 | 0 | 0 | 0 | 0 | 0 | 0 | 0 | 0 | 0 | 0 | 0 | 0 | 0 | 0 | 0
F3_Commercial_Retail (ID)_New_Food Preparation_Natural Gas_Fryer_E5 | F3 | Commercial | Retail (ID) | New | Food Preparation | Natural Gas | Fryer | E5 | System - kBTUs of Consumption | 0 | 0 | 0 | 0 | 0 | 0 | 0 | 0 | 0 | 0 | 0 | 0 | 0 | 0 | 0 | 0 | 0 | 0 | 0 | 0 | 0 | 0 | 0 | 0 | 0 | 0 | 0
F3_Commercial_Retail (ID)_New_Food Preparation_Natural Gas_Fryer_E6 | F3 | Commercial | Retail (ID) | New | Food Preparation | Natural Gas | Fryer | E6 | System - kBTUs of Consumption | 0 | 0 | 0 | 0 | 0 | 0 | 0 | 0 | 0 | 0 | 0 | 0 | 0 | 0 | 0 | 0 | 0 | 0 | 0 | 0 | 0 | 0 | 0 | 0 | 0 | 0 | 0
F3_Commercial_Retail (ID)_New_Food Preparation_Natural Gas_Fryer_E7 | F3 | Commercial | Retail (ID) | New | Food Preparation | Natural Gas | Fryer | E7 | System - kBTUs of Consumption | 0 | 0 | 0 | 0 | 0 | 0 | 0 | 0 | 0 | 0 | 0 | 0 | 0 | 0 | 0 | 0 | 0 | 0 | 0 | 0 | 0 | 0 | 0 | 0 | 0 | 0 | 0
F3_Commercial_Retail (ID)_New_Food Preparation_Natural Gas_Fryer_E8 | F3 | Commercial | Retail (ID) | New | Food Preparation | Natural Gas | Fryer | E8 | System - kBTUs of Consumption | 0 | 0 | 0 | 0 | 0 | 0 | 0 | 0 | 0 | 0 | 0 | 0 | 0 | 0 | 0 | 0 | 0 | 0 | 0 | 0 | 0 | 0 | 0 | 0 | 0 | 0 | 0
F3_Commercial_Retail (ID)_New_Food Preparation_Natural Gas_Fryer_E9 | F3 | Commercial | Retail (ID) | New | Food Preparation | Natural Gas | Fryer | E9 | System - kBTUs of Consumption | 0 | 0 | 0 | 0 | 0 | 0 | 0 | 0 | 0 | 0 | 0 | 0 | 0 | 0 | 0 | 0 | 0 | 0 | 0 | 0 | 0 | 0 | 0 | 0 | 0 | 0 | 0
F3_Commercial_Retail (ID)_New_Food Preparation_Natural Gas_Fryer_E10 | F3 | Commercial | Retail (ID) | New | Food Preparation | Natural Gas | Fryer | E10 | System - kBTUs of Consumption | 0 | 0 | 0 | 0 | 0 | 0 | 0 | 0 | 0 | 0 | 0 | 0 | 0 | 0 | 0 | 0 | 0 | 0 | 0 | 0 | 0 | 0 | 0 | 0 | 0 | 0 | 0
F4_Commercial_Retail (ID)_New_Food Preparation_Natural Gas_Fryer_E1 | F4 | Commercial | Retail (ID) | New | Food Preparation | Natural Gas | Fryer | E1 | Utility - Cost of Equipment | 0.016261 | 0.016261 | 0.016261 | 0.016261 | 0.016261 | 0.016261 | 0.016261 | 0.016261 | 0.016261 | 0.016261 | 0.016261 | 0.016261 | 0.016261 | 0.016261 | 0.016261 | 0.016261 | 0.016261 | 0.016261 | 0.016261 | 0.016261 | 0.016261 | 0.016261 | 0.016261 | 0.016261 | 0.016261 | 0.016261 | 0.016261
F4_Commercial_Retail (ID)_New_Food Preparation_Natural Gas_Fryer_E2 | F4 | Commercial | Retail (ID) | New | Food Preparation | Natural Gas | Fryer | E2 | Utility - Cost of Equipment | 0.024066 | 0.024066 | 0.024066 | 0.024066 | 0.024066 | 0.024066 | 0.024066 | 0.024066 | 0.024066 | 0.024066 | 0.024066 | 0.024066 | 0.024066 | 0.024066 | 0.024066 | 0.024066 | 0.024066 | 0.024066 | 0.024066 | 0.024066 | 0.024066 | 0.024066 | 0.024066 | 0.024066 | 0.024066 | 0.024066 | 0.024066
F4_Commercial_Retail (ID)_New_Food Preparation_Natural Gas_Fryer_E3 | F4 | Commercial | Retail (ID) | New | Food Preparation | Natural Gas | Fryer | E3 | Utility - Cost of Equipment | 0 | 0 | 0 | 0 | 0 | 0 | 0 | 0 | 0 | 0 | 0 | 0 | 0 | 0 | 0 | 0 | 0 | 0 | 0 | 0 | 0 | 0 | 0 | 0 | 0 | 0 | 0
F4_Commercial_Retail (ID)_New_Food Preparation_Natural Gas_Fryer_E4 | F4 | Commercial | Retail (ID) | New | Food Preparation | Natural Gas | Fryer | E4 | Utility - Cost of Equipment | 0 | 0 | 0 | 0 | 0 | 0 | 0 | 0 | 0 | 0 | 0 | 0 | 0 | 0 | 0 | 0 | 0 | 0 | 0 | 0 | 0 | 0 | 0 | 0 | 0 | 0 | 0
F4_Commercial_Retail (ID)_New_Food Preparation_Natural Gas_Fryer_E5 | F4 | Commercial | Retail (ID) | New | Food Preparation | Natural Gas | Fryer | E5 | Utility - Cost of Equipment | 0 | 0 | 0 | 0 | 0 | 0 | 0 | 0 | 0 | 0 | 0 | 0 | 0 | 0 | 0 | 0 | 0 | 0 | 0 | 0 | 0 | 0 | 0 | 0 | 0 | 0 | 0
F4_Commercial_Retail (ID)_New_Food Preparation_Natural Gas_Fryer_E6 | F4 | Commercial | Retail (ID) | New | Food Preparation | Natural Gas | Fryer | E6 | Utility - Cost of Equipment | 0 | 0 | 0 | 0 | 0 | 0 | 0 | 0 | 0 | 0 | 0 | 0 | 0 | 0 | 0 | 0 | 0 | 0 | 0 | 0 | 0 | 0 | 0 | 0 | 0 | 0 | 0
F4_Commercial_Retail (ID)_New_Food Preparation_Natural Gas_Fryer_E7 | F4 | Commercial | Retail (ID) | New | Food Preparation | Natural Gas | Fryer | E7 | Utility - Cost of Equipment | 0 | 0 | 0 | 0 | 0 | 0 | 0 | 0 | 0 | 0 | 0 | 0 | 0 | 0 | 0 | 0 | 0 | 0 | 0 | 0 | 0 | 0 | 0 | 0 | 0 | 0 | 0
F4_Commercial_Retail (ID)_New_Food Preparation_Natural Gas_Fryer_E8 | F4 | Commercial | Retail (ID) | New | Food Preparation | Natural Gas | Fryer | E8 | Utility - Cost of Equipment | 0 | 0 | 0 | 0 | 0 | 0 | 0 | 0 | 0 | 0 | 0 | 0 | 0 | 0 | 0 | 0 | 0 | 0 | 0 | 0 | 0 | 0 | 0 | 0 | 0 | 0 | 0
F4_Commercial_Retail (ID)_New_Food Preparation_Natural Gas_Fryer_E9 | F4 | Commercial | Retail (ID) | New | Food Preparation | Natural Gas | Fryer | E9 | Utility - Cost of Equipment | 0 | 0 | 0 | 0 | 0 | 0 | 0 | 0 | 0 | 0 | 0 | 0 | 0 | 0 | 0 | 0 | 0 | 0 | 0 | 0 | 0 | 0 | 0 | 0 | 0 | 0 | 0
F4_Commercial_Retail (ID)_New_Food Preparation_Natural Gas_Fryer_E10 | F4 | Commercial | Retail (ID) | New | Food Preparation | Natural Gas | Fryer | E10 | Utility - Cost of Equipment | 0 | 0 | 0 | 0 | 0 | 0 | 0 | 0 | 0 | 0 | 0 | 0 | 0 | 0 | 0 | 0 | 0 | 0 | 0 | 0 | 0 | 0 | 0 | 0 | 0 | 0 | 0
F5_Commercial_Retail (ID)_New_Food Preparation_Natural Gas_Fryer_E1 | F5 | Commercial | Retail (ID) | New | Food Preparation | Natural Gas | Fryer | E1 | Utility - Cost of Operation | 0.97509 | 1.0007 | 1.0294 | 1.0616 | 1.0975 | 1.1399 | 1.1831 | 1.2257 | 1.2666 | 1.3081 | 1.3419 | 1.3738 | 1.408 | 1.4415 | 1.472 | 1.5009 | 1.5272 | 1.5533 | 1.581 | 1.6082 | 1.636 | 1.6649 | 1.6942 | 1.7243 | 1.7549 | 1.7861 | 1.8178
F5_Commercial_Retail (ID)_New_Food Preparation_Natural Gas_Fryer_E2 | F5 | Commercial | Retail (ID) | New | Food Preparation | Natural Gas | Fryer | E2 | Utility - Cost of Operation | 0.67252 | 0.69019 | 0.71001 | 0.73222 | 0.75695 | 0.78621 | 0.816 | 0.84535 | 0.87358 | 0.90222 | 0.92554 | 0.94754 | 0.97108 | 0.99423 | 1.0153 | 1.0351 | 1.0533 | 1.0713 | 1.0904 | 1.1092 | 1.1284 | 1.1483 | 1.1685 | 1.1892 | 1.2104 | 1.2319 | 1.2538
F5_Commercial_Retail (ID)_New_Food Preparation_Natural Gas_Fryer_E3 | F5 | Commercial | Retail (ID) | New | Food Preparation | Natural Gas | Fryer | E3 | Utility - Cost of Operation | 0 | 0 | 0 | 0 | 0 | 0 | 0 | 0 | 0 | 0 | 0 | 0 | 0 | 0 | 0 | 0 | 0 | 0 | 0 | 0 | 0 | 0 | 0 | 0 | 0 | 0 | 0
F5_Commercial_Retail (ID)_New_Food Preparation_Natural Gas_Fryer_E4 | F5 | Commercial | Retail (ID) | New | Food Preparation | Natural Gas | Fryer | E4 | Utility - Cost of Operation | 0 | 0 | 0 | 0 | 0 | 0 | 0 | 0 | 0 | 0 | 0 | 0 | 0 | 0 | 0 | 0 | 0 | 0 | 0 | 0 | 0 | 0 | 0 | 0 | 0 | 0 | 0
F5_Commercial_Retail (ID)_New_Food Preparation_Natural Gas_Fryer_E5 | F5 | Commercial | Retail (ID) | New | Food Preparation | Natural Gas | Fryer | E5 | Utility - Cost of Operation | 0 | 0 | 0 | 0 | 0 | 0 | 0 | 0 | 0 | 0 | 0 | 0 | 0 | 0 | 0 | 0 | 0 | 0 | 0 | 0 | 0 | 0 | 0 | 0 | 0 | 0 | 0
F5_Commercial_Retail (ID)_New_Food Preparation_Natural Gas_Fryer_E6 | F5 | Commercial | Retail (ID) | New | Food Preparation | Natural Gas | Fryer | E6 | Utility - Cost of Operation | 0 | 0 | 0 | 0 | 0 | 0 | 0 | 0 | 0 | 0 | 0 | 0 | 0 | 0 | 0 | 0 | 0 | 0 | 0 | 0 | 0 | 0 | 0 | 0 | 0 | 0 | 0
F5_Commercial_Retail (ID)_New_Food Preparation_Natural Gas_Fryer_E7 | F5 | Commercial | Retail (ID) | New | Food Preparation | Natural Gas | Fryer | E7 | Utility - Cost of Operation | 0 | 0 | 0 | 0 | 0 | 0 | 0 | 0 | 0 | 0 | 0 | 0 | 0 | 0 | 0 | 0 | 0 | 0 | 0 | 0 | 0 | 0 | 0 | 0 | 0 | 0 | 0
F5_Commercial_Retail (ID)_New_Food Preparation_Natural Gas_Fryer_E8 | F5 | Commercial | Retail (ID) | New | Food Preparation | Natural Gas | Fryer | E8 | Utility - Cost of Operation | 0 | 0 | 0 | 0 | 0 | 0 | 0 | 0 | 0 | 0 | 0 | 0 | 0 | 0 | 0 | 0 | 0 | 0 | 0 | 0 | 0 | 0 | 0 | 0 | 0 | 0 | 0
F5_Commercial_Retail (ID)_New_Food Preparation_Natural Gas_Fryer_E9 | F5 | Commercial | Retail (ID) | New | Food Preparation | Natural Gas | Fryer | E9 | Utility - Cost of Operation | 0 | 0 | 0 | 0 | 0 | 0 | 0 | 0 | 0 | 0 | 0 | 0 | 0 | 0 | 0 | 0 | 0 | 0 | 0 | 0 | 0 | 0 | 0 | 0 | 0 | 0 | 0
F5_Commercial_Retail (ID)_New_Food Preparation_Natural Gas_Fryer_E10 | F5 | Commercial | Retail (ID) | New | Food Preparation | Natural Gas | Fryer | E10 | Utility - Cost of Operation | 0 | 0 | 0 | 0 | 0 | 0 | 0 | 0 | 0 | 0 | 0 | 0 | 0 | 0 | 0 | 0 | 0 | 0 | 0 | 0 | 0 | 0 | 0 | 0 | 0 | 0 | 0
F6_Commercial_Retail (ID)_New_Food Preparation_Natural Gas_Fryer_E1 | F6 | Commercial | Retail (ID) | New | Food Preparation | Natural Gas | Fryer | E1 | Utility - Value of Sales | 1.1367 | 1.1596 | 1.1853 | 1.2141 | 1.2463 | 1.2853 | 1.3239 | 1.3604 | 1.3935 | 1.4258 | 1.4592 | 1.4898 | 1.5225 | 1.5542 | 1.5821 | 1.6077 | 1.63 | 1.6517 | 1.6744 | 1.6961 | 1.7178 | 1.7482 | 1.7789 | 1.8105 | 1.8426 | 1.8754 | 1.9087
F6_Commercial_Retail (ID)_New_Food Preparation_Natural Gas_Fryer_E2 | F6 | Commercial | Retail (ID) | New | Food Preparation | Natural Gas | Fryer | E2 | Utility - Value of Sales | 0.78399 | 0.79975 | 0.81749 | 0.8374 | 0.85961 | 0.88645 | 0.91309 | 0.93828 | 0.96112 | 0.98336 | 1.0064 | 1.0275 | 1.0501 | 1.0719 | 1.0912 | 1.1088 | 1.1242 | 1.1391 | 1.1549 | 1.1698 | 1.1848 | 1.2057 | 1.2269 | 1.2487 | 1.2709 | 1.2935 | 1.3164
F6_Commercial_Retail (ID)_New_Food Preparation_Natural Gas_Fryer_E3 | F6 | Commercial | Retail (ID) | New | Food Preparation | Natural Gas | Fryer | E3 | Utility - Value of Sales | 0 | 0 | 0 | 0 | 0 | 0 | 0 | 0 | 0 | 0 | 0 | 0 | 0 | 0 | 0 | 0 | 0 | 0 | 0 | 0 | 0 | 0 | 0 | 0 | 0 | 0 | 0
F6_Commercial_Retail (ID)_New_Food Preparation_Natural Gas_Fryer_E4 | F6 | Commercial | Retail (ID) | New | Food Preparation | Natural Gas | Fryer | E4 | Utility - Value of Sales | 0 | 0 | 0 | 0 | 0 | 0 | 0 | 0 | 0 | 0 | 0 | 0 | 0 | 0 | 0 | 0 | 0 | 0 | 0 | 0 | 0 | 0 | 0 | 0 | 0 | 0 | 0
F6_Commercial_Retail (ID)_New_Food Preparation_Natural Gas_Fryer_E5 | F6 | Commercial | Retail (ID) | New | Food Preparation | Natural Gas | Fryer | E5 | Utility - Value of Sales | 0 | 0 | 0 | 0 | 0 | 0 | 0 | 0 | 0 | 0 | 0 | 0 | 0 | 0 | 0 | 0 | 0 | 0 | 0 | 0 | 0 | 0 | 0 | 0 | 0 | 0 | 0
F6_Commercial_Retail (ID)_New_Food Preparation_Natural Gas_Fryer_E6 | F6 | Commercial | Retail (ID) | New | Food Preparation | Natural Gas | Fryer | E6 | Utility - Value of Sales | 0 | 0 | 0 | 0 | 0 | 0 | 0 | 0 | 0 | 0 | 0 | 0 | 0 | 0 | 0 | 0 | 0 | 0 | 0 | 0 | 0 | 0 | 0 | 0 | 0 | 0 | 0
F6_Commercial_Retail (ID)_New_Food Preparation_Natural Gas_Fryer_E7 | F6 | Commercial | Retail (ID) | New | Food Preparation | Natural Gas | Fryer | E7 | Utility - Value of Sales | 0 | 0 | 0 | 0 | 0 | 0 | 0 | 0 | 0 | 0 | 0 | 0 | 0 | 0 | 0 | 0 | 0 | 0 | 0 | 0 | 0 | 0 | 0 | 0 | 0 | 0 | 0
F6_Commercial_Retail (ID)_New_Food Preparation_Natural Gas_Fryer_E8 | F6 | Commercial | Retail (ID) | New | Food Preparation | Natural Gas | Fryer | E8 | Utility - Value of Sales | 0 | 0 | 0 | 0 | 0 | 0 | 0 | 0 | 0 | 0 | 0 | 0 | 0 | 0 | 0 | 0 | 0 | 0 | 0 | 0 | 0 | 0 | 0 | 0 | 0 | 0 | 0
F6_Commercial_Retail (ID)_New_Food Preparation_Natural Gas_Fryer_E9 | F6 | Commercial | Retail (ID) | New | Food Preparation | Natural Gas | Fryer | E9 | Utility - Value of Sales | 0 | 0 | 0 | 0 | 0 | 0 | 0 | 0 | 0 | 0 | 0 | 0 | 0 | 0 | 0 | 0 | 0 | 0 | 0 | 0 | 0 | 0 | 0 | 0 | 0 | 0 | 0
F6_Commercial_Retail (ID)_New_Food Preparation_Natural Gas_Fryer_E10 | F6 | Commercial | Retail (ID) | New | Food Preparation | Natural Gas | Fryer | E10 | Utility - Value of Sales | 0 | 0 | 0 | 0 | 0 | 0 | 0 | 0 | 0 | 0 | 0 | 0 | 0 | 0 | 0 | 0 | 0 | 0 | 0 | 0 | 0 | 0 | 0 | 0 | 0 | 0 | 0
F1_Commercial_Retail (ID)_New_Food Preparation_Natural Gas_Broiler_E1 | F1 | Commercial | Retail (ID) | New | Food Preparation | Natural Gas | Broiler | E1 | RVT - Cost of Equipment | 0.56833 | 0.56833 | 0.56833 | 0.56833 | 0.56833 | 0.56833 | 0.56833 | 0.56833 | 0.56833 | 0.56833 | 0.56833 | 0.56833 | 0.56833 | 0.56833 | 0.56833 | 0.56833 | 0.56833 | 0.56833 | 0.56833 | 0.56833 | 0.56833 | 0.56833 | 0.56833 | 0.56833 | 0.56833 | 0.56833 | 0.56833
F1_Commercial_Retail (ID)_New_Food Preparation_Natural Gas_Broiler_E2 | F1 | Commercial | Retail (ID) | New | Food Preparation | Natural Gas | Broiler | E2 | RVT - Cost of Equipment | 0.79566 | 0.79566 | 0.79566 | 0.79566 | 0.79566 | 0.79566 | 0.79566 | 0.79566 | 0.79566 | 0.79566 | 0.79566 | 0.79566 | 0.79566 | 0.79566 | 0.79566 | 0.79566 | 0.79566 | 0.79566 | 0.79566 | 0.79566 | 0.79566 | 0.79566 | 0.79566 | 0.79566 | 0.79566 | 0.79566 | 0.79566
F1_Commercial_Retail (ID)_New_Food Preparation_Natural Gas_Broiler_E3 | F1 | Commercial | Retail (ID) | New | Food Preparation | Natural Gas | Broiler | E3 | RVT - Cost of Equipment | 0 | 0 | 0 | 0 | 0 | 0 | 0 | 0 | 0 | 0 | 0 | 0 | 0 | 0 | 0 | 0 | 0 | 0 | 0 | 0 | 0 | 0 | 0 | 0 | 0 | 0 | 0
F1_Commercial_Retail (ID)_New_Food Preparation_Natural Gas_Broiler_E4 | F1 | Commercial | Retail (ID) | New | Food Preparation | Natural Gas | Broiler | E4 | RVT - Cost of Equipment | 0 | 0 | 0 | 0 | 0 | 0 | 0 | 0 | 0 | 0 | 0 | 0 | 0 | 0 | 0 | 0 | 0 | 0 | 0 | 0 | 0 | 0 | 0 | 0 | 0 | 0 | 0
F1_Commercial_Retail (ID)_New_Food Preparation_Natural Gas_Broiler_E5 | F1 | Commercial | Retail (ID) | New | Food Preparation | Natural Gas | Broiler | E5 | RVT - Cost of Equipment | 0 | 0 | 0 | 0 | 0 | 0 | 0 | 0 | 0 | 0 | 0 | 0 | 0 | 0 | 0 | 0 | 0 | 0 | 0 | 0 | 0 | 0 | 0 | 0 | 0 | 0 | 0
F1_Commercial_Retail (ID)_New_Food Preparation_Natural Gas_Broiler_E6 | F1 | Commercial | Retail (ID) | New | Food Preparation | Natural Gas | Broiler | E6 | RVT - Cost of Equipment | 0 | 0 | 0 | 0 | 0 | 0 | 0 | 0 | 0 | 0 | 0 | 0 | 0 | 0 | 0 | 0 | 0 | 0 | 0 | 0 | 0 | 0 | 0 | 0 | 0 | 0 | 0
F1_Commercial_Retail (ID)_New_Food Preparation_Natural Gas_Broiler_E7 | F1 | Commercial | Retail (ID) | New | Food Preparation | Natural Gas | Broiler | E7 | RVT - Cost of Equipment | 0 | 0 | 0 | 0 | 0 | 0 | 0 | 0 | 0 | 0 | 0 | 0 | 0 | 0 | 0 | 0 | 0 | 0 | 0 | 0 | 0 | 0 | 0 | 0 | 0 | 0 | 0
F1_Commercial_Retail (ID)_New_Food Preparation_Natural Gas_Broiler_E8 | F1 | Commercial | Retail (ID) | New | Food Preparation | Natural Gas | Broiler | E8 | RVT - Cost of Equipment | 0 | 0 | 0 | 0 | 0 | 0 | 0 | 0 | 0 | 0 | 0 | 0 | 0 | 0 | 0 | 0 | 0 | 0 | 0 | 0 | 0 | 0 | 0 | 0 | 0 | 0 | 0
F1_Commercial_Retail (ID)_New_Food Preparation_Natural Gas_Broiler_E9 | F1 | Commercial | Retail (ID) | New | Food Preparation | Natural Gas | Broiler | E9 | RVT - Cost of Equipment | 0 | 0 | 0 | 0 | 0 | 0 | 0 | 0 | 0 | 0 | 0 | 0 | 0 | 0 | 0 | 0 | 0 | 0 | 0 | 0 | 0 | 0 | 0 | 0 | 0 | 0 | 0
F1_Commercial_Retail (ID)_New_Food Preparation_Natural Gas_Broiler_E10 | F1 | Commercial | Retail (ID) | New | Food Preparation | Natural Gas | Broiler | E10 | RVT - Cost of Equipment | 0 | 0 | 0 | 0 | 0 | 0 | 0 | 0 | 0 | 0 | 0 | 0 | 0 | 0 | 0 | 0 | 0 | 0 | 0 | 0 | 0 | 0 | 0 | 0 | 0 | 0 | 0
F2_Commercial_Retail (ID)_New_Food Preparation_Natural Gas_Broiler_E1 | F2 | Commercial | Retail (ID) | New | Food Preparation | Natural Gas | Broiler | E1 | RVT - Cost of Operation | 1.1261 | 1.1474 | 1.1723 | 1.2015 | 1.2348 | 1.2764 | 1.3182 | 1.3578 | 1.3936 | 1.4284 | 1.4645 | 1.4972 | 1.5318 | 1.5645 | 1.5926 | 1.618 | 1.6394 | 1.6599 | 1.6818 | 1.7021 | 1.7226 | 1.7529 | 1.7837 | 1.8154 | 1.8476 | 1.8804 | 1.9138
F2_Commercial_Retail (ID)_New_Food Preparation_Natural Gas_Broiler_E2 | F2 | Commercial | Retail (ID) | New | Food Preparation | Natural Gas | Broiler | E2 | RVT - Cost of Operation | 0.96048 | 0.97862 | 0.99992 | 1.0247 | 1.0532 | 1.0887 | 1.1243 | 1.1581 | 1.1887 | 1.2183 | 1.2491 | 1.277 | 1.3065 | 1.3344 | 1.3584 | 1.38 | 1.3983 | 1.4158 | 1.4344 | 1.4518 | 1.4692 | 1.4951 | 1.5213 | 1.5484 | 1.5759 | 1.6039 | 1.6324
F2_Commercial_Retail (ID)_New_Food Preparation_Natural Gas_Broiler_E3 | F2 | Commercial | Retail (ID) | New | Food Preparation | Natural Gas | Broiler | E3 | RVT - Cost of Operation | 0 | 0 | 0 | 0 | 0 | 0 | 0 | 0 | 0 | 0 | 0 | 0 | 0 | 0 | 0 | 0 | 0 | 0 | 0 | 0 | 0 | 0 | 0 | 0 | 0 | 0 | 0
F2_Commercial_Retail (ID)_New_Food Preparation_Natural Gas_Broiler_E4 | F2 | Commercial | Retail (ID) | New | Food Preparation | Natural Gas | Broiler | E4 | RVT - Cost of Operation | 0 | 0 | 0 | 0 | 0 | 0 | 0 | 0 | 0 | 0 | 0 | 0 | 0 | 0 | 0 | 0 | 0 | 0 | 0 | 0 | 0 | 0 | 0 | 0 | 0 | 0 | 0
F2_Commercial_Retail (ID)_New_Food Preparation_Natural Gas_Broiler_E5 | F2 | Commercial | Retail (ID) | New | Food Preparation | Natural Gas | Broiler | E5 | RVT - Cost of Operation | 0 | 0 | 0 | 0 | 0 | 0 | 0 | 0 | 0 | 0 | 0 | 0 | 0 | 0 | 0 | 0 | 0 | 0 | 0 | 0 | 0 | 0 | 0 | 0 | 0 | 0 | 0
F2_Commercial_Retail (ID)_New_Food Preparation_Natural Gas_Broiler_E6 | F2 | Commercial | Retail (ID) | New | Food Preparation | Natural Gas | Broiler | E6 | RVT - Cost of Operation | 0 | 0 | 0 | 0 | 0 | 0 | 0 | 0 | 0 | 0 | 0 | 0 | 0 | 0 | 0 | 0 | 0 | 0 | 0 | 0 | 0 | 0 | 0 | 0 | 0 | 0 | 0
F2_Commercial_Retail (ID)_New_Food Preparation_Natural Gas_Broiler_E7 | F2 | Commercial | Retail (ID) | New | Food Preparation | Natural Gas | Broiler | E7 | RVT - Cost of Operation | 0 | 0 | 0 | 0 | 0 | 0 | 0 | 0 | 0 | 0 | 0 | 0 | 0 | 0 | 0 | 0 | 0 | 0 | 0 | 0 | 0 | 0 | 0 | 0 | 0 | 0 | 0
F2_Commercial_Retail (ID)_New_Food Preparation_Natural Gas_Broiler_E8 | F2 | Commercial | Retail (ID) | New | Food Preparation | Natural Gas | Broiler | E8 | RVT - Cost of Operation | 0 | 0 | 0 | 0 | 0 | 0 | 0 | 0 | 0 | 0 | 0 | 0 | 0 | 0 | 0 | 0 | 0 | 0 | 0 | 0 | 0 | 0 | 0 | 0 | 0 | 0 | 0
F2_Commercial_Retail (ID)_New_Food Preparation_Natural Gas_Broiler_E9 | F2 | Commercial | Retail (ID) | New | Food Preparation | Natural Gas | Broiler | E9 | RVT - Cost of Operation | 0 | 0 | 0 | 0 | 0 | 0 | 0 | 0 | 0 | 0 | 0 | 0 | 0 | 0 | 0 | 0 | 0 | 0 | 0 | 0 | 0 | 0 | 0 | 0 | 0 | 0 | 0
F2_Commercial_Retail (ID)_New_Food Preparation_Natural Gas_Broiler_E10 | F2 | Commercial | Retail (ID) | New | Food Preparation | Natural Gas | Broiler | E10 | RVT - Cost of Operation | 0 | 0 | 0 | 0 | 0 | 0 | 0 | 0 | 0 | 0 | 0 | 0 | 0 | 0 | 0 | 0 | 0 | 0 | 0 | 0 | 0 | 0 | 0 | 0 | 0 | 0 | 0
F3_Commercial_Retail (ID)_New_Food Preparation_Natural Gas_Broiler_E1 | F3 | Commercial | Retail (ID) | New | Food Preparation | Natural Gas | Broiler | E1 | System - kBTUs of Consumption | 268.6446 | 268.6446 | 268.6446 | 268.6446 | 268.6446 | 268.6446 | 268.6446 | 268.6446 | 268.6446 | 268.6446 | 268.6446 | 268.6446 | 268.6446 | 268.6446 | 268.6446 | 268.6446 | 268.6446 | 268.6446 | 268.6446 | 268.6446 | 268.6446 | 268.6446 | 268.6446 | 268.6446 | 268.6446 | 268.6446 | 268.6446
F3_Commercial_Retail (ID)_New_Food Preparation_Natural Gas_Broiler_E2 | F3 | Commercial | Retail (ID) | New | Food Preparation | Natural Gas | Broiler | E2 | System - kBTUs of Consumption | 229.1332 | 229.1332 | 229.1332 | 229.1332 | 229.1332 | 229.1332 | 229.1332 | 229.1332 | 229.1332 | 229.1332 | 229.1332 | 229.1332 | 229.1332 | 229.1332 | 229.1332 | 229.1332 | 229.1332 | 229.1332 | 229.1332 | 229.1332 | 229.1332 | 229.1332 | 229.1332 | 229.1332 | 229.1332 | 229.1332 | 229.1332
F3_Commercial_Retail (ID)_New_Food Preparation_Natural Gas_Broiler_E3 | F3 | Commercial | Retail (ID) | New | Food Preparation | Natural Gas | Broiler | E3 | System - kBTUs of Consumption | 0 | 0 | 0 | 0 | 0 | 0 | 0 | 0 | 0 | 0 | 0 | 0 | 0 | 0 | 0 | 0 | 0 | 0 | 0 | 0 | 0 | 0 | 0 | 0 | 0 | 0 | 0
F3_Commercial_Retail (ID)_New_Food Preparation_Natural Gas_Broiler_E4 | F3 | Commercial | Retail (ID) | New | Food Preparation | Natural Gas | Broiler | E4 | System - kBTUs of Consumption | 0 | 0 | 0 | 0 | 0 | 0 | 0 | 0 | 0 | 0 | 0 | 0 | 0 | 0 | 0 | 0 | 0 | 0 | 0 | 0 | 0 | 0 | 0 | 0 | 0 | 0 | 0
F3_Commercial_Retail (ID)_New_Food Preparation_Natural Gas_Broiler_E5 | F3 | Commercial | Retail (ID) | New | Food Preparation | Natural Gas | Broiler | E5 | System - kBTUs of Consumption | 0 | 0 | 0 | 0 | 0 | 0 | 0 | 0 | 0 | 0 | 0 | 0 | 0 | 0 | 0 | 0 | 0 | 0 | 0 | 0 | 0 | 0 | 0 | 0 | 0 | 0 | 0
F3_Commercial_Retail (ID)_New_Food Preparation_Natural Gas_Broiler_E6 | F3 | Commercial | Retail (ID) | New | Food Preparation | Natural Gas | Broiler | E6 | System - kBTUs of Consumption | 0 | 0 | 0 | 0 | 0 | 0 | 0 | 0 | 0 | 0 | 0 | 0 | 0 | 0 | 0 | 0 | 0 | 0 | 0 | 0 | 0 | 0 | 0 | 0 | 0 | 0 | 0
F3_Commercial_Retail (ID)_New_Food Preparation_Natural Gas_Broiler_E7 | F3 | Commercial | Retail (ID) | New | Food Preparation | Natural Gas | Broiler | E7 | System - kBTUs of Consumption | 0 | 0 | 0 | 0 | 0 | 0 | 0 | 0 | 0 | 0 | 0 | 0 | 0 | 0 | 0 | 0 | 0 | 0 | 0 | 0 | 0 | 0 | 0 | 0 | 0 | 0 | 0
F3_Commercial_Retail (ID)_New_Food Preparation_Natural Gas_Broiler_E8 | F3 | Commercial | Retail (ID) | New | Food Preparation | Natural Gas | Broiler | E8 | System - kBTUs of Consumption | 0 | 0 | 0 | 0 | 0 | 0 | 0 | 0 | 0 | 0 | 0 | 0 | 0 | 0 | 0 | 0 | 0 | 0 | 0 | 0 | 0 | 0 | 0 | 0 | 0 | 0 | 0
F3_Commercial_Retail (ID)_New_Food Preparation_Natural Gas_Broiler_E9 | F3 | Commercial | Retail (ID) | New | Food Preparation | Natural Gas | Broiler | E9 | System - kBTUs of Consumption | 0 | 0 | 0 | 0 | 0 | 0 | 0 | 0 | 0 | 0 | 0 | 0 | 0 | 0 | 0 | 0 | 0 | 0 | 0 | 0 | 0 | 0 | 0 | 0 | 0 | 0 | 0
F3_Commercial_Retail (ID)_New_Food Preparation_Natural Gas_Broiler_E10 | F3 | Commercial | Retail (ID) | New | Food Preparation | Natural Gas | Broiler | E10 | System - kBTUs of Consumption | 0 | 0 | 0 | 0 | 0 | 0 | 0 | 0 | 0 | 0 | 0 | 0 | 0 | 0 | 0 | 0 | 0 | 0 | 0 | 0 | 0 | 0 | 0 | 0 | 0 | 0 | 0
F4_Commercial_Retail (ID)_New_Food Preparation_Natural Gas_Broiler_E1 | F4 | Commercial | Retail (ID) | New | Food Preparation | Natural Gas | Broiler | E1 | Utility - Cost of Equipment | 0.56833 | 0.56833 | 0.56833 | 0.56833 | 0.56833 | 0.56833 | 0.56833 | 0.56833 | 0.56833 | 0.56833 | 0.56833 | 0.56833 | 0.56833 | 0.56833 | 0.56833 | 0.56833 | 0.56833 | 0.56833 | 0.56833 | 0.56833 | 0.56833 | 0.56833 | 0.56833 | 0.56833 | 0.56833 | 0.56833 | 0.56833
F4_Commercial_Retail (ID)_New_Food Preparation_Natural Gas_Broiler_E2 | F4 | Commercial | Retail (ID) | New | Food Preparation | Natural Gas | Broiler | E2 | Utility - Cost of Equipment | 0.79566 | 0.79566 | 0.79566 | 0.79566 | 0.79566 | 0.79566 | 0.79566 | 0.79566 | 0.79566 | 0.79566 | 0.79566 | 0.79566 | 0.79566 | 0.79566 | 0.79566 | 0.79566 | 0.79566 | 0.79566 | 0.79566 | 0.79566 | 0.79566 | 0.79566 | 0.79566 | 0.79566 | 0.79566 | 0.79566 | 0.79566
F4_Commercial_Retail (ID)_New_Food Preparation_Natural Gas_Broiler_E3 | F4 | Commercial | Retail (ID) | New | Food Preparation | Natural Gas | Broiler | E3 | Utility - Cost of Equipment | 0 | 0 | 0 | 0 | 0 | 0 | 0 | 0 | 0 | 0 | 0 | 0 | 0 | 0 | 0 | 0 | 0 | 0 | 0 | 0 | 0 | 0 | 0 | 0 | 0 | 0 | 0
F4_Commercial_Retail (ID)_New_Food Preparation_Natural Gas_Broiler_E4 | F4 | Commercial | Retail (ID) | New | Food Preparation | Natural Gas | Broiler | E4 | Utility - Cost of Equipment | 0 | 0 | 0 | 0 | 0 | 0 | 0 | 0 | 0 | 0 | 0 | 0 | 0 | 0 | 0 | 0 | 0 | 0 | 0 | 0 | 0 | 0 | 0 | 0 | 0 | 0 | 0
F4_Commercial_Retail (ID)_New_Food Preparation_Natural Gas_Broiler_E5 | F4 | Commercial | Retail (ID) | New | Food Preparation | Natural Gas | Broiler | E5 | Utility - Cost of Equipment | 0 | 0 | 0 | 0 | 0 | 0 | 0 | 0 | 0 | 0 | 0 | 0 | 0 | 0 | 0 | 0 | 0 | 0 | 0 | 0 | 0 | 0 | 0 | 0 | 0 | 0 | 0
F4_Commercial_Retail (ID)_New_Food Preparation_Natural Gas_Broiler_E6 | F4 | Commercial | Retail (ID) | New | Food Preparation | Natural Gas | Broiler | E6 | Utility - Cost of Equipment | 0 | 0 | 0 | 0 | 0 | 0 | 0 | 0 | 0 | 0 | 0 | 0 | 0 | 0 | 0 | 0 | 0 | 0 | 0 | 0 | 0 | 0 | 0 | 0 | 0 | 0 | 0
F4_Commercial_Retail (ID)_New_Food Preparation_Natural Gas_Broiler_E7 | F4 | Commercial | Retail (ID) | New | Food Preparation | Natural Gas | Broiler | E7 | Utility - Cost of Equipment | 0 | 0 | 0 | 0 | 0 | 0 | 0 | 0 | 0 | 0 | 0 | 0 | 0 | 0 | 0 | 0 | 0 | 0 | 0 | 0 | 0 | 0 | 0 | 0 | 0 | 0 | 0
F4_Commercial_Retail (ID)_New_Food Preparation_Natural Gas_Broiler_E8 | F4 | Commercial | Retail (ID) | New | Food Preparation | Natural Gas | Broiler | E8 | Utility - Cost of Equipment | 0 | 0 | 0 | 0 | 0 | 0 | 0 | 0 | 0 | 0 | 0 | 0 | 0 | 0 | 0 | 0 | 0 | 0 | 0 | 0 | 0 | 0 | 0 | 0 | 0 | 0 | 0
F4_Commercial_Retail (ID)_New_Food Preparation_Natural Gas_Broiler_E9 | F4 | Commercial | Retail (ID) | New | Food Preparation | Natural Gas | Broiler | E9 | Utility - Cost of Equipment | 0 | 0 | 0 | 0 | 0 | 0 | 0 | 0 | 0 | 0 | 0 | 0 | 0 | 0 | 0 | 0 | 0 | 0 | 0 | 0 | 0 | 0 | 0 | 0 | 0 | 0 | 0
F4_Commercial_Retail (ID)_New_Food Preparation_Natural Gas_Broiler_E10 | F4 | Commercial | Retail (ID) | New | Food Preparation | Natural Gas | Broiler | E10 | Utility - Cost of Equipment | 0 | 0 | 0 | 0 | 0 | 0 | 0 | 0 | 0 | 0 | 0 | 0 | 0 | 0 | 0 | 0 | 0 | 0 | 0 | 0 | 0 | 0 | 0 | 0 | 0 | 0 | 0
F5_Commercial_Retail (ID)_New_Food Preparation_Natural Gas_Broiler_E1 | F5 | Commercial | Retail (ID) | New | Food Preparation | Natural Gas | Broiler | E1 | Utility - Cost of Operation | 0.95611 | 0.9802 | 1.0088 | 1.0415 | 1.0785 | 1.1235 | 1.1698 | 1.2157 | 1.2599 | 1.3047 | 1.3403 | 1.3737 | 1.4095 | 1.4447 | 1.476 | 1.5054 | 1.5318 | 1.5578 | 1.5856 | 1.6127 | 1.6405 | 1.6695 | 1.6987 | 1.7289 | 1.7596 | 1.7909 | 1.8227
F5_Commercial_Retail (ID)_New_Food Preparation_Natural Gas_Broiler_E2 | F5 | Commercial | Retail (ID) | New | Food Preparation | Natural Gas | Broiler | E2 | Utility - Cost of Operation | 0.81549 | 0.83604 | 0.86039 | 0.88829 | 0.91985 | 0.95824 | 0.99776 | 1.0369 | 1.0746 | 1.1128 | 1.1432 | 1.1716 | 1.2022 | 1.2322 | 1.259 | 1.284 | 1.3065 | 1.3287 | 1.3524 | 1.3755 | 1.3992 | 1.4239 | 1.4489 | 1.4746 | 1.5008 | 1.5275 | 1.5546
F5_Commercial_Retail (ID)_New_Food Preparation_Natural Gas_Broiler_E3 | F5 | Commercial | Retail (ID) | New | Food Preparation | Natural Gas | Broiler | E3 | Utility - Cost of Operation | 0 | 0 | 0 | 0 | 0 | 0 | 0 | 0 | 0 | 0 | 0 | 0 | 0 | 0 | 0 | 0 | 0 | 0 | 0 | 0 | 0 | 0 | 0 | 0 | 0 | 0 | 0
F5_Commercial_Retail (ID)_New_Food Preparation_Natural Gas_Broiler_E4 | F5 | Commercial | Retail (ID) | New | Food Preparation | Natural Gas | Broiler | E4 | Utility - Cost of Operation | 0 | 0 | 0 | 0 | 0 | 0 | 0 | 0 | 0 | 0 | 0 | 0 | 0 | 0 | 0 | 0 | 0 | 0 | 0 | 0 | 0 | 0 | 0 | 0 | 0 | 0 | 0
F5_Commercial_Retail (ID)_New_Food Preparation_Natural Gas_Broiler_E5 | F5 | Commercial | Retail (ID) | New | Food Preparation | Natural Gas | Broiler | E5 | Utility - Cost of Operation | 0 | 0 | 0 | 0 | 0 | 0 | 0 | 0 | 0 | 0 | 0 | 0 | 0 | 0 | 0 | 0 | 0 | 0 | 0 | 0 | 0 | 0 | 0 | 0 | 0 | 0 | 0
F5_Commercial_Retail (ID)_New_Food Preparation_Natural Gas_Broiler_E6 | F5 | Commercial | Retail (ID) | New | Food Preparation | Natural Gas | Broiler | E6 | Utility - Cost of Operation | 0 | 0 | 0 | 0 | 0 | 0 | 0 | 0 | 0 | 0 | 0 | 0 | 0 | 0 | 0 | 0 | 0 | 0 | 0 | 0 | 0 | 0 | 0 | 0 | 0 | 0 | 0
F5_Commercial_Retail (ID)_New_Food Preparation_Natural Gas_Broiler_E7 | F5 | Commercial | Retail (ID) | New | Food Preparation | Natural Gas | Broiler | E7 | Utility - Cost of Operation | 0 | 0 | 0 | 0 | 0 | 0 | 0 | 0 | 0 | 0 | 0 | 0 | 0 | 0 | 0 | 0 | 0 | 0 | 0 | 0 | 0 | 0 | 0 | 0 | 0 | 0 | 0
F5_Commercial_Retail (ID)_New_Food Preparation_Natural Gas_Broiler_E8 | F5 | Commercial | Retail (ID) | New | Food Preparation | Natural Gas | Broiler | E8 | Utility - Cost of Operation | 0 | 0 | 0 | 0 | 0 | 0 | 0 | 0 | 0 | 0 | 0 | 0 | 0 | 0 | 0 | 0 | 0 | 0 | 0 | 0 | 0 | 0 | 0 | 0 | 0 | 0 | 0
F5_Commercial_Retail (ID)_New_Food Preparation_Natural Gas_Broiler_E9 | F5 | Commercial | Retail (ID) | New | Food Preparation | Natural Gas | Broiler | E9 | Utility - Cost of Operation | 0 | 0 | 0 | 0 | 0 | 0 | 0 | 0 | 0 | 0 | 0 | 0 | 0 | 0 | 0 | 0 | 0 | 0 | 0 | 0 | 0 | 0 | 0 | 0 | 0 | 0 | 0
F5_Commercial_Retail (ID)_New_Food Preparation_Natural Gas_Broiler_E10 | F5 | Commercial | Retail (ID) | New | Food Preparation | Natural Gas | Broiler | E10 | Utility - Cost of Operation | 0 | 0 | 0 | 0 | 0 | 0 | 0 | 0 | 0 | 0 | 0 | 0 | 0 | 0 | 0 | 0 | 0 | 0 | 0 | 0 | 0 | 0 | 0 | 0 | 0 | 0 | 0
F6_Commercial_Retail (ID)_New_Food Preparation_Natural Gas_Broiler_E1 | F6 | Commercial | Retail (ID) | New | Food Preparation | Natural Gas | Broiler | E1 | Utility - Value of Sales | 1.1261 | 1.1474 | 1.1723 | 1.2015 | 1.2348 | 1.2764 | 1.3182 | 1.3578 | 1.3936 | 1.4284 | 1.4645 | 1.4972 | 1.5318 | 1.5645 | 1.5926 | 1.618 | 1.6394 | 1.6599 | 1.6818 | 1.7021 | 1.7226 | 1.7529 | 1.7837 | 1.8154 | 1.8476 | 1.8804 | 1.9138
F6_Commercial_Retail (ID)_New_Food Preparation_Natural Gas_Broiler_E2 | F6 | Commercial | Retail (ID) | New | Food Preparation | Natural Gas | Broiler | E2 | Utility - Value of Sales | 0.96048 | 0.97862 | 0.99992 | 1.0247 | 1.0532 | 1.0887 | 1.1243 | 1.1581 | 1.1887 | 1.2183 | 1.2491 | 1.277 | 1.3065 | 1.3344 | 1.3584 | 1.38 | 1.3983 | 1.4158 | 1.4344 | 1.4518 | 1.4692 | 1.4951 | 1.5213 | 1.5484 | 1.5759 | 1.6039 | 1.6324
F6_Commercial_Retail (ID)_New_Food Preparation_Natural Gas_Broiler_E3 | F6 | Commercial | Retail (ID) | New | Food Preparation | Natural Gas | Broiler | E3 | Utility - Value of Sales | 0 | 0 | 0 | 0 | 0 | 0 | 0 | 0 | 0 | 0 | 0 | 0 | 0 | 0 | 0 | 0 | 0 | 0 | 0 | 0 | 0 | 0 | 0 | 0 | 0 | 0 | 0
F6_Commercial_Retail (ID)_New_Food Preparation_Natural Gas_Broiler_E4 | F6 | Commercial | Retail (ID) | New | Food Preparation | Natural Gas | Broiler | E4 | Utility - Value of Sales | 0 | 0 | 0 | 0 | 0 | 0 | 0 | 0 | 0 | 0 | 0 | 0 | 0 | 0 | 0 | 0 | 0 | 0 | 0 | 0 | 0 | 0 | 0 | 0 | 0 | 0 | 0
F6_Commercial_Retail (ID)_New_Food Preparation_Natural Gas_Broiler_E5 | F6 | Commercial | Retail (ID) | New | Food Preparation | Natural Gas | Broiler | E5 | Utility - Value of Sales | 0 | 0 | 0 | 0 | 0 | 0 | 0 | 0 | 0 | 0 | 0 | 0 | 0 | 0 | 0 | 0 | 0 | 0 | 0 | 0 | 0 | 0 | 0 | 0 | 0 | 0 | 0
F6_Commercial_Retail (ID)_New_Food Preparation_Natural Gas_Broiler_E6 | F6 | Commercial | Retail (ID) | New | Food Preparation | Natural Gas | Broiler | E6 | Utility - Value of Sales | 0 | 0 | 0 | 0 | 0 | 0 | 0 | 0 | 0 | 0 | 0 | 0 | 0 | 0 | 0 | 0 | 0 | 0 | 0 | 0 | 0 | 0 | 0 | 0 | 0 | 0 | 0
F6_Commercial_Retail (ID)_New_Food Preparation_Natural Gas_Broiler_E7 | F6 | Commercial | Retail (ID) | New | Food Preparation | Natural Gas | Broiler | E7 | Utility - Value of Sales | 0 | 0 | 0 | 0 | 0 | 0 | 0 | 0 | 0 | 0 | 0 | 0 | 0 | 0 | 0 | 0 | 0 | 0 | 0 | 0 | 0 | 0 | 0 | 0 | 0 | 0 | 0
F6_Commercial_Retail (ID)_New_Food Preparation_Natural Gas_Broiler_E8 | F6 | Commercial | Retail (ID) | New | Food Preparation | Natural Gas | Broiler | E8 | Utility - Value of Sales | 0 | 0 | 0 | 0 | 0 | 0 | 0 | 0 | 0 | 0 | 0 | 0 | 0 | 0 | 0 | 0 | 0 | 0 | 0 | 0 | 0 | 0 | 0 | 0 | 0 | 0 | 0
F6_Commercial_Retail (ID)_New_Food Preparation_Natural Gas_Broiler_E9 | F6 | Commercial | Retail (ID) | New | Food Preparation | Natural Gas | Broiler | E9 | Utility - Value of Sales | 0 | 0 | 0 | 0 | 0 | 0 | 0 | 0 | 0 | 0 | 0 | 0 | 0 | 0 | 0 | 0 | 0 | 0 | 0 | 0 | 0 | 0 | 0 | 0 | 0 | 0 | 0
F6_Commercial_Retail (ID)_New_Food Preparation_Natural Gas_Broiler_E10 | F6 | Commercial | Retail (ID) | New | Food Preparation | Natural Gas | Broiler | E10 | Utility - Value of Sales | 0 | 0 | 0 | 0 | 0 | 0 | 0 | 0 | 0 | 0 | 0 | 0 | 0 | 0 | 0 | 0 | 0 | 0 | 0 | 0 | 0 | 0 | 0 | 0 | 0 | 0 | 0
F1_Commercial_Retail (ID)_New_Food Preparation_Natural Gas_Griddle_E1 | F1 | Commercial | Retail (ID) | New | Food Preparation | Natural Gas | Griddle | E1 | RVT - Cost of Equipment | 1.0528 | 1.0528 | 1.0528 | 1.0528 | 1.0528 | 1.0528 | 1.0528 | 1.0528 | 1.0528 | 1.0528 | 1.0528 | 1.0528 | 1.0528 | 1.0528 | 1.0528 | 1.0528 | 1.0528 | 1.0528 | 1.0528 | 1.0528 | 1.0528 | 1.0528 | 1.0528 | 1.0528 | 1.0528 | 1.0528 | 1.0528
F1_Commercial_Retail (ID)_New_Food Preparation_Natural Gas_Griddle_E2 | F1 | Commercial | Retail (ID) | New | Food Preparation | Natural Gas | Griddle | E2 | RVT - Cost of Equipment | 1.1264 | 1.1264 | 1.1264 | 1.1264 | 1.1264 | 1.1264 | 1.1264 | 1.1264 | 1.1264 | 1.1264 | 1.1264 | 1.1264 | 1.1264 | 1.1264 | 1.1264 | 1.1264 | 1.1264 | 1.1264 | 1.1264 | 1.1264 | 1.1264 | 1.1264 | 1.1264 | 1.1264 | 1.1264 | 1.1264 | 1.1264
F1_Commercial_Retail (ID)_New_Food Preparation_Natural Gas_Griddle_E3 | F1 | Commercial | Retail (ID) | New | Food Preparation | Natural Gas | Griddle | E3 | RVT - Cost of Equipment | 0 | 0 | 0 | 0 | 0 | 0 | 0 | 0 | 0 | 0 | 0 | 0 | 0 | 0 | 0 | 0 | 0 | 0 | 0 | 0 | 0 | 0 | 0 | 0 | 0 | 0 | 0
F1_Commercial_Retail (ID)_New_Food Preparation_Natural Gas_Griddle_E4 | F1 | Commercial | Retail (ID) | New | Food Preparation | Natural Gas | Griddle | E4 | RVT - Cost of Equipment | 0 | 0 | 0 | 0 | 0 | 0 | 0 | 0 | 0 | 0 | 0 | 0 | 0 | 0 | 0 | 0 | 0 | 0 | 0 | 0 | 0 | 0 | 0 | 0 | 0 | 0 | 0
F1_Commercial_Retail (ID)_New_Food Preparation_Natural Gas_Griddle_E5 | F1 | Commercial | Retail (ID) | New | Food Preparation | Natural Gas | Griddle | E5 | RVT - Cost of Equipment | 0 | 0 | 0 | 0 | 0 | 0 | 0 | 0 | 0 | 0 | 0 | 0 | 0 | 0 | 0 | 0 | 0 | 0 | 0 | 0 | 0 | 0 | 0 | 0 | 0 | 0 | 0
F1_Commercial_Retail (ID)_New_Food Preparation_Natural Gas_Griddle_E6 | F1 | Commercial | Retail (ID) | New | Food Preparation | Natural Gas | Griddle | E6 | RVT - Cost of Equipment | 0 | 0 | 0 | 0 | 0 | 0 | 0 | 0 | 0 | 0 | 0 | 0 | 0 | 0 | 0 | 0 | 0 | 0 | 0 | 0 | 0 | 0 | 0 | 0 | 0 | 0 | 0
F1_Commercial_Retail (ID)_New_Food Preparation_Natural Gas_Griddle_E7 | F1 | Commercial | Retail (ID) | New | Food Preparation | Natural Gas | Griddle | E7 | RVT - Cost of Equipment | 0 | 0 | 0 | 0 | 0 | 0 | 0 | 0 | 0 | 0 | 0 | 0 | 0 | 0 | 0 | 0 | 0 | 0 | 0 | 0 | 0 | 0 | 0 | 0 | 0 | 0 | 0
F1_Commercial_Retail (ID)_New_Food Preparation_Natural Gas_Griddle_E8 | F1 | Commercial | Retail (ID) | New | Food Preparation | Natural Gas | Griddle | E8 | RVT - Cost of Equipment | 0 | 0 | 0 | 0 | 0 | 0 | 0 | 0 | 0 | 0 | 0 | 0 | 0 | 0 | 0 | 0 | 0 | 0 | 0 | 0 | 0 | 0 | 0 | 0 | 0 | 0 | 0
F1_Commercial_Retail (ID)_New_Food Preparation_Natural Gas_Griddle_E9 | F1 | Commercial | Retail (ID) | New | Food Preparation | Natural Gas | Griddle | E9 | RVT - Cost of Equipment | 0 | 0 | 0 | 0 | 0 | 0 | 0 | 0 | 0 | 0 | 0 | 0 | 0 | 0 | 0 | 0 | 0 | 0 | 0 | 0 | 0 | 0 | 0 | 0 | 0 | 0 | 0
F1_Commercial_Retail (ID)_New_Food Preparation_Natural Gas_Griddle_E10 | F1 | Commercial | Retail (ID) | New | Food Preparation | Natural Gas | Griddle | E10 | RVT - Cost of Equipment | 0 | 0 | 0 | 0 | 0 | 0 | 0 | 0 | 0 | 0 | 0 | 0 | 0 | 0 | 0 | 0 | 0 | 0 | 0 | 0 | 0 | 0 | 0 | 0 | 0 | 0 | 0
F2_Commercial_Retail (ID)_New_Food Preparation_Natural Gas_Griddle_E1 | F2 | Commercial | Retail (ID) | New | Food Preparation | Natural Gas | Griddle | E1 | RVT - Cost of Operation | 0.7826 | 0.79739 | 0.81474 | 0.83497 | 0.85814 | 0.88707 | 0.91607 | 0.94361 | 0.96854 | 0.9927 | 1.0177 | 1.0405 | 1.0645 | 1.0872 | 1.1068 | 1.1244 | 1.1394 | 1.1536 | 1.1688 | 1.1829 | 1.1971 | 1.2182 | 1.2396 | 1.2616 | 1.284 | 1.3068 | 1.3301
F2_Commercial_Retail (ID)_New_Food Preparation_Natural Gas_Griddle_E2 | F2 | Commercial | Retail (ID) | New | Food Preparation | Natural Gas | Griddle | E2 | RVT - Cost of Operation | 0.6869 | 0.69987 | 0.7151 | 0.73286 | 0.7532 | 0.77858 | 0.80404 | 0.82821 | 0.85009 | 0.8713 | 0.89328 | 0.91325 | 0.93434 | 0.95428 | 0.97144 | 0.98692 | 1 | 1.0125 | 1.0258 | 1.0383 | 1.0507 | 1.0693 | 1.088 | 1.1073 | 1.127 | 1.147 | 1.1674
F2_Commercial_Retail (ID)_New_Food Preparation_Natural Gas_Griddle_E3 | F2 | Commercial | Retail (ID) | New | Food Preparation | Natural Gas | Griddle | E3 | RVT - Cost of Operation | 0 | 0 | 0 | 0 | 0 | 0 | 0 | 0 | 0 | 0 | 0 | 0 | 0 | 0 | 0 | 0 | 0 | 0 | 0 | 0 | 0 | 0 | 0 | 0 | 0 | 0 | 0
F2_Commercial_Retail (ID)_New_Food Preparation_Natural Gas_Griddle_E4 | F2 | Commercial | Retail (ID) | New | Food Preparation | Natural Gas | Griddle | E4 | RVT - Cost of Operation | 0 | 0 | 0 | 0 | 0 | 0 | 0 | 0 | 0 | 0 | 0 | 0 | 0 | 0 | 0 | 0 | 0 | 0 | 0 | 0 | 0 | 0 | 0 | 0 | 0 | 0 | 0
F2_Commercial_Retail (ID)_New_Food Preparation_Natural Gas_Griddle_E5 | F2 | Commercial | Retail (ID) | New | Food Preparation | Natural Gas | Griddle | E5 | RVT - Cost of Operation | 0 | 0 | 0 | 0 | 0 | 0 | 0 | 0 | 0 | 0 | 0 | 0 | 0 | 0 | 0 | 0 | 0 | 0 | 0 | 0 | 0 | 0 | 0 | 0 | 0 | 0 | 0
F2_Commercial_Retail (ID)_New_Food Preparation_Natural Gas_Griddle_E6 | F2 | Commercial | Retail (ID) | New | Food Preparation | Natural Gas | Griddle | E6 | RVT - Cost of Operation | 0 | 0 | 0 | 0 | 0 | 0 | 0 | 0 | 0 | 0 | 0 | 0 | 0 | 0 | 0 | 0 | 0 | 0 | 0 | 0 | 0 | 0 | 0 | 0 | 0 | 0 | 0
F2_Commercial_Retail (ID)_New_Food Preparation_Natural Gas_Griddle_E7 | F2 | Commercial | Retail (ID) | New | Food Preparation | Natural Gas | Griddle | E7 | RVT - Cost of Operation | 0 | 0 | 0 | 0 | 0 | 0 | 0 | 0 | 0 | 0 | 0 | 0 | 0 | 0 | 0 | 0 | 0 | 0 | 0 | 0 | 0 | 0 | 0 | 0 | 0 | 0 | 0
F2_Commercial_Retail (ID)_New_Food Preparation_Natural Gas_Griddle_E8 | F2 | Commercial | Retail (ID) | New | Food Preparation | Natural Gas | Griddle | E8 | RVT - Cost of Operation | 0 | 0 | 0 | 0 | 0 | 0 | 0 | 0 | 0 | 0 | 0 | 0 | 0 | 0 | 0 | 0 | 0 | 0 | 0 | 0 | 0 | 0 | 0 | 0 | 0 | 0 | 0
F2_Commercial_Retail (ID)_New_Food Preparation_Natural Gas_Griddle_E9 | F2 | Commercial | Retail (ID) | New | Food Preparation | Natural Gas | Griddle | E9 | RVT - Cost of Operation | 0 | 0 | 0 | 0 | 0 | 0 | 0 | 0 | 0 | 0 | 0 | 0 | 0 | 0 | 0 | 0 | 0 | 0 | 0 | 0 | 0 | 0 | 0 | 0 | 0 | 0 | 0
F2_Commercial_Retail (ID)_New_Food Preparation_Natural Gas_Griddle_E10 | F2 | Commercial | Retail (ID) | New | Food Preparation | Natural Gas | Griddle | E10 | RVT - Cost of Operation | 0 | 0 | 0 | 0 | 0 | 0 | 0 | 0 | 0 | 0 | 0 | 0 | 0 | 0 | 0 | 0 | 0 | 0 | 0 | 0 | 0 | 0 | 0 | 0 | 0 | 0 | 0
F3_Commercial_Retail (ID)_New_Food Preparation_Natural Gas_Griddle_E1 | F3 | Commercial | Retail (ID) | New | Food Preparation | Natural Gas | Griddle | E1 | System - kBTUs of Consumption | 186.6988 | 186.6988 | 186.6988 | 186.6988 | 186.6988 | 186.6988 | 186.6988 | 186.6988 | 186.6988 | 186.6988 | 186.6988 | 186.6988 | 186.6988 | 186.6988 | 186.6988 | 186.6988 | 186.6988 | 186.6988 | 186.6988 | 186.6988 | 186.6988 | 186.6988 | 186.6988 | 186.6988 | 186.6988 | 186.6988 | 186.6988
F3_Commercial_Retail (ID)_New_Food Preparation_Natural Gas_Griddle_E2 | F3 | Commercial | Retail (ID) | New | Food Preparation | Natural Gas | Griddle | E2 | System - kBTUs of Consumption | 163.8669 | 163.8669 | 163.8669 | 163.8669 | 163.8669 | 163.8669 | 163.8669 | 163.8669 | 163.8669 | 163.8669 | 163.8669 | 163.8669 | 163.8669 | 163.8669 | 163.8669 | 163.8669 | 163.8669 | 163.8669 | 163.8669 | 163.8669 | 163.8669 | 163.8669 | 163.8669 | 163.8669 | 163.8669 | 163.8669 | 163.8669
F3_Commercial_Retail (ID)_New_Food Preparation_Natural Gas_Griddle_E3 | F3 | Commercial | Retail (ID) | New | Food Preparation | Natural Gas | Griddle | E3 | System - kBTUs of Consumption | 0 | 0 | 0 | 0 | 0 | 0 | 0 | 0 | 0 | 0 | 0 | 0 | 0 | 0 | 0 | 0 | 0 | 0 | 0 | 0 | 0 | 0 | 0 | 0 | 0 | 0 | 0
F3_Commercial_Retail (ID)_New_Food Preparation_Natural Gas_Griddle_E4 | F3 | Commercial | Retail (ID) | New | Food Preparation | Natural Gas | Griddle | E4 | System - kBTUs of Consumption | 0 | 0 | 0 | 0 | 0 | 0 | 0 | 0 | 0 | 0 | 0 | 0 | 0 | 0 | 0 | 0 | 0 | 0 | 0 | 0 | 0 | 0 | 0 | 0 | 0 | 0 | 0
F3_Commercial_Retail (ID)_New_Food Preparation_Natural Gas_Griddle_E5 | F3 | Commercial | Retail (ID) | New | Food Preparation | Natural Gas | Griddle | E5 | System - kBTUs of Consumption | 0 | 0 | 0 | 0 | 0 | 0 | 0 | 0 | 0 | 0 | 0 | 0 | 0 | 0 | 0 | 0 | 0 | 0 | 0 | 0 | 0 | 0 | 0 | 0 | 0 | 0 | 0
F3_Commercial_Retail (ID)_New_Food Preparation_Natural Gas_Griddle_E6 | F3 | Commercial | Retail (ID) | New | Food Preparation | Natural Gas | Griddle | E6 | System - kBTUs of Consumption | 0 | 0 | 0 | 0 | 0 | 0 | 0 | 0 | 0 | 0 | 0 | 0 | 0 | 0 | 0 | 0 | 0 | 0 | 0 | 0 | 0 | 0 | 0 | 0 | 0 | 0 | 0
F3_Commercial_Retail (ID)_New_Food Preparation_Natural Gas_Griddle_E7 | F3 | Commercial | Retail (ID) | New | Food Preparation | Natural Gas | Griddle | E7 | System - kBTUs of Consumption | 0 | 0 | 0 | 0 | 0 | 0 | 0 | 0 | 0 | 0 | 0 | 0 | 0 | 0 | 0 | 0 | 0 | 0 | 0 | 0 | 0 | 0 | 0 | 0 | 0 | 0 | 0
F3_Commercial_Retail (ID)_New_Food Preparation_Natural Gas_Griddle_E8 | F3 | Commercial | Retail (ID) | New | Food Preparation | Natural Gas | Griddle | E8 | System - kBTUs of Consumption | 0 | 0 | 0 | 0 | 0 | 0 | 0 | 0 | 0 | 0 | 0 | 0 | 0 | 0 | 0 | 0 | 0 | 0 | 0 | 0 | 0 | 0 | 0 | 0 | 0 | 0 | 0
F3_Commercial_Retail (ID)_New_Food Preparation_Natural Gas_Griddle_E9 | F3 | Commercial | Retail (ID) | New | Food Preparation | Natural Gas | Griddle | E9 | System - kBTUs of Consumption | 0 | 0 | 0 | 0 | 0 | 0 | 0 | 0 | 0 | 0 | 0 | 0 | 0 | 0 | 0 | 0 | 0 | 0 | 0 | 0 | 0 | 0 | 0 | 0 | 0 | 0 | 0
F3_Commercial_Retail (ID)_New_Food Preparation_Natural Gas_Griddle_E10 | F3 | Commercial | Retail (ID) | New | Food Preparation | Natural Gas | Griddle | E10 | System - kBTUs of Consumption | 0 | 0 | 0 | 0 | 0 | 0 | 0 | 0 | 0 | 0 | 0 | 0 | 0 | 0 | 0 | 0 | 0 | 0 | 0 | 0 | 0 | 0 | 0 | 0 | 0 | 0 | 0
F4_Commercial_Retail (ID)_New_Food Preparation_Natural Gas_Griddle_E1 | F4 | Commercial | Retail (ID) | New | Food Preparation | Natural Gas | Griddle | E1 | Utility - Cost of Equipment | 1.0528 | 1.0528 | 1.0528 | 1.0528 | 1.0528 | 1.0528 | 1.0528 | 1.0528 | 1.0528 | 1.0528 | 1.0528 | 1.0528 | 1.0528 | 1.0528 | 1.0528 | 1.0528 | 1.0528 | 1.0528 | 1.0528 | 1.0528 | 1.0528 | 1.0528 | 1.0528 | 1.0528 | 1.0528 | 1.0528 | 1.0528
F4_Commercial_Retail (ID)_New_Food Preparation_Natural Gas_Griddle_E2 | F4 | Commercial | Retail (ID) | New | Food Preparation | Natural Gas | Griddle | E2 | Utility - Cost of Equipment | 1.1264 | 1.1264 | 1.1264 | 1.1264 | 1.1264 | 1.1264 | 1.1264 | 1.1264 | 1.1264 | 1.1264 | 1.1264 | 1.1264 | 1.1264 | 1.1264 | 1.1264 | 1.1264 | 1.1264 | 1.1264 | 1.1264 | 1.1264 | 1.1264 | 1.1264 | 1.1264 | 1.1264 | 1.1264 | 1.1264 | 1.1264
F4_Commercial_Retail (ID)_New_Food Preparation_Natural Gas_Griddle_E3 | F4 | Commercial | Retail (ID) | New | Food Preparation | Natural Gas | Griddle | E3 | Utility - Cost of Equipment | 0 | 0 | 0 | 0 | 0 | 0 | 0 | 0 | 0 | 0 | 0 | 0 | 0 | 0 | 0 | 0 | 0 | 0 | 0 | 0 | 0 | 0 | 0 | 0 | 0 | 0 | 0
F4_Commercial_Retail (ID)_New_Food Preparation_Natural Gas_Griddle_E4 | F4 | Commercial | Retail (ID) | New | Food Preparation | Natural Gas | Griddle | E4 | Utility - Cost of Equipment | 0 | 0 | 0 | 0 | 0 | 0 | 0 | 0 | 0 | 0 | 0 | 0 | 0 | 0 | 0 | 0 | 0 | 0 | 0 | 0 | 0 | 0 | 0 | 0 | 0 | 0 | 0
F4_Commercial_Retail (ID)_New_Food Preparation_Natural Gas_Griddle_E5 | F4 | Commercial | Retail (ID) | New | Food Preparation | Natural Gas | Griddle | E5 | Utility - Cost of Equipment | 0 | 0 | 0 | 0 | 0 | 0 | 0 | 0 | 0 | 0 | 0 | 0 | 0 | 0 | 0 | 0 | 0 | 0 | 0 | 0 | 0 | 0 | 0 | 0 | 0 | 0 | 0
F4_Commercial_Retail (ID)_New_Food Preparation_Natural Gas_Griddle_E6 | F4 | Commercial | Retail (ID) | New | Food Preparation | Natural Gas | Griddle | E6 | Utility - Cost of Equipment | 0 | 0 | 0 | 0 | 0 | 0 | 0 | 0 | 0 | 0 | 0 | 0 | 0 | 0 | 0 | 0 | 0 | 0 | 0 | 0 | 0 | 0 | 0 | 0 | 0 | 0 | 0
F4_Commercial_Retail (ID)_New_Food Preparation_Natural Gas_Griddle_E7 | F4 | Commercial | Retail (ID) | New | Food Preparation | Natural Gas | Griddle | E7 | Utility - Cost of Equipment | 0 | 0 | 0 | 0 | 0 | 0 | 0 | 0 | 0 | 0 | 0 | 0 | 0 | 0 | 0 | 0 | 0 | 0 | 0 | 0 | 0 | 0 | 0 | 0 | 0 | 0 | 0
F4_Commercial_Retail (ID)_New_Food Preparation_Natural Gas_Griddle_E8 | F4 | Commercial | Retail (ID) | New | Food Preparation | Natural Gas | Griddle | E8 | Utility - Cost of Equipment | 0 | 0 | 0 | 0 | 0 | 0 | 0 | 0 | 0 | 0 | 0 | 0 | 0 | 0 | 0 | 0 | 0 | 0 | 0 | 0 | 0 | 0 | 0 | 0 | 0 | 0 | 0
F4_Commercial_Retail (ID)_New_Food Preparation_Natural Gas_Griddle_E9 | F4 | Commercial | Retail (ID) | New | Food Preparation | Natural Gas | Griddle | E9 | Utility - Cost of Equipment | 0 | 0 | 0 | 0 | 0 | 0 | 0 | 0 | 0 | 0 | 0 | 0 | 0 | 0 | 0 | 0 | 0 | 0 | 0 | 0 | 0 | 0 | 0 | 0 | 0 | 0 | 0
F4_Commercial_Retail (ID)_New_Food Preparation_Natural Gas_Griddle_E10 | F4 | Commercial | Retail (ID) | New | Food Preparation | Natural Gas | Griddle | E10 | Utility - Cost of Equipment | 0 | 0 | 0 | 0 | 0 | 0 | 0 | 0 | 0 | 0 | 0 | 0 | 0 | 0 | 0 | 0 | 0 | 0 | 0 | 0 | 0 | 0 | 0 | 0 | 0 | 0 | 0
F5_Commercial_Retail (ID)_New_Food Preparation_Natural Gas_Griddle_E1 | F5 | Commercial | Retail (ID) | New | Food Preparation | Natural Gas | Griddle | E1 | Utility - Cost of Operation | 0.66446 | 0.68121 | 0.70105 | 0.72378 | 0.74949 | 0.78078 | 0.81298 | 0.84486 | 0.87556 | 0.90669 | 0.93145 | 0.95465 | 0.97958 | 1.004 | 1.0258 | 1.0462 | 1.0645 | 1.0826 | 1.1019 | 1.1208 | 1.1401 | 1.1602 | 1.1806 | 1.2015 | 1.2229 | 1.2446 | 1.2667
F5_Commercial_Retail (ID)_New_Food Preparation_Natural Gas_Griddle_E2 | F5 | Commercial | Retail (ID) | New | Food Preparation | Natural Gas | Griddle | E2 | Utility - Cost of Operation | 0.5832 | 0.5979 | 0.61531 | 0.63527 | 0.65784 | 0.68529 | 0.71356 | 0.74154 | 0.76849 | 0.79581 | 0.81754 | 0.83791 | 0.85979 | 0.88121 | 0.90036 | 0.91828 | 0.93435 | 0.95022 | 0.96716 | 0.9837 | 1.0007 | 1.0183 | 1.0362 | 1.0546 | 1.0733 | 1.0924 | 1.1118
F5_Commercial_Retail (ID)_New_Food Preparation_Natural Gas_Griddle_E3 | F5 | Commercial | Retail (ID) | New | Food Preparation | Natural Gas | Griddle | E3 | Utility - Cost of Operation | 0 | 0 | 0 | 0 | 0 | 0 | 0 | 0 | 0 | 0 | 0 | 0 | 0 | 0 | 0 | 0 | 0 | 0 | 0 | 0 | 0 | 0 | 0 | 0 | 0 | 0 | 0
F5_Commercial_Retail (ID)_New_Food Preparation_Natural Gas_Griddle_E4 | F5 | Commercial | Retail (ID) | New | Food Preparation | Natural Gas | Griddle | E4 | Utility - Cost of Operation | 0 | 0 | 0 | 0 | 0 | 0 | 0 | 0 | 0 | 0 | 0 | 0 | 0 | 0 | 0 | 0 | 0 | 0 | 0 | 0 | 0 | 0 | 0 | 0 | 0 | 0 | 0
F5_Commercial_Retail (ID)_New_Food Preparation_Natural Gas_Griddle_E5 | F5 | Commercial | Retail (ID) | New | Food Preparation | Natural Gas | Griddle | E5 | Utility - Cost of Operation | 0 | 0 | 0 | 0 | 0 | 0 | 0 | 0 | 0 | 0 | 0 | 0 | 0 | 0 | 0 | 0 | 0 | 0 | 0 | 0 | 0 | 0 | 0 | 0 | 0 | 0 | 0
F5_Commercial_Retail (ID)_New_Food Preparation_Natural Gas_Griddle_E6 | F5 | Commercial | Retail (ID) | New | Food Preparation | Natural Gas | Griddle | E6 | Utility - Cost of Operation | 0 | 0 | 0 | 0 | 0 | 0 | 0 | 0 | 0 | 0 | 0 | 0 | 0 | 0 | 0 | 0 | 0 | 0 | 0 | 0 | 0 | 0 | 0 | 0 | 0 | 0 | 0
F5_Commercial_Retail (ID)_New_Food Preparation_Natural Gas_Griddle_E7 | F5 | Commercial | Retail (ID) | New | Food Preparation | Natural Gas | Griddle | E7 | Utility - Cost of Operation | 0 | 0 | 0 | 0 | 0 | 0 | 0 | 0 | 0 | 0 | 0 | 0 | 0 | 0 | 0 | 0 | 0 | 0 | 0 | 0 | 0 | 0 | 0 | 0 | 0 | 0 | 0
F5_Commercial_Retail (ID)_New_Food Preparation_Natural Gas_Griddle_E8 | F5 | Commercial | Retail (ID) | New | Food Preparation | Natural Gas | Griddle | E8 | Utility - Cost of Operation | 0 | 0 | 0 | 0 | 0 | 0 | 0 | 0 | 0 | 0 | 0 | 0 | 0 | 0 | 0 | 0 | 0 | 0 | 0 | 0 | 0 | 0 | 0 | 0 | 0 | 0 | 0
F5_Commercial_Retail (ID)_New_Food Preparation_Natural Gas_Griddle_E9 | F5 | Commercial | Retail (ID) | New | Food Preparation | Natural Gas | Griddle | E9 | Utility - Cost of Operation | 0 | 0 | 0 | 0 | 0 | 0 | 0 | 0 | 0 | 0 | 0 | 0 | 0 | 0 | 0 | 0 | 0 | 0 | 0 | 0 | 0 | 0 | 0 | 0 | 0 | 0 | 0
F5_Commercial_Retail (ID)_New_Food Preparation_Natural Gas_Griddle_E10 | F5 | Commercial | Retail (ID) | New | Food Preparation | Natural Gas | Griddle | E10 | Utility - Cost of Operation | 0 | 0 | 0 | 0 | 0 | 0 | 0 | 0 | 0 | 0 | 0 | 0 | 0 | 0 | 0 | 0 | 0 | 0 | 0 | 0 | 0 | 0 | 0 | 0 | 0 | 0 | 0
F6_Commercial_Retail (ID)_New_Food Preparation_Natural Gas_Griddle_E1 | F6 | Commercial | Retail (ID) | New | Food Preparation | Natural Gas | Griddle | E1 | Utility - Value of Sales | 0.7826 | 0.79739 | 0.81474 | 0.83497 | 0.85814 | 0.88707 | 0.91607 | 0.94361 | 0.96854 | 0.9927 | 1.0177 | 1.0405 | 1.0645 | 1.0872 | 1.1068 | 1.1244 | 1.1394 | 1.1536 | 1.1688 | 1.1829 | 1.1971 | 1.2182 | 1.2396 | 1.2616 | 1.284 | 1.3068 | 1.3301
F6_Commercial_Retail (ID)_New_Food Preparation_Natural Gas_Griddle_E2 | F6 | Commercial | Retail (ID) | New | Food Preparation | Natural Gas | Griddle | E2 | Utility - Value of Sales | 0.6869 | 0.69987 | 0.7151 | 0.73286 | 0.7532 | 0.77858 | 0.80404 | 0.82821 | 0.85009 | 0.8713 | 0.89328 | 0.91325 | 0.93434 | 0.95428 | 0.97144 | 0.98692 | 1 | 1.0125 | 1.0258 | 1.0383 | 1.0507 | 1.0693 | 1.088 | 1.1073 | 1.127 | 1.147 | 1.1674
F6_Commercial_Retail (ID)_New_Food Preparation_Natural Gas_Griddle_E3 | F6 | Commercial | Retail (ID) | New | Food Preparation | Natural Gas | Griddle | E3 | Utility - Value of Sales | 0 | 0 | 0 | 0 | 0 | 0 | 0 | 0 | 0 | 0 | 0 | 0 | 0 | 0 | 0 | 0 | 0 | 0 | 0 | 0 | 0 | 0 | 0 | 0 | 0 | 0 | 0
F6_Commercial_Retail (ID)_New_Food Preparation_Natural Gas_Griddle_E4 | F6 | Commercial | Retail (ID) | New | Food Preparation | Natural Gas | Griddle | E4 | Utility - Value of Sales | 0 | 0 | 0 | 0 | 0 | 0 | 0 | 0 | 0 | 0 | 0 | 0 | 0 | 0 | 0 | 0 | 0 | 0 | 0 | 0 | 0 | 0 | 0 | 0 | 0 | 0 | 0
F6_Commercial_Retail (ID)_New_Food Preparation_Natural Gas_Griddle_E5 | F6 | Commercial | Retail (ID) | New | Food Preparation | Natural Gas | Griddle | E5 | Utility - Value of Sales | 0 | 0 | 0 | 0 | 0 | 0 | 0 | 0 | 0 | 0 | 0 | 0 | 0 | 0 | 0 | 0 | 0 | 0 | 0 | 0 | 0 | 0 | 0 | 0 | 0 | 0 | 0
F6_Commercial_Retail (ID)_New_Food Preparation_Natural Gas_Griddle_E6 | F6 | Commercial | Retail (ID) | New | Food Preparation | Natural Gas | Griddle | E6 | Utility - Value of Sales | 0 | 0 | 0 | 0 | 0 | 0 | 0 | 0 | 0 | 0 | 0 | 0 | 0 | 0 | 0 | 0 | 0 | 0 | 0 | 0 | 0 | 0 | 0 | 0 | 0 | 0 | 0
F6_Commercial_Retail (ID)_New_Food Preparation_Natural Gas_Griddle_E7 | F6 | Commercial | Retail (ID) | New | Food Preparation | Natural Gas | Griddle | E7 | Utility - Value of Sales | 0 | 0 | 0 | 0 | 0 | 0 | 0 | 0 | 0 | 0 | 0 | 0 | 0 | 0 | 0 | 0 | 0 | 0 | 0 | 0 | 0 | 0 | 0 | 0 | 0 | 0 | 0
F6_Commercial_Retail (ID)_New_Food Preparation_Natural Gas_Griddle_E8 | F6 | Commercial | Retail (ID) | New | Food Preparation | Natural Gas | Griddle | E8 | Utility - Value of Sales | 0 | 0 | 0 | 0 | 0 | 0 | 0 | 0 | 0 | 0 | 0 | 0 | 0 | 0 | 0 | 0 | 0 | 0 | 0 | 0 | 0 | 0 | 0 | 0 | 0 | 0 | 0
F6_Commercial_Retail (ID)_New_Food Preparation_Natural Gas_Griddle_E9 | F6 | Commercial | Retail (ID) | New | Food Preparation | Natural Gas | Griddle | E9 | Utility - Value of Sales | 0 | 0 | 0 | 0 | 0 | 0 | 0 | 0 | 0 | 0 | 0 | 0 | 0 | 0 | 0 | 0 | 0 | 0 | 0 | 0 | 0 | 0 | 0 | 0 | 0 | 0 | 0
F6_Commercial_Retail (ID)_New_Food Preparation_Natural Gas_Griddle_E10 | F6 | Commercial | Retail (ID) | New | Food Preparation | Natural Gas | Griddle | E10 | Utility - Value of Sales | 0 | 0 | 0 | 0 | 0 | 0 | 0 | 0 | 0 | 0 | 0 | 0 | 0 | 0 | 0 | 0 | 0 | 0 | 0 | 0 | 0 | 0 | 0 | 0 | 0 | 0 | 0
F1_Commercial_Retail (ID)_New_Food Preparation_Natural Gas_Range_E1 | F1 | Commercial | Retail (ID) | New | Food Preparation | Natural Gas | Range | E1 | RVT - Cost of Equipment | 1.2268 | 1.2268 | 1.2268 | 1.2268 | 1.2268 | 1.2268 | 1.2268 | 1.2268 | 1.2268 | 1.2268 | 1.2268 | 1.2268 | 1.2268 | 1.2268 | 1.2268 | 1.2268 | 1.2268 | 1.2268 | 1.2268 | 1.2268 | 1.2268 | 1.2268 | 1.2268 | 1.2268 | 1.2268 | 1.2268 | 1.2268
F1_Commercial_Retail (ID)_New_Food Preparation_Natural Gas_Range_E2 | F1 | Commercial | Retail (ID) | New | Food Preparation | Natural Gas | Range | E2 | RVT - Cost of Equipment | 1.3359 | 1.3359 | 1.3359 | 1.3359 | 1.3359 | 1.3359 | 1.3359 | 1.3359 | 1.3359 | 1.3359 | 1.3359 | 1.3359 | 1.3359 | 1.3359 | 1.3359 | 1.3359 | 1.3359 | 1.3359 | 1.3359 | 1.3359 | 1.3359 | 1.3359 | 1.3359 | 1.3359 | 1.3359 | 1.3359 | 1.3359
F1_Commercial_Retail (ID)_New_Food Preparation_Natural Gas_Range_E3 | F1 | Commercial | Retail (ID) | New | Food Preparation | Natural Gas | Range | E3 | RVT - Cost of Equipment | 0 | 0 | 0 | 0 | 0 | 0 | 0 | 0 | 0 | 0 | 0 | 0 | 0 | 0 | 0 | 0 | 0 | 0 | 0 | 0 | 0 | 0 | 0 | 0 | 0 | 0 | 0
F1_Commercial_Retail (ID)_New_Food Preparation_Natural Gas_Range_E4 | F1 | Commercial | Retail (ID) | New | Food Preparation | Natural Gas | Range | E4 | RVT - Cost of Equipment | 0 | 0 | 0 | 0 | 0 | 0 | 0 | 0 | 0 | 0 | 0 | 0 | 0 | 0 | 0 | 0 | 0 | 0 | 0 | 0 | 0 | 0 | 0 | 0 | 0 | 0 | 0
F1_Commercial_Retail (ID)_New_Food Preparation_Natural Gas_Range_E5 | F1 | Commercial | Retail (ID) | New | Food Preparation | Natural Gas | Range | E5 | RVT - Cost of Equipment | 0 | 0 | 0 | 0 | 0 | 0 | 0 | 0 | 0 | 0 | 0 | 0 | 0 | 0 | 0 | 0 | 0 | 0 | 0 | 0 | 0 | 0 | 0 | 0 | 0 | 0 | 0
F1_Commercial_Retail (ID)_New_Food Preparation_Natural Gas_Range_E6 | F1 | Commercial | Retail (ID) | New | Food Preparation | Natural Gas | Range | E6 | RVT - Cost of Equipment | 0 | 0 | 0 | 0 | 0 | 0 | 0 | 0 | 0 | 0 | 0 | 0 | 0 | 0 | 0 | 0 | 0 | 0 | 0 | 0 | 0 | 0 | 0 | 0 | 0 | 0 | 0
F1_Commercial_Retail (ID)_New_Food Preparation_Natural Gas_Range_E7 | F1 | Commercial | Retail (ID) | New | Food Preparation | Natural Gas | Range | E7 | RVT - Cost of Equipment | 0 | 0 | 0 | 0 | 0 | 0 | 0 | 0 | 0 | 0 | 0 | 0 | 0 | 0 | 0 | 0 | 0 | 0 | 0 | 0 | 0 | 0 | 0 | 0 | 0 | 0 | 0
F1_Commercial_Retail (ID)_New_Food Preparation_Natural Gas_Range_E8 | F1 | Commercial | Retail (ID) | New | Food Preparation | Natural Gas | Range | E8 | RVT - Cost of Equipment | 0 | 0 | 0 | 0 | 0 | 0 | 0 | 0 | 0 | 0 | 0 | 0 | 0 | 0 | 0 | 0 | 0 | 0 | 0 | 0 | 0 | 0 | 0 | 0 | 0 | 0 | 0
F1_Commercial_Retail (ID)_New_Food Preparation_Natural Gas_Range_E9 | F1 | Commercial | Retail (ID) | New | Food Preparation | Natural Gas | Range | E9 | RVT - Cost of Equipment | 0 | 0 | 0 | 0 | 0 | 0 | 0 | 0 | 0 | 0 | 0 | 0 | 0 | 0 | 0 | 0 | 0 | 0 | 0 | 0 | 0 | 0 | 0 | 0 | 0 | 0 | 0
F1_Commercial_Retail (ID)_New_Food Preparation_Natural Gas_Range_E10 | F1 | Commercial | Retail (ID) | New | Food Preparation | Natural Gas | Range | E10 | RVT - Cost of Equipment | 0 | 0 | 0 | 0 | 0 | 0 | 0 | 0 | 0 | 0 | 0 | 0 | 0 | 0 | 0 | 0 | 0 | 0 | 0 | 0 | 0 | 0 | 0 | 0 | 0 | 0 | 0
F2_Commercial_Retail (ID)_New_Food Preparation_Natural Gas_Range_E1 | F2 | Commercial | Retail (ID) | New | Food Preparation | Natural Gas | Range | E1 | RVT - Cost of Operation | 1.0411 | 1.0584 | 1.0795 | 1.1052 | 1.1357 | 1.1761 | 1.2175 | 1.2575 | 1.2944 | 1.3298 | 1.3662 | 1.3987 | 1.4325 | 1.4639 | 1.4902 | 1.5136 | 1.5328 | 1.5509 | 1.5702 | 1.588 | 1.6058 | 1.6341 | 1.6627 | 1.6922 | 1.7223 | 1.7529 | 1.784
F2_Commercial_Retail (ID)_New_Food Preparation_Natural Gas_Range_E2 | F2 | Commercial | Retail (ID) | New | Food Preparation | Natural Gas | Range | E2 | RVT - Cost of Operation | 0.52053 | 0.52919 | 0.53975 | 0.55259 | 0.56786 | 0.58804 | 0.60874 | 0.62876 | 0.6472 | 0.6649 | 0.68308 | 0.69933 | 0.71627 | 0.73193 | 0.74512 | 0.75681 | 0.76639 | 0.77543 | 0.78512 | 0.79401 | 0.8029 | 0.81706 | 0.83135 | 0.84612 | 0.86115 | 0.87645 | 0.89202
F2_Commercial_Retail (ID)_New_Food Preparation_Natural Gas_Range_E3 | F2 | Commercial | Retail (ID) | New | Food Preparation | Natural Gas | Range | E3 | RVT - Cost of Operation | 0 | 0 | 0 | 0 | 0 | 0 | 0 | 0 | 0 | 0 | 0 | 0 | 0 | 0 | 0 | 0 | 0 | 0 | 0 | 0 | 0 | 0 | 0 | 0 | 0 | 0 | 0
F2_Commercial_Retail (ID)_New_Food Preparation_Natural Gas_Range_E4 | F2 | Commercial | Retail (ID) | New | Food Preparation | Natural Gas | Range | E4 | RVT - Cost of Operation | 0 | 0 | 0 | 0 | 0 | 0 | 0 | 0 | 0 | 0 | 0 | 0 | 0 | 0 | 0 | 0 | 0 | 0 | 0 | 0 | 0 | 0 | 0 | 0 | 0 | 0 | 0
F2_Commercial_Retail (ID)_New_Food Preparation_Natural Gas_Range_E5 | F2 | Commercial | Retail (ID) | New | Food Preparation | Natural Gas | Range | E5 | RVT - Cost of Operation | 0 | 0 | 0 | 0 | 0 | 0 | 0 | 0 | 0 | 0 | 0 | 0 | 0 | 0 | 0 | 0 | 0 | 0 | 0 | 0 | 0 | 0 | 0 | 0 | 0 | 0 | 0
F2_Commercial_Retail (ID)_New_Food Preparation_Natural Gas_Range_E6 | F2 | Commercial | Retail (ID) | New | Food Preparation | Natural Gas | Range | E6 | RVT - Cost of Operation | 0 | 0 | 0 | 0 | 0 | 0 | 0 | 0 | 0 | 0 | 0 | 0 | 0 | 0 | 0 | 0 | 0 | 0 | 0 | 0 | 0 | 0 | 0 | 0 | 0 | 0 | 0
F2_Commercial_Retail (ID)_New_Food Preparation_Natural Gas_Range_E7 | F2 | Commercial | Retail (ID) | New | Food Preparation | Natural Gas | Range | E7 | RVT - Cost of Operation | 0 | 0 | 0 | 0 | 0 | 0 | 0 | 0 | 0 | 0 | 0 | 0 | 0 | 0 | 0 | 0 | 0 | 0 | 0 | 0 | 0 | 0 | 0 | 0 | 0 | 0 | 0
F2_Commercial_Retail (ID)_New_Food Preparation_Natural Gas_Range_E8 | F2 | Commercial | Retail (ID) | New | Food Preparation | Natural Gas | Range | E8 | RVT - Cost of Operation | 0 | 0 | 0 | 0 | 0 | 0 | 0 | 0 | 0 | 0 | 0 | 0 | 0 | 0 | 0 | 0 | 0 | 0 | 0 | 0 | 0 | 0 | 0 | 0 | 0 | 0 | 0
F2_Commercial_Retail (ID)_New_Food Preparation_Natural Gas_Range_E9 | F2 | Commercial | Retail (ID) | New | Food Preparation | Natural Gas | Range | E9 | RVT - Cost of Operation | 0 | 0 | 0 | 0 | 0 | 0 | 0 | 0 | 0 | 0 | 0 | 0 | 0 | 0 | 0 | 0 | 0 | 0 | 0 | 0 | 0 | 0 | 0 | 0 | 0 | 0 | 0
F2_Commercial_Retail (ID)_New_Food Preparation_Natural Gas_Range_E10 | F2 | Commercial | Retail (ID) | New | Food Preparation | Natural Gas | Range | E10 | RVT - Cost of Operation | 0 | 0 | 0 | 0 | 0 | 0 | 0 | 0 | 0 | 0 | 0 | 0 | 0 | 0 | 0 | 0 | 0 | 0 | 0 | 0 | 0 | 0 | 0 | 0 | 0 | 0 | 0
F3_Commercial_Retail (ID)_New_Food Preparation_Natural Gas_Range_E1 | F3 | Commercial | Retail (ID) | New | Food Preparation | Natural Gas | Range | E1 | System - kBTUs of Consumption | 252.3436 | 252.3436 | 252.3436 | 252.3436 | 252.3436 | 252.3436 | 252.3436 | 252.3436 | 252.3436 | 252.3436 | 252.3436 | 252.3436 | 252.3436 | 252.3436 | 252.3436 | 252.3436 | 252.3436 | 252.3436 | 252.3436 | 252.3436 | 252.3436 | 252.3436 | 252.3436 | 252.3436 | 252.3436 | 252.3436 | 252.3436
F3_Commercial_Retail (ID)_New_Food Preparation_Natural Gas_Range_E2 | F3 | Commercial | Retail (ID) | New | Food Preparation | Natural Gas | Range | E2 | System - kBTUs of Consumption | 126.1718 | 126.1718 | 126.1718 | 126.1718 | 126.1718 | 126.1718 | 126.1718 | 126.1718 | 126.1718 | 126.1718 | 126.1718 | 126.1718 | 126.1718 | 126.1718 | 126.1718 | 126.1718 | 126.1718 | 126.1718 | 126.1718 | 126.1718 | 126.1718 | 126.1718 | 126.1718 | 126.1718 | 126.1718 | 126.1718 | 126.1718
F3_Commercial_Retail (ID)_New_Food Preparation_Natural Gas_Range_E3 | F3 | Commercial | Retail (ID) | New | Food Preparation | Natural Gas | Range | E3 | System - kBTUs of Consumption | 0 | 0 | 0 | 0 | 0 | 0 | 0 | 0 | 0 | 0 | 0 | 0 | 0 | 0 | 0 | 0 | 0 | 0 | 0 | 0 | 0 | 0 | 0 | 0 | 0 | 0 | 0
F3_Commercial_Retail (ID)_New_Food Preparation_Natural Gas_Range_E4 | F3 | Commercial | Retail (ID) | New | Food Preparation | Natural Gas | Range | E4 | System - kBTUs of Consumption | 0 | 0 | 0 | 0 | 0 | 0 | 0 | 0 | 0 | 0 | 0 | 0 | 0 | 0 | 0 | 0 | 0 | 0 | 0 | 0 | 0 | 0 | 0 | 0 | 0 | 0 | 0
F3_Commercial_Retail (ID)_New_Food Preparation_Natural Gas_Range_E5 | F3 | Commercial | Retail (ID) | New | Food Preparation | Natural Gas | Range | E5 | System - kBTUs of Consumption | 0 | 0 | 0 | 0 | 0 | 0 | 0 | 0 | 0 | 0 | 0 | 0 | 0 | 0 | 0 | 0 | 0 | 0 | 0 | 0 | 0 | 0 | 0 | 0 | 0 | 0 | 0
F3_Commercial_Retail (ID)_New_Food Preparation_Natural Gas_Range_E6 | F3 | Commercial | Retail (ID) | New | Food Preparation | Natural Gas | Range | E6 | System - kBTUs of Consumption | 0 | 0 | 0 | 0 | 0 | 0 | 0 | 0 | 0 | 0 | 0 | 0 | 0 | 0 | 0 | 0 | 0 | 0 | 0 | 0 | 0 | 0 | 0 | 0 | 0 | 0 | 0
F3_Commercial_Retail (ID)_New_Food Preparation_Natural Gas_Range_E7 | F3 | Commercial | Retail (ID) | New | Food Preparation | Natural Gas | Range | E7 | System - kBTUs of Consumption | 0 | 0 | 0 | 0 | 0 | 0 | 0 | 0 | 0 | 0 | 0 | 0 | 0 | 0 | 0 | 0 | 0 | 0 | 0 | 0 | 0 | 0 | 0 | 0 | 0 | 0 | 0
F3_Commercial_Retail (ID)_New_Food Preparation_Natural Gas_Range_E8 | F3 | Commercial | Retail (ID) | New | Food Preparation | Natural Gas | Range | E8 | System - kBTUs of Consumption | 0 | 0 | 0 | 0 | 0 | 0 | 0 | 0 | 0 | 0 | 0 | 0 | 0 | 0 | 0 | 0 | 0 | 0 | 0 | 0 | 0 | 0 | 0 | 0 | 0 | 0 | 0
F3_Commercial_Retail (ID)_New_Food Preparation_Natural Gas_Range_E9 | F3 | Commercial | Retail (ID) | New | Food Preparation | Natural Gas | Range | E9 | System - kBTUs of Consumption | 0 | 0 | 0 | 0 | 0 | 0 | 0 | 0 | 0 | 0 | 0 | 0 | 0 | 0 | 0 | 0 | 0 | 0 | 0 | 0 | 0 | 0 | 0 | 0 | 0 | 0 | 0
F3_Commercial_Retail (ID)_New_Food Preparation_Natural Gas_Range_E10 | F3 | Commercial | Retail (ID) | New | Food Preparation | Natural Gas | Range | E10 | System - kBTUs of Consumption | 0 | 0 | 0 | 0 | 0 | 0 | 0 | 0 | 0 | 0 | 0 | 0 | 0 | 0 | 0 | 0 | 0 | 0 | 0 | 0 | 0 | 0 | 0 | 0 | 0 | 0 | 0
F4_Commercial_Retail (ID)_New_Food Preparation_Natural Gas_Range_E1 | F4 | Commercial | Retail (ID) | New | Food Preparation | Natural Gas | Range | E1 | Utility - Cost of Equipment | 1.2268 | 1.2268 | 1.2268 | 1.2268 | 1.2268 | 1.2268 | 1.2268 | 1.2268 | 1.2268 | 1.2268 | 1.2268 | 1.2268 | 1.2268 | 1.2268 | 1.2268 | 1.2268 | 1.2268 | 1.2268 | 1.2268 | 1.2268 | 1.2268 | 1.2268 | 1.2268 | 1.2268 | 1.2268 | 1.2268 | 1.2268
F4_Commercial_Retail (ID)_New_Food Preparation_Natural Gas_Range_E2 | F4 | Commercial | Retail (ID) | New | Food Preparation | Natural Gas | Range | E2 | Utility - Cost of Equipment | 1.3359 | 1.3359 | 1.3359 | 1.3359 | 1.3359 | 1.3359 | 1.3359 | 1.3359 | 1.3359 | 1.3359 | 1.3359 | 1.3359 | 1.3359 | 1.3359 | 1.3359 | 1.3359 | 1.3359 | 1.3359 | 1.3359 | 1.3359 | 1.3359 | 1.3359 | 1.3359 | 1.3359 | 1.3359 | 1.3359 | 1.3359
F4_Commercial_Retail (ID)_New_Food Preparation_Natural Gas_Range_E3 | F4 | Commercial | Retail (ID) | New | Food Preparation | Natural Gas | Range | E3 | Utility - Cost of Equipment | 0 | 0 | 0 | 0 | 0 | 0 | 0 | 0 | 0 | 0 | 0 | 0 | 0 | 0 | 0 | 0 | 0 | 0 | 0 | 0 | 0 | 0 | 0 | 0 | 0 | 0 | 0
F4_Commercial_Retail (ID)_New_Food Preparation_Natural Gas_Range_E4 | F4 | Commercial | Retail (ID) | New | Food Preparation | Natural Gas | Range | E4 | Utility - Cost of Equipment | 0 | 0 | 0 | 0 | 0 | 0 | 0 | 0 | 0 | 0 | 0 | 0 | 0 | 0 | 0 | 0 | 0 | 0 | 0 | 0 | 0 | 0 | 0 | 0 | 0 | 0 | 0
F4_Commercial_Retail (ID)_New_Food Preparation_Natural Gas_Range_E5 | F4 | Commercial | Retail (ID) | New | Food Preparation | Natural Gas | Range | E5 | Utility - Cost of Equipment | 0 | 0 | 0 | 0 | 0 | 0 | 0 | 0 | 0 | 0 | 0 | 0 | 0 | 0 | 0 | 0 | 0 | 0 | 0 | 0 | 0 | 0 | 0 | 0 | 0 | 0 | 0
F4_Commercial_Retail (ID)_New_Food Preparation_Natural Gas_Range_E6 | F4 | Commercial | Retail (ID) | New | Food Preparation | Natural Gas | Range | E6 | Utility - Cost of Equipment | 0 | 0 | 0 | 0 | 0 | 0 | 0 | 0 | 0 | 0 | 0 | 0 | 0 | 0 | 0 | 0 | 0 | 0 | 0 | 0 | 0 | 0 | 0 | 0 | 0 | 0 | 0
F4_Commercial_Retail (ID)_New_Food Preparation_Natural Gas_Range_E7 | F4 | Commercial | Retail (ID) | New | Food Preparation | Natural Gas | Range | E7 | Utility - Cost of Equipment | 0 | 0 | 0 | 0 | 0 | 0 | 0 | 0 | 0 | 0 | 0 | 0 | 0 | 0 | 0 | 0 | 0 | 0 | 0 | 0 | 0 | 0 | 0 | 0 | 0 | 0 | 0
F4_Commercial_Retail (ID)_New_Food Preparation_Natural Gas_Range_E8 | F4 | Commercial | Retail (ID) | New | Food Preparation | Natural Gas | Range | E8 | Utility - Cost of Equipment | 0 | 0 | 0 | 0 | 0 | 0 | 0 | 0 | 0 | 0 | 0 | 0 | 0 | 0 | 0 | 0 | 0 | 0 | 0 | 0 | 0 | 0 | 0 | 0 | 0 | 0 | 0
F4_Commercial_Retail (ID)_New_Food Preparation_Natural Gas_Range_E9 | F4 | Commercial | Retail (ID) | New | Food Preparation | Natural Gas | Range | E9 | Utility - Cost of Equipment | 0 | 0 | 0 | 0 | 0 | 0 | 0 | 0 | 0 | 0 | 0 | 0 | 0 | 0 | 0 | 0 | 0 | 0 | 0 | 0 | 0 | 0 | 0 | 0 | 0 | 0 | 0
F4_Commercial_Retail (ID)_New_Food Preparation_Natural Gas_Range_E10 | F4 | Commercial | Retail (ID) | New | Food Preparation | Natural Gas | Range | E10 | Utility - Cost of Equipment | 0 | 0 | 0 | 0 | 0 | 0 | 0 | 0 | 0 | 0 | 0 | 0 | 0 | 0 | 0 | 0 | 0 | 0 | 0 | 0 | 0 | 0 | 0 | 0 | 0 | 0 | 0
F5_Commercial_Retail (ID)_New_Food Preparation_Natural Gas_Range_E1 | F5 | Commercial | Retail (ID) | New | Food Preparation | Natural Gas | Range | E1 | Utility - Cost of Operation | 0.87515 | 0.89535 | 0.92077 | 0.95075 | 0.98561 | 1.0296 | 1.0754 | 1.121 | 1.1651 | 1.2097 | 1.2446 | 1.277 | 1.3119 | 1.346 | 1.376 | 1.4038 | 1.4283 | 1.4524 | 1.4784 | 1.5035 | 1.5293 | 1.5563 | 1.5835 | 1.6117 | 1.6403 | 1.6694 | 1.6991
F5_Commercial_Retail (ID)_New_Food Preparation_Natural Gas_Range_E2 | F5 | Commercial | Retail (ID) | New | Food Preparation | Natural Gas | Range | E2 | Utility - Cost of Operation | 0.43758 | 0.44768 | 0.46038 | 0.47537 | 0.49281 | 0.51479 | 0.53769 | 0.56052 | 0.58254 | 0.60487 | 0.62229 | 0.6385 | 0.65597 | 0.67299 | 0.68801 | 0.70191 | 0.71417 | 0.72622 | 0.73918 | 0.75174 | 0.76467 | 0.77815 | 0.79176 | 0.80583 | 0.82014 | 0.83471 | 0.84954
F5_Commercial_Retail (ID)_New_Food Preparation_Natural Gas_Range_E3 | F5 | Commercial | Retail (ID) | New | Food Preparation | Natural Gas | Range | E3 | Utility - Cost of Operation | 0 | 0 | 0 | 0 | 0 | 0 | 0 | 0 | 0 | 0 | 0 | 0 | 0 | 0 | 0 | 0 | 0 | 0 | 0 | 0 | 0 | 0 | 0 | 0 | 0 | 0 | 0
F5_Commercial_Retail (ID)_New_Food Preparation_Natural Gas_Range_E4 | F5 | Commercial | Retail (ID) | New | Food Preparation | Natural Gas | Range | E4 | Utility - Cost of Operation | 0 | 0 | 0 | 0 | 0 | 0 | 0 | 0 | 0 | 0 | 0 | 0 | 0 | 0 | 0 | 0 | 0 | 0 | 0 | 0 | 0 | 0 | 0 | 0 | 0 | 0 | 0
F5_Commercial_Retail (ID)_New_Food Preparation_Natural Gas_Range_E5 | F5 | Commercial | Retail (ID) | New | Food Preparation | Natural Gas | Range | E5 | Utility - Cost of Operation | 0 | 0 | 0 | 0 | 0 | 0 | 0 | 0 | 0 | 0 | 0 | 0 | 0 | 0 | 0 | 0 | 0 | 0 | 0 | 0 | 0 | 0 | 0 | 0 | 0 | 0 | 0
F5_Commercial_Retail (ID)_New_Food Preparation_Natural Gas_Range_E6 | F5 | Commercial | Retail (ID) | New | Food Preparation | Natural Gas | Range | E6 | Utility - Cost of Operation | 0 | 0 | 0 | 0 | 0 | 0 | 0 | 0 | 0 | 0 | 0 | 0 | 0 | 0 | 0 | 0 | 0 | 0 | 0 | 0 | 0 | 0 | 0 | 0 | 0 | 0 | 0
F5_Commercial_Retail (ID)_New_Food Preparation_Natural Gas_Range_E7 | F5 | Commercial | Retail (ID) | New | Food Preparation | Natural Gas | Range | E7 | Utility - Cost of Operation | 0 | 0 | 0 | 0 | 0 | 0 | 0 | 0 | 0 | 0 | 0 | 0 | 0 | 0 | 0 | 0 | 0 | 0 | 0 | 0 | 0 | 0 | 0 | 0 | 0 | 0 | 0
F5_Commercial_Retail (ID)_New_Food Preparation_Natural Gas_Range_E8 | F5 | Commercial | Retail (ID) | New | Food Preparation | Natural Gas | Range | E8 | Utility - Cost of Operation | 0 | 0 | 0 | 0 | 0 | 0 | 0 | 0 | 0 | 0 | 0 | 0 | 0 | 0 | 0 | 0 | 0 | 0 | 0 | 0 | 0 | 0 | 0 | 0 | 0 | 0 | 0
F5_Commercial_Retail (ID)_New_Food Preparation_Natural Gas_Range_E9 | F5 | Commercial | Retail (ID) | New | Food Preparation | Natural Gas | Range | E9 | Utility - Cost of Operation | 0 | 0 | 0 | 0 | 0 | 0 | 0 | 0 | 0 | 0 | 0 | 0 | 0 | 0 | 0 | 0 | 0 | 0 | 0 | 0 | 0 | 0 | 0 | 0 | 0 | 0 | 0
F5_Commercial_Retail (ID)_New_Food Preparation_Natural Gas_Range_E10 | F5 | Commercial | Retail (ID) | New | Food Preparation | Natural Gas | Range | E10 | Utility - Cost of Operation | 0 | 0 | 0 | 0 | 0 | 0 | 0 | 0 | 0 | 0 | 0 | 0 | 0 | 0 | 0 | 0 | 0 | 0 | 0 | 0 | 0 | 0 | 0 | 0 | 0 | 0 | 0
F6_Commercial_Retail (ID)_New_Food Preparation_Natural Gas_Range_E1 | F6 | Commercial | Retail (ID) | New | Food Preparation | Natural Gas | Range | E1 | Utility - Value of Sales | 1.0411 | 1.0584 | 1.0795 | 1.1052 | 1.1357 | 1.1761 | 1.2175 | 1.2575 | 1.2944 | 1.3298 | 1.3662 | 1.3987 | 1.4325 | 1.4639 | 1.4902 | 1.5136 | 1.5328 | 1.5509 | 1.5702 | 1.588 | 1.6058 | 1.6341 | 1.6627 | 1.6922 | 1.7223 | 1.7529 | 1.784
F6_Commercial_Retail (ID)_New_Food Preparation_Natural Gas_Range_E2 | F6 | Commercial | Retail (ID) | New | Food Preparation | Natural Gas | Range | E2 | Utility - Value of Sales | 0.52053 | 0.52919 | 0.53975 | 0.55259 | 0.56786 | 0.58804 | 0.60874 | 0.62876 | 0.6472 | 0.6649 | 0.68308 | 0.69933 | 0.71627 | 0.73193 | 0.74512 | 0.75681 | 0.76639 | 0.77543 | 0.78512 | 0.79401 | 0.8029 | 0.81706 | 0.83135 | 0.84612 | 0.86115 | 0.87645 | 0.89202
F6_Commercial_Retail (ID)_New_Food Preparation_Natural Gas_Range_E3 | F6 | Commercial | Retail (ID) | New | Food Preparation | Natural Gas | Range | E3 | Utility - Value of Sales | 0 | 0 | 0 | 0 | 0 | 0 | 0 | 0 | 0 | 0 | 0 | 0 | 0 | 0 | 0 | 0 | 0 | 0 | 0 | 0 | 0 | 0 | 0 | 0 | 0 | 0 | 0
F6_Commercial_Retail (ID)_New_Food Preparation_Natural Gas_Range_E4 | F6 | Commercial | Retail (ID) | New | Food Preparation | Natural Gas | Range | E4 | Utility - Value of Sales | 0 | 0 | 0 | 0 | 0 | 0 | 0 | 0 | 0 | 0 | 0 | 0 | 0 | 0 | 0 | 0 | 0 | 0 | 0 | 0 | 0 | 0 | 0 | 0 | 0 | 0 | 0
F6_Commercial_Retail (ID)_New_Food Preparation_Natural Gas_Range_E5 | F6 | Commercial | Retail (ID) | New | Food Preparation | Natural Gas | Range | E5 | Utility - Value of Sales | 0 | 0 | 0 | 0 | 0 | 0 | 0 | 0 | 0 | 0 | 0 | 0 | 0 | 0 | 0 | 0 | 0 | 0 | 0 | 0 | 0 | 0 | 0 | 0 | 0 | 0 | 0
F6_Commercial_Retail (ID)_New_Food Preparation_Natural Gas_Range_E6 | F6 | Commercial | Retail (ID) | New | Food Preparation | Natural Gas | Range | E6 | Utility - Value of Sales | 0 | 0 | 0 | 0 | 0 | 0 | 0 | 0 | 0 | 0 | 0 | 0 | 0 | 0 | 0 | 0 | 0 | 0 | 0 | 0 | 0 | 0 | 0 | 0 | 0 | 0 | 0
F6_Commercial_Retail (ID)_New_Food Preparation_Natural Gas_Range_E7 | F6 | Commercial | Retail (ID) | New | Food Preparation | Natural Gas | Range | E7 | Utility - Value of Sales | 0 | 0 | 0 | 0 | 0 | 0 | 0 | 0 | 0 | 0 | 0 | 0 | 0 | 0 | 0 | 0 | 0 | 0 | 0 | 0 | 0 | 0 | 0 | 0 | 0 | 0 | 0
F6_Commercial_Retail (ID)_New_Food Preparation_Natural Gas_Range_E8 | F6 | Commercial | Retail (ID) | New | Food Preparation | Natural Gas | Range | E8 | Utility - Value of Sales | 0 | 0 | 0 | 0 | 0 | 0 | 0 | 0 | 0 | 0 | 0 | 0 | 0 | 0 | 0 | 0 | 0 | 0 | 0 | 0 | 0 | 0 | 0 | 0 | 0 | 0 | 0
F6_Commercial_Retail (ID)_New_Food Preparation_Natural Gas_Range_E9 | F6 | Commercial | Retail (ID) | New | Food Preparation | Natural Gas | Range | E9 | Utility - Value of Sales | 0 | 0 | 0 | 0 | 0 | 0 | 0 | 0 | 0 | 0 | 0 | 0 | 0 | 0 | 0 | 0 | 0 | 0 | 0 | 0 | 0 | 0 | 0 | 0 | 0 | 0 | 0
F6_Commercial_Retail (ID)_New_Food Preparation_Natural Gas_Range_E10 | F6 | Commercial | Retail (ID) | New | Food Preparation | Natural Gas | Range | E10 | Utility - Value of Sales | 0 | 0 | 0 | 0 | 0 | 0 | 0 | 0 | 0 | 0 | 0 | 0 | 0 | 0 | 0 | 0 | 0 | 0 | 0 | 0 | 0 | 0 | 0 | 0 | 0 | 0 | 0
F1_Commercial_Retail (ID)_New_Food Preparation_Natural Gas_Steamer_E1 | F1 | Commercial | Retail (ID) | New | Food Preparation | Natural Gas | Steamer | E1 | RVT - Cost of Equipment | 4.9281 | 4.9281 | 4.9281 | 4.9281 | 4.9281 | 4.9281 | 4.9281 | 4.9281 | 4.9281 | 4.9281 | 4.9281 | 4.9281 | 4.9281 | 4.9281 | 4.9281 | 4.9281 | 4.9281 | 4.9281 | 4.9281 | 4.9281 | 4.9281 | 4.9281 | 4.9281 | 4.9281 | 4.9281 | 4.9281 | 4.9281
F1_Commercial_Retail (ID)_New_Food Preparation_Natural Gas_Steamer_E2 | F1 | Commercial | Retail (ID) | New | Food Preparation | Natural Gas | Steamer | E2 | RVT - Cost of Equipment | 5.2952 | 5.2952 | 5.2952 | 5.2952 | 5.2952 | 5.2952 | 5.2952 | 5.2952 | 5.2952 | 5.2952 | 5.2952 | 5.2952 | 5.2952 | 5.2952 | 5.2952 | 5.2952 | 5.2952 | 5.2952 | 5.2952 | 5.2952 | 5.2952 | 5.2952 | 5.2952 | 5.2952 | 5.2952 | 5.2952 | 5.2952
F1_Commercial_Retail (ID)_New_Food Preparation_Natural Gas_Steamer_E3 | F1 | Commercial | Retail (ID) | New | Food Preparation | Natural Gas | Steamer | E3 | RVT - Cost of Equipment | 0 | 0 | 0 | 0 | 0 | 0 | 0 | 0 | 0 | 0 | 0 | 0 | 0 | 0 | 0 | 0 | 0 | 0 | 0 | 0 | 0 | 0 | 0 | 0 | 0 | 0 | 0
F1_Commercial_Retail (ID)_New_Food Preparation_Natural Gas_Steamer_E4 | F1 | Commercial | Retail (ID) | New | Food Preparation | Natural Gas | Steamer | E4 | RVT - Cost of Equipment | 0 | 0 | 0 | 0 | 0 | 0 | 0 | 0 | 0 | 0 | 0 | 0 | 0 | 0 | 0 | 0 | 0 | 0 | 0 | 0 | 0 | 0 | 0 | 0 | 0 | 0 | 0
F1_Commercial_Retail (ID)_New_Food Preparation_Natural Gas_Steamer_E5 | F1 | Commercial | Retail (ID) | New | Food Preparation | Natural Gas | Steamer | E5 | RVT - Cost of Equipment | 0 | 0 | 0 | 0 | 0 | 0 | 0 | 0 | 0 | 0 | 0 | 0 | 0 | 0 | 0 | 0 | 0 | 0 | 0 | 0 | 0 | 0 | 0 | 0 | 0 | 0 | 0
F1_Commercial_Retail (ID)_New_Food Preparation_Natural Gas_Steamer_E6 | F1 | Commercial | Retail (ID) | New | Food Preparation | Natural Gas | Steamer | E6 | RVT - Cost of Equipment | 0 | 0 | 0 | 0 | 0 | 0 | 0 | 0 | 0 | 0 | 0 | 0 | 0 | 0 | 0 | 0 | 0 | 0 | 0 | 0 | 0 | 0 | 0 | 0 | 0 | 0 | 0
F1_Commercial_Retail (ID)_New_Food Preparation_Natural Gas_Steamer_E7 | F1 | Commercial | Retail (ID) | New | Food Preparation | Natural Gas | Steamer | E7 | RVT - Cost of Equipment | 0 | 0 | 0 | 0 | 0 | 0 | 0 | 0 | 0 | 0 | 0 | 0 | 0 | 0 | 0 | 0 | 0 | 0 | 0 | 0 | 0 | 0 | 0 | 0 | 0 | 0 | 0
F1_Commercial_Retail (ID)_New_Food Preparation_Natural Gas_Steamer_E8 | F1 | Commercial | Retail (ID) | New | Food Preparation | Natural Gas | Steamer | E8 | RVT - Cost of Equipment | 0 | 0 | 0 | 0 | 0 | 0 | 0 | 0 | 0 | 0 | 0 | 0 | 0 | 0 | 0 | 0 | 0 | 0 | 0 | 0 | 0 | 0 | 0 | 0 | 0 | 0 | 0
F1_Commercial_Retail (ID)_New_Food Preparation_Natural Gas_Steamer_E9 | F1 | Commercial | Retail (ID) | New | Food Preparation | Natural Gas | Steamer | E9 | RVT - Cost of Equipment | 0 | 0 | 0 | 0 | 0 | 0 | 0 | 0 | 0 | 0 | 0 | 0 | 0 | 0 | 0 | 0 | 0 | 0 | 0 | 0 | 0 | 0 | 0 | 0 | 0 | 0 | 0
F1_Commercial_Retail (ID)_New_Food Preparation_Natural Gas_Steamer_E10 | F1 | Commercial | Retail (ID) | New | Food Preparation | Natural Gas | Steamer | E10 | RVT - Cost of Equipment | 0 | 0 | 0 | 0 | 0 | 0 | 0 | 0 | 0 | 0 | 0 | 0 | 0 | 0 | 0 | 0 | 0 | 0 | 0 | 0 | 0 | 0 | 0 | 0 | 0 | 0 | 0
F2_Commercial_Retail (ID)_New_Food Preparation_Natural Gas_Steamer_E1 | F2 | Commercial | Retail (ID) | New | Food Preparation | Natural Gas | Steamer | E1 | RVT - Cost of Operation | 1.45 | 1.4773 | 1.5095 | 1.547 | 1.5899 | 1.6435 | 1.6972 | 1.7483 | 1.7944 | 1.8392 | 1.8856 | 1.9278 | 1.9723 | 2.0144 | 2.0506 | 2.0833 | 2.1109 | 2.1373 | 2.1654 | 2.1916 | 2.2179 | 2.2571 | 2.2966 | 2.3374 | 2.379 | 2.4212 | 2.4642
F2_Commercial_Retail (ID)_New_Food Preparation_Natural Gas_Steamer_E2 | F2 | Commercial | Retail (ID) | New | Food Preparation | Natural Gas | Steamer | E2 | RVT - Cost of Operation | 0.27357 | 0.27874 | 0.2848 | 0.29187 | 0.29998 | 0.31009 | 0.32022 | 0.32985 | 0.33857 | 0.34701 | 0.35577 | 0.36372 | 0.37212 | 0.38006 | 0.38689 | 0.39306 | 0.39828 | 0.40326 | 0.40856 | 0.4135 | 0.41847 | 0.42585 | 0.43331 | 0.44101 | 0.44885 | 0.45682 | 0.46494
F2_Commercial_Retail (ID)_New_Food Preparation_Natural Gas_Steamer_E3 | F2 | Commercial | Retail (ID) | New | Food Preparation | Natural Gas | Steamer | E3 | RVT - Cost of Operation | 0 | 0 | 0 | 0 | 0 | 0 | 0 | 0 | 0 | 0 | 0 | 0 | 0 | 0 | 0 | 0 | 0 | 0 | 0 | 0 | 0 | 0 | 0 | 0 | 0 | 0 | 0
F2_Commercial_Retail (ID)_New_Food Preparation_Natural Gas_Steamer_E4 | F2 | Commercial | Retail (ID) | New | Food Preparation | Natural Gas | Steamer | E4 | RVT - Cost of Operation | 0 | 0 | 0 | 0 | 0 | 0 | 0 | 0 | 0 | 0 | 0 | 0 | 0 | 0 | 0 | 0 | 0 | 0 | 0 | 0 | 0 | 0 | 0 | 0 | 0 | 0 | 0
F2_Commercial_Retail (ID)_New_Food Preparation_Natural Gas_Steamer_E5 | F2 | Commercial | Retail (ID) | New | Food Preparation | Natural Gas | Steamer | E5 | RVT - Cost of Operation | 0 | 0 | 0 | 0 | 0 | 0 | 0 | 0 | 0 | 0 | 0 | 0 | 0 | 0 | 0 | 0 | 0 | 0 | 0 | 0 | 0 | 0 | 0 | 0 | 0 | 0 | 0
F2_Commercial_Retail (ID)_New_Food Preparation_Natural Gas_Steamer_E6 | F2 | Commercial | Retail (ID) | New | Food Preparation | Natural Gas | Steamer | E6 | RVT - Cost of Operation | 0 | 0 | 0 | 0 | 0 | 0 | 0 | 0 | 0 | 0 | 0 | 0 | 0 | 0 | 0 | 0 | 0 | 0 | 0 | 0 | 0 | 0 | 0 | 0 | 0 | 0 | 0
F2_Commercial_Retail (ID)_New_Food Preparation_Natural Gas_Steamer_E7 | F2 | Commercial | Retail (ID) | New | Food Preparation | Natural Gas | Steamer | E7 | RVT - Cost of Operation | 0 | 0 | 0 | 0 | 0 | 0 | 0 | 0 | 0 | 0 | 0 | 0 | 0 | 0 | 0 | 0 | 0 | 0 | 0 | 0 | 0 | 0 | 0 | 0 | 0 | 0 | 0
F2_Commercial_Retail (ID)_New_Food Preparation_Natural Gas_Steamer_E8 | F2 | Commercial | Retail (ID) | New | Food Preparation | Natural Gas | Steamer | E8 | RVT - Cost of Operation | 0 | 0 | 0 | 0 | 0 | 0 | 0 | 0 | 0 | 0 | 0 | 0 | 0 | 0 | 0 | 0 | 0 | 0 | 0 | 0 | 0 | 0 | 0 | 0 | 0 | 0 | 0
F2_Commercial_Retail (ID)_New_Food Preparation_Natural Gas_Steamer_E9 | F2 | Commercial | Retail (ID) | New | Food Preparation | Natural Gas | Steamer | E9 | RVT - Cost of Operation | 0 | 0 | 0 | 0 | 0 | 0 | 0 | 0 | 0 | 0 | 0 | 0 | 0 | 0 | 0 | 0 | 0 | 0 | 0 | 0 | 0 | 0 | 0 | 0 | 0 | 0 | 0
F2_Commercial_Retail (ID)_New_Food Preparation_Natural Gas_Steamer_E10 | F2 | Commercial | Retail (ID) | New | Food Preparation | Natural Gas | Steamer | E10 | RVT - Cost of Operation | 0 | 0 | 0 | 0 | 0 | 0 | 0 | 0 | 0 | 0 | 0 | 0 | 0 | 0 | 0 | 0 | 0 | 0 | 0 | 0 | 0 | 0 | 0 | 0 | 0 | 0 | 0
F3_Commercial_Retail (ID)_New_Food Preparation_Natural Gas_Steamer_E1 | F3 | Commercial | Retail (ID) | New | Food Preparation | Natural Gas | Steamer | E1 | System - kBTUs of Consumption | 345.9042 | 345.9042 | 345.9042 | 345.9042 | 345.9042 | 345.9042 | 345.9042 | 345.9042 | 345.9042 | 345.9042 | 345.9042 | 345.9042 | 345.9042 | 345.9042 | 345.9042 | 345.9042 | 345.9042 | 345.9042 | 345.9042 | 345.9042 | 345.9042 | 345.9042 | 345.9042 | 345.9042 | 345.9042 | 345.9042 | 345.9042
F3_Commercial_Retail (ID)_New_Food Preparation_Natural Gas_Steamer_E2 | F3 | Commercial | Retail (ID) | New | Food Preparation | Natural Gas | Steamer | E2 | System - kBTUs of Consumption | 65.2631 | 65.2631 | 65.2631 | 65.2631 | 65.2631 | 65.2631 | 65.2631 | 65.2631 | 65.2631 | 65.2631 | 65.2631 | 65.2631 | 65.2631 | 65.2631 | 65.2631 | 65.2631 | 65.2631 | 65.2631 | 65.2631 | 65.2631 | 65.2631 | 65.2631 | 65.2631 | 65.2631 | 65.2631 | 65.2631 | 65.2631
F3_Commercial_Retail (ID)_New_Food Preparation_Natural Gas_Steamer_E3 | F3 | Commercial | Retail (ID) | New | Food Preparation | Natural Gas | Steamer | E3 | System - kBTUs of Consumption | 0 | 0 | 0 | 0 | 0 | 0 | 0 | 0 | 0 | 0 | 0 | 0 | 0 | 0 | 0 | 0 | 0 | 0 | 0 | 0 | 0 | 0 | 0 | 0 | 0 | 0 | 0
F3_Commercial_Retail (ID)_New_Food Preparation_Natural Gas_Steamer_E4 | F3 | Commercial | Retail (ID) | New | Food Preparation | Natural Gas | Steamer | E4 | System - kBTUs of Consumption | 0 | 0 | 0 | 0 | 0 | 0 | 0 | 0 | 0 | 0 | 0 | 0 | 0 | 0 | 0 | 0 | 0 | 0 | 0 | 0 | 0 | 0 | 0 | 0 | 0 | 0 | 0
F3_Commercial_Retail (ID)_New_Food Preparation_Natural Gas_Steamer_E5 | F3 | Commercial | Retail (ID) | New | Food Preparation | Natural Gas | Steamer | E5 | System - kBTUs of Consumption | 0 | 0 | 0 | 0 | 0 | 0 | 0 | 0 | 0 | 0 | 0 | 0 | 0 | 0 | 0 | 0 | 0 | 0 | 0 | 0 | 0 | 0 | 0 | 0 | 0 | 0 | 0
F3_Commercial_Retail (ID)_New_Food Preparation_Natural Gas_Steamer_E6 | F3 | Commercial | Retail (ID) | New | Food Preparation | Natural Gas | Steamer | E6 | System - kBTUs of Consumption | 0 | 0 | 0 | 0 | 0 | 0 | 0 | 0 | 0 | 0 | 0 | 0 | 0 | 0 | 0 | 0 | 0 | 0 | 0 | 0 | 0 | 0 | 0 | 0 | 0 | 0 | 0
F3_Commercial_Retail (ID)_New_Food Preparation_Natural Gas_Steamer_E7 | F3 | Commercial | Retail (ID) | New | Food Preparation | Natural Gas | Steamer | E7 | System - kBTUs of Consumption | 0 | 0 | 0 | 0 | 0 | 0 | 0 | 0 | 0 | 0 | 0 | 0 | 0 | 0 | 0 | 0 | 0 | 0 | 0 | 0 | 0 | 0 | 0 | 0 | 0 | 0 | 0
F3_Commercial_Retail (ID)_New_Food Preparation_Natural Gas_Steamer_E8 | F3 | Commercial | Retail (ID) | New | Food Preparation | Natural Gas | Steamer | E8 | System - kBTUs of Consumption | 0 | 0 | 0 | 0 | 0 | 0 | 0 | 0 | 0 | 0 | 0 | 0 | 0 | 0 | 0 | 0 | 0 | 0 | 0 | 0 | 0 | 0 | 0 | 0 | 0 | 0 | 0
F3_Commercial_Retail (ID)_New_Food Preparation_Natural Gas_Steamer_E9 | F3 | Commercial | Retail (ID) | New | Food Preparation | Natural Gas | Steamer | E9 | System - kBTUs of Consumption | 0 | 0 | 0 | 0 | 0 | 0 | 0 | 0 | 0 | 0 | 0 | 0 | 0 | 0 | 0 | 0 | 0 | 0 | 0 | 0 | 0 | 0 | 0 | 0 | 0 | 0 | 0
F3_Commercial_Retail (ID)_New_Food Preparation_Natural Gas_Steamer_E10 | F3 | Commercial | Retail (ID) | New | Food Preparation | Natural Gas | Steamer | E10 | System - kBTUs of Consumption | 0 | 0 | 0 | 0 | 0 | 0 | 0 | 0 | 0 | 0 | 0 | 0 | 0 | 0 | 0 | 0 | 0 | 0 | 0 | 0 | 0 | 0 | 0 | 0 | 0 | 0 | 0
F4_Commercial_Retail (ID)_New_Food Preparation_Natural Gas_Steamer_E1 | F4 | Commercial | Retail (ID) | New | Food Preparation | Natural Gas | Steamer | E1 | Utility - Cost of Equipment | 4.9281 | 4.9281 | 4.9281 | 4.9281 | 4.9281 | 4.9281 | 4.9281 | 4.9281 | 4.9281 | 4.9281 | 4.9281 | 4.9281 | 4.9281 | 4.9281 | 4.9281 | 4.9281 | 4.9281 | 4.9281 | 4.9281 | 4.9281 | 4.9281 | 4.9281 | 4.9281 | 4.9281 | 4.9281 | 4.9281 | 4.9281
F4_Commercial_Retail (ID)_New_Food Preparation_Natural Gas_Steamer_E2 | F4 | Commercial | Retail (ID) | New | Food Preparation | Natural Gas | Steamer | E2 | Utility - Cost of Equipment | 5.2952 | 5.2952 | 5.2952 | 5.2952 | 5.2952 | 5.2952 | 5.2952 | 5.2952 | 5.2952 | 5.2952 | 5.2952 | 5.2952 | 5.2952 | 5.2952 | 5.2952 | 5.2952 | 5.2952 | 5.2952 | 5.2952 | 5.2952 | 5.2952 | 5.2952 | 5.2952 | 5.2952 | 5.2952 | 5.2952 | 5.2952
F4_Commercial_Retail (ID)_New_Food Preparation_Natural Gas_Steamer_E3 | F4 | Commercial | Retail (ID) | New | Food Preparation | Natural Gas | Steamer | E3 | Utility - Cost of Equipment | 0 | 0 | 0 | 0 | 0 | 0 | 0 | 0 | 0 | 0 | 0 | 0 | 0 | 0 | 0 | 0 | 0 | 0 | 0 | 0 | 0 | 0 | 0 | 0 | 0 | 0 | 0
F4_Commercial_Retail (ID)_New_Food Preparation_Natural Gas_Steamer_E4 | F4 | Commercial | Retail (ID) | New | Food Preparation | Natural Gas | Steamer | E4 | Utility - Cost of Equipment | 0 | 0 | 0 | 0 | 0 | 0 | 0 | 0 | 0 | 0 | 0 | 0 | 0 | 0 | 0 | 0 | 0 | 0 | 0 | 0 | 0 | 0 | 0 | 0 | 0 | 0 | 0
F4_Commercial_Retail (ID)_New_Food Preparation_Natural Gas_Steamer_E5 | F4 | Commercial | Retail (ID) | New | Food Preparation | Natural Gas | Steamer | E5 | Utility - Cost of Equipment | 0 | 0 | 0 | 0 | 0 | 0 | 0 | 0 | 0 | 0 | 0 | 0 | 0 | 0 | 0 | 0 | 0 | 0 | 0 | 0 | 0 | 0 | 0 | 0 | 0 | 0 | 0
F4_Commercial_Retail (ID)_New_Food Preparation_Natural Gas_Steamer_E6 | F4 | Commercial | Retail (ID) | New | Food Preparation | Natural Gas | Steamer | E6 | Utility - Cost of Equipment | 0 | 0 | 0 | 0 | 0 | 0 | 0 | 0 | 0 | 0 | 0 | 0 | 0 | 0 | 0 | 0 | 0 | 0 | 0 | 0 | 0 | 0 | 0 | 0 | 0 | 0 | 0
F4_Commercial_Retail (ID)_New_Food Preparation_Natural Gas_Steamer_E7 | F4 | Commercial | Retail (ID) | New | Food Preparation | Natural Gas | Steamer | E7 | Utility - Cost of Equipment | 0 | 0 | 0 | 0 | 0 | 0 | 0 | 0 | 0 | 0 | 0 | 0 | 0 | 0 | 0 | 0 | 0 | 0 | 0 | 0 | 0 | 0 | 0 | 0 | 0 | 0 | 0
F4_Commercial_Retail (ID)_New_Food Preparation_Natural Gas_Steamer_E8 | F4 | Commercial | Retail (ID) | New | Food Preparation | Natural Gas | Steamer | E8 | Utility - Cost of Equipment | 0 | 0 | 0 | 0 | 0 | 0 | 0 | 0 | 0 | 0 | 0 | 0 | 0 | 0 | 0 | 0 | 0 | 0 | 0 | 0 | 0 | 0 | 0 | 0 | 0 | 0 | 0
F4_Commercial_Retail (ID)_New_Food Preparation_Natural Gas_Steamer_E9 | F4 | Commercial | Retail (ID) | New | Food Preparation | Natural Gas | Steamer | E9 | Utility - Cost of Equipment | 0 | 0 | 0 | 0 | 0 | 0 | 0 | 0 | 0 | 0 | 0 | 0 | 0 | 0 | 0 | 0 | 0 | 0 | 0 | 0 | 0 | 0 | 0 | 0 | 0 | 0 | 0
F4_Commercial_Retail (ID)_New_Food Preparation_Natural Gas_Steamer_E10 | F4 | Commercial | Retail (ID) | New | Food Preparation | Natural Gas | Steamer | E10 | Utility - Cost of Equipment | 0 | 0 | 0 | 0 | 0 | 0 | 0 | 0 | 0 | 0 | 0 | 0 | 0 | 0 | 0 | 0 | 0 | 0 | 0 | 0 | 0 | 0 | 0 | 0 | 0 | 0 | 0
F5_Commercial_Retail (ID)_New_Food Preparation_Natural Gas_Steamer_E1 | F5 | Commercial | Retail (ID) | New | Food Preparation | Natural Gas | Steamer | E1 | Utility - Cost of Operation | 1.2311 | 1.2621 | 1.2989 | 1.341 | 1.3886 | 1.4466 | 1.5062 | 1.5653 | 1.6222 | 1.6799 | 1.7257 | 1.7687 | 1.8149 | 1.8601 | 1.9005 | 1.9384 | 1.9723 | 2.0058 | 2.0416 | 2.0765 | 2.1123 | 2.1496 | 2.1873 | 2.2261 | 2.2657 | 2.3059 | 2.3469
F5_Commercial_Retail (ID)_New_Food Preparation_Natural Gas_Steamer_E2 | F5 | Commercial | Retail (ID) | New | Food Preparation | Natural Gas | Steamer | E2 | Utility - Cost of Operation | 0.23227 | 0.23813 | 0.24506 | 0.25301 | 0.262 | 0.27293 | 0.28419 | 0.29533 | 0.30606 | 0.31694 | 0.3256 | 0.33371 | 0.34243 | 0.35096 | 0.35858 | 0.36572 | 0.37212 | 0.37844 | 0.38519 | 0.39178 | 0.39854 | 0.40557 | 0.41268 | 0.42001 | 0.42747 | 0.43507 | 0.4428
F5_Commercial_Retail (ID)_New_Food Preparation_Natural Gas_Steamer_E3 | F5 | Commercial | Retail (ID) | New | Food Preparation | Natural Gas | Steamer | E3 | Utility - Cost of Operation | 0 | 0 | 0 | 0 | 0 | 0 | 0 | 0 | 0 | 0 | 0 | 0 | 0 | 0 | 0 | 0 | 0 | 0 | 0 | 0 | 0 | 0 | 0 | 0 | 0 | 0 | 0
F5_Commercial_Retail (ID)_New_Food Preparation_Natural Gas_Steamer_E4 | F5 | Commercial | Retail (ID) | New | Food Preparation | Natural Gas | Steamer | E4 | Utility - Cost of Operation | 0 | 0 | 0 | 0 | 0 | 0 | 0 | 0 | 0 | 0 | 0 | 0 | 0 | 0 | 0 | 0 | 0 | 0 | 0 | 0 | 0 | 0 | 0 | 0 | 0 | 0 | 0
F5_Commercial_Retail (ID)_New_Food Preparation_Natural Gas_Steamer_E5 | F5 | Commercial | Retail (ID) | New | Food Preparation | Natural Gas | Steamer | E5 | Utility - Cost of Operation | 0 | 0 | 0 | 0 | 0 | 0 | 0 | 0 | 0 | 0 | 0 | 0 | 0 | 0 | 0 | 0 | 0 | 0 | 0 | 0 | 0 | 0 | 0 | 0 | 0 | 0 | 0
F5_Commercial_Retail (ID)_New_Food Preparation_Natural Gas_Steamer_E6 | F5 | Commercial | Retail (ID) | New | Food Preparation | Natural Gas | Steamer | E6 | Utility - Cost of Operation | 0 | 0 | 0 | 0 | 0 | 0 | 0 | 0 | 0 | 0 | 0 | 0 | 0 | 0 | 0 | 0 | 0 | 0 | 0 | 0 | 0 | 0 | 0 | 0 | 0 | 0 | 0
F5_Commercial_Retail (ID)_New_Food Preparation_Natural Gas_Steamer_E7 | F5 | Commercial | Retail (ID) | New | Food Preparation | Natural Gas | Steamer | E7 | Utility - Cost of Operation | 0 | 0 | 0 | 0 | 0 | 0 | 0 | 0 | 0 | 0 | 0 | 0 | 0 | 0 | 0 | 0 | 0 | 0 | 0 | 0 | 0 | 0 | 0 | 0 | 0 | 0 | 0
F5_Commercial_Retail (ID)_New_Food Preparation_Natural Gas_Steamer_E8 | F5 | Commercial | Retail (ID) | New | Food Preparation | Natural Gas | Steamer | E8 | Utility - Cost of Operation | 0 | 0 | 0 | 0 | 0 | 0 | 0 | 0 | 0 | 0 | 0 | 0 | 0 | 0 | 0 | 0 | 0 | 0 | 0 | 0 | 0 | 0 | 0 | 0 | 0 | 0 | 0
F5_Commercial_Retail (ID)_New_Food Preparation_Natural Gas_Steamer_E9 | F5 | Commercial | Retail (ID) | New | Food Preparation | Natural Gas | Steamer | E9 | Utility - Cost of Operation | 0 | 0 | 0 | 0 | 0 | 0 | 0 | 0 | 0 | 0 | 0 | 0 | 0 | 0 | 0 | 0 | 0 | 0 | 0 | 0 | 0 | 0 | 0 | 0 | 0 | 0 | 0
F5_Commercial_Retail (ID)_New_Food Preparation_Natural Gas_Steamer_E10 | F5 | Commercial | Retail (ID) | New | Food Preparation | Natural Gas | Steamer | E10 | Utility - Cost of Operation | 0 | 0 | 0 | 0 | 0 | 0 | 0 | 0 | 0 | 0 | 0 | 0 | 0 | 0 | 0 | 0 | 0 | 0 | 0 | 0 | 0 | 0 | 0 | 0 | 0 | 0 | 0
F6_Commercial_Retail (ID)_New_Food Preparation_Natural Gas_Steamer_E1 | F6 | Commercial | Retail (ID) | New | Food Preparation | Natural Gas | Steamer | E1 | Utility - Value of Sales | 1.45 | 1.4773 | 1.5095 | 1.547 | 1.5899 | 1.6435 | 1.6972 | 1.7483 | 1.7944 | 1.8392 | 1.8856 | 1.9278 | 1.9723 | 2.0144 | 2.0506 | 2.0833 | 2.1109 | 2.1373 | 2.1654 | 2.1916 | 2.2179 | 2.2571 | 2.2966 | 2.3374 | 2.379 | 2.4212 | 2.4642
F6_Commercial_Retail (ID)_New_Food Preparation_Natural Gas_Steamer_E2 | F6 | Commercial | Retail (ID) | New | Food Preparation | Natural Gas | Steamer | E2 | Utility - Value of Sales | 0.27357 | 0.27874 | 0.2848 | 0.29187 | 0.29998 | 0.31009 | 0.32022 | 0.32985 | 0.33857 | 0.34701 | 0.35577 | 0.36372 | 0.37212 | 0.38006 | 0.38689 | 0.39306 | 0.39828 | 0.40326 | 0.40856 | 0.4135 | 0.41847 | 0.42585 | 0.43331 | 0.44101 | 0.44885 | 0.45682 | 0.46494
F6_Commercial_Retail (ID)_New_Food Preparation_Natural Gas_Steamer_E3 | F6 | Commercial | Retail (ID) | New | Food Preparation | Natural Gas | Steamer | E3 | Utility - Value of Sales | 0 | 0 | 0 | 0 | 0 | 0 | 0 | 0 | 0 | 0 | 0 | 0 | 0 | 0 | 0 | 0 | 0 | 0 | 0 | 0 | 0 | 0 | 0 | 0 | 0 | 0 | 0
F6_Commercial_Retail (ID)_New_Food Preparation_Natural Gas_Steamer_E4 | F6 | Commercial | Retail (ID) | New | Food Preparation | Natural Gas | Steamer | E4 | Utility - Value of Sales | 0 | 0 | 0 | 0 | 0 | 0 | 0 | 0 | 0 | 0 | 0 | 0 | 0 | 0 | 0 | 0 | 0 | 0 | 0 | 0 | 0 | 0 | 0 | 0 | 0 | 0 | 0
F6_Commercial_Retail (ID)_New_Food Preparation_Natural Gas_Steamer_E5 | F6 | Commercial | Retail (ID) | New | Food Preparation | Natural Gas | Steamer | E5 | Utility - Value of Sales | 0 | 0 | 0 | 0 | 0 | 0 | 0 | 0 | 0 | 0 | 0 | 0 | 0 | 0 | 0 | 0 | 0 | 0 | 0 | 0 | 0 | 0 | 0 | 0 | 0 | 0 | 0
F6_Commercial_Retail (ID)_New_Food Preparation_Natural Gas_Steamer_E6 | F6 | Commercial | Retail (ID) | New | Food Preparation | Natural Gas | Steamer | E6 | Utility - Value of Sales | 0 | 0 | 0 | 0 | 0 | 0 | 0 | 0 | 0 | 0 | 0 | 0 | 0 | 0 | 0 | 0 | 0 | 0 | 0 | 0 | 0 | 0 | 0 | 0 | 0 | 0 | 0
F6_Commercial_Retail (ID)_New_Food Preparation_Natural Gas_Steamer_E7 | F6 | Commercial | Retail (ID) | New | Food Preparation | Natural Gas | Steamer | E7 | Utility - Value of Sales | 0 | 0 | 0 | 0 | 0 | 0 | 0 | 0 | 0 | 0 | 0 | 0 | 0 | 0 | 0 | 0 | 0 | 0 | 0 | 0 | 0 | 0 | 0 | 0 | 0 | 0 | 0
F6_Commercial_Retail (ID)_New_Food Preparation_Natural Gas_Steamer_E8 | F6 | Commercial | Retail (ID) | New | Food Preparation | Natural Gas | Steamer | E8 | Utility - Value of Sales | 0 | 0 | 0 | 0 | 0 | 0 | 0 | 0 | 0 | 0 | 0 | 0 | 0 | 0 | 0 | 0 | 0 | 0 | 0 | 0 | 0 | 0 | 0 | 0 | 0 | 0 | 0
F6_Commercial_Retail (ID)_New_Food Preparation_Natural Gas_Steamer_E9 | F6 | Commercial | Retail (ID) | New | Food Preparation | Natural Gas | Steamer | E9 | Utility - Value of Sales | 0 | 0 | 0 | 0 | 0 | 0 | 0 | 0 | 0 | 0 | 0 | 0 | 0 | 0 | 0 | 0 | 0 | 0 | 0 | 0 | 0 | 0 | 0 | 0 | 0 | 0 | 0
F6_Commercial_Retail (ID)_New_Food Preparation_Natural Gas_Steamer_E10 | F6 | Commercial | Retail (ID) | New | Food Preparation | Natural Gas | Steamer | E10 | Utility - Value of Sales | 0 | 0 | 0 | 0 | 0 | 0 | 0 | 0 | 0 | 0 | 0 | 0 | 0 | 0 | 0 | 0 | 0 | 0 | 0 | 0 | 0 | 0 | 0 | 0 | 0 | 0 | 0
F1_Commercial_Retail (ID)_New_Food Preparation_Natural Gas_Food Prep Other_E1 | F1 | Commercial | Retail (ID) | New | Food Preparation | Natural Gas | Food Prep Other | E1 | RVT - Cost of Equipment | 0.082852 | 0.082852 | 0.082852 | 0.082852 | 0.082852 | 0.082852 | 0.082852 | 0.082852 | 0.082852 | 0.082852 | 0.082852 | 0.082852 | 0.082852 | 0.082852 | 0.082852 | 0.082852 | 0.082852 | 0.082852 | 0.082852 | 0.082852 | 0.082852 | 0.082852 | 0.082852 | 0.082852 | 0.082852 | 0.082852 | 0.082852
F1_Commercial_Retail (ID)_New_Food Preparation_Natural Gas_Food Prep Other_E2 | F1 | Commercial | Retail (ID) | New | Food Preparation | Natural Gas | Food Prep Other | E2 | RVT - Cost of Equipment | 0.082935 | 0.082935 | 0.082935 | 0.082935 | 0.082935 | 0.082935 | 0.082935 | 0.082935 | 0.082935 | 0.082935 | 0.082935 | 0.082935 | 0.082935 | 0.082935 | 0.082935 | 0.082935 | 0.082935 | 0.082935 | 0.082935 | 0.082935 | 0.082935 | 0.082935 | 0.082935 | 0.082935 | 0.082935 | 0.082935 | 0.082935
F1_Commercial_Retail (ID)_New_Food Preparation_Natural Gas_Food Prep Other_E3 | F1 | Commercial | Retail (ID) | New | Food Preparation | Natural Gas | Food Prep Other | E3 | RVT - Cost of Equipment | 0 | 0 | 0 | 0 | 0 | 0 | 0 | 0 | 0 | 0 | 0 | 0 | 0 | 0 | 0 | 0 | 0 | 0 | 0 | 0 | 0 | 0 | 0 | 0 | 0 | 0 | 0
F1_Commercial_Retail (ID)_New_Food Preparation_Natural Gas_Food Prep Other_E4 | F1 | Commercial | Retail (ID) | New | Food Preparation | Natural Gas | Food Prep Other | E4 | RVT - Cost of Equipment | 0 | 0 | 0 | 0 | 0 | 0 | 0 | 0 | 0 | 0 | 0 | 0 | 0 | 0 | 0 | 0 | 0 | 0 | 0 | 0 | 0 | 0 | 0 | 0 | 0 | 0 | 0
F1_Commercial_Retail (ID)_New_Food Preparation_Natural Gas_Food Prep Other_E5 | F1 | Commercial | Retail (ID) | New | Food Preparation | Natural Gas | Food Prep Other | E5 | RVT - Cost of Equipment | 0 | 0 | 0 | 0 | 0 | 0 | 0 | 0 | 0 | 0 | 0 | 0 | 0 | 0 | 0 | 0 | 0 | 0 | 0 | 0 | 0 | 0 | 0 | 0 | 0 | 0 | 0
F1_Commercial_Retail (ID)_New_Food Preparation_Natural Gas_Food Prep Other_E6 | F1 | Commercial | Retail (ID) | New | Food Preparation | Natural Gas | Food Prep Other | E6 | RVT - Cost of Equipment | 0 | 0 | 0 | 0 | 0 | 0 | 0 | 0 | 0 | 0 | 0 | 0 | 0 | 0 | 0 | 0 | 0 | 0 | 0 | 0 | 0 | 0 | 0 | 0 | 0 | 0 | 0
F1_Commercial_Retail (ID)_New_Food Preparation_Natural Gas_Food Prep Other_E7 | F1 | Commercial | Retail (ID) | New | Food Preparation | Natural Gas | Food Prep Other | E7 | RVT - Cost of Equipment | 0 | 0 | 0 | 0 | 0 | 0 | 0 | 0 | 0 | 0 | 0 | 0 | 0 | 0 | 0 | 0 | 0 | 0 | 0 | 0 | 0 | 0 | 0 | 0 | 0 | 0 | 0
F1_Commercial_Retail (ID)_New_Food Preparation_Natural Gas_Food Prep Other_E8 | F1 | Commercial | Retail (ID) | New | Food Preparation | Natural Gas | Food Prep Other | E8 | RVT - Cost of Equipment | 0 | 0 | 0 | 0 | 0 | 0 | 0 | 0 | 0 | 0 | 0 | 0 | 0 | 0 | 0 | 0 | 0 | 0 | 0 | 0 | 0 | 0 | 0 | 0 | 0 | 0 | 0
F1_Commercial_Retail (ID)_New_Food Preparation_Natural Gas_Food Prep Other_E9 | F1 | Commercial | Retail (ID) | New | Food Preparation | Natural Gas | Food Prep Other | E9 | RVT - Cost of Equipment | 0 | 0 | 0 | 0 | 0 | 0 | 0 | 0 | 0 | 0 | 0 | 0 | 0 | 0 | 0 | 0 | 0 | 0 | 0 | 0 | 0 | 0 | 0 | 0 | 0 | 0 | 0
F1_Commercial_Retail (ID)_New_Food Preparation_Natural Gas_Food Prep Other_E10 | F1 | Commercial | Retail (ID) | New | Food Preparation | Natural Gas | Food Prep Other | E10 | RVT - Cost of Equipment | 0 | 0 | 0 | 0 | 0 | 0 | 0 | 0 | 0 | 0 | 0 | 0 | 0 | 0 | 0 | 0 | 0 | 0 | 0 | 0 | 0 | 0 | 0 | 0 | 0 | 0 | 0
F2_Commercial_Retail (ID)_New_Food Preparation_Natural Gas_Food Prep Other_E1 | F2 | Commercial | Retail (ID) | New | Food Preparation | Natural Gas | Food Prep Other | E1 | RVT - Cost of Operation | 0.3063 | 0.3114 | 0.31761 | 0.32517 | 0.33415 | 0.34603 | 0.35821 | 0.36999 | 0.38084 | 0.39125 | 0.40196 | 0.41151 | 0.42148 | 0.4307 | 0.43846 | 0.44534 | 0.45098 | 0.45629 | 0.462 | 0.46723 | 0.47246 | 0.48079 | 0.4892 | 0.49789 | 0.50674 | 0.51574 | 0.5249
F2_Commercial_Retail (ID)_New_Food Preparation_Natural Gas_Food Prep Other_E2 | F2 | Commercial | Retail (ID) | New | Food Preparation | Natural Gas | Food Prep Other | E2 | RVT - Cost of Operation | 0.3063 | 0.3114 | 0.31761 | 0.32516 | 0.33415 | 0.34602 | 0.3582 | 0.36999 | 0.38083 | 0.39125 | 0.40195 | 0.41151 | 0.42148 | 0.43069 | 0.43846 | 0.44533 | 0.45097 | 0.45629 | 0.46199 | 0.46723 | 0.47246 | 0.48079 | 0.4892 | 0.49789 | 0.50673 | 0.51574 | 0.5249
F2_Commercial_Retail (ID)_New_Food Preparation_Natural Gas_Food Prep Other_E3 | F2 | Commercial | Retail (ID) | New | Food Preparation | Natural Gas | Food Prep Other | E3 | RVT - Cost of Operation | 0 | 0 | 0 | 0 | 0 | 0 | 0 | 0 | 0 | 0 | 0 | 0 | 0 | 0 | 0 | 0 | 0 | 0 | 0 | 0 | 0 | 0 | 0 | 0 | 0 | 0 | 0
F2_Commercial_Retail (ID)_New_Food Preparation_Natural Gas_Food Prep Other_E4 | F2 | Commercial | Retail (ID) | New | Food Preparation | Natural Gas | Food Prep Other | E4 | RVT - Cost of Operation | 0 | 0 | 0 | 0 | 0 | 0 | 0 | 0 | 0 | 0 | 0 | 0 | 0 | 0 | 0 | 0 | 0 | 0 | 0 | 0 | 0 | 0 | 0 | 0 | 0 | 0 | 0
F2_Commercial_Retail (ID)_New_Food Preparation_Natural Gas_Food Prep Other_E5 | F2 | Commercial | Retail (ID) | New | Food Preparation | Natural Gas | Food Prep Other | E5 | RVT - Cost of Operation | 0 | 0 | 0 | 0 | 0 | 0 | 0 | 0 | 0 | 0 | 0 | 0 | 0 | 0 | 0 | 0 | 0 | 0 | 0 | 0 | 0 | 0 | 0 | 0 | 0 | 0 | 0
F2_Commercial_Retail (ID)_New_Food Preparation_Natural Gas_Food Prep Other_E6 | F2 | Commercial | Retail (ID) | New | Food Preparation | Natural Gas | Food Prep Other | E6 | RVT - Cost of Operation | 0 | 0 | 0 | 0 | 0 | 0 | 0 | 0 | 0 | 0 | 0 | 0 | 0 | 0 | 0 | 0 | 0 | 0 | 0 | 0 | 0 | 0 | 0 | 0 | 0 | 0 | 0
F2_Commercial_Retail (ID)_New_Food Preparation_Natural Gas_Food Prep Other_E7 | F2 | Commercial | Retail (ID) | New | Food Preparation | Natural Gas | Food Prep Other | E7 | RVT - Cost of Operation | 0 | 0 | 0 | 0 | 0 | 0 | 0 | 0 | 0 | 0 | 0 | 0 | 0 | 0 | 0 | 0 | 0 | 0 | 0 | 0 | 0 | 0 | 0 | 0 | 0 | 0 | 0
F2_Commercial_Retail (ID)_New_Food Preparation_Natural Gas_Food Prep Other_E8 | F2 | Commercial | Retail (ID) | New | Food Preparation | Natural Gas | Food Prep Other | E8 | RVT - Cost of Operation | 0 | 0 | 0 | 0 | 0 | 0 | 0 | 0 | 0 | 0 | 0 | 0 | 0 | 0 | 0 | 0 | 0 | 0 | 0 | 0 | 0 | 0 | 0 | 0 | 0 | 0 | 0
F2_Commercial_Retail (ID)_New_Food Preparation_Natural Gas_Food Prep Other_E9 | F2 | Commercial | Retail (ID) | New | Food Preparation | Natural Gas | Food Prep Other | E9 | RVT - Cost of Operation | 0 | 0 | 0 | 0 | 0 | 0 | 0 | 0 | 0 | 0 | 0 | 0 | 0 | 0 | 0 | 0 | 0 | 0 | 0 | 0 | 0 | 0 | 0 | 0 | 0 | 0 | 0
F2_Commercial_Retail (ID)_New_Food Preparation_Natural Gas_Food Prep Other_E10 | F2 | Commercial | Retail (ID) | New | Food Preparation | Natural Gas | Food Prep Other | E10 | RVT - Cost of Operation | 0 | 0 | 0 | 0 | 0 | 0 | 0 | 0 | 0 | 0 | 0 | 0 | 0 | 0 | 0 | 0 | 0 | 0 | 0 | 0 | 0 | 0 | 0 | 0 | 0 | 0 | 0
F3_Commercial_Retail (ID)_New_Food Preparation_Natural Gas_Food Prep Other_E1 | F3 | Commercial | Retail (ID) | New | Food Preparation | Natural Gas | Food Prep Other | E1 | System - kBTUs of Consumption | 74.2449 | 74.2449 | 74.2449 | 74.2449 | 74.2449 | 74.2449 | 74.2449 | 74.2449 | 74.2449 | 74.2449 | 74.2449 | 74.2449 | 74.2449 | 74.2449 | 74.2449 | 74.2449 | 74.2449 | 74.2449 | 74.2449 | 74.2449 | 74.2449 | 74.2449 | 74.2449 | 74.2449 | 74.2449 | 74.2449 | 74.2449
F3_Commercial_Retail (ID)_New_Food Preparation_Natural Gas_Food Prep Other_E2 | F3 | Commercial | Retail (ID) | New | Food Preparation | Natural Gas | Food Prep Other | E2 | System - kBTUs of Consumption | 74.2443 | 74.2443 | 74.2443 | 74.2443 | 74.2443 | 74.2443 | 74.2443 | 74.2443 | 74.2443 | 74.2443 | 74.2443 | 74.2443 | 74.2443 | 74.2443 | 74.2443 | 74.2443 | 74.2443 | 74.2443 | 74.2443 | 74.2443 | 74.2443 | 74.2443 | 74.2443 | 74.2443 | 74.2443 | 74.2443 | 74.2443
F3_Commercial_Retail (ID)_New_Food Preparation_Natural Gas_Food Prep Other_E3 | F3 | Commercial | Retail (ID) | New | Food Preparation | Natural Gas | Food Prep Other | E3 | System - kBTUs of Consumption | 0 | 0 | 0 | 0 | 0 | 0 | 0 | 0 | 0 | 0 | 0 | 0 | 0 | 0 | 0 | 0 | 0 | 0 | 0 | 0 | 0 | 0 | 0 | 0 | 0 | 0 | 0
F3_Commercial_Retail (ID)_New_Food Preparation_Natural Gas_Food Prep Other_E4 | F3 | Commercial | Retail (ID) | New | Food Preparation | Natural Gas | Food Prep Other | E4 | System - kBTUs of Consumption | 0 | 0 | 0 | 0 | 0 | 0 | 0 | 0 | 0 | 0 | 0 | 0 | 0 | 0 | 0 | 0 | 0 | 0 | 0 | 0 | 0 | 0 | 0 | 0 | 0 | 0 | 0
F3_Commercial_Retail (ID)_New_Food Preparation_Natural Gas_Food Prep Other_E5 | F3 | Commercial | Retail (ID) | New | Food Preparation | Natural Gas | Food Prep Other | E5 | System - kBTUs of Consumption | 0 | 0 | 0 | 0 | 0 | 0 | 0 | 0 | 0 | 0 | 0 | 0 | 0 | 0 | 0 | 0 | 0 | 0 | 0 | 0 | 0 | 0 | 0 | 0 | 0 | 0 | 0
F3_Commercial_Retail (ID)_New_Food Preparation_Natural Gas_Food Prep Other_E6 | F3 | Commercial | Retail (ID) | New | Food Preparation | Natural Gas | Food Prep Other | E6 | System - kBTUs of Consumption | 0 | 0 | 0 | 0 | 0 | 0 | 0 | 0 | 0 | 0 | 0 | 0 | 0 | 0 | 0 | 0 | 0 | 0 | 0 | 0 | 0 | 0 | 0 | 0 | 0 | 0 | 0
F3_Commercial_Retail (ID)_New_Food Preparation_Natural Gas_Food Prep Other_E7 | F3 | Commercial | Retail (ID) | New | Food Preparation | Natural Gas | Food Prep Other | E7 | System - kBTUs of Consumption | 0 | 0 | 0 | 0 | 0 | 0 | 0 | 0 | 0 | 0 | 0 | 0 | 0 | 0 | 0 | 0 | 0 | 0 | 0 | 0 | 0 | 0 | 0 | 0 | 0 | 0 | 0
F3_Commercial_Retail (ID)_New_Food Preparation_Natural Gas_Food Prep Other_E8 | F3 | Commercial | Retail (ID) | New | Food Preparation | Natural Gas | Food Prep Other | E8 | System - kBTUs of Consumption | 0 | 0 | 0 | 0 | 0 | 0 | 0 | 0 | 0 | 0 | 0 | 0 | 0 | 0 | 0 | 0 | 0 | 0 | 0 | 0 | 0 | 0 | 0 | 0 | 0 | 0 | 0
F3_Commercial_Retail (ID)_New_Food Preparation_Natural Gas_Food Prep Other_E9 | F3 | Commercial | Retail (ID) | New | Food Preparation | Natural Gas | Food Prep Other | E9 | System - kBTUs of Consumption | 0 | 0 | 0 | 0 | 0 | 0 | 0 | 0 | 0 | 0 | 0 | 0 | 0 | 0 | 0 | 0 | 0 | 0 | 0 | 0 | 0 | 0 | 0 | 0 | 0 | 0 | 0
F3_Commercial_Retail (ID)_New_Food Preparation_Natural Gas_Food Prep Other_E10 | F3 | Commercial | Retail (ID) | New | Food Preparation | Natural Gas | Food Prep Other | E10 | System - kBTUs of Consumption | 0 | 0 | 0 | 0 | 0 | 0 | 0 | 0 | 0 | 0 | 0 | 0 | 0 | 0 | 0 | 0 | 0 | 0 | 0 | 0 | 0 | 0 | 0 | 0 | 0 | 0 | 0
F4_Commercial_Retail (ID)_New_Food Preparation_Natural Gas_Food Prep Other_E1 | F4 | Commercial | Retail (ID) | New | Food Preparation | Natural Gas | Food Prep Other | E1 | Utility - Cost of Equipment | 0.082852 | 0.082852 | 0.082852 | 0.082852 | 0.082852 | 0.082852 | 0.082852 | 0.082852 | 0.082852 | 0.082852 | 0.082852 | 0.082852 | 0.082852 | 0.082852 | 0.082852 | 0.082852 | 0.082852 | 0.082852 | 0.082852 | 0.082852 | 0.082852 | 0.082852 | 0.082852 | 0.082852 | 0.082852 | 0.082852 | 0.082852
F4_Commercial_Retail (ID)_New_Food Preparation_Natural Gas_Food Prep Other_E2 | F4 | Commercial | Retail (ID) | New | Food Preparation | Natural Gas | Food Prep Other | E2 | Utility - Cost of Equipment | 0.082935 | 0.082935 | 0.082935 | 0.082935 | 0.082935 | 0.082935 | 0.082935 | 0.082935 | 0.082935 | 0.082935 | 0.082935 | 0.082935 | 0.082935 | 0.082935 | 0.082935 | 0.082935 | 0.082935 | 0.082935 | 0.082935 | 0.082935 | 0.082935 | 0.082935 | 0.082935 | 0.082935 | 0.082935 | 0.082935 | 0.082935
F4_Commercial_Retail (ID)_New_Food Preparation_Natural Gas_Food Prep Other_E3 | F4 | Commercial | Retail (ID) | New | Food Preparation | Natural Gas | Food Prep Other | E3 | Utility - Cost of Equipment | 0 | 0 | 0 | 0 | 0 | 0 | 0 | 0 | 0 | 0 | 0 | 0 | 0 | 0 | 0 | 0 | 0 | 0 | 0 | 0 | 0 | 0 | 0 | 0 | 0 | 0 | 0
F4_Commercial_Retail (ID)_New_Food Preparation_Natural Gas_Food Prep Other_E4 | F4 | Commercial | Retail (ID) | New | Food Preparation | Natural Gas | Food Prep Other | E4 | Utility - Cost of Equipment | 0 | 0 | 0 | 0 | 0 | 0 | 0 | 0 | 0 | 0 | 0 | 0 | 0 | 0 | 0 | 0 | 0 | 0 | 0 | 0 | 0 | 0 | 0 | 0 | 0 | 0 | 0
F4_Commercial_Retail (ID)_New_Food Preparation_Natural Gas_Food Prep Other_E5 | F4 | Commercial | Retail (ID) | New | Food Preparation | Natural Gas | Food Prep Other | E5 | Utility - Cost of Equipment | 0 | 0 | 0 | 0 | 0 | 0 | 0 | 0 | 0 | 0 | 0 | 0 | 0 | 0 | 0 | 0 | 0 | 0 | 0 | 0 | 0 | 0 | 0 | 0 | 0 | 0 | 0
F4_Commercial_Retail (ID)_New_Food Preparation_Natural Gas_Food Prep Other_E6 | F4 | Commercial | Retail (ID) | New | Food Preparation | Natural Gas | Food Prep Other | E6 | Utility - Cost of Equipment | 0 | 0 | 0 | 0 | 0 | 0 | 0 | 0 | 0 | 0 | 0 | 0 | 0 | 0 | 0 | 0 | 0 | 0 | 0 | 0 | 0 | 0 | 0 | 0 | 0 | 0 | 0
F4_Commercial_Retail (ID)_New_Food Preparation_Natural Gas_Food Prep Other_E7 | F4 | Commercial | Retail (ID) | New | Food Preparation | Natural Gas | Food Prep Other | E7 | Utility - Cost of Equipment | 0 | 0 | 0 | 0 | 0 | 0 | 0 | 0 | 0 | 0 | 0 | 0 | 0 | 0 | 0 | 0 | 0 | 0 | 0 | 0 | 0 | 0 | 0 | 0 | 0 | 0 | 0
F4_Commercial_Retail (ID)_New_Food Preparation_Natural Gas_Food Prep Other_E8 | F4 | Commercial | Retail (ID) | New | Food Preparation | Natural Gas | Food Prep Other | E8 | Utility - Cost of Equipment | 0 | 0 | 0 | 0 | 0 | 0 | 0 | 0 | 0 | 0 | 0 | 0 | 0 | 0 | 0 | 0 | 0 | 0 | 0 | 0 | 0 | 0 | 0 | 0 | 0 | 0 | 0
F4_Commercial_Retail (ID)_New_Food Preparation_Natural Gas_Food Prep Other_E9 | F4 | Commercial | Retail (ID) | New | Food Preparation | Natural Gas | Food Prep Other | E9 | Utility - Cost of Equipment | 0 | 0 | 0 | 0 | 0 | 0 | 0 | 0 | 0 | 0 | 0 | 0 | 0 | 0 | 0 | 0 | 0 | 0 | 0 | 0 | 0 | 0 | 0 | 0 | 0 | 0 | 0
F4_Commercial_Retail (ID)_New_Food Preparation_Natural Gas_Food Prep Other_E10 | F4 | Commercial | Retail (ID) | New | Food Preparation | Natural Gas | Food Prep Other | E10 | Utility - Cost of Equipment | 0 | 0 | 0 | 0 | 0 | 0 | 0 | 0 | 0 | 0 | 0 | 0 | 0 | 0 | 0 | 0 | 0 | 0 | 0 | 0 | 0 | 0 | 0 | 0 | 0 | 0 | 0
F5_Commercial_Retail (ID)_New_Food Preparation_Natural Gas_Food Prep Other_E1 | F5 | Commercial | Retail (ID) | New | Food Preparation | Natural Gas | Food Prep Other | E1 | Utility - Cost of Operation | 0.25749 | 0.26343 | 0.27091 | 0.27973 | 0.28999 | 0.30292 | 0.3164 | 0.32983 | 0.34279 | 0.35593 | 0.36618 | 0.37572 | 0.386 | 0.39602 | 0.40485 | 0.41303 | 0.42025 | 0.42734 | 0.43496 | 0.44236 | 0.44996 | 0.4579 | 0.46591 | 0.47418 | 0.48261 | 0.49118 | 0.49991
F5_Commercial_Retail (ID)_New_Food Preparation_Natural Gas_Food Prep Other_E2 | F5 | Commercial | Retail (ID) | New | Food Preparation | Natural Gas | Food Prep Other | E2 | Utility - Cost of Operation | 0.25749 | 0.26343 | 0.27091 | 0.27973 | 0.28999 | 0.30292 | 0.3164 | 0.32983 | 0.34279 | 0.35593 | 0.36618 | 0.37572 | 0.386 | 0.39602 | 0.40485 | 0.41303 | 0.42024 | 0.42733 | 0.43496 | 0.44235 | 0.44996 | 0.45789 | 0.4659 | 0.47418 | 0.4826 | 0.49118 | 0.4999
F5_Commercial_Retail (ID)_New_Food Preparation_Natural Gas_Food Prep Other_E3 | F5 | Commercial | Retail (ID) | New | Food Preparation | Natural Gas | Food Prep Other | E3 | Utility - Cost of Operation | 0 | 0 | 0 | 0 | 0 | 0 | 0 | 0 | 0 | 0 | 0 | 0 | 0 | 0 | 0 | 0 | 0 | 0 | 0 | 0 | 0 | 0 | 0 | 0 | 0 | 0 | 0
F5_Commercial_Retail (ID)_New_Food Preparation_Natural Gas_Food Prep Other_E4 | F5 | Commercial | Retail (ID) | New | Food Preparation | Natural Gas | Food Prep Other | E4 | Utility - Cost of Operation | 0 | 0 | 0 | 0 | 0 | 0 | 0 | 0 | 0 | 0 | 0 | 0 | 0 | 0 | 0 | 0 | 0 | 0 | 0 | 0 | 0 | 0 | 0 | 0 | 0 | 0 | 0
F5_Commercial_Retail (ID)_New_Food Preparation_Natural Gas_Food Prep Other_E5 | F5 | Commercial | Retail (ID) | New | Food Preparation | Natural Gas | Food Prep Other | E5 | Utility - Cost of Operation | 0 | 0 | 0 | 0 | 0 | 0 | 0 | 0 | 0 | 0 | 0 | 0 | 0 | 0 | 0 | 0 | 0 | 0 | 0 | 0 | 0 | 0 | 0 | 0 | 0 | 0 | 0
F5_Commercial_Retail (ID)_New_Food Preparation_Natural Gas_Food Prep Other_E6 | F5 | Commercial | Retail (ID) | New | Food Preparation | Natural Gas | Food Prep Other | E6 | Utility - Cost of Operation | 0 | 0 | 0 | 0 | 0 | 0 | 0 | 0 | 0 | 0 | 0 | 0 | 0 | 0 | 0 | 0 | 0 | 0 | 0 | 0 | 0 | 0 | 0 | 0 | 0 | 0 | 0
F5_Commercial_Retail (ID)_New_Food Preparation_Natural Gas_Food Prep Other_E7 | F5 | Commercial | Retail (ID) | New | Food Preparation | Natural Gas | Food Prep Other | E7 | Utility - Cost of Operation | 0 | 0 | 0 | 0 | 0 | 0 | 0 | 0 | 0 | 0 | 0 | 0 | 0 | 0 | 0 | 0 | 0 | 0 | 0 | 0 | 0 | 0 | 0 | 0 | 0 | 0 | 0
F5_Commercial_Retail (ID)_New_Food Preparation_Natural Gas_Food Prep Other_E8 | F5 | Commercial | Retail (ID) | New | Food Preparation | Natural Gas | Food Prep Other | E8 | Utility - Cost of Operation | 0 | 0 | 0 | 0 | 0 | 0 | 0 | 0 | 0 | 0 | 0 | 0 | 0 | 0 | 0 | 0 | 0 | 0 | 0 | 0 | 0 | 0 | 0 | 0 | 0 | 0 | 0
F5_Commercial_Retail (ID)_New_Food Preparation_Natural Gas_Food Prep Other_E9 | F5 | Commercial | Retail (ID) | New | Food Preparation | Natural Gas | Food Prep Other | E9 | Utility - Cost of Operation | 0 | 0 | 0 | 0 | 0 | 0 | 0 | 0 | 0 | 0 | 0 | 0 | 0 | 0 | 0 | 0 | 0 | 0 | 0 | 0 | 0 | 0 | 0 | 0 | 0 | 0 | 0
F5_Commercial_Retail (ID)_New_Food Preparation_Natural Gas_Food Prep Other_E10 | F5 | Commercial | Retail (ID) | New | Food Preparation | Natural Gas | Food Prep Other | E10 | Utility - Cost of Operation | 0 | 0 | 0 | 0 | 0 | 0 | 0 | 0 | 0 | 0 | 0 | 0 | 0 | 0 | 0 | 0 | 0 | 0 | 0 | 0 | 0 | 0 | 0 | 0 | 0 | 0 | 0
F6_Commercial_Retail (ID)_New_Food Preparation_Natural Gas_Food Prep Other_E1 | F6 | Commercial | Retail (ID) | New | Food Preparation | Natural Gas | Food Prep Other | E1 | Utility - Value of Sales | 0.3063 | 0.3114 | 0.31761 | 0.32517 | 0.33415 | 0.34603 | 0.35821 | 0.36999 | 0.38084 | 0.39125 | 0.40196 | 0.41151 | 0.42148 | 0.4307 | 0.43846 | 0.44534 | 0.45098 | 0.45629 | 0.462 | 0.46723 | 0.47246 | 0.48079 | 0.4892 | 0.49789 | 0.50674 | 0.51574 | 0.5249
F6_Commercial_Retail (ID)_New_Food Preparation_Natural Gas_Food Prep Other_E2 | F6 | Commercial | Retail (ID) | New | Food Preparation | Natural Gas | Food Prep Other | E2 | Utility - Value of Sales | 0.3063 | 0.3114 | 0.31761 | 0.32516 | 0.33415 | 0.34602 | 0.3582 | 0.36999 | 0.38083 | 0.39125 | 0.40195 | 0.41151 | 0.42148 | 0.43069 | 0.43846 | 0.44533 | 0.45097 | 0.45629 | 0.46199 | 0.46723 | 0.47246 | 0.48079 | 0.4892 | 0.49789 | 0.50673 | 0.51574 | 0.5249
F6_Commercial_Retail (ID)_New_Food Preparation_Natural Gas_Food Prep Other_E3 | F6 | Commercial | Retail (ID) | New | Food Preparation | Natural Gas | Food Prep Other | E3 | Utility - Value of Sales | 0 | 0 | 0 | 0 | 0 | 0 | 0 | 0 | 0 | 0 | 0 | 0 | 0 | 0 | 0 | 0 | 0 | 0 | 0 | 0 | 0 | 0 | 0 | 0 | 0 | 0 | 0
F6_Commercial_Retail (ID)_New_Food Preparation_Natural Gas_Food Prep Other_E4 | F6 | Commercial | Retail (ID) | New | Food Preparation | Natural Gas | Food Prep Other | E4 | Utility - Value of Sales | 0 | 0 | 0 | 0 | 0 | 0 | 0 | 0 | 0 | 0 | 0 | 0 | 0 | 0 | 0 | 0 | 0 | 0 | 0 | 0 | 0 | 0 | 0 | 0 | 0 | 0 | 0
F6_Commercial_Retail (ID)_New_Food Preparation_Natural Gas_Food Prep Other_E5 | F6 | Commercial | Retail (ID) | New | Food Preparation | Natural Gas | Food Prep Other | E5 | Utility - Value of Sales | 0 | 0 | 0 | 0 | 0 | 0 | 0 | 0 | 0 | 0 | 0 | 0 | 0 | 0 | 0 | 0 | 0 | 0 | 0 | 0 | 0 | 0 | 0 | 0 | 0 | 0 | 0
F6_Commercial_Retail (ID)_New_Food Preparation_Natural Gas_Food Prep Other_E6 | F6 | Commercial | Retail (ID) | New | Food Preparation | Natural Gas | Food Prep Other | E6 | Utility - Value of Sales | 0 | 0 | 0 | 0 | 0 | 0 | 0 | 0 | 0 | 0 | 0 | 0 | 0 | 0 | 0 | 0 | 0 | 0 | 0 | 0 | 0 | 0 | 0 | 0 | 0 | 0 | 0
F6_Commercial_Retail (ID)_New_Food Preparation_Natural Gas_Food Prep Other_E7 | F6 | Commercial | Retail (ID) | New | Food Preparation | Natural Gas | Food Prep Other | E7 | Utility - Value of Sales | 0 | 0 | 0 | 0 | 0 | 0 | 0 | 0 | 0 | 0 | 0 | 0 | 0 | 0 | 0 | 0 | 0 | 0 | 0 | 0 | 0 | 0 | 0 | 0 | 0 | 0 | 0
F6_Commercial_Retail (ID)_New_Food Preparation_Natural Gas_Food Prep Other_E8 | F6 | Commercial | Retail (ID) | New | Food Preparation | Natural Gas | Food Prep Other | E8 | Utility - Value of Sales | 0 | 0 | 0 | 0 | 0 | 0 | 0 | 0 | 0 | 0 | 0 | 0 | 0 | 0 | 0 | 0 | 0 | 0 | 0 | 0 | 0 | 0 | 0 | 0 | 0 | 0 | 0
F6_Commercial_Retail (ID)_New_Food Preparation_Natural Gas_Food Prep Other_E9 | F6 | Commercial | Retail (ID) | New | Food Preparation | Natural Gas | Food Prep Other | E9 | Utility - Value of Sales | 0 | 0 | 0 | 0 | 0 | 0 | 0 | 0 | 0 | 0 | 0 | 0 | 0 | 0 | 0 | 0 | 0 | 0 | 0 | 0 | 0 | 0 | 0 | 0 | 0 | 0 | 0
F6_Commercial_Retail (ID)_New_Food Preparation_Natural Gas_Food Prep Other_E10 | F6 | Commercial | Retail (ID) | New | Food Preparation | Natural Gas | Food Prep Other | E10 | Utility - Value of Sales | 0 | 0 | 0 | 0 | 0 | 0 | 0 | 0 | 0 | 0 | 0 | 0 | 0 | 0 | 0 | 0 | 0 | 0 | 0 | 0 | 0 | 0 | 0 | 0 | 0 | 0 | 0
F1_Commercial_Retail (ID)_New_Miscellaneous_Natural Gas_Pool Heater_E1 | F1 | Commercial | Retail (ID) | New | Miscellaneous | Natural Gas | Pool Heater | E1 | RVT - Cost of Equipment | 0.0026828 | 0.0026828 | 0.0026828 | 0.0026828 | 0.0026828 | 0.0026828 | 0.0026828 | 0.0026828 | 0.0026828 | 0.0026828 | 0.0026828 | 0.0026828 | 0.0026828 | 0.0026828 | 0.0026828 | 0.0026828 | 0.0026828 | 0.0026828 | 0.0026828 | 0.0026828 | 0.0026828 | 0.0026828 | 0.0026828 | 0.0026828 | 0.0026828 | 0.0026828 | 0.0026828
F1_Commercial_Retail (ID)_New_Miscellaneous_Natural Gas_Pool Heater_E2 | F1 | Commercial | Retail (ID) | New | Miscellaneous | Natural Gas | Pool Heater | E2 | RVT - Cost of Equipment | 0.0043927 | 0.0043927 | 0.0043927 | 0.0043927 | 0.0043927 | 0.0043927 | 0.0043927 | 0.0043927 | 0.0043927 | 0.0043927 | 0.0043927 | 0.0043927 | 0.0043927 | 0.0043927 | 0.0043927 | 0.0043927 | 0.0043927 | 0.0043927 | 0.0043927 | 0.0043927 | 0.0043927 | 0.0043927 | 0.0043927 | 0.0043927 | 0.0043927 | 0.0043927 | 0.0043927
F1_Commercial_Retail (ID)_New_Miscellaneous_Natural Gas_Pool Heater_E3 | F1 | Commercial | Retail (ID) | New | Miscellaneous | Natural Gas | Pool Heater | E3 | RVT - Cost of Equipment | 0 | 0 | 0 | 0 | 0 | 0 | 0 | 0 | 0 | 0 | 0 | 0 | 0 | 0 | 0 | 0 | 0 | 0 | 0 | 0 | 0 | 0 | 0 | 0 | 0 | 0 | 0
F1_Commercial_Retail (ID)_New_Miscellaneous_Natural Gas_Pool Heater_E4 | F1 | Commercial | Retail (ID) | New | Miscellaneous | Natural Gas | Pool Heater | E4 | RVT - Cost of Equipment | 0 | 0 | 0 | 0 | 0 | 0 | 0 | 0 | 0 | 0 | 0 | 0 | 0 | 0 | 0 | 0 | 0 | 0 | 0 | 0 | 0 | 0 | 0 | 0 | 0 | 0 | 0
F1_Commercial_Retail (ID)_New_Miscellaneous_Natural Gas_Pool Heater_E5 | F1 | Commercial | Retail (ID) | New | Miscellaneous | Natural Gas | Pool Heater | E5 | RVT - Cost of Equipment | 0 | 0 | 0 | 0 | 0 | 0 | 0 | 0 | 0 | 0 | 0 | 0 | 0 | 0 | 0 | 0 | 0 | 0 | 0 | 0 | 0 | 0 | 0 | 0 | 0 | 0 | 0
F1_Commercial_Retail (ID)_New_Miscellaneous_Natural Gas_Pool Heater_E6 | F1 | Commercial | Retail (ID) | New | Miscellaneous | Natural Gas | Pool Heater | E6 | RVT - Cost of Equipment | 0 | 0 | 0 | 0 | 0 | 0 | 0 | 0 | 0 | 0 | 0 | 0 | 0 | 0 | 0 | 0 | 0 | 0 | 0 | 0 | 0 | 0 | 0 | 0 | 0 | 0 | 0
F1_Commercial_Retail (ID)_New_Miscellaneous_Natural Gas_Pool Heater_E7 | F1 | Commercial | Retail (ID) | New | Miscellaneous | Natural Gas | Pool Heater | E7 | RVT - Cost of Equipment | 0 | 0 | 0 | 0 | 0 | 0 | 0 | 0 | 0 | 0 | 0 | 0 | 0 | 0 | 0 | 0 | 0 | 0 | 0 | 0 | 0 | 0 | 0 | 0 | 0 | 0 | 0
F1_Commercial_Retail (ID)_New_Miscellaneous_Natural Gas_Pool Heater_E8 | F1 | Commercial | Retail (ID) | New | Miscellaneous | Natural Gas | Pool Heater | E8 | RVT - Cost of Equipment | 0 | 0 | 0 | 0 | 0 | 0 | 0 | 0 | 0 | 0 | 0 | 0 | 0 | 0 | 0 | 0 | 0 | 0 | 0 | 0 | 0 | 0 | 0 | 0 | 0 | 0 | 0
F1_Commercial_Retail (ID)_New_Miscellaneous_Natural Gas_Pool Heater_E9 | F1 | Commercial | Retail (ID) | New | Miscellaneous | Natural Gas | Pool Heater | E9 | RVT - Cost of Equipment | 0 | 0 | 0 | 0 | 0 | 0 | 0 | 0 | 0 | 0 | 0 | 0 | 0 | 0 | 0 | 0 | 0 | 0 | 0 | 0 | 0 | 0 | 0 | 0 | 0 | 0 | 0
F1_Commercial_Retail (ID)_New_Miscellaneous_Natural Gas_Pool Heater_E10 | F1 | Commercial | Retail (ID) | New | Miscellaneous | Natural Gas | Pool Heater | E10 | RVT - Cost of Equipment | 0 | 0 | 0 | 0 | 0 | 0 | 0 | 0 | 0 | 0 | 0 | 0 | 0 | 0 | 0 | 0 | 0 | 0 | 0 | 0 | 0 | 0 | 0 | 0 | 0 | 0 | 0
F2_Commercial_Retail (ID)_New_Miscellaneous_Natural Gas_Pool Heater_E1 | F2 | Commercial | Retail (ID) | New | Miscellaneous | Natural Gas | Pool Heater | E1 | RVT - Cost of Operation | 0.0040313 | 0.0040618 | 0.0041171 | 0.0042004 | 0.0043098 | 0.0044691 | 0.0046299 | 0.0047841 | 0.0049232 | 0.0050695 | 0.0052372 | 0.0053946 | 0.0055725 | 0.0057371 | 0.0058657 | 0.0059701 | 0.0060403 | 0.0060938 | 0.006154 | 0.0062033 | 0.0062516 | 0.0063614 | 0.0064717 | 0.0065867 | 0.0067037 | 0.0068228 | 0.006944
F2_Commercial_Retail (ID)_New_Miscellaneous_Natural Gas_Pool Heater_E2 | F2 | Commercial | Retail (ID) | New | Miscellaneous | Natural Gas | Pool Heater | E2 | RVT - Cost of Operation | 0.0034266 | 0.0034526 | 0.0034995 | 0.0035703 | 0.0036633 | 0.0037987 | 0.0039354 | 0.0040665 | 0.0041847 | 0.0043091 | 0.0044516 | 0.0045854 | 0.0047366 | 0.0048765 | 0.0049858 | 0.0050746 | 0.0051343 | 0.0051797 | 0.0052309 | 0.0052728 | 0.0053139 | 0.0054072 | 0.005501 | 0.0055987 | 0.0056982 | 0.0057994 | 0.0059024
F2_Commercial_Retail (ID)_New_Miscellaneous_Natural Gas_Pool Heater_E3 | F2 | Commercial | Retail (ID) | New | Miscellaneous | Natural Gas | Pool Heater | E3 | RVT - Cost of Operation | 0 | 0 | 0 | 0 | 0 | 0 | 0 | 0 | 0 | 0 | 0 | 0 | 0 | 0 | 0 | 0 | 0 | 0 | 0 | 0 | 0 | 0 | 0 | 0 | 0 | 0 | 0
F2_Commercial_Retail (ID)_New_Miscellaneous_Natural Gas_Pool Heater_E4 | F2 | Commercial | Retail (ID) | New | Miscellaneous | Natural Gas | Pool Heater | E4 | RVT - Cost of Operation | 0 | 0 | 0 | 0 | 0 | 0 | 0 | 0 | 0 | 0 | 0 | 0 | 0 | 0 | 0 | 0 | 0 | 0 | 0 | 0 | 0 | 0 | 0 | 0 | 0 | 0 | 0
F2_Commercial_Retail (ID)_New_Miscellaneous_Natural Gas_Pool Heater_E5 | F2 | Commercial | Retail (ID) | New | Miscellaneous | Natural Gas | Pool Heater | E5 | RVT - Cost of Operation | 0 | 0 | 0 | 0 | 0 | 0 | 0 | 0 | 0 | 0 | 0 | 0 | 0 | 0 | 0 | 0 | 0 | 0 | 0 | 0 | 0 | 0 | 0 | 0 | 0 | 0 | 0
F2_Commercial_Retail (ID)_New_Miscellaneous_Natural Gas_Pool Heater_E6 | F2 | Commercial | Retail (ID) | New | Miscellaneous | Natural Gas | Pool Heater | E6 | RVT - Cost of Operation | 0 | 0 | 0 | 0 | 0 | 0 | 0 | 0 | 0 | 0 | 0 | 0 | 0 | 0 | 0 | 0 | 0 | 0 | 0 | 0 | 0 | 0 | 0 | 0 | 0 | 0 | 0
F2_Commercial_Retail (ID)_New_Miscellaneous_Natural Gas_Pool Heater_E7 | F2 | Commercial | Retail (ID) | New | Miscellaneous | Natural Gas | Pool Heater | E7 | RVT - Cost of Operation | 0 | 0 | 0 | 0 | 0 | 0 | 0 | 0 | 0 | 0 | 0 | 0 | 0 | 0 | 0 | 0 | 0 | 0 | 0 | 0 | 0 | 0 | 0 | 0 | 0 | 0 | 0
F2_Commercial_Retail (ID)_New_Miscellaneous_Natural Gas_Pool Heater_E8 | F2 | Commercial | Retail (ID) | New | Miscellaneous | Natural Gas | Pool Heater | E8 | RVT - Cost of Operation | 0 | 0 | 0 | 0 | 0 | 0 | 0 | 0 | 0 | 0 | 0 | 0 | 0 | 0 | 0 | 0 | 0 | 0 | 0 | 0 | 0 | 0 | 0 | 0 | 0 | 0 | 0
F2_Commercial_Retail (ID)_New_Miscellaneous_Natural Gas_Pool Heater_E9 | F2 | Commercial | Retail (ID) | New | Miscellaneous | Natural Gas | Pool Heater | E9 | RVT - Cost of Operation | 0 | 0 | 0 | 0 | 0 | 0 | 0 | 0 | 0 | 0 | 0 | 0 | 0 | 0 | 0 | 0 | 0 | 0 | 0 | 0 | 0 | 0 | 0 | 0 | 0 | 0 | 0
F2_Commercial_Retail (ID)_New_Miscellaneous_Natural Gas_Pool Heater_E10 | F2 | Commercial | Retail (ID) | New | Miscellaneous | Natural Gas | Pool Heater | E10 | RVT - Cost of Operation | 0 | 0 | 0 | 0 | 0 | 0 | 0 | 0 | 0 | 0 | 0 | 0 | 0 | 0 | 0 | 0 | 0 | 0 | 0 | 0 | 0 | 0 | 0 | 0 | 0 | 0 | 0
F3_Commercial_Retail (ID)_New_Miscellaneous_Natural Gas_Pool Heater_E1 | F3 | Commercial | Retail (ID) | New | Miscellaneous | Natural Gas | Pool Heater | E1 | System - kBTUs of Consumption | 1.0152 | 1.0152 | 1.0152 | 1.0152 | 1.0152 | 1.0152 | 1.0152 | 1.0152 | 1.0152 | 1.0152 | 1.0152 | 1.0152 | 1.0152 | 1.0152 | 1.0152 | 1.0152 | 1.0152 | 1.0152 | 1.0152 | 1.0152 | 1.0152 | 1.0152 | 1.0152 | 1.0152 | 1.0152 | 1.0152 | 1.0152
F3_Commercial_Retail (ID)_New_Miscellaneous_Natural Gas_Pool Heater_E2 | F3 | Commercial | Retail (ID) | New | Miscellaneous | Natural Gas | Pool Heater | E2 | System - kBTUs of Consumption | 0.86294 | 0.86294 | 0.86294 | 0.86294 | 0.86294 | 0.86294 | 0.86294 | 0.86294 | 0.86294 | 0.86294 | 0.86294 | 0.86294 | 0.86294 | 0.86294 | 0.86294 | 0.86294 | 0.86294 | 0.86294 | 0.86294 | 0.86294 | 0.86294 | 0.86294 | 0.86294 | 0.86294 | 0.86294 | 0.86294 | 0.86294
F3_Commercial_Retail (ID)_New_Miscellaneous_Natural Gas_Pool Heater_E3 | F3 | Commercial | Retail (ID) | New | Miscellaneous | Natural Gas | Pool Heater | E3 | System - kBTUs of Consumption | 0 | 0 | 0 | 0 | 0 | 0 | 0 | 0 | 0 | 0 | 0 | 0 | 0 | 0 | 0 | 0 | 0 | 0 | 0 | 0 | 0 | 0 | 0 | 0 | 0 | 0 | 0
F3_Commercial_Retail (ID)_New_Miscellaneous_Natural Gas_Pool Heater_E4 | F3 | Commercial | Retail (ID) | New | Miscellaneous | Natural Gas | Pool Heater | E4 | System - kBTUs of Consumption | 0 | 0 | 0 | 0 | 0 | 0 | 0 | 0 | 0 | 0 | 0 | 0 | 0 | 0 | 0 | 0 | 0 | 0 | 0 | 0 | 0 | 0 | 0 | 0 | 0 | 0 | 0
F3_Commercial_Retail (ID)_New_Miscellaneous_Natural Gas_Pool Heater_E5 | F3 | Commercial | Retail (ID) | New | Miscellaneous | Natural Gas | Pool Heater | E5 | System - kBTUs of Consumption | 0 | 0 | 0 | 0 | 0 | 0 | 0 | 0 | 0 | 0 | 0 | 0 | 0 | 0 | 0 | 0 | 0 | 0 | 0 | 0 | 0 | 0 | 0 | 0 | 0 | 0 | 0
F3_Commercial_Retail (ID)_New_Miscellaneous_Natural Gas_Pool Heater_E6 | F3 | Commercial | Retail (ID) | New | Miscellaneous | Natural Gas | Pool Heater | E6 | System - kBTUs of Consumption | 0 | 0 | 0 | 0 | 0 | 0 | 0 | 0 | 0 | 0 | 0 | 0 | 0 | 0 | 0 | 0 | 0 | 0 | 0 | 0 | 0 | 0 | 0 | 0 | 0 | 0 | 0
F3_Commercial_Retail (ID)_New_Miscellaneous_Natural Gas_Pool Heater_E7 | F3 | Commercial | Retail (ID) | New | Miscellaneous | Natural Gas | Pool Heater | E7 | System - kBTUs of Consumption | 0 | 0 | 0 | 0 | 0 | 0 | 0 | 0 | 0 | 0 | 0 | 0 | 0 | 0 | 0 | 0 | 0 | 0 | 0 | 0 | 0 | 0 | 0 | 0 | 0 | 0 | 0
F3_Commercial_Retail (ID)_New_Miscellaneous_Natural Gas_Pool Heater_E8 | F3 | Commercial | Retail (ID) | New | Miscellaneous | Natural Gas | Pool Heater | E8 | System - kBTUs of Consumption | 0 | 0 | 0 | 0 | 0 | 0 | 0 | 0 | 0 | 0 | 0 | 0 | 0 | 0 | 0 | 0 | 0 | 0 | 0 | 0 | 0 | 0 | 0 | 0 | 0 | 0 | 0
F3_Commercial_Retail (ID)_New_Miscellaneous_Natural Gas_Pool Heater_E9 | F3 | Commercial | Retail (ID) | New | Miscellaneous | Natural Gas | Pool Heater | E9 | System - kBTUs of Consumption | 0 | 0 | 0 | 0 | 0 | 0 | 0 | 0 | 0 | 0 | 0 | 0 | 0 | 0 | 0 | 0 | 0 | 0 | 0 | 0 | 0 | 0 | 0 | 0 | 0 | 0 | 0
F3_Commercial_Retail (ID)_New_Miscellaneous_Natural Gas_Pool Heater_E10 | F3 | Commercial | Retail (ID) | New | Miscellaneous | Natural Gas | Pool Heater | E10 | System - kBTUs of Consumption | 0 | 0 | 0 | 0 | 0 | 0 | 0 | 0 | 0 | 0 | 0 | 0 | 0 | 0 | 0 | 0 | 0 | 0 | 0 | 0 | 0 | 0 | 0 | 0 | 0 | 0 | 0
F4_Commercial_Retail (ID)_New_Miscellaneous_Natural Gas_Pool Heater_E1 | F4 | Commercial | Retail (ID) | New | Miscellaneous | Natural Gas | Pool Heater | E1 | Utility - Cost of Equipment | 0.0026828 | 0.0026828 | 0.0026828 | 0.0026828 | 0.0026828 | 0.0026828 | 0.0026828 | 0.0026828 | 0.0026828 | 0.0026828 | 0.0026828 | 0.0026828 | 0.0026828 | 0.0026828 | 0.0026828 | 0.0026828 | 0.0026828 | 0.0026828 | 0.0026828 | 0.0026828 | 0.0026828 | 0.0026828 | 0.0026828 | 0.0026828 | 0.0026828 | 0.0026828 | 0.0026828
F4_Commercial_Retail (ID)_New_Miscellaneous_Natural Gas_Pool Heater_E2 | F4 | Commercial | Retail (ID) | New | Miscellaneous | Natural Gas | Pool Heater | E2 | Utility - Cost of Equipment | 0.0043927 | 0.0043927 | 0.0043927 | 0.0043927 | 0.0043927 | 0.0043927 | 0.0043927 | 0.0043927 | 0.0043927 | 0.0043927 | 0.0043927 | 0.0043927 | 0.0043927 | 0.0043927 | 0.0043927 | 0.0043927 | 0.0043927 | 0.0043927 | 0.0043927 | 0.0043927 | 0.0043927 | 0.0043927 | 0.0043927 | 0.0043927 | 0.0043927 | 0.0043927 | 0.0043927
F4_Commercial_Retail (ID)_New_Miscellaneous_Natural Gas_Pool Heater_E3 | F4 | Commercial | Retail (ID) | New | Miscellaneous | Natural Gas | Pool Heater | E3 | Utility - Cost of Equipment | 0 | 0 | 0 | 0 | 0 | 0 | 0 | 0 | 0 | 0 | 0 | 0 | 0 | 0 | 0 | 0 | 0 | 0 | 0 | 0 | 0 | 0 | 0 | 0 | 0 | 0 | 0
F4_Commercial_Retail (ID)_New_Miscellaneous_Natural Gas_Pool Heater_E4 | F4 | Commercial | Retail (ID) | New | Miscellaneous | Natural Gas | Pool Heater | E4 | Utility - Cost of Equipment | 0 | 0 | 0 | 0 | 0 | 0 | 0 | 0 | 0 | 0 | 0 | 0 | 0 | 0 | 0 | 0 | 0 | 0 | 0 | 0 | 0 | 0 | 0 | 0 | 0 | 0 | 0
F4_Commercial_Retail (ID)_New_Miscellaneous_Natural Gas_Pool Heater_E5 | F4 | Commercial | Retail (ID) | New | Miscellaneous | Natural Gas | Pool Heater | E5 | Utility - Cost of Equipment | 0 | 0 | 0 | 0 | 0 | 0 | 0 | 0 | 0 | 0 | 0 | 0 | 0 | 0 | 0 | 0 | 0 | 0 | 0 | 0 | 0 | 0 | 0 | 0 | 0 | 0 | 0
F4_Commercial_Retail (ID)_New_Miscellaneous_Natural Gas_Pool Heater_E6 | F4 | Commercial | Retail (ID) | New | Miscellaneous | Natural Gas | Pool Heater | E6 | Utility - Cost of Equipment | 0 | 0 | 0 | 0 | 0 | 0 | 0 | 0 | 0 | 0 | 0 | 0 | 0 | 0 | 0 | 0 | 0 | 0 | 0 | 0 | 0 | 0 | 0 | 0 | 0 | 0 | 0
F4_Commercial_Retail (ID)_New_Miscellaneous_Natural Gas_Pool Heater_E7 | F4 | Commercial | Retail (ID) | New | Miscellaneous | Natural Gas | Pool Heater | E7 | Utility - Cost of Equipment | 0 | 0 | 0 | 0 | 0 | 0 | 0 | 0 | 0 | 0 | 0 | 0 | 0 | 0 | 0 | 0 | 0 | 0 | 0 | 0 | 0 | 0 | 0 | 0 | 0 | 0 | 0
F4_Commercial_Retail (ID)_New_Miscellaneous_Natural Gas_Pool Heater_E8 | F4 | Commercial | Retail (ID) | New | Miscellaneous | Natural Gas | Pool Heater | E8 | Utility - Cost of Equipment | 0 | 0 | 0 | 0 | 0 | 0 | 0 | 0 | 0 | 0 | 0 | 0 | 0 | 0 | 0 | 0 | 0 | 0 | 0 | 0 | 0 | 0 | 0 | 0 | 0 | 0 | 0
F4_Commercial_Retail (ID)_New_Miscellaneous_Natural Gas_Pool Heater_E9 | F4 | Commercial | Retail (ID) | New | Miscellaneous | Natural Gas | Pool Heater | E9 | Utility - Cost of Equipment | 0 | 0 | 0 | 0 | 0 | 0 | 0 | 0 | 0 | 0 | 0 | 0 | 0 | 0 | 0 | 0 | 0 | 0 | 0 | 0 | 0 | 0 | 0 | 0 | 0 | 0 | 0
F4_Commercial_Retail (ID)_New_Miscellaneous_Natural Gas_Pool Heater_E10 | F4 | Commercial | Retail (ID) | New | Miscellaneous | Natural Gas | Pool Heater | E10 | Utility - Cost of Equipment | 0 | 0 | 0 | 0 | 0 | 0 | 0 | 0 | 0 | 0 | 0 | 0 | 0 | 0 | 0 | 0 | 0 | 0 | 0 | 0 | 0 | 0 | 0 | 0 | 0 | 0 | 0
F5_Commercial_Retail (ID)_New_Miscellaneous_Natural Gas_Pool Heater_E1 | F5 | Commercial | Retail (ID) | New | Miscellaneous | Natural Gas | Pool Heater | E1 | Utility - Cost of Operation | 0.0033594 | 0.0033849 | 0.0034397 | 0.0035283 | 0.0036504 | 0.0038279 | 0.0040225 | 0.0042176 | 0.0044066 | 0.0046086 | 0.0047611 | 0.0049042 | 0.0050659 | 0.005222 | 0.0053527 | 0.00547 | 0.0055659 | 0.0056578 | 0.0057594 | 0.005855 | 0.0059539 | 0.0060585 | 0.0061636 | 0.0062731 | 0.0063845 | 0.0064979 | 0.0066134
F5_Commercial_Retail (ID)_New_Miscellaneous_Natural Gas_Pool Heater_E2 | F5 | Commercial | Retail (ID) | New | Miscellaneous | Natural Gas | Pool Heater | E2 | Utility - Cost of Operation | 0.0028555 | 0.0028771 | 0.0029237 | 0.002999 | 0.0031029 | 0.0032537 | 0.0034191 | 0.003585 | 0.0037456 | 0.0039173 | 0.0040469 | 0.0041685 | 0.004306 | 0.0044387 | 0.0045498 | 0.0046495 | 0.004731 | 0.0048091 | 0.0048955 | 0.0049767 | 0.0050608 | 0.0051497 | 0.005239 | 0.0053321 | 0.0054268 | 0.0055232 | 0.0056214
F5_Commercial_Retail (ID)_New_Miscellaneous_Natural Gas_Pool Heater_E3 | F5 | Commercial | Retail (ID) | New | Miscellaneous | Natural Gas | Pool Heater | E3 | Utility - Cost of Operation | 0 | 0 | 0 | 0 | 0 | 0 | 0 | 0 | 0 | 0 | 0 | 0 | 0 | 0 | 0 | 0 | 0 | 0 | 0 | 0 | 0 | 0 | 0 | 0 | 0 | 0 | 0
F5_Commercial_Retail (ID)_New_Miscellaneous_Natural Gas_Pool Heater_E4 | F5 | Commercial | Retail (ID) | New | Miscellaneous | Natural Gas | Pool Heater | E4 | Utility - Cost of Operation | 0 | 0 | 0 | 0 | 0 | 0 | 0 | 0 | 0 | 0 | 0 | 0 | 0 | 0 | 0 | 0 | 0 | 0 | 0 | 0 | 0 | 0 | 0 | 0 | 0 | 0 | 0
F5_Commercial_Retail (ID)_New_Miscellaneous_Natural Gas_Pool Heater_E5 | F5 | Commercial | Retail (ID) | New | Miscellaneous | Natural Gas | Pool Heater | E5 | Utility - Cost of Operation | 0 | 0 | 0 | 0 | 0 | 0 | 0 | 0 | 0 | 0 | 0 | 0 | 0 | 0 | 0 | 0 | 0 | 0 | 0 | 0 | 0 | 0 | 0 | 0 | 0 | 0 | 0
F5_Commercial_Retail (ID)_New_Miscellaneous_Natural Gas_Pool Heater_E6 | F5 | Commercial | Retail (ID) | New | Miscellaneous | Natural Gas | Pool Heater | E6 | Utility - Cost of Operation | 0 | 0 | 0 | 0 | 0 | 0 | 0 | 0 | 0 | 0 | 0 | 0 | 0 | 0 | 0 | 0 | 0 | 0 | 0 | 0 | 0 | 0 | 0 | 0 | 0 | 0 | 0
F5_Commercial_Retail (ID)_New_Miscellaneous_Natural Gas_Pool Heater_E7 | F5 | Commercial | Retail (ID) | New | Miscellaneous | Natural Gas | Pool Heater | E7 | Utility - Cost of Operation | 0 | 0 | 0 | 0 | 0 | 0 | 0 | 0 | 0 | 0 | 0 | 0 | 0 | 0 | 0 | 0 | 0 | 0 | 0 | 0 | 0 | 0 | 0 | 0 | 0 | 0 | 0
F5_Commercial_Retail (ID)_New_Miscellaneous_Natural Gas_Pool Heater_E8 | F5 | Commercial | Retail (ID) | New | Miscellaneous | Natural Gas | Pool Heater | E8 | Utility - Cost of Operation | 0 | 0 | 0 | 0 | 0 | 0 | 0 | 0 | 0 | 0 | 0 | 0 | 0 | 0 | 0 | 0 | 0 | 0 | 0 | 0 | 0 | 0 | 0 | 0 | 0 | 0 | 0
F5_Commercial_Retail (ID)_New_Miscellaneous_Natural Gas_Pool Heater_E9 | F5 | Commercial | Retail (ID) | New | Miscellaneous | Natural Gas | Pool Heater | E9 | Utility - Cost of Operation | 0 | 0 | 0 | 0 | 0 | 0 | 0 | 0 | 0 | 0 | 0 | 0 | 0 | 0 | 0 | 0 | 0 | 0 | 0 | 0 | 0 | 0 | 0 | 0 | 0 | 0 | 0
F5_Commercial_Retail (ID)_New_Miscellaneous_Natural Gas_Pool Heater_E10 | F5 | Commercial | Retail (ID) | New | Miscellaneous | Natural Gas | Pool Heater | E10 | Utility - Cost of Operation | 0 | 0 | 0 | 0 | 0 | 0 | 0 | 0 | 0 | 0 | 0 | 0 | 0 | 0 | 0 | 0 | 0 | 0 | 0 | 0 | 0 | 0 | 0 | 0 | 0 | 0 | 0
F6_Commercial_Retail (ID)_New_Miscellaneous_Natural Gas_Pool Heater_E1 | F6 | Commercial | Retail (ID) | New | Miscellaneous | Natural Gas | Pool Heater | E1 | Utility - Value of Sales | 0.0040313 | 0.0040618 | 0.0041171 | 0.0042004 | 0.0043098 | 0.0044691 | 0.0046299 | 0.0047841 | 0.0049232 | 0.0050695 | 0.0052372 | 0.0053946 | 0.0055725 | 0.0057371 | 0.0058657 | 0.0059701 | 0.0060403 | 0.0060938 | 0.006154 | 0.0062033 | 0.0062516 | 0.0063614 | 0.0064717 | 0.0065867 | 0.0067037 | 0.0068228 | 0.006944
F6_Commercial_Retail (ID)_New_Miscellaneous_Natural Gas_Pool Heater_E2 | F6 | Commercial | Retail (ID) | New | Miscellaneous | Natural Gas | Pool Heater | E2 | Utility - Value of Sales | 0.0034266 | 0.0034526 | 0.0034995 | 0.0035703 | 0.0036633 | 0.0037987 | 0.0039354 | 0.0040665 | 0.0041847 | 0.0043091 | 0.0044516 | 0.0045854 | 0.0047366 | 0.0048765 | 0.0049858 | 0.0050746 | 0.0051343 | 0.0051797 | 0.0052309 | 0.0052728 | 0.0053139 | 0.0054072 | 0.005501 | 0.0055987 | 0.0056982 | 0.0057994 | 0.0059024
F6_Commercial_Retail (ID)_New_Miscellaneous_Natural Gas_Pool Heater_E3 | F6 | Commercial | Retail (ID) | New | Miscellaneous | Natural Gas | Pool Heater | E3 | Utility - Value of Sales | 0 | 0 | 0 | 0 | 0 | 0 | 0 | 0 | 0 | 0 | 0 | 0 | 0 | 0 | 0 | 0 | 0 | 0 | 0 | 0 | 0 | 0 | 0 | 0 | 0 | 0 | 0
F6_Commercial_Retail (ID)_New_Miscellaneous_Natural Gas_Pool Heater_E4 | F6 | Commercial | Retail (ID) | New | Miscellaneous | Natural Gas | Pool Heater | E4 | Utility - Value of Sales | 0 | 0 | 0 | 0 | 0 | 0 | 0 | 0 | 0 | 0 | 0 | 0 | 0 | 0 | 0 | 0 | 0 | 0 | 0 | 0 | 0 | 0 | 0 | 0 | 0 | 0 | 0
F6_Commercial_Retail (ID)_New_Miscellaneous_Natural Gas_Pool Heater_E5 | F6 | Commercial | Retail (ID) | New | Miscellaneous | Natural Gas | Pool Heater | E5 | Utility - Value of Sales | 0 | 0 | 0 | 0 | 0 | 0 | 0 | 0 | 0 | 0 | 0 | 0 | 0 | 0 | 0 | 0 | 0 | 0 | 0 | 0 | 0 | 0 | 0 | 0 | 0 | 0 | 0
F6_Commercial_Retail (ID)_New_Miscellaneous_Natural Gas_Pool Heater_E6 | F6 | Commercial | Retail (ID) | New | Miscellaneous | Natural Gas | Pool Heater | E6 | Utility - Value of Sales | 0 | 0 | 0 | 0 | 0 | 0 | 0 | 0 | 0 | 0 | 0 | 0 | 0 | 0 | 0 | 0 | 0 | 0 | 0 | 0 | 0 | 0 | 0 | 0 | 0 | 0 | 0
F6_Commercial_Retail (ID)_New_Miscellaneous_Natural Gas_Pool Heater_E7 | F6 | Commercial | Retail (ID) | New | Miscellaneous | Natural Gas | Pool Heater | E7 | Utility - Value of Sales | 0 | 0 | 0 | 0 | 0 | 0 | 0 | 0 | 0 | 0 | 0 | 0 | 0 | 0 | 0 | 0 | 0 | 0 | 0 | 0 | 0 | 0 | 0 | 0 | 0 | 0 | 0
F6_Commercial_Retail (ID)_New_Miscellaneous_Natural Gas_Pool Heater_E8 | F6 | Commercial | Retail (ID) | New | Miscellaneous | Natural Gas | Pool Heater | E8 | Utility - Value of Sales | 0 | 0 | 0 | 0 | 0 | 0 | 0 | 0 | 0 | 0 | 0 | 0 | 0 | 0 | 0 | 0 | 0 | 0 | 0 | 0 | 0 | 0 | 0 | 0 | 0 | 0 | 0
F6_Commercial_Retail (ID)_New_Miscellaneous_Natural Gas_Pool Heater_E9 | F6 | Commercial | Retail (ID) | New | Miscellaneous | Natural Gas | Pool Heater | E9 | Utility - Value of Sales | 0 | 0 | 0 | 0 | 0 | 0 | 0 | 0 | 0 | 0 | 0 | 0 | 0 | 0 | 0 | 0 | 0 | 0 | 0 | 0 | 0 | 0 | 0 | 0 | 0 | 0 | 0
F6_Commercial_Retail (ID)_New_Miscellaneous_Natural Gas_Pool Heater_E10 | F6 | Commercial | Retail (ID) | New | Miscellaneous | Natural Gas | Pool Heater | E10 | Utility - Value of Sales | 0 | 0 | 0 | 0 | 0 | 0 | 0 | 0 | 0 | 0 | 0 | 0 | 0 | 0 | 0 | 0 | 0 | 0 | 0 | 0 | 0 | 0 | 0 | 0 | 0 | 0 | 0
F1_Commercial_Retail (ID)_New_Miscellaneous_Natural Gas_Miscellaneous_E1 | F1 | Commercial | Retail (ID) | New | Miscellaneous | Natural Gas | Miscellaneous | E1 | RVT - Cost of Equipment | 0.24753 | 0.24753 | 0.24753 | 0.24753 | 0.24753 | 0.24753 | 0.24753 | 0.24753 | 0.24753 | 0.24753 | 0.24753 | 0.24753 | 0.24753 | 0.24753 | 0.24753 | 0.24753 | 0.24753 | 0.24753 | 0.24753 | 0.24753 | 0.24753 | 0.24753 | 0.24753 | 0.24753 | 0.24753 | 0.24753 | 0.24753
F1_Commercial_Retail (ID)_New_Miscellaneous_Natural Gas_Miscellaneous_E2 | F1 | Commercial | Retail (ID) | New | Miscellaneous | Natural Gas | Miscellaneous | E2 | RVT - Cost of Equipment | 0 | 0 | 0 | 0 | 0 | 0 | 0 | 0 | 0 | 0 | 0 | 0 | 0 | 0 | 0 | 0 | 0 | 0 | 0 | 0 | 0 | 0 | 0 | 0 | 0 | 0 | 0
F1_Commercial_Retail (ID)_New_Miscellaneous_Natural Gas_Miscellaneous_E3 | F1 | Commercial | Retail (ID) | New | Miscellaneous | Natural Gas | Miscellaneous | E3 | RVT - Cost of Equipment | 0 | 0 | 0 | 0 | 0 | 0 | 0 | 0 | 0 | 0 | 0 | 0 | 0 | 0 | 0 | 0 | 0 | 0 | 0 | 0 | 0 | 0 | 0 | 0 | 0 | 0 | 0
F1_Commercial_Retail (ID)_New_Miscellaneous_Natural Gas_Miscellaneous_E4 | F1 | Commercial | Retail (ID) | New | Miscellaneous | Natural Gas | Miscellaneous | E4 | RVT - Cost of Equipment | 0 | 0 | 0 | 0 | 0 | 0 | 0 | 0 | 0 | 0 | 0 | 0 | 0 | 0 | 0 | 0 | 0 | 0 | 0 | 0 | 0 | 0 | 0 | 0 | 0 | 0 | 0
F1_Commercial_Retail (ID)_New_Miscellaneous_Natural Gas_Miscellaneous_E5 | F1 | Commercial | Retail (ID) | New | Miscellaneous | Natural Gas | Miscellaneous | E5 | RVT - Cost of Equipment | 0 | 0 | 0 | 0 | 0 | 0 | 0 | 0 | 0 | 0 | 0 | 0 | 0 | 0 | 0 | 0 | 0 | 0 | 0 | 0 | 0 | 0 | 0 | 0 | 0 | 0 | 0
F1_Commercial_Retail (ID)_New_Miscellaneous_Natural Gas_Miscellaneous_E6 | F1 | Commercial | Retail (ID) | New | Miscellaneous | Natural Gas | Miscellaneous | E6 | RVT - Cost of Equipment | 0 | 0 | 0 | 0 | 0 | 0 | 0 | 0 | 0 | 0 | 0 | 0 | 0 | 0 | 0 | 0 | 0 | 0 | 0 | 0 | 0 | 0 | 0 | 0 | 0 | 0 | 0
F1_Commercial_Retail (ID)_New_Miscellaneous_Natural Gas_Miscellaneous_E7 | F1 | Commercial | Retail (ID) | New | Miscellaneous | Natural Gas | Miscellaneous | E7 | RVT - Cost of Equipment | 0 | 0 | 0 | 0 | 0 | 0 | 0 | 0 | 0 | 0 | 0 | 0 | 0 | 0 | 0 | 0 | 0 | 0 | 0 | 0 | 0 | 0 | 0 | 0 | 0 | 0 | 0
F1_Commercial_Retail (ID)_New_Miscellaneous_Natural Gas_Miscellaneous_E8 | F1 | Commercial | Retail (ID) | New | Miscellaneous | Natural Gas | Miscellaneous | E8 | RVT - Cost of Equipment | 0 | 0 | 0 | 0 | 0 | 0 | 0 | 0 | 0 | 0 | 0 | 0 | 0 | 0 | 0 | 0 | 0 | 0 | 0 | 0 | 0 | 0 | 0 | 0 | 0 | 0 | 0
F1_Commercial_Retail (ID)_New_Miscellaneous_Natural Gas_Miscellaneous_E9 | F1 | Commercial | Retail (ID) | New | Miscellaneous | Natural Gas | Miscellaneous | E9 | RVT - Cost of Equipment | 0 | 0 | 0 | 0 | 0 | 0 | 0 | 0 | 0 | 0 | 0 | 0 | 0 | 0 | 0 | 0 | 0 | 0 | 0 | 0 | 0 | 0 | 0 | 0 | 0 | 0 | 0
F1_Commercial_Retail (ID)_New_Miscellaneous_Natural Gas_Miscellaneous_E10 | F1 | Commercial | Retail (ID) | New | Miscellaneous | Natural Gas | Miscellaneous | E10 | RVT - Cost of Equipment | 0 | 0 | 0 | 0 | 0 | 0 | 0 | 0 | 0 | 0 | 0 | 0 | 0 | 0 | 0 | 0 | 0 | 0 | 0 | 0 | 0 | 0 | 0 | 0 | 0 | 0 | 0
F2_Commercial_Retail (ID)_New_Miscellaneous_Natural Gas_Miscellaneous_E1 | F2 | Commercial | Retail (ID) | New | Miscellaneous | Natural Gas | Miscellaneous | E1 | RVT - Cost of Operation | 0.010581 | 0.010649 | 0.010762 | 0.010937 | 0.011197 | 0.011624 | 0.012063 | 0.012473 | 0.012832 | 0.013204 | 0.01363 | 0.014031 | 0.014509 | 0.014965 | 0.015329 | 0.015625 | 0.015823 | 0.015982 | 0.016142 | 0.016244 | 0.016342 | 0.016628 | 0.016915 | 0.017216 | 0.017522 | 0.017833 | 0.01815
F2_Commercial_Retail (ID)_New_Miscellaneous_Natural Gas_Miscellaneous_E2 | F2 | Commercial | Retail (ID) | New | Miscellaneous | Natural Gas | Miscellaneous | E2 | RVT - Cost of Operation | 0 | 0 | 0 | 0 | 0 | 0 | 0 | 0 | 0 | 0 | 0 | 0 | 0 | 0 | 0 | 0 | 0 | 0 | 0 | 0 | 0 | 0 | 0 | 0 | 0 | 0 | 0
F2_Commercial_Retail (ID)_New_Miscellaneous_Natural Gas_Miscellaneous_E3 | F2 | Commercial | Retail (ID) | New | Miscellaneous | Natural Gas | Miscellaneous | E3 | RVT - Cost of Operation | 0 | 0 | 0 | 0 | 0 | 0 | 0 | 0 | 0 | 0 | 0 | 0 | 0 | 0 | 0 | 0 | 0 | 0 | 0 | 0 | 0 | 0 | 0 | 0 | 0 | 0 | 0
F2_Commercial_Retail (ID)_New_Miscellaneous_Natural Gas_Miscellaneous_E4 | F2 | Commercial | Retail (ID) | New | Miscellaneous | Natural Gas | Miscellaneous | E4 | RVT - Cost of Operation | 0 | 0 | 0 | 0 | 0 | 0 | 0 | 0 | 0 | 0 | 0 | 0 | 0 | 0 | 0 | 0 | 0 | 0 | 0 | 0 | 0 | 0 | 0 | 0 | 0 | 0 | 0
F2_Commercial_Retail (ID)_New_Miscellaneous_Natural Gas_Miscellaneous_E5 | F2 | Commercial | Retail (ID) | New | Miscellaneous | Natural Gas | Miscellaneous | E5 | RVT - Cost of Operation | 0 | 0 | 0 | 0 | 0 | 0 | 0 | 0 | 0 | 0 | 0 | 0 | 0 | 0 | 0 | 0 | 0 | 0 | 0 | 0 | 0 | 0 | 0 | 0 | 0 | 0 | 0
F2_Commercial_Retail (ID)_New_Miscellaneous_Natural Gas_Miscellaneous_E6 | F2 | Commercial | Retail (ID) | New | Miscellaneous | Natural Gas | Miscellaneous | E6 | RVT - Cost of Operation | 0 | 0 | 0 | 0 | 0 | 0 | 0 | 0 | 0 | 0 | 0 | 0 | 0 | 0 | 0 | 0 | 0 | 0 | 0 | 0 | 0 | 0 | 0 | 0 | 0 | 0 | 0
F2_Commercial_Retail (ID)_New_Miscellaneous_Natural Gas_Miscellaneous_E7 | F2 | Commercial | Retail (ID) | New | Miscellaneous | Natural Gas | Miscellaneous | E7 | RVT - Cost of Operation | 0 | 0 | 0 | 0 | 0 | 0 | 0 | 0 | 0 | 0 | 0 | 0 | 0 | 0 | 0 | 0 | 0 | 0 | 0 | 0 | 0 | 0 | 0 | 0 | 0 | 0 | 0
F2_Commercial_Retail (ID)_New_Miscellaneous_Natural Gas_Miscellaneous_E8 | F2 | Commercial | Retail (ID) | New | Miscellaneous | Natural Gas | Miscellaneous | E8 | RVT - Cost of Operation | 0 | 0 | 0 | 0 | 0 | 0 | 0 | 0 | 0 | 0 | 0 | 0 | 0 | 0 | 0 | 0 | 0 | 0 | 0 | 0 | 0 | 0 | 0 | 0 | 0 | 0 | 0
F2_Commercial_Retail (ID)_New_Miscellaneous_Natural Gas_Miscellaneous_E9 | F2 | Commercial | Retail (ID) | New | Miscellaneous | Natural Gas | Miscellaneous | E9 | RVT - Cost of Operation | 0 | 0 | 0 | 0 | 0 | 0 | 0 | 0 | 0 | 0 | 0 | 0 | 0 | 0 | 0 | 0 | 0 | 0 | 0 | 0 | 0 | 0 | 0 | 0 | 0 | 0 | 0
F2_Commercial_Retail (ID)_New_Miscellaneous_Natural Gas_Miscellaneous_E10 | F2 | Commercial | Retail (ID) | New | Miscellaneous | Natural Gas | Miscellaneous | E10 | RVT - Cost of Operation | 0 | 0 | 0 | 0 | 0 | 0 | 0 | 0 | 0 | 0 | 0 | 0 | 0 | 0 | 0 | 0 | 0 | 0 | 0 | 0 | 0 | 0 | 0 | 0 | 0 | 0 | 0
F3_Commercial_Retail (ID)_New_Miscellaneous_Natural Gas_Miscellaneous_E1 | F3 | Commercial | Retail (ID) | New | Miscellaneous | Natural Gas | Miscellaneous | E1 | System - kBTUs of Consumption | 2.7026 | 2.7026 | 2.7026 | 2.7026 | 2.7026 | 2.7026 | 2.7026 | 2.7026 | 2.7026 | 2.7026 | 2.7026 | 2.7026 | 2.7026 | 2.7026 | 2.7026 | 2.7026 | 2.7026 | 2.7026 | 2.7026 | 2.7026 | 2.7026 | 2.7026 | 2.7026 | 2.7026 | 2.7026 | 2.7026 | 2.7026
F3_Commercial_Retail (ID)_New_Miscellaneous_Natural Gas_Miscellaneous_E2 | F3 | Commercial | Retail (ID) | New | Miscellaneous | Natural Gas | Miscellaneous | E2 | System - kBTUs of Consumption | 0 | 0 | 0 | 0 | 0 | 0 | 0 | 0 | 0 | 0 | 0 | 0 | 0 | 0 | 0 | 0 | 0 | 0 | 0 | 0 | 0 | 0 | 0 | 0 | 0 | 0 | 0
F3_Commercial_Retail (ID)_New_Miscellaneous_Natural Gas_Miscellaneous_E3 | F3 | Commercial | Retail (ID) | New | Miscellaneous | Natural Gas | Miscellaneous | E3 | System - kBTUs of Consumption | 0 | 0 | 0 | 0 | 0 | 0 | 0 | 0 | 0 | 0 | 0 | 0 | 0 | 0 | 0 | 0 | 0 | 0 | 0 | 0 | 0 | 0 | 0 | 0 | 0 | 0 | 0
F3_Commercial_Retail (ID)_New_Miscellaneous_Natural Gas_Miscellaneous_E4 | F3 | Commercial | Retail (ID) | New | Miscellaneous | Natural Gas | Miscellaneous | E4 | System - kBTUs of Consumption | 0 | 0 | 0 | 0 | 0 | 0 | 0 | 0 | 0 | 0 | 0 | 0 | 0 | 0 | 0 | 0 | 0 | 0 | 0 | 0 | 0 | 0 | 0 | 0 | 0 | 0 | 0
F3_Commercial_Retail (ID)_New_Miscellaneous_Natural Gas_Miscellaneous_E5 | F3 | Commercial | Retail (ID) | New | Miscellaneous | Natural Gas | Miscellaneous | E5 | System - kBTUs of Consumption | 0 | 0 | 0 | 0 | 0 | 0 | 0 | 0 | 0 | 0 | 0 | 0 | 0 | 0 | 0 | 0 | 0 | 0 | 0 | 0 | 0 | 0 | 0 | 0 | 0 | 0 | 0
F3_Commercial_Retail (ID)_New_Miscellaneous_Natural Gas_Miscellaneous_E6 | F3 | Commercial | Retail (ID) | New | Miscellaneous | Natural Gas | Miscellaneous | E6 | System - kBTUs of Consumption | 0 | 0 | 0 | 0 | 0 | 0 | 0 | 0 | 0 | 0 | 0 | 0 | 0 | 0 | 0 | 0 | 0 | 0 | 0 | 0 | 0 | 0 | 0 | 0 | 0 | 0 | 0
F3_Commercial_Retail (ID)_New_Miscellaneous_Natural Gas_Miscellaneous_E7 | F3 | Commercial | Retail (ID) | New | Miscellaneous | Natural Gas | Miscellaneous | E7 | System - kBTUs of Consumption | 0 | 0 | 0 | 0 | 0 | 0 | 0 | 0 | 0 | 0 | 0 | 0 | 0 | 0 | 0 | 0 | 0 | 0 | 0 | 0 | 0 | 0 | 0 | 0 | 0 | 0 | 0
F3_Commercial_Retail (ID)_New_Miscellaneous_Natural Gas_Miscellaneous_E8 | F3 | Commercial | Retail (ID) | New | Miscellaneous | Natural Gas | Miscellaneous | E8 | System - kBTUs of Consumption | 0 | 0 | 0 | 0 | 0 | 0 | 0 | 0 | 0 | 0 | 0 | 0 | 0 | 0 | 0 | 0 | 0 | 0 | 0 | 0 | 0 | 0 | 0 | 0 | 0 | 0 | 0
F3_Commercial_Retail (ID)_New_Miscellaneous_Natural Gas_Miscellaneous_E9 | F3 | Commercial | Retail (ID) | New | Miscellaneous | Natural Gas | Miscellaneous | E9 | System - kBTUs of Consumption | 0 | 0 | 0 | 0 | 0 | 0 | 0 | 0 | 0 | 0 | 0 | 0 | 0 | 0 | 0 | 0 | 0 | 0 | 0 | 0 | 0 | 0 | 0 | 0 | 0 | 0 | 0
F3_Commercial_Retail (ID)_New_Miscellaneous_Natural Gas_Miscellaneous_E10 | F3 | Commercial | Retail (ID) | New | Miscellaneous | Natural Gas | Miscellaneous | E10 | System - kBTUs of Consumption | 0 | 0 | 0 | 0 | 0 | 0 | 0 | 0 | 0 | 0 | 0 | 0 | 0 | 0 | 0 | 0 | 0 | 0 | 0 | 0 | 0 | 0 | 0 | 0 | 0 | 0 | 0
F4_Commercial_Retail (ID)_New_Miscellaneous_Natural Gas_Miscellaneous_E1 | F4 | Commercial | Retail (ID) | New | Miscellaneous | Natural Gas | Miscellaneous | E1 | Utility - Cost of Equipment | 0.24753 | 0.24753 | 0.24753 | 0.24753 | 0.24753 | 0.24753 | 0.24753 | 0.24753 | 0.24753 | 0.24753 | 0.24753 | 0.24753 | 0.24753 | 0.24753 | 0.24753 | 0.24753 | 0.24753 | 0.24753 | 0.24753 | 0.24753 | 0.24753 | 0.24753 | 0.24753 | 0.24753 | 0.24753 | 0.24753 | 0.24753
F4_Commercial_Retail (ID)_New_Miscellaneous_Natural Gas_Miscellaneous_E2 | F4 | Commercial | Retail (ID) | New | Miscellaneous | Natural Gas | Miscellaneous | E2 | Utility - Cost of Equipment | 0 | 0 | 0 | 0 | 0 | 0 | 0 | 0 | 0 | 0 | 0 | 0 | 0 | 0 | 0 | 0 | 0 | 0 | 0 | 0 | 0 | 0 | 0 | 0 | 0 | 0 | 0
F4_Commercial_Retail (ID)_New_Miscellaneous_Natural Gas_Miscellaneous_E3 | F4 | Commercial | Retail (ID) | New | Miscellaneous | Natural Gas | Miscellaneous | E3 | Utility - Cost of Equipment | 0 | 0 | 0 | 0 | 0 | 0 | 0 | 0 | 0 | 0 | 0 | 0 | 0 | 0 | 0 | 0 | 0 | 0 | 0 | 0 | 0 | 0 | 0 | 0 | 0 | 0 | 0
F4_Commercial_Retail (ID)_New_Miscellaneous_Natural Gas_Miscellaneous_E4 | F4 | Commercial | Retail (ID) | New | Miscellaneous | Natural Gas | Miscellaneous | E4 | Utility - Cost of Equipment | 0 | 0 | 0 | 0 | 0 | 0 | 0 | 0 | 0 | 0 | 0 | 0 | 0 | 0 | 0 | 0 | 0 | 0 | 0 | 0 | 0 | 0 | 0 | 0 | 0 | 0 | 0
F4_Commercial_Retail (ID)_New_Miscellaneous_Natural Gas_Miscellaneous_E5 | F4 | Commercial | Retail (ID) | New | Miscellaneous | Natural Gas | Miscellaneous | E5 | Utility - Cost of Equipment | 0 | 0 | 0 | 0 | 0 | 0 | 0 | 0 | 0 | 0 | 0 | 0 | 0 | 0 | 0 | 0 | 0 | 0 | 0 | 0 | 0 | 0 | 0 | 0 | 0 | 0 | 0
F4_Commercial_Retail (ID)_New_Miscellaneous_Natural Gas_Miscellaneous_E6 | F4 | Commercial | Retail (ID) | New | Miscellaneous | Natural Gas | Miscellaneous | E6 | Utility - Cost of Equipment | 0 | 0 | 0 | 0 | 0 | 0 | 0 | 0 | 0 | 0 | 0 | 0 | 0 | 0 | 0 | 0 | 0 | 0 | 0 | 0 | 0 | 0 | 0 | 0 | 0 | 0 | 0
F4_Commercial_Retail (ID)_New_Miscellaneous_Natural Gas_Miscellaneous_E7 | F4 | Commercial | Retail (ID) | New | Miscellaneous | Natural Gas | Miscellaneous | E7 | Utility - Cost of Equipment | 0 | 0 | 0 | 0 | 0 | 0 | 0 | 0 | 0 | 0 | 0 | 0 | 0 | 0 | 0 | 0 | 0 | 0 | 0 | 0 | 0 | 0 | 0 | 0 | 0 | 0 | 0
F4_Commercial_Retail (ID)_New_Miscellaneous_Natural Gas_Miscellaneous_E8 | F4 | Commercial | Retail (ID) | New | Miscellaneous | Natural Gas | Miscellaneous | E8 | Utility - Cost of Equipment | 0 | 0 | 0 | 0 | 0 | 0 | 0 | 0 | 0 | 0 | 0 | 0 | 0 | 0 | 0 | 0 | 0 | 0 | 0 | 0 | 0 | 0 | 0 | 0 | 0 | 0 | 0
F4_Commercial_Retail (ID)_New_Miscellaneous_Natural Gas_Miscellaneous_E9 | F4 | Commercial | Retail (ID) | New | Miscellaneous | Natural Gas | Miscellaneous | E9 | Utility - Cost of Equipment | 0 | 0 | 0 | 0 | 0 | 0 | 0 | 0 | 0 | 0 | 0 | 0 | 0 | 0 | 0 | 0 | 0 | 0 | 0 | 0 | 0 | 0 | 0 | 0 | 0 | 0 | 0
F4_Commercial_Retail (ID)_New_Miscellaneous_Natural Gas_Miscellaneous_E10 | F4 | Commercial | Retail (ID) | New | Miscellaneous | Natural Gas | Miscellaneous | E10 | Utility - Cost of Equipment | 0 | 0 | 0 | 0 | 0 | 0 | 0 | 0 | 0 | 0 | 0 | 0 | 0 | 0 | 0 | 0 | 0 | 0 | 0 | 0 | 0 | 0 | 0 | 0 | 0 | 0 | 0
F5_Commercial_Retail (ID)_New_Miscellaneous_Natural Gas_Miscellaneous_E1 | F5 | Commercial | Retail (ID) | New | Miscellaneous | Natural Gas | Miscellaneous | E1 | Utility - Cost of Operation | 0.0088175 | 0.0088738 | 0.0089875 | 0.0091763 | 0.0094609 | 0.0099157 | 0.010416 | 0.010932 | 0.011452 | 0.012004 | 0.012391 | 0.012756 | 0.01319 | 0.013619 | 0.013981 | 0.014298 | 0.01455 | 0.01479 | 0.015059 | 0.015307 | 0.015564 | 0.015837 | 0.01611 | 0.016396 | 0.016687 | 0.016984 | 0.017286
F5_Commercial_Retail (ID)_New_Miscellaneous_Natural Gas_Miscellaneous_E2 | F5 | Commercial | Retail (ID) | New | Miscellaneous | Natural Gas | Miscellaneous | E2 | Utility - Cost of Operation | 0 | 0 | 0 | 0 | 0 | 0 | 0 | 0 | 0 | 0 | 0 | 0 | 0 | 0 | 0 | 0 | 0 | 0 | 0 | 0 | 0 | 0 | 0 | 0 | 0 | 0 | 0
F5_Commercial_Retail (ID)_New_Miscellaneous_Natural Gas_Miscellaneous_E3 | F5 | Commercial | Retail (ID) | New | Miscellaneous | Natural Gas | Miscellaneous | E3 | Utility - Cost of Operation | 0 | 0 | 0 | 0 | 0 | 0 | 0 | 0 | 0 | 0 | 0 | 0 | 0 | 0 | 0 | 0 | 0 | 0 | 0 | 0 | 0 | 0 | 0 | 0 | 0 | 0 | 0
F5_Commercial_Retail (ID)_New_Miscellaneous_Natural Gas_Miscellaneous_E4 | F5 | Commercial | Retail (ID) | New | Miscellaneous | Natural Gas | Miscellaneous | E4 | Utility - Cost of Operation | 0 | 0 | 0 | 0 | 0 | 0 | 0 | 0 | 0 | 0 | 0 | 0 | 0 | 0 | 0 | 0 | 0 | 0 | 0 | 0 | 0 | 0 | 0 | 0 | 0 | 0 | 0
F5_Commercial_Retail (ID)_New_Miscellaneous_Natural Gas_Miscellaneous_E5 | F5 | Commercial | Retail (ID) | New | Miscellaneous | Natural Gas | Miscellaneous | E5 | Utility - Cost of Operation | 0 | 0 | 0 | 0 | 0 | 0 | 0 | 0 | 0 | 0 | 0 | 0 | 0 | 0 | 0 | 0 | 0 | 0 | 0 | 0 | 0 | 0 | 0 | 0 | 0 | 0 | 0
F5_Commercial_Retail (ID)_New_Miscellaneous_Natural Gas_Miscellaneous_E6 | F5 | Commercial | Retail (ID) | New | Miscellaneous | Natural Gas | Miscellaneous | E6 | Utility - Cost of Operation | 0 | 0 | 0 | 0 | 0 | 0 | 0 | 0 | 0 | 0 | 0 | 0 | 0 | 0 | 0 | 0 | 0 | 0 | 0 | 0 | 0 | 0 | 0 | 0 | 0 | 0 | 0
F5_Commercial_Retail (ID)_New_Miscellaneous_Natural Gas_Miscellaneous_E7 | F5 | Commercial | Retail (ID) | New | Miscellaneous | Natural Gas | Miscellaneous | E7 | Utility - Cost of Operation | 0 | 0 | 0 | 0 | 0 | 0 | 0 | 0 | 0 | 0 | 0 | 0 | 0 | 0 | 0 | 0 | 0 | 0 | 0 | 0 | 0 | 0 | 0 | 0 | 0 | 0 | 0
F5_Commercial_Retail (ID)_New_Miscellaneous_Natural Gas_Miscellaneous_E8 | F5 | Commercial | Retail (ID) | New | Miscellaneous | Natural Gas | Miscellaneous | E8 | Utility - Cost of Operation | 0 | 0 | 0 | 0 | 0 | 0 | 0 | 0 | 0 | 0 | 0 | 0 | 0 | 0 | 0 | 0 | 0 | 0 | 0 | 0 | 0 | 0 | 0 | 0 | 0 | 0 | 0
F5_Commercial_Retail (ID)_New_Miscellaneous_Natural Gas_Miscellaneous_E9 | F5 | Commercial | Retail (ID) | New | Miscellaneous | Natural Gas | Miscellaneous | E9 | Utility - Cost of Operation | 0 | 0 | 0 | 0 | 0 | 0 | 0 | 0 | 0 | 0 | 0 | 0 | 0 | 0 | 0 | 0 | 0 | 0 | 0 | 0 | 0 | 0 | 0 | 0 | 0 | 0 | 0
F5_Commercial_Retail (ID)_New_Miscellaneous_Natural Gas_Miscellaneous_E10 | F5 | Commercial | Retail (ID) | New | Miscellaneous | Natural Gas | Miscellaneous | E10 | Utility - Cost of Operation | 0 | 0 | 0 | 0 | 0 | 0 | 0 | 0 | 0 | 0 | 0 | 0 | 0 | 0 | 0 | 0 | 0 | 0 | 0 | 0 | 0 | 0 | 0 | 0 | 0 | 0 | 0
F6_Commercial_Retail (ID)_New_Miscellaneous_Natural Gas_Miscellaneous_E1 | F6 | Commercial | Retail (ID) | New | Miscellaneous | Natural Gas | Miscellaneous | E1 | Utility - Value of Sales | 0.010581 | 0.010649 | 0.010762 | 0.010937 | 0.011197 | 0.011624 | 0.012063 | 0.012473 | 0.012832 | 0.013204 | 0.01363 | 0.014031 | 0.014509 | 0.014965 | 0.015329 | 0.015625 | 0.015823 | 0.015982 | 0.016142 | 0.016244 | 0.016342 | 0.016628 | 0.016915 | 0.017216 | 0.017522 | 0.017833 | 0.01815
F6_Commercial_Retail (ID)_New_Miscellaneous_Natural Gas_Miscellaneous_E2 | F6 | Commercial | Retail (ID) | New | Miscellaneous | Natural Gas | Miscellaneous | E2 | Utility - Value of Sales | 0 | 0 | 0 | 0 | 0 | 0 | 0 | 0 | 0 | 0 | 0 | 0 | 0 | 0 | 0 | 0 | 0 | 0 | 0 | 0 | 0 | 0 | 0 | 0 | 0 | 0 | 0
F6_Commercial_Retail (ID)_New_Miscellaneous_Natural Gas_Miscellaneous_E3 | F6 | Commercial | Retail (ID) | New | Miscellaneous | Natural Gas | Miscellaneous | E3 | Utility - Value of Sales | 0 | 0 | 0 | 0 | 0 | 0 | 0 | 0 | 0 | 0 | 0 | 0 | 0 | 0 | 0 | 0 | 0 | 0 | 0 | 0 | 0 | 0 | 0 | 0 | 0 | 0 | 0
F6_Commercial_Retail (ID)_New_Miscellaneous_Natural Gas_Miscellaneous_E4 | F6 | Commercial | Retail (ID) | New | Miscellaneous | Natural Gas | Miscellaneous | E4 | Utility - Value of Sales | 0 | 0 | 0 | 0 | 0 | 0 | 0 | 0 | 0 | 0 | 0 | 0 | 0 | 0 | 0 | 0 | 0 | 0 | 0 | 0 | 0 | 0 | 0 | 0 | 0 | 0 | 0
F6_Commercial_Retail (ID)_New_Miscellaneous_Natural Gas_Miscellaneous_E5 | F6 | Commercial | Retail (ID) | New | Miscellaneous | Natural Gas | Miscellaneous | E5 | Utility - Value of Sales | 0 | 0 | 0 | 0 | 0 | 0 | 0 | 0 | 0 | 0 | 0 | 0 | 0 | 0 | 0 | 0 | 0 | 0 | 0 | 0 | 0 | 0 | 0 | 0 | 0 | 0 | 0
F6_Commercial_Retail (ID)_New_Miscellaneous_Natural Gas_Miscellaneous_E6 | F6 | Commercial | Retail (ID) | New | Miscellaneous | Natural Gas | Miscellaneous | E6 | Utility - Value of Sales | 0 | 0 | 0 | 0 | 0 | 0 | 0 | 0 | 0 | 0 | 0 | 0 | 0 | 0 | 0 | 0 | 0 | 0 | 0 | 0 | 0 | 0 | 0 | 0 | 0 | 0 | 0
F6_Commercial_Retail (ID)_New_Miscellaneous_Natural Gas_Miscellaneous_E7 | F6 | Commercial | Retail (ID) | New | Miscellaneous | Natural Gas | Miscellaneous | E7 | Utility - Value of Sales | 0 | 0 | 0 | 0 | 0 | 0 | 0 | 0 | 0 | 0 | 0 | 0 | 0 | 0 | 0 | 0 | 0 | 0 | 0 | 0 | 0 | 0 | 0 | 0 | 0 | 0 | 0
F6_Commercial_Retail (ID)_New_Miscellaneous_Natural Gas_Miscellaneous_E8 | F6 | Commercial | Retail (ID) | New | Miscellaneous | Natural Gas | Miscellaneous | E8 | Utility - Value of Sales | 0 | 0 | 0 | 0 | 0 | 0 | 0 | 0 | 0 | 0 | 0 | 0 | 0 | 0 | 0 | 0 | 0 | 0 | 0 | 0 | 0 | 0 | 0 | 0 | 0 | 0 | 0
F6_Commercial_Retail (ID)_New_Miscellaneous_Natural Gas_Miscellaneous_E9 | F6 | Commercial | Retail (ID) | New | Miscellaneous | Natural Gas | Miscellaneous | E9 | Utility - Value of Sales | 0 | 0 | 0 | 0 | 0 | 0 | 0 | 0 | 0 | 0 | 0 | 0 | 0 | 0 | 0 | 0 | 0 | 0 | 0 | 0 | 0 | 0 | 0 | 0 | 0 | 0 | 0
F6_Commercial_Retail (ID)_New_Miscellaneous_Natural Gas_Miscellaneous_E10 | F6 | Commercial | Retail (ID) | New | Miscellaneous | Natural Gas | Miscellaneous | E10 | Utility - Value of Sales | 0 | 0 | 0 | 0 | 0 | 0 | 0 | 0 | 0 | 0 | 0 | 0 | 0 | 0 | 0 | 0 | 0 | 0 | 0 | 0 | 0 | 0 | 0 | 0 | 0 | 0 | 0
F1_Commercial_Grocery (ID)_Existing_Space Heating_Natural Gas_Furnace_E1 | F1 | Commercial | Grocery (ID) | Existing | Space Heating | Natural Gas | Furnace | E1 | RVT - Cost of Equipment | 0.075113 | 0.075113 | 0.075113 | 0.075113 | 0.075113 | 0.075113 | 0.075113 | 0.075113 | 0.075113 | 0.075113 | 0.075113 | 0.075113 | 0.075113 | 0.075113 | 0.075113 | 0.075113 | 0.075113 | 0.075113 | 0.075113 | 0.075113 | 0.075113 | 0.075113 | 0.075113 | 0.075113 | 0.075113 | 0.075113 | 0.075113
F1_Commercial_Grocery (ID)_Existing_Space Heating_Natural Gas_Furnace_E2 | F1 | Commercial | Grocery (ID) | Existing | Space Heating | Natural Gas | Furnace | E2 | RVT - Cost of Equipment | 0.15182 | 0.15182 | 0.15182 | 0.15182 | 0.15182 | 0.15182 | 0.15182 | 0.15182 | 0.15182 | 0.15182 | 0.15182 | 0.15182 | 0.15182 | 0.15182 | 0.15182 | 0.15182 | 0.15182 | 0.15182 | 0.15182 | 0.15182 | 0.15182 | 0.15182 | 0.15182 | 0.15182 | 0.15182 | 0.15182 | 0.15182
F1_Commercial_Grocery (ID)_Existing_Space Heating_Natural Gas_Furnace_E3 | F1 | Commercial | Grocery (ID) | Existing | Space Heating | Natural Gas | Furnace | E3 | RVT - Cost of Equipment | 0.092292 | 0.092292 | 0.092292 | 0.092292 | 0.092292 | 0.092292 | 0.092292 | 0.092292 | 0.092292 | 0.092292 | 0.092292 | 0.092292 | 0.092292 | 0.092292 | 0.092292 | 0.092292 | 0.092292 | 0.092292 | 0.092292 | 0.092292 | 0.092292 | 0.092292 | 0.092292 | 0.092292 | 0.092292 | 0.092292 | 0.092292
F1_Commercial_Grocery (ID)_Existing_Space Heating_Natural Gas_Furnace_E4 | F1 | Commercial | Grocery (ID) | Existing | Space Heating | Natural Gas | Furnace | E4 | RVT - Cost of Equipment | 0 | 0 | 0 | 0 | 0 | 0 | 0 | 0 | 0 | 0 | 0 | 0 | 0 | 0 | 0 | 0 | 0 | 0 | 0 | 0 | 0 | 0 | 0 | 0 | 0 | 0 | 0
F1_Commercial_Grocery (ID)_Existing_Space Heating_Natural Gas_Furnace_E5 | F1 | Commercial | Grocery (ID) | Existing | Space Heating | Natural Gas | Furnace | E5 | RVT - Cost of Equipment | 0 | 0 | 0 | 0 | 0 | 0 | 0 | 0 | 0 | 0 | 0 | 0 | 0 | 0 | 0 | 0 | 0 | 0 | 0 | 0 | 0 | 0 | 0 | 0 | 0 | 0 | 0
F1_Commercial_Grocery (ID)_Existing_Space Heating_Natural Gas_Furnace_E6 | F1 | Commercial | Grocery (ID) | Existing | Space Heating | Natural Gas | Furnace | E6 | RVT - Cost of Equipment | 0 | 0 | 0 | 0 | 0 | 0 | 0 | 0 | 0 | 0 | 0 | 0 | 0 | 0 | 0 | 0 | 0 | 0 | 0 | 0 | 0 | 0 | 0 | 0 | 0 | 0 | 0
F1_Commercial_Grocery (ID)_Existing_Space Heating_Natural Gas_Furnace_E7 | F1 | Commercial | Grocery (ID) | Existing | Space Heating | Natural Gas | Furnace | E7 | RVT - Cost of Equipment | 0 | 0 | 0 | 0 | 0 | 0 | 0 | 0 | 0 | 0 | 0 | 0 | 0 | 0 | 0 | 0 | 0 | 0 | 0 | 0 | 0 | 0 | 0 | 0 | 0 | 0 | 0
F1_Commercial_Grocery (ID)_Existing_Space Heating_Natural Gas_Furnace_E8 | F1 | Commercial | Grocery (ID) | Existing | Space Heating | Natural Gas | Furnace | E8 | RVT - Cost of Equipment | 0 | 0 | 0 | 0 | 0 | 0 | 0 | 0 | 0 | 0 | 0 | 0 | 0 | 0 | 0 | 0 | 0 | 0 | 0 | 0 | 0 | 0 | 0 | 0 | 0 | 0 | 0
F1_Commercial_Grocery (ID)_Existing_Space Heating_Natural Gas_Furnace_E9 | F1 | Commercial | Grocery (ID) | Existing | Space Heating | Natural Gas | Furnace | E9 | RVT - Cost of Equipment | 0 | 0 | 0 | 0 | 0 | 0 | 0 | 0 | 0 | 0 | 0 | 0 | 0 | 0 | 0 | 0 | 0 | 0 | 0 | 0 | 0 | 0 | 0 | 0 | 0 | 0 | 0
F1_Commercial_Grocery (ID)_Existing_Space Heating_Natural Gas_Furnace_E10 | F1 | Commercial | Grocery (ID) | Existing | Space Heating | Natural Gas | Furnace | E10 | RVT - Cost of Equipment | 0 | 0 | 0 | 0 | 0 | 0 | 0 | 0 | 0 | 0 | 0 | 0 | 0 | 0 | 0 | 0 | 0 | 0 | 0 | 0 | 0 | 0 | 0 | 0 | 0 | 0 | 0
F2_Commercial_Grocery (ID)_Existing_Space Heating_Natural Gas_Furnace_E1 | F2 | Commercial | Grocery (ID) | Existing | Space Heating | Natural Gas | Furnace | E1 | RVT - Cost of Operation | 0.24083 | 0.24284 | 0.24617 | 0.25002 | 0.25443 | 0.26161 | 0.26874 | 0.27619 | 0.28273 | 0.28907 | 0.29627 | 0.30255 | 0.30955 | 0.31675 | 0.32316 | 0.32932 | 0.33474 | 0.34028 | 0.34602 | 0.35183 | 0.35764 | 0.36544 | 0.37469 | 0.38264 | 0.39077 | 0.39906 | 0.40753
F2_Commercial_Grocery (ID)_Existing_Space Heating_Natural Gas_Furnace_E2 | F2 | Commercial | Grocery (ID) | Existing | Space Heating | Natural Gas | Furnace | E2 | RVT - Cost of Operation | 0.21407 | 0.21585 | 0.21881 | 0.22223 | 0.22615 | 0.23254 | 0.23887 | 0.2455 | 0.25131 | 0.25695 | 0.26334 | 0.26893 | 0.27515 | 0.28155 | 0.28725 | 0.29272 | 0.29755 | 0.30247 | 0.30757 | 0.31273 | 0.3179 | 0.32483 | 0.33305 | 0.34012 | 0.34734 | 0.35471 | 0.36224
F2_Commercial_Grocery (ID)_Existing_Space Heating_Natural Gas_Furnace_E3 | F2 | Commercial | Grocery (ID) | Existing | Space Heating | Natural Gas | Furnace | E3 | RVT - Cost of Operation | 0.2007 | 0.20236 | 0.20514 | 0.20835 | 0.21202 | 0.21801 | 0.22395 | 0.23016 | 0.23561 | 0.24089 | 0.24689 | 0.25212 | 0.25795 | 0.26396 | 0.2693 | 0.27443 | 0.27895 | 0.28357 | 0.28835 | 0.29319 | 0.29804 | 0.30454 | 0.31224 | 0.31887 | 0.32564 | 0.33255 | 0.33961
F2_Commercial_Grocery (ID)_Existing_Space Heating_Natural Gas_Furnace_E4 | F2 | Commercial | Grocery (ID) | Existing | Space Heating | Natural Gas | Furnace | E4 | RVT - Cost of Operation | 0 | 0 | 0 | 0 | 0 | 0 | 0 | 0 | 0 | 0 | 0 | 0 | 0 | 0 | 0 | 0 | 0 | 0 | 0 | 0 | 0 | 0 | 0 | 0 | 0 | 0 | 0
F2_Commercial_Grocery (ID)_Existing_Space Heating_Natural Gas_Furnace_E5 | F2 | Commercial | Grocery (ID) | Existing | Space Heating | Natural Gas | Furnace | E5 | RVT - Cost of Operation | 0 | 0 | 0 | 0 | 0 | 0 | 0 | 0 | 0 | 0 | 0 | 0 | 0 | 0 | 0 | 0 | 0 | 0 | 0 | 0 | 0 | 0 | 0 | 0 | 0 | 0 | 0
F2_Commercial_Grocery (ID)_Existing_Space Heating_Natural Gas_Furnace_E6 | F2 | Commercial | Grocery (ID) | Existing | Space Heating | Natural Gas | Furnace | E6 | RVT - Cost of Operation | 0 | 0 | 0 | 0 | 0 | 0 | 0 | 0 | 0 | 0 | 0 | 0 | 0 | 0 | 0 | 0 | 0 | 0 | 0 | 0 | 0 | 0 | 0 | 0 | 0 | 0 | 0
F2_Commercial_Grocery (ID)_Existing_Space Heating_Natural Gas_Furnace_E7 | F2 | Commercial | Grocery (ID) | Existing | Space Heating | Natural Gas | Furnace | E7 | RVT - Cost of Operation | 0 | 0 | 0 | 0 | 0 | 0 | 0 | 0 | 0 | 0 | 0 | 0 | 0 | 0 | 0 | 0 | 0 | 0 | 0 | 0 | 0 | 0 | 0 | 0 | 0 | 0 | 0
F2_Commercial_Grocery (ID)_Existing_Space Heating_Natural Gas_Furnace_E8 | F2 | Commercial | Grocery (ID) | Existing | Space Heating | Natural Gas | Furnace | E8 | RVT - Cost of Operation | 0 | 0 | 0 | 0 | 0 | 0 | 0 | 0 | 0 | 0 | 0 | 0 | 0 | 0 | 0 | 0 | 0 | 0 | 0 | 0 | 0 | 0 | 0 | 0 | 0 | 0 | 0
F2_Commercial_Grocery (ID)_Existing_Space Heating_Natural Gas_Furnace_E9 | F2 | Commercial | Grocery (ID) | Existing | Space Heating | Natural Gas | Furnace | E9 | RVT - Cost of Operation | 0 | 0 | 0 | 0 | 0 | 0 | 0 | 0 | 0 | 0 | 0 | 0 | 0 | 0 | 0 | 0 | 0 | 0 | 0 | 0 | 0 | 0 | 0 | 0 | 0 | 0 | 0
F2_Commercial_Grocery (ID)_Existing_Space Heating_Natural Gas_Furnace_E10 | F2 | Commercial | Grocery (ID) | Existing | Space Heating | Natural Gas | Furnace | E10 | RVT - Cost of Operation | 0 | 0 | 0 | 0 | 0 | 0 | 0 | 0 | 0 | 0 | 0 | 0 | 0 | 0 | 0 | 0 | 0 | 0 | 0 | 0 | 0 | 0 | 0 | 0 | 0 | 0 | 0
F3_Commercial_Grocery (ID)_Existing_Space Heating_Natural Gas_Furnace_E1 | F3 | Commercial | Grocery (ID) | Existing | Space Heating | Natural Gas | Furnace | E1 | System - kBTUs of Consumption | 52.9991 | 52.866 | 52.866 | 52.866 | 52.866 | 52.866 | 52.866 | 52.866 | 52.866 | 52.866 | 52.866 | 52.866 | 52.866 | 52.866 | 52.866 | 52.866 | 52.866 | 52.866 | 52.866 | 52.866 | 52.866 | 52.866 | 52.866 | 52.866 | 52.866 | 52.866 | 52.866
F3_Commercial_Grocery (ID)_Existing_Space Heating_Natural Gas_Furnace_E2 | F3 | Commercial | Grocery (ID) | Existing | Space Heating | Natural Gas | Furnace | E2 | System - kBTUs of Consumption | 47.1095 | 46.9912 | 46.9912 | 46.9912 | 46.9912 | 46.9912 | 46.9912 | 46.9912 | 46.9912 | 46.9912 | 46.9912 | 46.9912 | 46.9912 | 46.9912 | 46.9912 | 46.9912 | 46.9912 | 46.9912 | 46.9912 | 46.9912 | 46.9912 | 46.9912 | 46.9912 | 46.9912 | 46.9912 | 46.9912 | 46.9912
F3_Commercial_Grocery (ID)_Existing_Space Heating_Natural Gas_Furnace_E3 | F3 | Commercial | Grocery (ID) | Existing | Space Heating | Natural Gas | Furnace | E3 | System - kBTUs of Consumption | 44.1659 | 44.055 | 44.055 | 44.055 | 44.055 | 44.055 | 44.055 | 44.055 | 44.055 | 44.055 | 44.055 | 44.055 | 44.055 | 44.055 | 44.055 | 44.055 | 44.055 | 44.055 | 44.055 | 44.055 | 44.055 | 44.055 | 44.055 | 44.055 | 44.055 | 44.055 | 44.055
F3_Commercial_Grocery (ID)_Existing_Space Heating_Natural Gas_Furnace_E4 | F3 | Commercial | Grocery (ID) | Existing | Space Heating | Natural Gas | Furnace | E4 | System - kBTUs of Consumption | 0 | 0 | 0 | 0 | 0 | 0 | 0 | 0 | 0 | 0 | 0 | 0 | 0 | 0 | 0 | 0 | 0 | 0 | 0 | 0 | 0 | 0 | 0 | 0 | 0 | 0 | 0
F3_Commercial_Grocery (ID)_Existing_Space Heating_Natural Gas_Furnace_E5 | F3 | Commercial | Grocery (ID) | Existing | Space Heating | Natural Gas | Furnace | E5 | System - kBTUs of Consumption | 0 | 0 | 0 | 0 | 0 | 0 | 0 | 0 | 0 | 0 | 0 | 0 | 0 | 0 | 0 | 0 | 0 | 0 | 0 | 0 | 0 | 0 | 0 | 0 | 0 | 0 | 0
F3_Commercial_Grocery (ID)_Existing_Space Heating_Natural Gas_Furnace_E6 | F3 | Commercial | Grocery (ID) | Existing | Space Heating | Natural Gas | Furnace | E6 | System - kBTUs of Consumption | 0 | 0 | 0 | 0 | 0 | 0 | 0 | 0 | 0 | 0 | 0 | 0 | 0 | 0 | 0 | 0 | 0 | 0 | 0 | 0 | 0 | 0 | 0 | 0 | 0 | 0 | 0
F3_Commercial_Grocery (ID)_Existing_Space Heating_Natural Gas_Furnace_E7 | F3 | Commercial | Grocery (ID) | Existing | Space Heating | Natural Gas | Furnace | E7 | System - kBTUs of Consumption | 0 | 0 | 0 | 0 | 0 | 0 | 0 | 0 | 0 | 0 | 0 | 0 | 0 | 0 | 0 | 0 | 0 | 0 | 0 | 0 | 0 | 0 | 0 | 0 | 0 | 0 | 0
F3_Commercial_Grocery (ID)_Existing_Space Heating_Natural Gas_Furnace_E8 | F3 | Commercial | Grocery (ID) | Existing | Space Heating | Natural Gas | Furnace | E8 | System - kBTUs of Consumption | 0 | 0 | 0 | 0 | 0 | 0 | 0 | 0 | 0 | 0 | 0 | 0 | 0 | 0 | 0 | 0 | 0 | 0 | 0 | 0 | 0 | 0 | 0 | 0 | 0 | 0 | 0
F3_Commercial_Grocery (ID)_Existing_Space Heating_Natural Gas_Furnace_E9 | F3 | Commercial | Grocery (ID) | Existing | Space Heating | Natural Gas | Furnace | E9 | System - kBTUs of Consumption | 0 | 0 | 0 | 0 | 0 | 0 | 0 | 0 | 0 | 0 | 0 | 0 | 0 | 0 | 0 | 0 | 0 | 0 | 0 | 0 | 0 | 0 | 0 | 0 | 0 | 0 | 0
F3_Commercial_Grocery (ID)_Existing_Space Heating_Natural Gas_Furnace_E10 | F3 | Commercial | Grocery (ID) | Existing | Space Heating | Natural Gas | Furnace | E10 | System - kBTUs of Consumption | 0 | 0 | 0 | 0 | 0 | 0 | 0 | 0 | 0 | 0 | 0 | 0 | 0 | 0 | 0 | 0 | 0 | 0 | 0 | 0 | 0 | 0 | 0 | 0 | 0 | 0 | 0
F4_Commercial_Grocery (ID)_Existing_Space Heating_Natural Gas_Furnace_E1 | F4 | Commercial | Grocery (ID) | Existing | Space Heating | Natural Gas | Furnace | E1 | Utility - Cost of Equipment | 0.075113 | 0.075113 | 0.075113 | 0.075113 | 0.075113 | 0.075113 | 0.075113 | 0.075113 | 0.075113 | 0.075113 | 0.075113 | 0.075113 | 0.075113 | 0.075113 | 0.075113 | 0.075113 | 0.075113 | 0.075113 | 0.075113 | 0.075113 | 0.075113 | 0.075113 | 0.075113 | 0.075113 | 0.075113 | 0.075113 | 0.075113
F4_Commercial_Grocery (ID)_Existing_Space Heating_Natural Gas_Furnace_E2 | F4 | Commercial | Grocery (ID) | Existing | Space Heating | Natural Gas | Furnace | E2 | Utility - Cost of Equipment | 0.15182 | 0.15182 | 0.15182 | 0.15182 | 0.15182 | 0.15182 | 0.15182 | 0.15182 | 0.15182 | 0.15182 | 0.15182 | 0.15182 | 0.15182 | 0.15182 | 0.15182 | 0.15182 | 0.15182 | 0.15182 | 0.15182 | 0.15182 | 0.15182 | 0.15182 | 0.15182 | 0.15182 | 0.15182 | 0.15182 | 0.15182
F4_Commercial_Grocery (ID)_Existing_Space Heating_Natural Gas_Furnace_E3 | F4 | Commercial | Grocery (ID) | Existing | Space Heating | Natural Gas | Furnace | E3 | Utility - Cost of Equipment | 0.092292 | 0.092292 | 0.092292 | 0.092292 | 0.092292 | 0.092292 | 0.092292 | 0.092292 | 0.092292 | 0.092292 | 0.092292 | 0.092292 | 0.092292 | 0.092292 | 0.092292 | 0.092292 | 0.092292 | 0.092292 | 0.092292 | 0.092292 | 0.092292 | 0.092292 | 0.092292 | 0.092292 | 0.092292 | 0.092292 | 0.092292
F4_Commercial_Grocery (ID)_Existing_Space Heating_Natural Gas_Furnace_E4 | F4 | Commercial | Grocery (ID) | Existing | Space Heating | Natural Gas | Furnace | E4 | Utility - Cost of Equipment | 0 | 0 | 0 | 0 | 0 | 0 | 0 | 0 | 0 | 0 | 0 | 0 | 0 | 0 | 0 | 0 | 0 | 0 | 0 | 0 | 0 | 0 | 0 | 0 | 0 | 0 | 0
F4_Commercial_Grocery (ID)_Existing_Space Heating_Natural Gas_Furnace_E5 | F4 | Commercial | Grocery (ID) | Existing | Space Heating | Natural Gas | Furnace | E5 | Utility - Cost of Equipment | 0 | 0 | 0 | 0 | 0 | 0 | 0 | 0 | 0 | 0 | 0 | 0 | 0 | 0 | 0 | 0 | 0 | 0 | 0 | 0 | 0 | 0 | 0 | 0 | 0 | 0 | 0
F4_Commercial_Grocery (ID)_Existing_Space Heating_Natural Gas_Furnace_E6 | F4 | Commercial | Grocery (ID) | Existing | Space Heating | Natural Gas | Furnace | E6 | Utility - Cost of Equipment | 0 | 0 | 0 | 0 | 0 | 0 | 0 | 0 | 0 | 0 | 0 | 0 | 0 | 0 | 0 | 0 | 0 | 0 | 0 | 0 | 0 | 0 | 0 | 0 | 0 | 0 | 0
F4_Commercial_Grocery (ID)_Existing_Space Heating_Natural Gas_Furnace_E7 | F4 | Commercial | Grocery (ID) | Existing | Space Heating | Natural Gas | Furnace | E7 | Utility - Cost of Equipment | 0 | 0 | 0 | 0 | 0 | 0 | 0 | 0 | 0 | 0 | 0 | 0 | 0 | 0 | 0 | 0 | 0 | 0 | 0 | 0 | 0 | 0 | 0 | 0 | 0 | 0 | 0
F4_Commercial_Grocery (ID)_Existing_Space Heating_Natural Gas_Furnace_E8 | F4 | Commercial | Grocery (ID) | Existing | Space Heating | Natural Gas | Furnace | E8 | Utility - Cost of Equipment | 0 | 0 | 0 | 0 | 0 | 0 | 0 | 0 | 0 | 0 | 0 | 0 | 0 | 0 | 0 | 0 | 0 | 0 | 0 | 0 | 0 | 0 | 0 | 0 | 0 | 0 | 0
F4_Commercial_Grocery (ID)_Existing_Space Heating_Natural Gas_Furnace_E9 | F4 | Commercial | Grocery (ID) | Existing | Space Heating | Natural Gas | Furnace | E9 | Utility - Cost of Equipment | 0 | 0 | 0 | 0 | 0 | 0 | 0 | 0 | 0 | 0 | 0 | 0 | 0 | 0 | 0 | 0 | 0 | 0 | 0 | 0 | 0 | 0 | 0 | 0 | 0 | 0 | 0
F4_Commercial_Grocery (ID)_Existing_Space Heating_Natural Gas_Furnace_E10 | F4 | Commercial | Grocery (ID) | Existing | Space Heating | Natural Gas | Furnace | E10 | Utility - Cost of Equipment | 0 | 0 | 0 | 0 | 0 | 0 | 0 | 0 | 0 | 0 | 0 | 0 | 0 | 0 | 0 | 0 | 0 | 0 | 0 | 0 | 0 | 0 | 0 | 0 | 0 | 0 | 0
F5_Commercial_Grocery (ID)_Existing_Space Heating_Natural Gas_Furnace_E1 | F5 | Commercial | Grocery (ID) | Existing | Space Heating | Natural Gas | Furnace | E1 | Utility - Cost of Operation | 0.20633 | 0.20933 | 0.21358 | 0.21843 | 0.22393 | 0.23194 | 0.24012 | 0.24879 | 0.25696 | 0.26524 | 0.27249 | 0.27904 | 0.28631 | 0.29385 | 0.30075 | 0.3075 | 0.31369 | 0.32008 | 0.32676 | 0.33362 | 0.34061 | 0.34804 | 0.35685 | 0.36442 | 0.37216 | 0.38006 | 0.38812
F5_Commercial_Grocery (ID)_Existing_Space Heating_Natural Gas_Furnace_E2 | F5 | Commercial | Grocery (ID) | Existing | Space Heating | Natural Gas | Furnace | E2 | Utility - Cost of Operation | 0.1834 | 0.18606 | 0.18984 | 0.19416 | 0.19905 | 0.20617 | 0.21343 | 0.22115 | 0.22841 | 0.23577 | 0.24221 | 0.24803 | 0.25449 | 0.26119 | 0.26733 | 0.27333 | 0.27883 | 0.28451 | 0.29045 | 0.29655 | 0.30276 | 0.30936 | 0.31719 | 0.32393 | 0.3308 | 0.33782 | 0.34499
F5_Commercial_Grocery (ID)_Existing_Space Heating_Natural Gas_Furnace_E3 | F5 | Commercial | Grocery (ID) | Existing | Space Heating | Natural Gas | Furnace | E3 | Utility - Cost of Operation | 0.17194 | 0.17444 | 0.17798 | 0.18203 | 0.18661 | 0.19329 | 0.2001 | 0.20733 | 0.21413 | 0.22103 | 0.22707 | 0.23253 | 0.23859 | 0.24487 | 0.25062 | 0.25625 | 0.26141 | 0.26673 | 0.2723 | 0.27802 | 0.28384 | 0.29003 | 0.29737 | 0.30369 | 0.31013 | 0.31671 | 0.32344
F5_Commercial_Grocery (ID)_Existing_Space Heating_Natural Gas_Furnace_E4 | F5 | Commercial | Grocery (ID) | Existing | Space Heating | Natural Gas | Furnace | E4 | Utility - Cost of Operation | 0 | 0 | 0 | 0 | 0 | 0 | 0 | 0 | 0 | 0 | 0 | 0 | 0 | 0 | 0 | 0 | 0 | 0 | 0 | 0 | 0 | 0 | 0 | 0 | 0 | 0 | 0
F5_Commercial_Grocery (ID)_Existing_Space Heating_Natural Gas_Furnace_E5 | F5 | Commercial | Grocery (ID) | Existing | Space Heating | Natural Gas | Furnace | E5 | Utility - Cost of Operation | 0 | 0 | 0 | 0 | 0 | 0 | 0 | 0 | 0 | 0 | 0 | 0 | 0 | 0 | 0 | 0 | 0 | 0 | 0 | 0 | 0 | 0 | 0 | 0 | 0 | 0 | 0
F5_Commercial_Grocery (ID)_Existing_Space Heating_Natural Gas_Furnace_E6 | F5 | Commercial | Grocery (ID) | Existing | Space Heating | Natural Gas | Furnace | E6 | Utility - Cost of Operation | 0 | 0 | 0 | 0 | 0 | 0 | 0 | 0 | 0 | 0 | 0 | 0 | 0 | 0 | 0 | 0 | 0 | 0 | 0 | 0 | 0 | 0 | 0 | 0 | 0 | 0 | 0
F5_Commercial_Grocery (ID)_Existing_Space Heating_Natural Gas_Furnace_E7 | F5 | Commercial | Grocery (ID) | Existing | Space Heating | Natural Gas | Furnace | E7 | Utility - Cost of Operation | 0 | 0 | 0 | 0 | 0 | 0 | 0 | 0 | 0 | 0 | 0 | 0 | 0 | 0 | 0 | 0 | 0 | 0 | 0 | 0 | 0 | 0 | 0 | 0 | 0 | 0 | 0
F5_Commercial_Grocery (ID)_Existing_Space Heating_Natural Gas_Furnace_E8 | F5 | Commercial | Grocery (ID) | Existing | Space Heating | Natural Gas | Furnace | E8 | Utility - Cost of Operation | 0 | 0 | 0 | 0 | 0 | 0 | 0 | 0 | 0 | 0 | 0 | 0 | 0 | 0 | 0 | 0 | 0 | 0 | 0 | 0 | 0 | 0 | 0 | 0 | 0 | 0 | 0
F5_Commercial_Grocery (ID)_Existing_Space Heating_Natural Gas_Furnace_E9 | F5 | Commercial | Grocery (ID) | Existing | Space Heating | Natural Gas | Furnace | E9 | Utility - Cost of Operation | 0 | 0 | 0 | 0 | 0 | 0 | 0 | 0 | 0 | 0 | 0 | 0 | 0 | 0 | 0 | 0 | 0 | 0 | 0 | 0 | 0 | 0 | 0 | 0 | 0 | 0 | 0
F5_Commercial_Grocery (ID)_Existing_Space Heating_Natural Gas_Furnace_E10 | F5 | Commercial | Grocery (ID) | Existing | Space Heating | Natural Gas | Furnace | E10 | Utility - Cost of Operation | 0 | 0 | 0 | 0 | 0 | 0 | 0 | 0 | 0 | 0 | 0 | 0 | 0 | 0 | 0 | 0 | 0 | 0 | 0 | 0 | 0 | 0 | 0 | 0 | 0 | 0 | 0
F6_Commercial_Grocery (ID)_Existing_Space Heating_Natural Gas_Furnace_E1 | F6 | Commercial | Grocery (ID) | Existing | Space Heating | Natural Gas | Furnace | E1 | Utility - Value of Sales | 0.24083 | 0.24284 | 0.24617 | 0.25002 | 0.25443 | 0.26161 | 0.26874 | 0.27619 | 0.28273 | 0.28907 | 0.29627 | 0.30255 | 0.30955 | 0.31675 | 0.32316 | 0.32932 | 0.33474 | 0.34028 | 0.34602 | 0.35183 | 0.35764 | 0.36544 | 0.37469 | 0.38264 | 0.39077 | 0.39906 | 0.40753
F6_Commercial_Grocery (ID)_Existing_Space Heating_Natural Gas_Furnace_E2 | F6 | Commercial | Grocery (ID) | Existing | Space Heating | Natural Gas | Furnace | E2 | Utility - Value of Sales | 0.21407 | 0.21585 | 0.21881 | 0.22223 | 0.22615 | 0.23254 | 0.23887 | 0.2455 | 0.25131 | 0.25695 | 0.26334 | 0.26893 | 0.27515 | 0.28155 | 0.28725 | 0.29272 | 0.29755 | 0.30247 | 0.30757 | 0.31273 | 0.3179 | 0.32483 | 0.33305 | 0.34012 | 0.34734 | 0.35471 | 0.36224
F6_Commercial_Grocery (ID)_Existing_Space Heating_Natural Gas_Furnace_E3 | F6 | Commercial | Grocery (ID) | Existing | Space Heating | Natural Gas | Furnace | E3 | Utility - Value of Sales | 0.2007 | 0.20236 | 0.20514 | 0.20835 | 0.21202 | 0.21801 | 0.22395 | 0.23016 | 0.23561 | 0.24089 | 0.24689 | 0.25212 | 0.25795 | 0.26396 | 0.2693 | 0.27443 | 0.27895 | 0.28357 | 0.28835 | 0.29319 | 0.29804 | 0.30454 | 0.31224 | 0.31887 | 0.32564 | 0.33255 | 0.33961
F6_Commercial_Grocery (ID)_Existing_Space Heating_Natural Gas_Furnace_E4 | F6 | Commercial | Grocery (ID) | Existing | Space Heating | Natural Gas | Furnace | E4 | Utility - Value of Sales | 0 | 0 | 0 | 0 | 0 | 0 | 0 | 0 | 0 | 0 | 0 | 0 | 0 | 0 | 0 | 0 | 0 | 0 | 0 | 0 | 0 | 0 | 0 | 0 | 0 | 0 | 0
F6_Commercial_Grocery (ID)_Existing_Space Heating_Natural Gas_Furnace_E5 | F6 | Commercial | Grocery (ID) | Existing | Space Heating | Natural Gas | Furnace | E5 | Utility - Value of Sales | 0 | 0 | 0 | 0 | 0 | 0 | 0 | 0 | 0 | 0 | 0 | 0 | 0 | 0 | 0 | 0 | 0 | 0 | 0 | 0 | 0 | 0 | 0 | 0 | 0 | 0 | 0
F6_Commercial_Grocery (ID)_Existing_Space Heating_Natural Gas_Furnace_E6 | F6 | Commercial | Grocery (ID) | Existing | Space Heating | Natural Gas | Furnace | E6 | Utility - Value of Sales | 0 | 0 | 0 | 0 | 0 | 0 | 0 | 0 | 0 | 0 | 0 | 0 | 0 | 0 | 0 | 0 | 0 | 0 | 0 | 0 | 0 | 0 | 0 | 0 | 0 | 0 | 0
F6_Commercial_Grocery (ID)_Existing_Space Heating_Natural Gas_Furnace_E7 | F6 | Commercial | Grocery (ID) | Existing | Space Heating | Natural Gas | Furnace | E7 | Utility - Value of Sales | 0 | 0 | 0 | 0 | 0 | 0 | 0 | 0 | 0 | 0 | 0 | 0 | 0 | 0 | 0 | 0 | 0 | 0 | 0 | 0 | 0 | 0 | 0 | 0 | 0 | 0 | 0
F6_Commercial_Grocery (ID)_Existing_Space Heating_Natural Gas_Furnace_E8 | F6 | Commercial | Grocery (ID) | Existing | Space Heating | Natural Gas | Furnace | E8 | Utility - Value of Sales | 0 | 0 | 0 | 0 | 0 | 0 | 0 | 0 | 0 | 0 | 0 | 0 | 0 | 0 | 0 | 0 | 0 | 0 | 0 | 0 | 0 | 0 | 0 | 0 | 0 | 0 | 0
F6_Commercial_Grocery (ID)_Existing_Space Heating_Natural Gas_Furnace_E9 | F6 | Commercial | Grocery (ID) | Existing | Space Heating | Natural Gas | Furnace | E9 | Utility - Value of Sales | 0 | 0 | 0 | 0 | 0 | 0 | 0 | 0 | 0 | 0 | 0 | 0 | 0 | 0 | 0 | 0 | 0 | 0 | 0 | 0 | 0 | 0 | 0 | 0 | 0 | 0 | 0
F6_Commercial_Grocery (ID)_Existing_Space Heating_Natural Gas_Furnace_E10 | F6 | Commercial | Grocery (ID) | Existing | Space Heating | Natural Gas | Furnace | E10 | Utility - Value of Sales | 0 | 0 | 0 | 0 | 0 | 0 | 0 | 0 | 0 | 0 | 0 | 0 | 0 | 0 | 0 | 0 | 0 | 0 | 0 | 0 | 0 | 0 | 0 | 0 | 0 | 0 | 0
F1_Commercial_Grocery (ID)_Existing_Space Heating_Natural Gas_Boiler_E1 | F1 | Commercial | Grocery (ID) | Existing | Space Heating | Natural Gas | Boiler | E1 | RVT - Cost of Equipment | 0.14092 | 0.14092 | 0.14092 | 0.14092 | 0.14092 | 0.14092 | 0.14092 | 0.14092 | 0.14092 | 0.14092 | 0.14092 | 0.14092 | 0.14092 | 0.14092 | 0.14092 | 0.14092 | 0.14092 | 0.14092 | 0.14092 | 0.14092 | 0.14092 | 0.14092 | 0.14092 | 0.14092 | 0.14092 | 0.14092 | 0.14092
F1_Commercial_Grocery (ID)_Existing_Space Heating_Natural Gas_Boiler_E2 | F1 | Commercial | Grocery (ID) | Existing | Space Heating | Natural Gas | Boiler | E2 | RVT - Cost of Equipment | 0.14683 | 0.14683 | 0.14683 | 0.14683 | 0.14683 | 0.14683 | 0.14683 | 0.14683 | 0.14683 | 0.14683 | 0.14683 | 0.14683 | 0.14683 | 0.14683 | 0.14683 | 0.14683 | 0.14683 | 0.14683 | 0.14683 | 0.14683 | 0.14683 | 0.14683 | 0.14683 | 0.14683 | 0.14683 | 0.14683 | 0.14683
F1_Commercial_Grocery (ID)_Existing_Space Heating_Natural Gas_Boiler_E3 | F1 | Commercial | Grocery (ID) | Existing | Space Heating | Natural Gas | Boiler | E3 | RVT - Cost of Equipment | 0.13707 | 0.13707 | 0.13707 | 0.13707 | 0.13707 | 0.13707 | 0.13707 | 0.13707 | 0.13707 | 0.13707 | 0.13707 | 0.13707 | 0.13707 | 0.13707 | 0.13707 | 0.13707 | 0.13707 | 0.13707 | 0.13707 | 0.13707 | 0.13707 | 0.13707 | 0.13707 | 0.13707 | 0.13707 | 0.13707 | 0.13707
F1_Commercial_Grocery (ID)_Existing_Space Heating_Natural Gas_Boiler_E4 | F1 | Commercial | Grocery (ID) | Existing | Space Heating | Natural Gas | Boiler | E4 | RVT - Cost of Equipment | 1.1304 | 1.1304 | 1.1304 | 1.1304 | 1.1304 | 1.1304 | 1.1304 | 1.1304 | 1.1304 | 1.1304 | 1.1304 | 1.1304 | 1.1304 | 1.1304 | 1.1304 | 1.1304 | 1.1304 | 1.1304 | 1.1304 | 1.1304 | 1.1304 | 1.1304 | 1.1304 | 1.1304 | 1.1304 | 1.1304 | 1.1304
F1_Commercial_Grocery (ID)_Existing_Space Heating_Natural Gas_Boiler_E5 | F1 | Commercial | Grocery (ID) | Existing | Space Heating | Natural Gas | Boiler | E5 | RVT - Cost of Equipment | 0 | 0 | 0 | 0 | 0 | 0 | 0 | 0 | 0 | 0 | 0 | 0 | 0 | 0 | 0 | 0 | 0 | 0 | 0 | 0 | 0 | 0 | 0 | 0 | 0 | 0 | 0
F1_Commercial_Grocery (ID)_Existing_Space Heating_Natural Gas_Boiler_E6 | F1 | Commercial | Grocery (ID) | Existing | Space Heating | Natural Gas | Boiler | E6 | RVT - Cost of Equipment | 0 | 0 | 0 | 0 | 0 | 0 | 0 | 0 | 0 | 0 | 0 | 0 | 0 | 0 | 0 | 0 | 0 | 0 | 0 | 0 | 0 | 0 | 0 | 0 | 0 | 0 | 0
F1_Commercial_Grocery (ID)_Existing_Space Heating_Natural Gas_Boiler_E7 | F1 | Commercial | Grocery (ID) | Existing | Space Heating | Natural Gas | Boiler | E7 | RVT - Cost of Equipment | 0 | 0 | 0 | 0 | 0 | 0 | 0 | 0 | 0 | 0 | 0 | 0 | 0 | 0 | 0 | 0 | 0 | 0 | 0 | 0 | 0 | 0 | 0 | 0 | 0 | 0 | 0
F1_Commercial_Grocery (ID)_Existing_Space Heating_Natural Gas_Boiler_E8 | F1 | Commercial | Grocery (ID) | Existing | Space Heating | Natural Gas | Boiler | E8 | RVT - Cost of Equipment | 0 | 0 | 0 | 0 | 0 | 0 | 0 | 0 | 0 | 0 | 0 | 0 | 0 | 0 | 0 | 0 | 0 | 0 | 0 | 0 | 0 | 0 | 0 | 0 | 0 | 0 | 0
F1_Commercial_Grocery (ID)_Existing_Space Heating_Natural Gas_Boiler_E9 | F1 | Commercial | Grocery (ID) | Existing | Space Heating | Natural Gas | Boiler | E9 | RVT - Cost of Equipment | 0 | 0 | 0 | 0 | 0 | 0 | 0 | 0 | 0 | 0 | 0 | 0 | 0 | 0 | 0 | 0 | 0 | 0 | 0 | 0 | 0 | 0 | 0 | 0 | 0 | 0 | 0
F1_Commercial_Grocery (ID)_Existing_Space Heating_Natural Gas_Boiler_E10 | F1 | Commercial | Grocery (ID) | Existing | Space Heating | Natural Gas | Boiler | E10 | RVT - Cost of Equipment | 0 | 0 | 0 | 0 | 0 | 0 | 0 | 0 | 0 | 0 | 0 | 0 | 0 | 0 | 0 | 0 | 0 | 0 | 0 | 0 | 0 | 0 | 0 | 0 | 0 | 0 | 0
F2_Commercial_Grocery (ID)_Existing_Space Heating_Natural Gas_Boiler_E1 | F2 | Commercial | Grocery (ID) | Existing | Space Heating | Natural Gas | Boiler | E1 | RVT - Cost of Operation | 0.92214 | 0.93325 | 0.94793 | 0.96395 | 0.98142 | 1.0061 | 1.0308 | 1.0566 | 1.0804 | 1.104 | 1.1301 | 1.1543 | 1.1804 | 1.2071 | 1.2319 | 1.2563 | 1.2789 | 1.3021 | 1.3259 | 1.3502 | 1.3746 | 1.4041 | 1.4374 | 1.4673 | 1.4974 | 1.5205 | 1.5413
F2_Commercial_Grocery (ID)_Existing_Space Heating_Natural Gas_Boiler_E2 | F2 | Commercial | Grocery (ID) | Existing | Space Heating | Natural Gas | Boiler | E2 | RVT - Cost of Operation | 0.8679 | 0.87835 | 0.89216 | 0.90724 | 0.92368 | 0.94689 | 0.97013 | 0.99443 | 1.0168 | 1.039 | 1.0636 | 1.0864 | 1.111 | 1.1361 | 1.1595 | 1.1824 | 1.2037 | 1.2255 | 1.2479 | 1.2707 | 1.2937 | 1.3215 | 1.3528 | 1.3809 | 1.4093 | 1.4311 | 1.4506
F2_Commercial_Grocery (ID)_Existing_Space Heating_Natural Gas_Boiler_E3 | F2 | Commercial | Grocery (ID) | Existing | Space Heating | Natural Gas | Boiler | E3 | RVT - Cost of Operation | 0.76053 | 0.76969 | 0.7818 | 0.79501 | 0.80941 | 0.82975 | 0.85012 | 0.87141 | 0.89104 | 0.91051 | 0.93205 | 0.95197 | 0.97354 | 0.99554 | 1.016 | 1.0361 | 1.0548 | 1.0739 | 1.0936 | 1.1135 | 1.1337 | 1.158 | 1.1855 | 1.2101 | 1.235 | 1.254 | 1.2711
F2_Commercial_Grocery (ID)_Existing_Space Heating_Natural Gas_Boiler_E4 | F2 | Commercial | Grocery (ID) | Existing | Space Heating | Natural Gas | Boiler | E4 | RVT - Cost of Operation | 0.48048 | 0.48447 | 0.49112 | 0.4988 | 0.5076 | 0.52193 | 0.53614 | 0.55101 | 0.56406 | 0.57672 | 0.59107 | 0.6036 | 0.61756 | 0.63194 | 0.64473 | 0.65701 | 0.66784 | 0.67888 | 0.69034 | 0.70192 | 0.71352 | 0.72908 | 0.74753 | 0.7634 | 0.7796 | 0.79615 | 0.81305
F2_Commercial_Grocery (ID)_Existing_Space Heating_Natural Gas_Boiler_E5 | F2 | Commercial | Grocery (ID) | Existing | Space Heating | Natural Gas | Boiler | E5 | RVT - Cost of Operation | 0 | 0 | 0 | 0 | 0 | 0 | 0 | 0 | 0 | 0 | 0 | 0 | 0 | 0 | 0 | 0 | 0 | 0 | 0 | 0 | 0 | 0 | 0 | 0 | 0 | 0 | 0
F2_Commercial_Grocery (ID)_Existing_Space Heating_Natural Gas_Boiler_E6 | F2 | Commercial | Grocery (ID) | Existing | Space Heating | Natural Gas | Boiler | E6 | RVT - Cost of Operation | 0 | 0 | 0 | 0 | 0 | 0 | 0 | 0 | 0 | 0 | 0 | 0 | 0 | 0 | 0 | 0 | 0 | 0 | 0 | 0 | 0 | 0 | 0 | 0 | 0 | 0 | 0
F2_Commercial_Grocery (ID)_Existing_Space Heating_Natural Gas_Boiler_E7 | F2 | Commercial | Grocery (ID) | Existing | Space Heating | Natural Gas | Boiler | E7 | RVT - Cost of Operation | 0 | 0 | 0 | 0 | 0 | 0 | 0 | 0 | 0 | 0 | 0 | 0 | 0 | 0 | 0 | 0 | 0 | 0 | 0 | 0 | 0 | 0 | 0 | 0 | 0 | 0 | 0
F2_Commercial_Grocery (ID)_Existing_Space Heating_Natural Gas_Boiler_E8 | F2 | Commercial | Grocery (ID) | Existing | Space Heating | Natural Gas | Boiler | E8 | RVT - Cost of Operation | 0 | 0 | 0 | 0 | 0 | 0 | 0 | 0 | 0 | 0 | 0 | 0 | 0 | 0 | 0 | 0 | 0 | 0 | 0 | 0 | 0 | 0 | 0 | 0 | 0 | 0 | 0
F2_Commercial_Grocery (ID)_Existing_Space Heating_Natural Gas_Boiler_E9 | F2 | Commercial | Grocery (ID) | Existing | Space Heating | Natural Gas | Boiler | E9 | RVT - Cost of Operation | 0 | 0 | 0 | 0 | 0 | 0 | 0 | 0 | 0 | 0 | 0 | 0 | 0 | 0 | 0 | 0 | 0 | 0 | 0 | 0 | 0 | 0 | 0 | 0 | 0 | 0 | 0
F2_Commercial_Grocery (ID)_Existing_Space Heating_Natural Gas_Boiler_E10 | F2 | Commercial | Grocery (ID) | Existing | Space Heating | Natural Gas | Boiler | E10 | RVT - Cost of Operation | 0 | 0 | 0 | 0 | 0 | 0 | 0 | 0 | 0 | 0 | 0 | 0 | 0 | 0 | 0 | 0 | 0 | 0 | 0 | 0 | 0 | 0 | 0 | 0 | 0 | 0 | 0
F3_Commercial_Grocery (ID)_Existing_Space Heating_Natural Gas_Boiler_E1 | F3 | Commercial | Grocery (ID) | Existing | Space Heating | Natural Gas | Boiler | E1 | System - kBTUs of Consumption | 181.4507 | 181.2184 | 181.2184 | 181.2184 | 181.2184 | 181.2184 | 181.2184 | 181.2184 | 181.2184 | 181.2184 | 181.2184 | 181.2184 | 181.2184 | 181.2184 | 181.2184 | 181.2184 | 181.2184 | 181.2184 | 181.2184 | 181.2184 | 181.2184 | 181.2184 | 181.2184 | 181.2184 | 181.2184 | 178.9811 | 176.1845
F3_Commercial_Grocery (ID)_Existing_Space Heating_Natural Gas_Boiler_E2 | F3 | Commercial | Grocery (ID) | Existing | Space Heating | Natural Gas | Boiler | E2 | System - kBTUs of Consumption | 170.7759 | 170.5573 | 170.5573 | 170.5573 | 170.5573 | 170.5573 | 170.5573 | 170.5573 | 170.5573 | 170.5573 | 170.5573 | 170.5573 | 170.5573 | 170.5573 | 170.5573 | 170.5573 | 170.5573 | 170.5573 | 170.5573 | 170.5573 | 170.5573 | 170.5573 | 170.5573 | 170.5573 | 170.5573 | 168.4516 | 165.8196
F3_Commercial_Grocery (ID)_Existing_Space Heating_Natural Gas_Boiler_E3 | F3 | Commercial | Grocery (ID) | Existing | Space Heating | Natural Gas | Boiler | E3 | System - kBTUs of Consumption | 149.6496 | 149.458 | 149.458 | 149.458 | 149.458 | 149.458 | 149.458 | 149.458 | 149.458 | 149.458 | 149.458 | 149.458 | 149.458 | 149.458 | 149.458 | 149.458 | 149.458 | 149.458 | 149.458 | 149.458 | 149.458 | 149.458 | 149.458 | 149.458 | 149.458 | 147.6129 | 145.3064
F3_Commercial_Grocery (ID)_Existing_Space Heating_Natural Gas_Boiler_E4 | F3 | Commercial | Grocery (ID) | Existing | Space Heating | Natural Gas | Boiler | E4 | System - kBTUs of Consumption | 105.7365 | 105.471 | 105.471 | 105.471 | 105.471 | 105.471 | 105.471 | 105.471 | 105.471 | 105.471 | 105.471 | 105.471 | 105.471 | 105.471 | 105.471 | 105.471 | 105.471 | 105.471 | 105.471 | 105.471 | 105.471 | 105.471 | 105.471 | 105.471 | 105.471 | 105.471 | 105.471
F3_Commercial_Grocery (ID)_Existing_Space Heating_Natural Gas_Boiler_E5 | F3 | Commercial | Grocery (ID) | Existing | Space Heating | Natural Gas | Boiler | E5 | System - kBTUs of Consumption | 0 | 0 | 0 | 0 | 0 | 0 | 0 | 0 | 0 | 0 | 0 | 0 | 0 | 0 | 0 | 0 | 0 | 0 | 0 | 0 | 0 | 0 | 0 | 0 | 0 | 0 | 0
F3_Commercial_Grocery (ID)_Existing_Space Heating_Natural Gas_Boiler_E6 | F3 | Commercial | Grocery (ID) | Existing | Space Heating | Natural Gas | Boiler | E6 | System - kBTUs of Consumption | 0 | 0 | 0 | 0 | 0 | 0 | 0 | 0 | 0 | 0 | 0 | 0 | 0 | 0 | 0 | 0 | 0 | 0 | 0 | 0 | 0 | 0 | 0 | 0 | 0 | 0 | 0
F3_Commercial_Grocery (ID)_Existing_Space Heating_Natural Gas_Boiler_E7 | F3 | Commercial | Grocery (ID) | Existing | Space Heating | Natural Gas | Boiler | E7 | System - kBTUs of Consumption | 0 | 0 | 0 | 0 | 0 | 0 | 0 | 0 | 0 | 0 | 0 | 0 | 0 | 0 | 0 | 0 | 0 | 0 | 0 | 0 | 0 | 0 | 0 | 0 | 0 | 0 | 0
F3_Commercial_Grocery (ID)_Existing_Space Heating_Natural Gas_Boiler_E8 | F3 | Commercial | Grocery (ID) | Existing | Space Heating | Natural Gas | Boiler | E8 | System - kBTUs of Consumption | 0 | 0 | 0 | 0 | 0 | 0 | 0 | 0 | 0 | 0 | 0 | 0 | 0 | 0 | 0 | 0 | 0 | 0 | 0 | 0 | 0 | 0 | 0 | 0 | 0 | 0 | 0
F3_Commercial_Grocery (ID)_Existing_Space Heating_Natural Gas_Boiler_E9 | F3 | Commercial | Grocery (ID) | Existing | Space Heating | Natural Gas | Boiler | E9 | System - kBTUs of Consumption | 0 | 0 | 0 | 0 | 0 | 0 | 0 | 0 | 0 | 0 | 0 | 0 | 0 | 0 | 0 | 0 | 0 | 0 | 0 | 0 | 0 | 0 | 0 | 0 | 0 | 0 | 0
F3_Commercial_Grocery (ID)_Existing_Space Heating_Natural Gas_Boiler_E10 | F3 | Commercial | Grocery (ID) | Existing | Space Heating | Natural Gas | Boiler | E10 | System - kBTUs of Consumption | 0 | 0 | 0 | 0 | 0 | 0 | 0 | 0 | 0 | 0 | 0 | 0 | 0 | 0 | 0 | 0 | 0 | 0 | 0 | 0 | 0 | 0 | 0 | 0 | 0 | 0 | 0
F4_Commercial_Grocery (ID)_Existing_Space Heating_Natural Gas_Boiler_E1 | F4 | Commercial | Grocery (ID) | Existing | Space Heating | Natural Gas | Boiler | E1 | Utility - Cost of Equipment | 0.14092 | 0.14092 | 0.14092 | 0.14092 | 0.14092 | 0.14092 | 0.14092 | 0.14092 | 0.14092 | 0.14092 | 0.14092 | 0.14092 | 0.14092 | 0.14092 | 0.14092 | 0.14092 | 0.14092 | 0.14092 | 0.14092 | 0.14092 | 0.14092 | 0.14092 | 0.14092 | 0.14092 | 0.14092 | 0.14092 | 0.14092
F4_Commercial_Grocery (ID)_Existing_Space Heating_Natural Gas_Boiler_E2 | F4 | Commercial | Grocery (ID) | Existing | Space Heating | Natural Gas | Boiler | E2 | Utility - Cost of Equipment | 0.14683 | 0.14683 | 0.14683 | 0.14683 | 0.14683 | 0.14683 | 0.14683 | 0.14683 | 0.14683 | 0.14683 | 0.14683 | 0.14683 | 0.14683 | 0.14683 | 0.14683 | 0.14683 | 0.14683 | 0.14683 | 0.14683 | 0.14683 | 0.14683 | 0.14683 | 0.14683 | 0.14683 | 0.14683 | 0.14683 | 0.14683
F4_Commercial_Grocery (ID)_Existing_Space Heating_Natural Gas_Boiler_E3 | F4 | Commercial | Grocery (ID) | Existing | Space Heating | Natural Gas | Boiler | E3 | Utility - Cost of Equipment | 0.13707 | 0.13707 | 0.13707 | 0.13707 | 0.13707 | 0.13707 | 0.13707 | 0.13707 | 0.13707 | 0.13707 | 0.13707 | 0.13707 | 0.13707 | 0.13707 | 0.13707 | 0.13707 | 0.13707 | 0.13707 | 0.13707 | 0.13707 | 0.13707 | 0.13707 | 0.13707 | 0.13707 | 0.13707 | 0.13707 | 0.13707
F4_Commercial_Grocery (ID)_Existing_Space Heating_Natural Gas_Boiler_E4 | F4 | Commercial | Grocery (ID) | Existing | Space Heating | Natural Gas | Boiler | E4 | Utility - Cost of Equipment | 1.1304 | 1.1304 | 1.1304 | 1.1304 | 1.1304 | 1.1304 | 1.1304 | 1.1304 | 1.1304 | 1.1304 | 1.1304 | 1.1304 | 1.1304 | 1.1304 | 1.1304 | 1.1304 | 1.1304 | 1.1304 | 1.1304 | 1.1304 | 1.1304 | 1.1304 | 1.1304 | 1.1304 | 1.1304 | 1.1304 | 1.1304
F4_Commercial_Grocery (ID)_Existing_Space Heating_Natural Gas_Boiler_E5 | F4 | Commercial | Grocery (ID) | Existing | Space Heating | Natural Gas | Boiler | E5 | Utility - Cost of Equipment | 0 | 0 | 0 | 0 | 0 | 0 | 0 | 0 | 0 | 0 | 0 | 0 | 0 | 0 | 0 | 0 | 0 | 0 | 0 | 0 | 0 | 0 | 0 | 0 | 0 | 0 | 0
F4_Commercial_Grocery (ID)_Existing_Space Heating_Natural Gas_Boiler_E6 | F4 | Commercial | Grocery (ID) | Existing | Space Heating | Natural Gas | Boiler | E6 | Utility - Cost of Equipment | 0 | 0 | 0 | 0 | 0 | 0 | 0 | 0 | 0 | 0 | 0 | 0 | 0 | 0 | 0 | 0 | 0 | 0 | 0 | 0 | 0 | 0 | 0 | 0 | 0 | 0 | 0
F4_Commercial_Grocery (ID)_Existing_Space Heating_Natural Gas_Boiler_E7 | F4 | Commercial | Grocery (ID) | Existing | Space Heating | Natural Gas | Boiler | E7 | Utility - Cost of Equipment | 0 | 0 | 0 | 0 | 0 | 0 | 0 | 0 | 0 | 0 | 0 | 0 | 0 | 0 | 0 | 0 | 0 | 0 | 0 | 0 | 0 | 0 | 0 | 0 | 0 | 0 | 0
F4_Commercial_Grocery (ID)_Existing_Space Heating_Natural Gas_Boiler_E8 | F4 | Commercial | Grocery (ID) | Existing | Space Heating | Natural Gas | Boiler | E8 | Utility - Cost of Equipment | 0 | 0 | 0 | 0 | 0 | 0 | 0 | 0 | 0 | 0 | 0 | 0 | 0 | 0 | 0 | 0 | 0 | 0 | 0 | 0 | 0 | 0 | 0 | 0 | 0 | 0 | 0
F4_Commercial_Grocery (ID)_Existing_Space Heating_Natural Gas_Boiler_E9 | F4 | Commercial | Grocery (ID) | Existing | Space Heating | Natural Gas | Boiler | E9 | Utility - Cost of Equipment | 0 | 0 | 0 | 0 | 0 | 0 | 0 | 0 | 0 | 0 | 0 | 0 | 0 | 0 | 0 | 0 | 0 | 0 | 0 | 0 | 0 | 0 | 0 | 0 | 0 | 0 | 0
F4_Commercial_Grocery (ID)_Existing_Space Heating_Natural Gas_Boiler_E10 | F4 | Commercial | Grocery (ID) | Existing | Space Heating | Natural Gas | Boiler | E10 | Utility - Cost of Equipment | 0 | 0 | 0 | 0 | 0 | 0 | 0 | 0 | 0 | 0 | 0 | 0 | 0 | 0 | 0 | 0 | 0 | 0 | 0 | 0 | 0 | 0 | 0 | 0 | 0 | 0 | 0
F5_Commercial_Grocery (ID)_Existing_Space Heating_Natural Gas_Boiler_E1 | F5 | Commercial | Grocery (ID) | Existing | Space Heating | Natural Gas | Boiler | E1 | Utility - Cost of Operation | 0.81342 | 0.82761 | 0.84515 | 0.86422 | 0.88493 | 0.9121 | 0.9398 | 0.96897 | 0.99702 | 1.0255 | 1.0516 | 1.0761 | 1.1025 | 1.1296 | 1.1553 | 1.1808 | 1.205 | 1.2299 | 1.2557 | 1.2821 | 1.3091 | 1.3373 | 1.3689 | 1.3974 | 1.4261 | 1.4481 | 1.4679
F5_Commercial_Grocery (ID)_Existing_Space Heating_Natural Gas_Boiler_E2 | F5 | Commercial | Grocery (ID) | Existing | Space Heating | Natural Gas | Boiler | E2 | Utility - Cost of Operation | 0.76557 | 0.77892 | 0.79543 | 0.81338 | 0.83287 | 0.85844 | 0.88451 | 0.91196 | 0.93837 | 0.96521 | 0.98973 | 1.0127 | 1.0376 | 1.0632 | 1.0873 | 1.1113 | 1.1341 | 1.1575 | 1.1818 | 1.2067 | 1.2321 | 1.2586 | 1.2884 | 1.3152 | 1.3422 | 1.3629 | 1.3815
F5_Commercial_Grocery (ID)_Existing_Space Heating_Natural Gas_Boiler_E3 | F5 | Commercial | Grocery (ID) | Existing | Space Heating | Natural Gas | Boiler | E3 | Utility - Cost of Operation | 0.67086 | 0.68256 | 0.69703 | 0.71276 | 0.72984 | 0.75224 | 0.77509 | 0.79915 | 0.82228 | 0.8458 | 0.86729 | 0.88746 | 0.90928 | 0.93166 | 0.95283 | 0.97384 | 0.99379 | 1.0143 | 1.0356 | 1.0574 | 1.0797 | 1.1029 | 1.129 | 1.1525 | 1.1762 | 1.1943 | 1.2106
F5_Commercial_Grocery (ID)_Existing_Space Heating_Natural Gas_Boiler_E4 | F5 | Commercial | Grocery (ID) | Existing | Space Heating | Natural Gas | Boiler | E4 | Utility - Cost of Operation | 0.41163 | 0.41762 | 0.4261 | 0.43578 | 0.44676 | 0.46274 | 0.47905 | 0.49636 | 0.51265 | 0.52917 | 0.54363 | 0.5567 | 0.5712 | 0.58624 | 0.60001 | 0.61349 | 0.62583 | 0.63858 | 0.65191 | 0.6656 | 0.67955 | 0.69436 | 0.71194 | 0.72705 | 0.74248 | 0.75824 | 0.77433
F5_Commercial_Grocery (ID)_Existing_Space Heating_Natural Gas_Boiler_E5 | F5 | Commercial | Grocery (ID) | Existing | Space Heating | Natural Gas | Boiler | E5 | Utility - Cost of Operation | 0 | 0 | 0 | 0 | 0 | 0 | 0 | 0 | 0 | 0 | 0 | 0 | 0 | 0 | 0 | 0 | 0 | 0 | 0 | 0 | 0 | 0 | 0 | 0 | 0 | 0 | 0
F5_Commercial_Grocery (ID)_Existing_Space Heating_Natural Gas_Boiler_E6 | F5 | Commercial | Grocery (ID) | Existing | Space Heating | Natural Gas | Boiler | E6 | Utility - Cost of Operation | 0 | 0 | 0 | 0 | 0 | 0 | 0 | 0 | 0 | 0 | 0 | 0 | 0 | 0 | 0 | 0 | 0 | 0 | 0 | 0 | 0 | 0 | 0 | 0 | 0 | 0 | 0
F5_Commercial_Grocery (ID)_Existing_Space Heating_Natural Gas_Boiler_E7 | F5 | Commercial | Grocery (ID) | Existing | Space Heating | Natural Gas | Boiler | E7 | Utility - Cost of Operation | 0 | 0 | 0 | 0 | 0 | 0 | 0 | 0 | 0 | 0 | 0 | 0 | 0 | 0 | 0 | 0 | 0 | 0 | 0 | 0 | 0 | 0 | 0 | 0 | 0 | 0 | 0
F5_Commercial_Grocery (ID)_Existing_Space Heating_Natural Gas_Boiler_E8 | F5 | Commercial | Grocery (ID) | Existing | Space Heating | Natural Gas | Boiler | E8 | Utility - Cost of Operation | 0 | 0 | 0 | 0 | 0 | 0 | 0 | 0 | 0 | 0 | 0 | 0 | 0 | 0 | 0 | 0 | 0 | 0 | 0 | 0 | 0 | 0 | 0 | 0 | 0 | 0 | 0
F5_Commercial_Grocery (ID)_Existing_Space Heating_Natural Gas_Boiler_E9 | F5 | Commercial | Grocery (ID) | Existing | Space Heating | Natural Gas | Boiler | E9 | Utility - Cost of Operation | 0 | 0 | 0 | 0 | 0 | 0 | 0 | 0 | 0 | 0 | 0 | 0 | 0 | 0 | 0 | 0 | 0 | 0 | 0 | 0 | 0 | 0 | 0 | 0 | 0 | 0 | 0
F5_Commercial_Grocery (ID)_Existing_Space Heating_Natural Gas_Boiler_E10 | F5 | Commercial | Grocery (ID) | Existing | Space Heating | Natural Gas | Boiler | E10 | Utility - Cost of Operation | 0 | 0 | 0 | 0 | 0 | 0 | 0 | 0 | 0 | 0 | 0 | 0 | 0 | 0 | 0 | 0 | 0 | 0 | 0 | 0 | 0 | 0 | 0 | 0 | 0 | 0 | 0
F6_Commercial_Grocery (ID)_Existing_Space Heating_Natural Gas_Boiler_E1 | F6 | Commercial | Grocery (ID) | Existing | Space Heating | Natural Gas | Boiler | E1 | Utility - Value of Sales | 0.92214 | 0.93325 | 0.94793 | 0.96395 | 0.98142 | 1.0061 | 1.0308 | 1.0566 | 1.0804 | 1.104 | 1.1301 | 1.1543 | 1.1804 | 1.2071 | 1.2319 | 1.2563 | 1.2789 | 1.3021 | 1.3259 | 1.3502 | 1.3746 | 1.4041 | 1.4374 | 1.4673 | 1.4974 | 1.5205 | 1.5413
F6_Commercial_Grocery (ID)_Existing_Space Heating_Natural Gas_Boiler_E2 | F6 | Commercial | Grocery (ID) | Existing | Space Heating | Natural Gas | Boiler | E2 | Utility - Value of Sales | 0.8679 | 0.87835 | 0.89216 | 0.90724 | 0.92368 | 0.94689 | 0.97013 | 0.99443 | 1.0168 | 1.039 | 1.0636 | 1.0864 | 1.111 | 1.1361 | 1.1595 | 1.1824 | 1.2037 | 1.2255 | 1.2479 | 1.2707 | 1.2937 | 1.3215 | 1.3528 | 1.3809 | 1.4093 | 1.4311 | 1.4506
F6_Commercial_Grocery (ID)_Existing_Space Heating_Natural Gas_Boiler_E3 | F6 | Commercial | Grocery (ID) | Existing | Space Heating | Natural Gas | Boiler | E3 | Utility - Value of Sales | 0.76053 | 0.76969 | 0.7818 | 0.79501 | 0.80941 | 0.82975 | 0.85012 | 0.87141 | 0.89104 | 0.91051 | 0.93205 | 0.95197 | 0.97354 | 0.99554 | 1.016 | 1.0361 | 1.0548 | 1.0739 | 1.0936 | 1.1135 | 1.1337 | 1.158 | 1.1855 | 1.2101 | 1.235 | 1.254 | 1.2711
F6_Commercial_Grocery (ID)_Existing_Space Heating_Natural Gas_Boiler_E4 | F6 | Commercial | Grocery (ID) | Existing | Space Heating | Natural Gas | Boiler | E4 | Utility - Value of Sales | 0.48048 | 0.48447 | 0.49112 | 0.4988 | 0.5076 | 0.52193 | 0.53614 | 0.55101 | 0.56406 | 0.57672 | 0.59107 | 0.6036 | 0.61756 | 0.63194 | 0.64473 | 0.65701 | 0.66784 | 0.67888 | 0.69034 | 0.70192 | 0.71352 | 0.72908 | 0.74753 | 0.7634 | 0.7796 | 0.79615 | 0.81305
F6_Commercial_Grocery (ID)_Existing_Space Heating_Natural Gas_Boiler_E5 | F6 | Commercial | Grocery (ID) | Existing | Space Heating | Natural Gas | Boiler | E5 | Utility - Value of Sales | 0 | 0 | 0 | 0 | 0 | 0 | 0 | 0 | 0 | 0 | 0 | 0 | 0 | 0 | 0 | 0 | 0 | 0 | 0 | 0 | 0 | 0 | 0 | 0 | 0 | 0 | 0
F6_Commercial_Grocery (ID)_Existing_Space Heating_Natural Gas_Boiler_E6 | F6 | Commercial | Grocery (ID) | Existing | Space Heating | Natural Gas | Boiler | E6 | Utility - Value of Sales | 0 | 0 | 0 | 0 | 0 | 0 | 0 | 0 | 0 | 0 | 0 | 0 | 0 | 0 | 0 | 0 | 0 | 0 | 0 | 0 | 0 | 0 | 0 | 0 | 0 | 0 | 0
F6_Commercial_Grocery (ID)_Existing_Space Heating_Natural Gas_Boiler_E7 | F6 | Commercial | Grocery (ID) | Existing | Space Heating | Natural Gas | Boiler | E7 | Utility - Value of Sales | 0 | 0 | 0 | 0 | 0 | 0 | 0 | 0 | 0 | 0 | 0 | 0 | 0 | 0 | 0 | 0 | 0 | 0 | 0 | 0 | 0 | 0 | 0 | 0 | 0 | 0 | 0
F6_Commercial_Grocery (ID)_Existing_Space Heating_Natural Gas_Boiler_E8 | F6 | Commercial | Grocery (ID) | Existing | Space Heating | Natural Gas | Boiler | E8 | Utility - Value of Sales | 0 | 0 | 0 | 0 | 0 | 0 | 0 | 0 | 0 | 0 | 0 | 0 | 0 | 0 | 0 | 0 | 0 | 0 | 0 | 0 | 0 | 0 | 0 | 0 | 0 | 0 | 0
F6_Commercial_Grocery (ID)_Existing_Space Heating_Natural Gas_Boiler_E9 | F6 | Commercial | Grocery (ID) | Existing | Space Heating | Natural Gas | Boiler | E9 | Utility - Value of Sales | 0 | 0 | 0 | 0 | 0 | 0 | 0 | 0 | 0 | 0 | 0 | 0 | 0 | 0 | 0 | 0 | 0 | 0 | 0 | 0 | 0 | 0 | 0 | 0 | 0 | 0 | 0
F6_Commercial_Grocery (ID)_Existing_Space Heating_Natural Gas_Boiler_E10 | F6 | Commercial | Grocery (ID) | Existing | Space Heating | Natural Gas | Boiler | E10 | Utility - Value of Sales | 0 | 0 | 0 | 0 | 0 | 0 | 0 | 0 | 0 | 0 | 0 | 0 | 0 | 0 | 0 | 0 | 0 | 0 | 0 | 0 | 0 | 0 | 0 | 0 | 0 | 0 | 0
F1_Commercial_Grocery (ID)_Existing_Space Heating_Natural Gas_Unit Heater_E1 | F1 | Commercial | Grocery (ID) | Existing | Space Heating | Natural Gas | Unit Heater | E1 | RVT - Cost of Equipment | 0.0009015 | 0.0009015 | 0.0009015 | 0.0009015 | 0.0009015 | 0.0009015 | 0.0009015 | 0.0009015 | 0.0009015 | 0.0009015 | 0.0009015 | 0.0009015 | 0.0009015 | 0.0009015 | 0.0009015 | 0.0009015 | 0.0009015 | 0.0009015 | 0.0009015 | 0.0009015 | 0.0009015 | 0.0009015 | 0.0009015 | 0.0009015 | 0.0009015 | 0.0009015 | 0.0009015
F1_Commercial_Grocery (ID)_Existing_Space Heating_Natural Gas_Unit Heater_E2 | F1 | Commercial | Grocery (ID) | Existing | Space Heating | Natural Gas | Unit Heater | E2 | RVT - Cost of Equipment | 0.0019771 | 0.0019771 | 0.0019771 | 0.0019771 | 0.0019771 | 0.0019771 | 0.0019771 | 0.0019771 | 0.0019771 | 0.0019771 | 0.0019771 | 0.0019771 | 0.0019771 | 0.0019771 | 0.0019771 | 0.0019771 | 0.0019771 | 0.0019771 | 0.0019771 | 0.0019771 | 0.0019771 | 0.0019771 | 0.0019771 | 0.0019771 | 0.0019771 | 0.0019771 | 0.0019771
F1_Commercial_Grocery (ID)_Existing_Space Heating_Natural Gas_Unit Heater_E3 | F1 | Commercial | Grocery (ID) | Existing | Space Heating | Natural Gas | Unit Heater | E3 | RVT - Cost of Equipment | 0.0012538 | 0.0012538 | 0.0012538 | 0.0012538 | 0.0012538 | 0.0012538 | 0.0012538 | 0.0012538 | 0.0012538 | 0.0012538 | 0.0012538 | 0.0012538 | 0.0012538 | 0.0012538 | 0.0012538 | 0.0012538 | 0.0012538 | 0.0012538 | 0.0012538 | 0.0012538 | 0.0012538 | 0.0012538 | 0.0012538 | 0.0012538 | 0.0012538 | 0.0012538 | 0.0012538
F1_Commercial_Grocery (ID)_Existing_Space Heating_Natural Gas_Unit Heater_E4 | F1 | Commercial | Grocery (ID) | Existing | Space Heating | Natural Gas | Unit Heater | E4 | RVT - Cost of Equipment | 0 | 0 | 0 | 0 | 0 | 0 | 0 | 0 | 0 | 0 | 0 | 0 | 0 | 0 | 0 | 0 | 0 | 0 | 0 | 0 | 0 | 0 | 0 | 0 | 0 | 0 | 0
F1_Commercial_Grocery (ID)_Existing_Space Heating_Natural Gas_Unit Heater_E5 | F1 | Commercial | Grocery (ID) | Existing | Space Heating | Natural Gas | Unit Heater | E5 | RVT - Cost of Equipment | 0 | 0 | 0 | 0 | 0 | 0 | 0 | 0 | 0 | 0 | 0 | 0 | 0 | 0 | 0 | 0 | 0 | 0 | 0 | 0 | 0 | 0 | 0 | 0 | 0 | 0 | 0
F1_Commercial_Grocery (ID)_Existing_Space Heating_Natural Gas_Unit Heater_E6 | F1 | Commercial | Grocery (ID) | Existing | Space Heating | Natural Gas | Unit Heater | E6 | RVT - Cost of Equipment | 0 | 0 | 0 | 0 | 0 | 0 | 0 | 0 | 0 | 0 | 0 | 0 | 0 | 0 | 0 | 0 | 0 | 0 | 0 | 0 | 0 | 0 | 0 | 0 | 0 | 0 | 0
F1_Commercial_Grocery (ID)_Existing_Space Heating_Natural Gas_Unit Heater_E7 | F1 | Commercial | Grocery (ID) | Existing | Space Heating | Natural Gas | Unit Heater | E7 | RVT - Cost of Equipment | 0 | 0 | 0 | 0 | 0 | 0 | 0 | 0 | 0 | 0 | 0 | 0 | 0 | 0 | 0 | 0 | 0 | 0 | 0 | 0 | 0 | 0 | 0 | 0 | 0 | 0 | 0
F1_Commercial_Grocery (ID)_Existing_Space Heating_Natural Gas_Unit Heater_E8 | F1 | Commercial | Grocery (ID) | Existing | Space Heating | Natural Gas | Unit Heater | E8 | RVT - Cost of Equipment | 0 | 0 | 0 | 0 | 0 | 0 | 0 | 0 | 0 | 0 | 0 | 0 | 0 | 0 | 0 | 0 | 0 | 0 | 0 | 0 | 0 | 0 | 0 | 0 | 0 | 0 | 0
F1_Commercial_Grocery (ID)_Existing_Space Heating_Natural Gas_Unit Heater_E9 | F1 | Commercial | Grocery (ID) | Existing | Space Heating | Natural Gas | Unit Heater | E9 | RVT - Cost of Equipment | 0 | 0 | 0 | 0 | 0 | 0 | 0 | 0 | 0 | 0 | 0 | 0 | 0 | 0 | 0 | 0 | 0 | 0 | 0 | 0 | 0 | 0 | 0 | 0 | 0 | 0 | 0
F1_Commercial_Grocery (ID)_Existing_Space Heating_Natural Gas_Unit Heater_E10 | F1 | Commercial | Grocery (ID) | Existing | Space Heating | Natural Gas | Unit Heater | E10 | RVT - Cost of Equipment | 0 | 0 | 0 | 0 | 0 | 0 | 0 | 0 | 0 | 0 | 0 | 0 | 0 | 0 | 0 | 0 | 0 | 0 | 0 | 0 | 0 | 0 | 0 | 0 | 0 | 0 | 0
F2_Commercial_Grocery (ID)_Existing_Space Heating_Natural Gas_Unit Heater_E1 | F2 | Commercial | Grocery (ID) | Existing | Space Heating | Natural Gas | Unit Heater | E1 | RVT - Cost of Operation | 0.14326 | 0.14476 | 0.14692 | 0.1493 | 0.15193 | 0.15589 | 0.15981 | 0.16394 | 0.16768 | 0.17137 | 0.17552 | 0.17928 | 0.1834 | 0.18761 | 0.19144 | 0.19516 | 0.19853 | 0.20197 | 0.20553 | 0.20914 | 0.21277 | 0.21739 | 0.22273 | 0.22746 | 0.23229 | 0.23722 | 0.24226
F2_Commercial_Grocery (ID)_Existing_Space Heating_Natural Gas_Unit Heater_E2 | F2 | Commercial | Grocery (ID) | Existing | Space Heating | Natural Gas | Unit Heater | E2 | RVT - Cost of Operation | 0.12742 | 0.12876 | 0.13068 | 0.13279 | 0.13513 | 0.13865 | 0.14214 | 0.14581 | 0.14914 | 0.15242 | 0.15611 | 0.15946 | 0.16312 | 0.16686 | 0.17027 | 0.17358 | 0.17658 | 0.17964 | 0.18281 | 0.18602 | 0.18924 | 0.19335 | 0.19811 | 0.20231 | 0.2066 | 0.21099 | 0.21547
F2_Commercial_Grocery (ID)_Existing_Space Heating_Natural Gas_Unit Heater_E3 | F2 | Commercial | Grocery (ID) | Existing | Space Heating | Natural Gas | Unit Heater | E3 | RVT - Cost of Operation | 0.12174 | 0.12275 | 0.12444 | 0.12638 | 0.12861 | 0.13224 | 0.13584 | 0.13961 | 0.14292 | 0.14613 | 0.14976 | 0.15294 | 0.15647 | 0.16012 | 0.16336 | 0.16647 | 0.16921 | 0.17201 | 0.17491 | 0.17785 | 0.18079 | 0.18473 | 0.1894 | 0.19342 | 0.19753 | 0.20172 | 0.206
F2_Commercial_Grocery (ID)_Existing_Space Heating_Natural Gas_Unit Heater_E4 | F2 | Commercial | Grocery (ID) | Existing | Space Heating | Natural Gas | Unit Heater | E4 | RVT - Cost of Operation | 0 | 0 | 0 | 0 | 0 | 0 | 0 | 0 | 0 | 0 | 0 | 0 | 0 | 0 | 0 | 0 | 0 | 0 | 0 | 0 | 0 | 0 | 0 | 0 | 0 | 0 | 0
F2_Commercial_Grocery (ID)_Existing_Space Heating_Natural Gas_Unit Heater_E5 | F2 | Commercial | Grocery (ID) | Existing | Space Heating | Natural Gas | Unit Heater | E5 | RVT - Cost of Operation | 0 | 0 | 0 | 0 | 0 | 0 | 0 | 0 | 0 | 0 | 0 | 0 | 0 | 0 | 0 | 0 | 0 | 0 | 0 | 0 | 0 | 0 | 0 | 0 | 0 | 0 | 0
F2_Commercial_Grocery (ID)_Existing_Space Heating_Natural Gas_Unit Heater_E6 | F2 | Commercial | Grocery (ID) | Existing | Space Heating | Natural Gas | Unit Heater | E6 | RVT - Cost of Operation | 0 | 0 | 0 | 0 | 0 | 0 | 0 | 0 | 0 | 0 | 0 | 0 | 0 | 0 | 0 | 0 | 0 | 0 | 0 | 0 | 0 | 0 | 0 | 0 | 0 | 0 | 0
F2_Commercial_Grocery (ID)_Existing_Space Heating_Natural Gas_Unit Heater_E7 | F2 | Commercial | Grocery (ID) | Existing | Space Heating | Natural Gas | Unit Heater | E7 | RVT - Cost of Operation | 0 | 0 | 0 | 0 | 0 | 0 | 0 | 0 | 0 | 0 | 0 | 0 | 0 | 0 | 0 | 0 | 0 | 0 | 0 | 0 | 0 | 0 | 0 | 0 | 0 | 0 | 0
F2_Commercial_Grocery (ID)_Existing_Space Heating_Natural Gas_Unit Heater_E8 | F2 | Commercial | Grocery (ID) | Existing | Space Heating | Natural Gas | Unit Heater | E8 | RVT - Cost of Operation | 0 | 0 | 0 | 0 | 0 | 0 | 0 | 0 | 0 | 0 | 0 | 0 | 0 | 0 | 0 | 0 | 0 | 0 | 0 | 0 | 0 | 0 | 0 | 0 | 0 | 0 | 0
F2_Commercial_Grocery (ID)_Existing_Space Heating_Natural Gas_Unit Heater_E9 | F2 | Commercial | Grocery (ID) | Existing | Space Heating | Natural Gas | Unit Heater | E9 | RVT - Cost of Operation | 0 | 0 | 0 | 0 | 0 | 0 | 0 | 0 | 0 | 0 | 0 | 0 | 0 | 0 | 0 | 0 | 0 | 0 | 0 | 0 | 0 | 0 | 0 | 0 | 0 | 0 | 0
F2_Commercial_Grocery (ID)_Existing_Space Heating_Natural Gas_Unit Heater_E10 | F2 | Commercial | Grocery (ID) | Existing | Space Heating | Natural Gas | Unit Heater | E10 | RVT - Cost of Operation | 0 | 0 | 0 | 0 | 0 | 0 | 0 | 0 | 0 | 0 | 0 | 0 | 0 | 0 | 0 | 0 | 0 | 0 | 0 | 0 | 0 | 0 | 0 | 0 | 0 | 0 | 0
F3_Commercial_Grocery (ID)_Existing_Space Heating_Natural Gas_Unit Heater_E1 | F3 | Commercial | Grocery (ID) | Existing | Space Heating | Natural Gas | Unit Heater | E1 | System - kBTUs of Consumption | 30.2662 | 30.2092 | 30.2092 | 30.2092 | 30.2092 | 30.2092 | 30.2092 | 30.2092 | 30.2092 | 30.2092 | 30.2092 | 30.2092 | 30.2092 | 30.2092 | 30.2092 | 30.2092 | 30.2092 | 30.2092 | 30.2092 | 30.2092 | 30.2092 | 30.2092 | 30.2092 | 30.2092 | 30.2092 | 30.2092 | 30.2092
F3_Commercial_Grocery (ID)_Existing_Space Heating_Natural Gas_Unit Heater_E2 | F3 | Commercial | Grocery (ID) | Existing | Space Heating | Natural Gas | Unit Heater | E2 | System - kBTUs of Consumption | 26.9194 | 26.8687 | 26.8687 | 26.8687 | 26.8687 | 26.8687 | 26.8687 | 26.8687 | 26.8687 | 26.8687 | 26.8687 | 26.8687 | 26.8687 | 26.8687 | 26.8687 | 26.8687 | 26.8687 | 26.8687 | 26.8687 | 26.8687 | 26.8687 | 26.8687 | 26.8687 | 26.8687 | 26.8687 | 26.8687 | 26.8687
F3_Commercial_Grocery (ID)_Existing_Space Heating_Natural Gas_Unit Heater_E3 | F3 | Commercial | Grocery (ID) | Existing | Space Heating | Natural Gas | Unit Heater | E3 | System - kBTUs of Consumption | 26.7908 | 26.7235 | 26.7235 | 26.7235 | 26.7235 | 26.7235 | 26.7235 | 26.7235 | 26.7235 | 26.7235 | 26.7235 | 26.7235 | 26.7235 | 26.7235 | 26.7235 | 26.7235 | 26.7235 | 26.7235 | 26.7235 | 26.7235 | 26.7235 | 26.7235 | 26.7235 | 26.7235 | 26.7235 | 26.7235 | 26.7235
F3_Commercial_Grocery (ID)_Existing_Space Heating_Natural Gas_Unit Heater_E4 | F3 | Commercial | Grocery (ID) | Existing | Space Heating | Natural Gas | Unit Heater | E4 | System - kBTUs of Consumption | 0 | 0 | 0 | 0 | 0 | 0 | 0 | 0 | 0 | 0 | 0 | 0 | 0 | 0 | 0 | 0 | 0 | 0 | 0 | 0 | 0 | 0 | 0 | 0 | 0 | 0 | 0
F3_Commercial_Grocery (ID)_Existing_Space Heating_Natural Gas_Unit Heater_E5 | F3 | Commercial | Grocery (ID) | Existing | Space Heating | Natural Gas | Unit Heater | E5 | System - kBTUs of Consumption | 0 | 0 | 0 | 0 | 0 | 0 | 0 | 0 | 0 | 0 | 0 | 0 | 0 | 0 | 0 | 0 | 0 | 0 | 0 | 0 | 0 | 0 | 0 | 0 | 0 | 0 | 0
F3_Commercial_Grocery (ID)_Existing_Space Heating_Natural Gas_Unit Heater_E6 | F3 | Commercial | Grocery (ID) | Existing | Space Heating | Natural Gas | Unit Heater | E6 | System - kBTUs of Consumption | 0 | 0 | 0 | 0 | 0 | 0 | 0 | 0 | 0 | 0 | 0 | 0 | 0 | 0 | 0 | 0 | 0 | 0 | 0 | 0 | 0 | 0 | 0 | 0 | 0 | 0 | 0
F3_Commercial_Grocery (ID)_Existing_Space Heating_Natural Gas_Unit Heater_E7 | F3 | Commercial | Grocery (ID) | Existing | Space Heating | Natural Gas | Unit Heater | E7 | System - kBTUs of Consumption | 0 | 0 | 0 | 0 | 0 | 0 | 0 | 0 | 0 | 0 | 0 | 0 | 0 | 0 | 0 | 0 | 0 | 0 | 0 | 0 | 0 | 0 | 0 | 0 | 0 | 0 | 0
F3_Commercial_Grocery (ID)_Existing_Space Heating_Natural Gas_Unit Heater_E8 | F3 | Commercial | Grocery (ID) | Existing | Space Heating | Natural Gas | Unit Heater | E8 | System - kBTUs of Consumption | 0 | 0 | 0 | 0 | 0 | 0 | 0 | 0 | 0 | 0 | 0 | 0 | 0 | 0 | 0 | 0 | 0 | 0 | 0 | 0 | 0 | 0 | 0 | 0 | 0 | 0 | 0
F3_Commercial_Grocery (ID)_Existing_Space Heating_Natural Gas_Unit Heater_E9 | F3 | Commercial | Grocery (ID) | Existing | Space Heating | Natural Gas | Unit Heater | E9 | System - kBTUs of Consumption | 0 | 0 | 0 | 0 | 0 | 0 | 0 | 0 | 0 | 0 | 0 | 0 | 0 | 0 | 0 | 0 | 0 | 0 | 0 | 0 | 0 | 0 | 0 | 0 | 0 | 0 | 0
F3_Commercial_Grocery (ID)_Existing_Space Heating_Natural Gas_Unit Heater_E10 | F3 | Commercial | Grocery (ID) | Existing | Space Heating | Natural Gas | Unit Heater | E10 | System - kBTUs of Consumption | 0 | 0 | 0 | 0 | 0 | 0 | 0 | 0 | 0 | 0 | 0 | 0 | 0 | 0 | 0 | 0 | 0 | 0 | 0 | 0 | 0 | 0 | 0 | 0 | 0 | 0 | 0
F4_Commercial_Grocery (ID)_Existing_Space Heating_Natural Gas_Unit Heater_E1 | F4 | Commercial | Grocery (ID) | Existing | Space Heating | Natural Gas | Unit Heater | E1 | Utility - Cost of Equipment | 0.0009015 | 0.0009015 | 0.0009015 | 0.0009015 | 0.0009015 | 0.0009015 | 0.0009015 | 0.0009015 | 0.0009015 | 0.0009015 | 0.0009015 | 0.0009015 | 0.0009015 | 0.0009015 | 0.0009015 | 0.0009015 | 0.0009015 | 0.0009015 | 0.0009015 | 0.0009015 | 0.0009015 | 0.0009015 | 0.0009015 | 0.0009015 | 0.0009015 | 0.0009015 | 0.0009015
F4_Commercial_Grocery (ID)_Existing_Space Heating_Natural Gas_Unit Heater_E2 | F4 | Commercial | Grocery (ID) | Existing | Space Heating | Natural Gas | Unit Heater | E2 | Utility - Cost of Equipment | 0.0019771 | 0.0019771 | 0.0019771 | 0.0019771 | 0.0019771 | 0.0019771 | 0.0019771 | 0.0019771 | 0.0019771 | 0.0019771 | 0.0019771 | 0.0019771 | 0.0019771 | 0.0019771 | 0.0019771 | 0.0019771 | 0.0019771 | 0.0019771 | 0.0019771 | 0.0019771 | 0.0019771 | 0.0019771 | 0.0019771 | 0.0019771 | 0.0019771 | 0.0019771 | 0.0019771
F4_Commercial_Grocery (ID)_Existing_Space Heating_Natural Gas_Unit Heater_E3 | F4 | Commercial | Grocery (ID) | Existing | Space Heating | Natural Gas | Unit Heater | E3 | Utility - Cost of Equipment | 0.0012538 | 0.0012538 | 0.0012538 | 0.0012538 | 0.0012538 | 0.0012538 | 0.0012538 | 0.0012538 | 0.0012538 | 0.0012538 | 0.0012538 | 0.0012538 | 0.0012538 | 0.0012538 | 0.0012538 | 0.0012538 | 0.0012538 | 0.0012538 | 0.0012538 | 0.0012538 | 0.0012538 | 0.0012538 | 0.0012538 | 0.0012538 | 0.0012538 | 0.0012538 | 0.0012538
F4_Commercial_Grocery (ID)_Existing_Space Heating_Natural Gas_Unit Heater_E4 | F4 | Commercial | Grocery (ID) | Existing | Space Heating | Natural Gas | Unit Heater | E4 | Utility - Cost of Equipment | 0 | 0 | 0 | 0 | 0 | 0 | 0 | 0 | 0 | 0 | 0 | 0 | 0 | 0 | 0 | 0 | 0 | 0 | 0 | 0 | 0 | 0 | 0 | 0 | 0 | 0 | 0
F4_Commercial_Grocery (ID)_Existing_Space Heating_Natural Gas_Unit Heater_E5 | F4 | Commercial | Grocery (ID) | Existing | Space Heating | Natural Gas | Unit Heater | E5 | Utility - Cost of Equipment | 0 | 0 | 0 | 0 | 0 | 0 | 0 | 0 | 0 | 0 | 0 | 0 | 0 | 0 | 0 | 0 | 0 | 0 | 0 | 0 | 0 | 0 | 0 | 0 | 0 | 0 | 0
F4_Commercial_Grocery (ID)_Existing_Space Heating_Natural Gas_Unit Heater_E6 | F4 | Commercial | Grocery (ID) | Existing | Space Heating | Natural Gas | Unit Heater | E6 | Utility - Cost of Equipment | 0 | 0 | 0 | 0 | 0 | 0 | 0 | 0 | 0 | 0 | 0 | 0 | 0 | 0 | 0 | 0 | 0 | 0 | 0 | 0 | 0 | 0 | 0 | 0 | 0 | 0 | 0
F4_Commercial_Grocery (ID)_Existing_Space Heating_Natural Gas_Unit Heater_E7 | F4 | Commercial | Grocery (ID) | Existing | Space Heating | Natural Gas | Unit Heater | E7 | Utility - Cost of Equipment | 0 | 0 | 0 | 0 | 0 | 0 | 0 | 0 | 0 | 0 | 0 | 0 | 0 | 0 | 0 | 0 | 0 | 0 | 0 | 0 | 0 | 0 | 0 | 0 | 0 | 0 | 0
F4_Commercial_Grocery (ID)_Existing_Space Heating_Natural Gas_Unit Heater_E8 | F4 | Commercial | Grocery (ID) | Existing | Space Heating | Natural Gas | Unit Heater | E8 | Utility - Cost of Equipment | 0 | 0 | 0 | 0 | 0 | 0 | 0 | 0 | 0 | 0 | 0 | 0 | 0 | 0 | 0 | 0 | 0 | 0 | 0 | 0 | 0 | 0 | 0 | 0 | 0 | 0 | 0
F4_Commercial_Grocery (ID)_Existing_Space Heating_Natural Gas_Unit Heater_E9 | F4 | Commercial | Grocery (ID) | Existing | Space Heating | Natural Gas | Unit Heater | E9 | Utility - Cost of Equipment | 0 | 0 | 0 | 0 | 0 | 0 | 0 | 0 | 0 | 0 | 0 | 0 | 0 | 0 | 0 | 0 | 0 | 0 | 0 | 0 | 0 | 0 | 0 | 0 | 0 | 0 | 0
F4_Commercial_Grocery (ID)_Existing_Space Heating_Natural Gas_Unit Heater_E10 | F4 | Commercial | Grocery (ID) | Existing | Space Heating | Natural Gas | Unit Heater | E10 | Utility - Cost of Equipment | 0 | 0 | 0 | 0 | 0 | 0 | 0 | 0 | 0 | 0 | 0 | 0 | 0 | 0 | 0 | 0 | 0 | 0 | 0 | 0 | 0 | 0 | 0 | 0 | 0 | 0 | 0
F5_Commercial_Grocery (ID)_Existing_Space Heating_Natural Gas_Unit Heater_E1 | F5 | Commercial | Grocery (ID) | Existing | Space Heating | Natural Gas | Unit Heater | E1 | Utility - Cost of Operation | 0.12428 | 0.12632 | 0.12898 | 0.13192 | 0.13516 | 0.13962 | 0.14416 | 0.14896 | 0.15356 | 0.15824 | 0.16242 | 0.16628 | 0.1705 | 0.17484 | 0.17887 | 0.18285 | 0.18657 | 0.19039 | 0.19438 | 0.19847 | 0.20264 | 0.20704 | 0.21213 | 0.21663 | 0.22123 | 0.22592 | 0.23072
F5_Commercial_Grocery (ID)_Existing_Space Heating_Natural Gas_Unit Heater_E2 | F5 | Commercial | Grocery (ID) | Existing | Space Heating | Natural Gas | Unit Heater | E2 | Utility - Cost of Operation | 0.11053 | 0.11235 | 0.11472 | 0.11733 | 0.12021 | 0.12418 | 0.12822 | 0.13249 | 0.13658 | 0.14074 | 0.14446 | 0.14789 | 0.15165 | 0.1555 | 0.15909 | 0.16263 | 0.16594 | 0.16934 | 0.17289 | 0.17652 | 0.18023 | 0.18414 | 0.18867 | 0.19268 | 0.19677 | 0.20094 | 0.20521
F5_Commercial_Grocery (ID)_Existing_Space Heating_Natural Gas_Unit Heater_E3 | F5 | Commercial | Grocery (ID) | Existing | Space Heating | Natural Gas | Unit Heater | E3 | Utility - Cost of Operation | 0.1043 | 0.10581 | 0.10796 | 0.11042 | 0.1132 | 0.11725 | 0.12138 | 0.12576 | 0.12989 | 0.13408 | 0.13774 | 0.14105 | 0.14473 | 0.14854 | 0.15203 | 0.15544 | 0.15857 | 0.1618 | 0.16518 | 0.16864 | 0.17218 | 0.17593 | 0.18039 | 0.18421 | 0.18812 | 0.19212 | 0.19619
F5_Commercial_Grocery (ID)_Existing_Space Heating_Natural Gas_Unit Heater_E4 | F5 | Commercial | Grocery (ID) | Existing | Space Heating | Natural Gas | Unit Heater | E4 | Utility - Cost of Operation | 0 | 0 | 0 | 0 | 0 | 0 | 0 | 0 | 0 | 0 | 0 | 0 | 0 | 0 | 0 | 0 | 0 | 0 | 0 | 0 | 0 | 0 | 0 | 0 | 0 | 0 | 0
F5_Commercial_Grocery (ID)_Existing_Space Heating_Natural Gas_Unit Heater_E5 | F5 | Commercial | Grocery (ID) | Existing | Space Heating | Natural Gas | Unit Heater | E5 | Utility - Cost of Operation | 0 | 0 | 0 | 0 | 0 | 0 | 0 | 0 | 0 | 0 | 0 | 0 | 0 | 0 | 0 | 0 | 0 | 0 | 0 | 0 | 0 | 0 | 0 | 0 | 0 | 0 | 0
F5_Commercial_Grocery (ID)_Existing_Space Heating_Natural Gas_Unit Heater_E6 | F5 | Commercial | Grocery (ID) | Existing | Space Heating | Natural Gas | Unit Heater | E6 | Utility - Cost of Operation | 0 | 0 | 0 | 0 | 0 | 0 | 0 | 0 | 0 | 0 | 0 | 0 | 0 | 0 | 0 | 0 | 0 | 0 | 0 | 0 | 0 | 0 | 0 | 0 | 0 | 0 | 0
F5_Commercial_Grocery (ID)_Existing_Space Heating_Natural Gas_Unit Heater_E7 | F5 | Commercial | Grocery (ID) | Existing | Space Heating | Natural Gas | Unit Heater | E7 | Utility - Cost of Operation | 0 | 0 | 0 | 0 | 0 | 0 | 0 | 0 | 0 | 0 | 0 | 0 | 0 | 0 | 0 | 0 | 0 | 0 | 0 | 0 | 0 | 0 | 0 | 0 | 0 | 0 | 0
F5_Commercial_Grocery (ID)_Existing_Space Heating_Natural Gas_Unit Heater_E8 | F5 | Commercial | Grocery (ID) | Existing | Space Heating | Natural Gas | Unit Heater | E8 | Utility - Cost of Operation | 0 | 0 | 0 | 0 | 0 | 0 | 0 | 0 | 0 | 0 | 0 | 0 | 0 | 0 | 0 | 0 | 0 | 0 | 0 | 0 | 0 | 0 | 0 | 0 | 0 | 0 | 0
F5_Commercial_Grocery (ID)_Existing_Space Heating_Natural Gas_Unit Heater_E9 | F5 | Commercial | Grocery (ID) | Existing | Space Heating | Natural Gas | Unit Heater | E9 | Utility - Cost of Operation | 0 | 0 | 0 | 0 | 0 | 0 | 0 | 0 | 0 | 0 | 0 | 0 | 0 | 0 | 0 | 0 | 0 | 0 | 0 | 0 | 0 | 0 | 0 | 0 | 0 | 0 | 0
F5_Commercial_Grocery (ID)_Existing_Space Heating_Natural Gas_Unit Heater_E10 | F5 | Commercial | Grocery (ID) | Existing | Space Heating | Natural Gas | Unit Heater | E10 | Utility - Cost of Operation | 0 | 0 | 0 | 0 | 0 | 0 | 0 | 0 | 0 | 0 | 0 | 0 | 0 | 0 | 0 | 0 | 0 | 0 | 0 | 0 | 0 | 0 | 0 | 0 | 0 | 0 | 0
F6_Commercial_Grocery (ID)_Existing_Space Heating_Natural Gas_Unit Heater_E1 | F6 | Commercial | Grocery (ID) | Existing | Space Heating | Natural Gas | Unit Heater | E1 | Utility - Value of Sales | 0.14326 | 0.14476 | 0.14692 | 0.1493 | 0.15193 | 0.15589 | 0.15981 | 0.16394 | 0.16768 | 0.17137 | 0.17552 | 0.17928 | 0.1834 | 0.18761 | 0.19144 | 0.19516 | 0.19853 | 0.20197 | 0.20553 | 0.20914 | 0.21277 | 0.21739 | 0.22273 | 0.22746 | 0.23229 | 0.23722 | 0.24226
F6_Commercial_Grocery (ID)_Existing_Space Heating_Natural Gas_Unit Heater_E2 | F6 | Commercial | Grocery (ID) | Existing | Space Heating | Natural Gas | Unit Heater | E2 | Utility - Value of Sales | 0.12742 | 0.12876 | 0.13068 | 0.13279 | 0.13513 | 0.13865 | 0.14214 | 0.14581 | 0.14914 | 0.15242 | 0.15611 | 0.15946 | 0.16312 | 0.16686 | 0.17027 | 0.17358 | 0.17658 | 0.17964 | 0.18281 | 0.18602 | 0.18924 | 0.19335 | 0.19811 | 0.20231 | 0.2066 | 0.21099 | 0.21547
F6_Commercial_Grocery (ID)_Existing_Space Heating_Natural Gas_Unit Heater_E3 | F6 | Commercial | Grocery (ID) | Existing | Space Heating | Natural Gas | Unit Heater | E3 | Utility - Value of Sales | 0.12174 | 0.12275 | 0.12444 | 0.12638 | 0.12861 | 0.13224 | 0.13584 | 0.13961 | 0.14292 | 0.14613 | 0.14976 | 0.15294 | 0.15647 | 0.16012 | 0.16336 | 0.16647 | 0.16921 | 0.17201 | 0.17491 | 0.17785 | 0.18079 | 0.18473 | 0.1894 | 0.19342 | 0.19753 | 0.20172 | 0.206
F6_Commercial_Grocery (ID)_Existing_Space Heating_Natural Gas_Unit Heater_E4 | F6 | Commercial | Grocery (ID) | Existing | Space Heating | Natural Gas | Unit Heater | E4 | Utility - Value of Sales | 0 | 0 | 0 | 0 | 0 | 0 | 0 | 0 | 0 | 0 | 0 | 0 | 0 | 0 | 0 | 0 | 0 | 0 | 0 | 0 | 0 | 0 | 0 | 0 | 0 | 0 | 0
F6_Commercial_Grocery (ID)_Existing_Space Heating_Natural Gas_Unit Heater_E5 | F6 | Commercial | Grocery (ID) | Existing | Space Heating | Natural Gas | Unit Heater | E5 | Utility - Value of Sales | 0 | 0 | 0 | 0 | 0 | 0 | 0 | 0 | 0 | 0 | 0 | 0 | 0 | 0 | 0 | 0 | 0 | 0 | 0 | 0 | 0 | 0 | 0 | 0 | 0 | 0 | 0
F6_Commercial_Grocery (ID)_Existing_Space Heating_Natural Gas_Unit Heater_E6 | F6 | Commercial | Grocery (ID) | Existing | Space Heating | Natural Gas | Unit Heater | E6 | Utility - Value of Sales | 0 | 0 | 0 | 0 | 0 | 0 | 0 | 0 | 0 | 0 | 0 | 0 | 0 | 0 | 0 | 0 | 0 | 0 | 0 | 0 | 0 | 0 | 0 | 0 | 0 | 0 | 0
F6_Commercial_Grocery (ID)_Existing_Space Heating_Natural Gas_Unit Heater_E7 | F6 | Commercial | Grocery (ID) | Existing | Space Heating | Natural Gas | Unit Heater | E7 | Utility - Value of Sales | 0 | 0 | 0 | 0 | 0 | 0 | 0 | 0 | 0 | 0 | 0 | 0 | 0 | 0 | 0 | 0 | 0 | 0 | 0 | 0 | 0 | 0 | 0 | 0 | 0 | 0 | 0
F6_Commercial_Grocery (ID)_Existing_Space Heating_Natural Gas_Unit Heater_E8 | F6 | Commercial | Grocery (ID) | Existing | Space Heating | Natural Gas | Unit Heater | E8 | Utility - Value of Sales | 0 | 0 | 0 | 0 | 0 | 0 | 0 | 0 | 0 | 0 | 0 | 0 | 0 | 0 | 0 | 0 | 0 | 0 | 0 | 0 | 0 | 0 | 0 | 0 | 0 | 0 | 0
F6_Commercial_Grocery (ID)_Existing_Space Heating_Natural Gas_Unit Heater_E9 | F6 | Commercial | Grocery (ID) | Existing | Space Heating | Natural Gas | Unit Heater | E9 | Utility - Value of Sales | 0 | 0 | 0 | 0 | 0 | 0 | 0 | 0 | 0 | 0 | 0 | 0 | 0 | 0 | 0 | 0 | 0 | 0 | 0 | 0 | 0 | 0 | 0 | 0 | 0 | 0 | 0
F6_Commercial_Grocery (ID)_Existing_Space Heating_Natural Gas_Unit Heater_E10 | F6 | Commercial | Grocery (ID) | Existing | Space Heating | Natural Gas | Unit Heater | E10 | Utility - Value of Sales | 0 | 0 | 0 | 0 | 0 | 0 | 0 | 0 | 0 | 0 | 0 | 0 | 0 | 0 | 0 | 0 | 0 | 0 | 0 | 0 | 0 | 0 | 0 | 0 | 0 | 0 | 0
F1_Commercial_Grocery (ID)_Existing_Water Heating_Natural Gas_Water Heater_E1 | F1 | Commercial | Grocery (ID) | Existing | Water Heating | Natural Gas | Water Heater | E1 | RVT - Cost of Equipment | 0.013568 | 0.013568 | 0.013568 | 0.013568 | 0.013568 | 0.013568 | 0.013568 | 0.013568 | 0.013568 | 0.013568 | 0.013568 | 0.013568 | 0.013568 | 0.013568 | 0.013568 | 0.013568 | 0.013568 | 0.013568 | 0.013568 | 0.013568 | 0.013568 | 0.013568 | 0.013568 | 0.013568 | 0.013568 | 0.013568 | 0.013568
F1_Commercial_Grocery (ID)_Existing_Water Heating_Natural Gas_Water Heater_E2 | F1 | Commercial | Grocery (ID) | Existing | Water Heating | Natural Gas | Water Heater | E2 | RVT - Cost of Equipment | 0.016282 | 0.016282 | 0.016282 | 0.016282 | 0.016282 | 0.016282 | 0.016282 | 0.016282 | 0.016282 | 0.016282 | 0.016282 | 0.016282 | 0.016282 | 0.016282 | 0.016282 | 0.016282 | 0.016282 | 0.016282 | 0.016282 | 0.016282 | 0.016282 | 0.016282 | 0.016282 | 0.016282 | 0.016282 | 0.016282 | 0.016282
F1_Commercial_Grocery (ID)_Existing_Water Heating_Natural Gas_Water Heater_E3 | F1 | Commercial | Grocery (ID) | Existing | Water Heating | Natural Gas | Water Heater | E3 | RVT - Cost of Equipment | 0.020014 | 0.020014 | 0.020014 | 0.020014 | 0.020014 | 0.020014 | 0.020014 | 0.020014 | 0.020014 | 0.020014 | 0.020014 | 0.020014 | 0.020014 | 0.020014 | 0.020014 | 0.020014 | 0.020014 | 0.020014 | 0.020014 | 0.020014 | 0.020014 | 0.020014 | 0.020014 | 0.020014 | 0.020014 | 0.020014 | 0.020014
F1_Commercial_Grocery (ID)_Existing_Water Heating_Natural Gas_Water Heater_E4 | F1 | Commercial | Grocery (ID) | Existing | Water Heating | Natural Gas | Water Heater | E4 | RVT - Cost of Equipment | 0.020173 | 0.020173 | 0.020173 | 0.020173 | 0.020173 | 0.020173 | 0.020173 | 0.020173 | 0.020173 | 0.020173 | 0.020173 | 0.020173 | 0.020173 | 0.020173 | 0.020173 | 0.020173 | 0.020173 | 0.020173 | 0.020173 | 0.020173 | 0.020173 | 0.020173 | 0.020173 | 0.020173 | 0.020173 | 0.020173 | 0.020173
F1_Commercial_Grocery (ID)_Existing_Water Heating_Natural Gas_Water Heater_E5 | F1 | Commercial | Grocery (ID) | Existing | Water Heating | Natural Gas | Water Heater | E5 | RVT - Cost of Equipment | 0.043545 | 0.043545 | 0.043545 | 0.043545 | 0.043545 | 0.043545 | 0.043545 | 0.043545 | 0.043545 | 0.043545 | 0.043545 | 0.043545 | 0.043545 | 0.043545 | 0.043545 | 0.043545 | 0.043545 | 0.043545 | 0.043545 | 0.043545 | 0.043545 | 0.043545 | 0.043545 | 0.043545 | 0.043545 | 0.043545 | 0.043545
F1_Commercial_Grocery (ID)_Existing_Water Heating_Natural Gas_Water Heater_E6 | F1 | Commercial | Grocery (ID) | Existing | Water Heating | Natural Gas | Water Heater | E6 | RVT - Cost of Equipment | 0 | 0 | 0 | 0 | 0 | 0 | 0 | 0 | 0 | 0 | 0 | 0 | 0 | 0 | 0 | 0 | 0 | 0 | 0 | 0 | 0 | 0 | 0 | 0 | 0 | 0 | 0
F1_Commercial_Grocery (ID)_Existing_Water Heating_Natural Gas_Water Heater_E7 | F1 | Commercial | Grocery (ID) | Existing | Water Heating | Natural Gas | Water Heater | E7 | RVT - Cost of Equipment | 0 | 0 | 0 | 0 | 0 | 0 | 0 | 0 | 0 | 0 | 0 | 0 | 0 | 0 | 0 | 0 | 0 | 0 | 0 | 0 | 0 | 0 | 0 | 0 | 0 | 0 | 0
F1_Commercial_Grocery (ID)_Existing_Water Heating_Natural Gas_Water Heater_E8 | F1 | Commercial | Grocery (ID) | Existing | Water Heating | Natural Gas | Water Heater | E8 | RVT - Cost of Equipment | 0 | 0 | 0 | 0 | 0 | 0 | 0 | 0 | 0 | 0 | 0 | 0 | 0 | 0 | 0 | 0 | 0 | 0 | 0 | 0 | 0 | 0 | 0 | 0 | 0 | 0 | 0
F1_Commercial_Grocery (ID)_Existing_Water Heating_Natural Gas_Water Heater_E9 | F1 | Commercial | Grocery (ID) | Existing | Water Heating | Natural Gas | Water Heater | E9 | RVT - Cost of Equipment | 0 | 0 | 0 | 0 | 0 | 0 | 0 | 0 | 0 | 0 | 0 | 0 | 0 | 0 | 0 | 0 | 0 | 0 | 0 | 0 | 0 | 0 | 0 | 0 | 0 | 0 | 0
F1_Commercial_Grocery (ID)_Existing_Water Heating_Natural Gas_Water Heater_E10 | F1 | Commercial | Grocery (ID) | Existing | Water Heating | Natural Gas | Water Heater | E10 | RVT - Cost of Equipment | 0 | 0 | 0 | 0 | 0 | 0 | 0 | 0 | 0 | 0 | 0 | 0 | 0 | 0 | 0 | 0 | 0 | 0 | 0 | 0 | 0 | 0 | 0 | 0 | 0 | 0 | 0
F2_Commercial_Grocery (ID)_Existing_Water Heating_Natural Gas_Water Heater_E1 | F2 | Commercial | Grocery (ID) | Existing | Water Heating | Natural Gas | Water Heater | E1 | RVT - Cost of Operation | 0.099329 | 0.10133 | 0.10357 | 0.1061 | 0.10891 | 0.11231 | 0.11569 | 0.11888 | 0.12177 | 0.12459 | 0.12751 | 0.13018 | 0.13304 | 0.13581 | 0.13824 | 0.14048 | 0.14244 | 0.14433 | 0.14632 | 0.14821 | 0.15011 | 0.15276 | 0.15544 | 0.15821 | 0.16102 | 0.16388 | 0.16679
F2_Commercial_Grocery (ID)_Existing_Water Heating_Natural Gas_Water Heater_E2 | F2 | Commercial | Grocery (ID) | Existing | Water Heating | Natural Gas | Water Heater | E2 | RVT - Cost of Operation | 0.088292 | 0.090067 | 0.092064 | 0.094307 | 0.096808 | 0.099831 | 0.10283 | 0.10567 | 0.10824 | 0.11074 | 0.11334 | 0.11572 | 0.11826 | 0.12072 | 0.12288 | 0.12487 | 0.12661 | 0.12829 | 0.13006 | 0.13174 | 0.13343 | 0.13579 | 0.13817 | 0.14063 | 0.14313 | 0.14567 | 0.14826
F2_Commercial_Grocery (ID)_Existing_Water Heating_Natural Gas_Water Heater_E3 | F2 | Commercial | Grocery (ID) | Existing | Water Heating | Natural Gas | Water Heater | E3 | RVT - Cost of Operation | 0.084535 | 0.086234 | 0.088147 | 0.090294 | 0.092689 | 0.095583 | 0.098456 | 0.10117 | 0.10363 | 0.10603 | 0.10852 | 0.11079 | 0.11323 | 0.11558 | 0.11766 | 0.11956 | 0.12122 | 0.12283 | 0.12453 | 0.12613 | 0.12775 | 0.13001 | 0.13229 | 0.13464 | 0.13703 | 0.13947 | 0.14195
F2_Commercial_Grocery (ID)_Existing_Water Heating_Natural Gas_Water Heater_E4 | F2 | Commercial | Grocery (ID) | Existing | Water Heating | Natural Gas | Water Heater | E4 | RVT - Cost of Operation | 0.088626 | 0.090408 | 0.092353 | 0.094468 | 0.096769 | 0.099481 | 0.10216 | 0.10472 | 0.10709 | 0.10942 | 0.11185 | 0.11414 | 0.11656 | 0.11893 | 0.12106 | 0.12305 | 0.12484 | 0.12659 | 0.12842 | 0.13019 | 0.13196 | 0.1343 | 0.13666 | 0.13909 | 0.14156 | 0.14407 | 0.14663
F2_Commercial_Grocery (ID)_Existing_Water Heating_Natural Gas_Water Heater_E5 | F2 | Commercial | Grocery (ID) | Existing | Water Heating | Natural Gas | Water Heater | E5 | RVT - Cost of Operation | 0.052111 | 0.053134 | 0.054322 | 0.055695 | 0.057265 | 0.059178 | 0.061075 | 0.062859 | 0.06446 | 0.066008 | 0.067603 | 0.069043 | 0.070587 | 0.072077 | 0.073371 | 0.074548 | 0.075557 | 0.076526 | 0.077552 | 0.078518 | 0.079488 | 0.080891 | 0.08231 | 0.083772 | 0.08526 | 0.086775 | 0.088317
F2_Commercial_Grocery (ID)_Existing_Water Heating_Natural Gas_Water Heater_E6 | F2 | Commercial | Grocery (ID) | Existing | Water Heating | Natural Gas | Water Heater | E6 | RVT - Cost of Operation | 0 | 0 | 0 | 0 | 0 | 0 | 0 | 0 | 0 | 0 | 0 | 0 | 0 | 0 | 0 | 0 | 0 | 0 | 0 | 0 | 0 | 0 | 0 | 0 | 0 | 0 | 0
F2_Commercial_Grocery (ID)_Existing_Water Heating_Natural Gas_Water Heater_E7 | F2 | Commercial | Grocery (ID) | Existing | Water Heating | Natural Gas | Water Heater | E7 | RVT - Cost of Operation | 0 | 0 | 0 | 0 | 0 | 0 | 0 | 0 | 0 | 0 | 0 | 0 | 0 | 0 | 0 | 0 | 0 | 0 | 0 | 0 | 0 | 0 | 0 | 0 | 0 | 0 | 0
F2_Commercial_Grocery (ID)_Existing_Water Heating_Natural Gas_Water Heater_E8 | F2 | Commercial | Grocery (ID) | Existing | Water Heating | Natural Gas | Water Heater | E8 | RVT - Cost of Operation | 0 | 0 | 0 | 0 | 0 | 0 | 0 | 0 | 0 | 0 | 0 | 0 | 0 | 0 | 0 | 0 | 0 | 0 | 0 | 0 | 0 | 0 | 0 | 0 | 0 | 0 | 0
F2_Commercial_Grocery (ID)_Existing_Water Heating_Natural Gas_Water Heater_E9 | F2 | Commercial | Grocery (ID) | Existing | Water Heating | Natural Gas | Water Heater | E9 | RVT - Cost of Operation | 0 | 0 | 0 | 0 | 0 | 0 | 0 | 0 | 0 | 0 | 0 | 0 | 0 | 0 | 0 | 0 | 0 | 0 | 0 | 0 | 0 | 0 | 0 | 0 | 0 | 0 | 0
F2_Commercial_Grocery (ID)_Existing_Water Heating_Natural Gas_Water Heater_E10 | F2 | Commercial | Grocery (ID) | Existing | Water Heating | Natural Gas | Water Heater | E10 | RVT - Cost of Operation | 0 | 0 | 0 | 0 | 0 | 0 | 0 | 0 | 0 | 0 | 0 | 0 | 0 | 0 | 0 | 0 | 0 | 0 | 0 | 0 | 0 | 0 | 0 | 0 | 0 | 0 | 0
F3_Commercial_Grocery (ID)_Existing_Water Heating_Natural Gas_Water Heater_E1 | F3 | Commercial | Grocery (ID) | Existing | Water Heating | Natural Gas | Water Heater | E1 | System - kBTUs of Consumption | 22.9811 | 22.9811 | 22.9811 | 22.9811 | 22.9811 | 22.9811 | 22.9811 | 22.9811 | 22.9811 | 22.9811 | 22.9811 | 22.9811 | 22.9811 | 22.9811 | 22.9811 | 22.9811 | 22.9811 | 22.9811 | 22.9811 | 22.9811 | 22.9811 | 22.9811 | 22.9811 | 22.9811 | 22.9811 | 22.9811 | 22.9811
F3_Commercial_Grocery (ID)_Existing_Water Heating_Natural Gas_Water Heater_E2 | F3 | Commercial | Grocery (ID) | Existing | Water Heating | Natural Gas | Water Heater | E2 | System - kBTUs of Consumption | 20.4276 | 20.4276 | 20.4276 | 20.4276 | 20.4276 | 20.4276 | 20.4276 | 20.4276 | 20.4276 | 20.4276 | 20.4276 | 20.4276 | 20.4276 | 20.4276 | 20.4276 | 20.4276 | 20.4276 | 20.4276 | 20.4276 | 20.4276 | 20.4276 | 20.4276 | 20.4276 | 20.4276 | 20.4276 | 20.4276 | 20.4276
F3_Commercial_Grocery (ID)_Existing_Water Heating_Natural Gas_Water Heater_E3 | F3 | Commercial | Grocery (ID) | Existing | Water Heating | Natural Gas | Water Heater | E3 | System - kBTUs of Consumption | 19.5584 | 19.5584 | 19.5584 | 19.5584 | 19.5584 | 19.5584 | 19.5584 | 19.5584 | 19.5584 | 19.5584 | 19.5584 | 19.5584 | 19.5584 | 19.5584 | 19.5584 | 19.5584 | 19.5584 | 19.5584 | 19.5584 | 19.5584 | 19.5584 | 19.5584 | 19.5584 | 19.5584 | 19.5584 | 19.5584 | 19.5584
F3_Commercial_Grocery (ID)_Existing_Water Heating_Natural Gas_Water Heater_E4 | F3 | Commercial | Grocery (ID) | Existing | Water Heating | Natural Gas | Water Heater | E4 | System - kBTUs of Consumption | 19.5376 | 19.5376 | 19.5376 | 19.5376 | 19.5376 | 19.5376 | 19.5376 | 19.5376 | 19.5376 | 19.5376 | 19.5376 | 19.5376 | 19.5376 | 19.5376 | 19.5376 | 19.5376 | 19.5376 | 19.5376 | 19.5376 | 19.5376 | 19.5376 | 19.5376 | 19.5376 | 19.5376 | 19.5376 | 19.5376 | 19.5376
F3_Commercial_Grocery (ID)_Existing_Water Heating_Natural Gas_Water Heater_E5 | F3 | Commercial | Grocery (ID) | Existing | Water Heating | Natural Gas | Water Heater | E5 | System - kBTUs of Consumption | 12.2566 | 12.2566 | 12.2566 | 12.2566 | 12.2566 | 12.2566 | 12.2566 | 12.2566 | 12.2566 | 12.2566 | 12.2566 | 12.2566 | 12.2566 | 12.2566 | 12.2566 | 12.2566 | 12.2566 | 12.2566 | 12.2566 | 12.2566 | 12.2566 | 12.2566 | 12.2566 | 12.2566 | 12.2566 | 12.2566 | 12.2566
F3_Commercial_Grocery (ID)_Existing_Water Heating_Natural Gas_Water Heater_E6 | F3 | Commercial | Grocery (ID) | Existing | Water Heating | Natural Gas | Water Heater | E6 | System - kBTUs of Consumption | 0 | 0 | 0 | 0 | 0 | 0 | 0 | 0 | 0 | 0 | 0 | 0 | 0 | 0 | 0 | 0 | 0 | 0 | 0 | 0 | 0 | 0 | 0 | 0 | 0 | 0 | 0
F3_Commercial_Grocery (ID)_Existing_Water Heating_Natural Gas_Water Heater_E7 | F3 | Commercial | Grocery (ID) | Existing | Water Heating | Natural Gas | Water Heater | E7 | System - kBTUs of Consumption | 0 | 0 | 0 | 0 | 0 | 0 | 0 | 0 | 0 | 0 | 0 | 0 | 0 | 0 | 0 | 0 | 0 | 0 | 0 | 0 | 0 | 0 | 0 | 0 | 0 | 0 | 0
F3_Commercial_Grocery (ID)_Existing_Water Heating_Natural Gas_Water Heater_E8 | F3 | Commercial | Grocery (ID) | Existing | Water Heating | Natural Gas | Water Heater | E8 | System - kBTUs of Consumption | 0 | 0 | 0 | 0 | 0 | 0 | 0 | 0 | 0 | 0 | 0 | 0 | 0 | 0 | 0 | 0 | 0 | 0 | 0 | 0 | 0 | 0 | 0 | 0 | 0 | 0 | 0
F3_Commercial_Grocery (ID)_Existing_Water Heating_Natural Gas_Water Heater_E9 | F3 | Commercial | Grocery (ID) | Existing | Water Heating | Natural Gas | Water Heater | E9 | System - kBTUs of Consumption | 0 | 0 | 0 | 0 | 0 | 0 | 0 | 0 | 0 | 0 | 0 | 0 | 0 | 0 | 0 | 0 | 0 | 0 | 0 | 0 | 0 | 0 | 0 | 0 | 0 | 0 | 0
F3_Commercial_Grocery (ID)_Existing_Water Heating_Natural Gas_Water Heater_E10 | F3 | Commercial | Grocery (ID) | Existing | Water Heating | Natural Gas | Water Heater | E10 | System - kBTUs of Consumption | 0 | 0 | 0 | 0 | 0 | 0 | 0 | 0 | 0 | 0 | 0 | 0 | 0 | 0 | 0 | 0 | 0 | 0 | 0 | 0 | 0 | 0 | 0 | 0 | 0 | 0 | 0
F4_Commercial_Grocery (ID)_Existing_Water Heating_Natural Gas_Water Heater_E1 | F4 | Commercial | Grocery (ID) | Existing | Water Heating | Natural Gas | Water Heater | E1 | Utility - Cost of Equipment | 0.013568 | 0.013568 | 0.013568 | 0.013568 | 0.013568 | 0.013568 | 0.013568 | 0.013568 | 0.013568 | 0.013568 | 0.013568 | 0.013568 | 0.013568 | 0.013568 | 0.013568 | 0.013568 | 0.013568 | 0.013568 | 0.013568 | 0.013568 | 0.013568 | 0.013568 | 0.013568 | 0.013568 | 0.013568 | 0.013568 | 0.013568
F4_Commercial_Grocery (ID)_Existing_Water Heating_Natural Gas_Water Heater_E2 | F4 | Commercial | Grocery (ID) | Existing | Water Heating | Natural Gas | Water Heater | E2 | Utility - Cost of Equipment | 0.016282 | 0.016282 | 0.016282 | 0.016282 | 0.016282 | 0.016282 | 0.016282 | 0.016282 | 0.016282 | 0.016282 | 0.016282 | 0.016282 | 0.016282 | 0.016282 | 0.016282 | 0.016282 | 0.016282 | 0.016282 | 0.016282 | 0.016282 | 0.016282 | 0.016282 | 0.016282 | 0.016282 | 0.016282 | 0.016282 | 0.016282
F4_Commercial_Grocery (ID)_Existing_Water Heating_Natural Gas_Water Heater_E3 | F4 | Commercial | Grocery (ID) | Existing | Water Heating | Natural Gas | Water Heater | E3 | Utility - Cost of Equipment | 0.020014 | 0.020014 | 0.020014 | 0.020014 | 0.020014 | 0.020014 | 0.020014 | 0.020014 | 0.020014 | 0.020014 | 0.020014 | 0.020014 | 0.020014 | 0.020014 | 0.020014 | 0.020014 | 0.020014 | 0.020014 | 0.020014 | 0.020014 | 0.020014 | 0.020014 | 0.020014 | 0.020014 | 0.020014 | 0.020014 | 0.020014
F4_Commercial_Grocery (ID)_Existing_Water Heating_Natural Gas_Water Heater_E4 | F4 | Commercial | Grocery (ID) | Existing | Water Heating | Natural Gas | Water Heater | E4 | Utility - Cost of Equipment | 0.020173 | 0.020173 | 0.020173 | 0.020173 | 0.020173 | 0.020173 | 0.020173 | 0.020173 | 0.020173 | 0.020173 | 0.020173 | 0.020173 | 0.020173 | 0.020173 | 0.020173 | 0.020173 | 0.020173 | 0.020173 | 0.020173 | 0.020173 | 0.020173 | 0.020173 | 0.020173 | 0.020173 | 0.020173 | 0.020173 | 0.020173
F4_Commercial_Grocery (ID)_Existing_Water Heating_Natural Gas_Water Heater_E5 | F4 | Commercial | Grocery (ID) | Existing | Water Heating | Natural Gas | Water Heater | E5 | Utility - Cost of Equipment | 0.043545 | 0.043545 | 0.043545 | 0.043545 | 0.043545 | 0.043545 | 0.043545 | 0.043545 | 0.043545 | 0.043545 | 0.043545 | 0.043545 | 0.043545 | 0.043545 | 0.043545 | 0.043545 | 0.043545 | 0.043545 | 0.043545 | 0.043545 | 0.043545 | 0.043545 | 0.043545 | 0.043545 | 0.043545 | 0.043545 | 0.043545
F4_Commercial_Grocery (ID)_Existing_Water Heating_Natural Gas_Water Heater_E6 | F4 | Commercial | Grocery (ID) | Existing | Water Heating | Natural Gas | Water Heater | E6 | Utility - Cost of Equipment | 0 | 0 | 0 | 0 | 0 | 0 | 0 | 0 | 0 | 0 | 0 | 0 | 0 | 0 | 0 | 0 | 0 | 0 | 0 | 0 | 0 | 0 | 0 | 0 | 0 | 0 | 0
F4_Commercial_Grocery (ID)_Existing_Water Heating_Natural Gas_Water Heater_E7 | F4 | Commercial | Grocery (ID) | Existing | Water Heating | Natural Gas | Water Heater | E7 | Utility - Cost of Equipment | 0 | 0 | 0 | 0 | 0 | 0 | 0 | 0 | 0 | 0 | 0 | 0 | 0 | 0 | 0 | 0 | 0 | 0 | 0 | 0 | 0 | 0 | 0 | 0 | 0 | 0 | 0
F4_Commercial_Grocery (ID)_Existing_Water Heating_Natural Gas_Water Heater_E8 | F4 | Commercial | Grocery (ID) | Existing | Water Heating | Natural Gas | Water Heater | E8 | Utility - Cost of Equipment | 0 | 0 | 0 | 0 | 0 | 0 | 0 | 0 | 0 | 0 | 0 | 0 | 0 | 0 | 0 | 0 | 0 | 0 | 0 | 0 | 0 | 0 | 0 | 0 | 0 | 0 | 0
F4_Commercial_Grocery (ID)_Existing_Water Heating_Natural Gas_Water Heater_E9 | F4 | Commercial | Grocery (ID) | Existing | Water Heating | Natural Gas | Water Heater | E9 | Utility - Cost of Equipment | 0 | 0 | 0 | 0 | 0 | 0 | 0 | 0 | 0 | 0 | 0 | 0 | 0 | 0 | 0 | 0 | 0 | 0 | 0 | 0 | 0 | 0 | 0 | 0 | 0 | 0 | 0
F4_Commercial_Grocery (ID)_Existing_Water Heating_Natural Gas_Water Heater_E10 | F4 | Commercial | Grocery (ID) | Existing | Water Heating | Natural Gas | Water Heater | E10 | Utility - Cost of Equipment | 0 | 0 | 0 | 0 | 0 | 0 | 0 | 0 | 0 | 0 | 0 | 0 | 0 | 0 | 0 | 0 | 0 | 0 | 0 | 0 | 0 | 0 | 0 | 0 | 0 | 0 | 0
F5_Commercial_Grocery (ID)_Existing_Water Heating_Natural Gas_Water Heater_E1 | F5 | Commercial | Grocery (ID) | Existing | Water Heating | Natural Gas | Water Heater | E1 | Utility - Cost of Operation | 0.085206 | 0.087444 | 0.089956 | 0.09277 | 0.095903 | 0.099609 | 0.10338 | 0.1071 | 0.11068 | 0.11431 | 0.11726 | 0.12005 | 0.12303 | 0.12597 | 0.12863 | 0.13115 | 0.13345 | 0.13573 | 0.13815 | 0.14053 | 0.14296 | 0.14549 | 0.14804 | 0.15067 | 0.15335 | 0.15607 | 0.15885
F5_Commercial_Grocery (ID)_Existing_Water Heating_Natural Gas_Water Heater_E2 | F5 | Commercial | Grocery (ID) | Existing | Water Heating | Natural Gas | Water Heater | E2 | Utility - Cost of Operation | 0.075739 | 0.077728 | 0.079961 | 0.082462 | 0.085247 | 0.088542 | 0.091897 | 0.095202 | 0.098381 | 0.10161 | 0.10423 | 0.10671 | 0.10936 | 0.11197 | 0.11434 | 0.11658 | 0.11862 | 0.12065 | 0.1228 | 0.12491 | 0.12708 | 0.12932 | 0.13159 | 0.13393 | 0.13631 | 0.13873 | 0.1412
F5_Commercial_Grocery (ID)_Existing_Water Heating_Natural Gas_Water Heater_E3 | F5 | Commercial | Grocery (ID) | Existing | Water Heating | Natural Gas | Water Heater | E3 | Utility - Cost of Operation | 0.072516 | 0.07442 | 0.076558 | 0.078953 | 0.081619 | 0.084774 | 0.087986 | 0.091151 | 0.094195 | 0.097283 | 0.099797 | 0.10217 | 0.10471 | 0.1072 | 0.10947 | 0.11162 | 0.11357 | 0.11552 | 0.11757 | 0.1196 | 0.12167 | 0.12382 | 0.12599 | 0.12823 | 0.13051 | 0.13283 | 0.13519
F5_Commercial_Grocery (ID)_Existing_Water Heating_Natural Gas_Water Heater_E4 | F5 | Commercial | Grocery (ID) | Existing | Water Heating | Natural Gas | Water Heater | E4 | Utility - Cost of Operation | 0.077 | 0.078988 | 0.081162 | 0.083534 | 0.086121 | 0.089115 | 0.092155 | 0.095158 | 0.098065 | 0.10102 | 0.10348 | 0.10583 | 0.10833 | 0.1108 | 0.11308 | 0.11526 | 0.11729 | 0.11931 | 0.12143 | 0.12353 | 0.12568 | 0.1279 | 0.13015 | 0.13247 | 0.13482 | 0.13721 | 0.13965
F5_Commercial_Grocery (ID)_Existing_Water Heating_Natural Gas_Water Heater_E5 | F5 | Commercial | Grocery (ID) | Existing | Water Heating | Natural Gas | Water Heater | E5 | Utility - Cost of Operation | 0.044411 | 0.045579 | 0.046912 | 0.048432 | 0.050148 | 0.052203 | 0.0543 | 0.056363 | 0.05834 | 0.060346 | 0.061957 | 0.063468 | 0.06509 | 0.066681 | 0.068113 | 0.06946 | 0.070676 | 0.07188 | 0.073162 | 0.074415 | 0.075703 | 0.077039 | 0.07839 | 0.079783 | 0.0812 | 0.082643 | 0.084111
F5_Commercial_Grocery (ID)_Existing_Water Heating_Natural Gas_Water Heater_E6 | F5 | Commercial | Grocery (ID) | Existing | Water Heating | Natural Gas | Water Heater | E6 | Utility - Cost of Operation | 0 | 0 | 0 | 0 | 0 | 0 | 0 | 0 | 0 | 0 | 0 | 0 | 0 | 0 | 0 | 0 | 0 | 0 | 0 | 0 | 0 | 0 | 0 | 0 | 0 | 0 | 0
F5_Commercial_Grocery (ID)_Existing_Water Heating_Natural Gas_Water Heater_E7 | F5 | Commercial | Grocery (ID) | Existing | Water Heating | Natural Gas | Water Heater | E7 | Utility - Cost of Operation | 0 | 0 | 0 | 0 | 0 | 0 | 0 | 0 | 0 | 0 | 0 | 0 | 0 | 0 | 0 | 0 | 0 | 0 | 0 | 0 | 0 | 0 | 0 | 0 | 0 | 0 | 0
F5_Commercial_Grocery (ID)_Existing_Water Heating_Natural Gas_Water Heater_E8 | F5 | Commercial | Grocery (ID) | Existing | Water Heating | Natural Gas | Water Heater | E8 | Utility - Cost of Operation | 0 | 0 | 0 | 0 | 0 | 0 | 0 | 0 | 0 | 0 | 0 | 0 | 0 | 0 | 0 | 0 | 0 | 0 | 0 | 0 | 0 | 0 | 0 | 0 | 0 | 0 | 0
F5_Commercial_Grocery (ID)_Existing_Water Heating_Natural Gas_Water Heater_E9 | F5 | Commercial | Grocery (ID) | Existing | Water Heating | Natural Gas | Water Heater | E9 | Utility - Cost of Operation | 0 | 0 | 0 | 0 | 0 | 0 | 0 | 0 | 0 | 0 | 0 | 0 | 0 | 0 | 0 | 0 | 0 | 0 | 0 | 0 | 0 | 0 | 0 | 0 | 0 | 0 | 0
F5_Commercial_Grocery (ID)_Existing_Water Heating_Natural Gas_Water Heater_E10 | F5 | Commercial | Grocery (ID) | Existing | Water Heating | Natural Gas | Water Heater | E10 | Utility - Cost of Operation | 0 | 0 | 0 | 0 | 0 | 0 | 0 | 0 | 0 | 0 | 0 | 0 | 0 | 0 | 0 | 0 | 0 | 0 | 0 | 0 | 0 | 0 | 0 | 0 | 0 | 0 | 0
F6_Commercial_Grocery (ID)_Existing_Water Heating_Natural Gas_Water Heater_E1 | F6 | Commercial | Grocery (ID) | Existing | Water Heating | Natural Gas | Water Heater | E1 | Utility - Value of Sales | 0.099329 | 0.10133 | 0.10357 | 0.1061 | 0.10891 | 0.11231 | 0.11569 | 0.11888 | 0.12177 | 0.12459 | 0.12751 | 0.13018 | 0.13304 | 0.13581 | 0.13824 | 0.14048 | 0.14244 | 0.14433 | 0.14632 | 0.14821 | 0.15011 | 0.15276 | 0.15544 | 0.15821 | 0.16102 | 0.16388 | 0.16679
F6_Commercial_Grocery (ID)_Existing_Water Heating_Natural Gas_Water Heater_E2 | F6 | Commercial | Grocery (ID) | Existing | Water Heating | Natural Gas | Water Heater | E2 | Utility - Value of Sales | 0.088292 | 0.090067 | 0.092064 | 0.094307 | 0.096808 | 0.099831 | 0.10283 | 0.10567 | 0.10824 | 0.11074 | 0.11334 | 0.11572 | 0.11826 | 0.12072 | 0.12288 | 0.12487 | 0.12661 | 0.12829 | 0.13006 | 0.13174 | 0.13343 | 0.13579 | 0.13817 | 0.14063 | 0.14313 | 0.14567 | 0.14826
F6_Commercial_Grocery (ID)_Existing_Water Heating_Natural Gas_Water Heater_E3 | F6 | Commercial | Grocery (ID) | Existing | Water Heating | Natural Gas | Water Heater | E3 | Utility - Value of Sales | 0.084535 | 0.086234 | 0.088147 | 0.090294 | 0.092689 | 0.095583 | 0.098456 | 0.10117 | 0.10363 | 0.10603 | 0.10852 | 0.11079 | 0.11323 | 0.11558 | 0.11766 | 0.11956 | 0.12122 | 0.12283 | 0.12453 | 0.12613 | 0.12775 | 0.13001 | 0.13229 | 0.13464 | 0.13703 | 0.13947 | 0.14195
F6_Commercial_Grocery (ID)_Existing_Water Heating_Natural Gas_Water Heater_E4 | F6 | Commercial | Grocery (ID) | Existing | Water Heating | Natural Gas | Water Heater | E4 | Utility - Value of Sales | 0.088626 | 0.090408 | 0.092353 | 0.094468 | 0.096769 | 0.099481 | 0.10216 | 0.10472 | 0.10709 | 0.10942 | 0.11185 | 0.11414 | 0.11656 | 0.11893 | 0.12106 | 0.12305 | 0.12484 | 0.12659 | 0.12842 | 0.13019 | 0.13196 | 0.1343 | 0.13666 | 0.13909 | 0.14156 | 0.14407 | 0.14663
F6_Commercial_Grocery (ID)_Existing_Water Heating_Natural Gas_Water Heater_E5 | F6 | Commercial | Grocery (ID) | Existing | Water Heating | Natural Gas | Water Heater | E5 | Utility - Value of Sales | 0.052111 | 0.053134 | 0.054322 | 0.055695 | 0.057265 | 0.059178 | 0.061075 | 0.062859 | 0.06446 | 0.066008 | 0.067603 | 0.069043 | 0.070587 | 0.072077 | 0.073371 | 0.074548 | 0.075557 | 0.076526 | 0.077552 | 0.078518 | 0.079488 | 0.080891 | 0.08231 | 0.083772 | 0.08526 | 0.086775 | 0.088317
F6_Commercial_Grocery (ID)_Existing_Water Heating_Natural Gas_Water Heater_E6 | F6 | Commercial | Grocery (ID) | Existing | Water Heating | Natural Gas | Water Heater | E6 | Utility - Value of Sales | 0 | 0 | 0 | 0 | 0 | 0 | 0 | 0 | 0 | 0 | 0 | 0 | 0 | 0 | 0 | 0 | 0 | 0 | 0 | 0 | 0 | 0 | 0 | 0 | 0 | 0 | 0
F6_Commercial_Grocery (ID)_Existing_Water Heating_Natural Gas_Water Heater_E7 | F6 | Commercial | Grocery (ID) | Existing | Water Heating | Natural Gas | Water Heater | E7 | Utility - Value of Sales | 0 | 0 | 0 | 0 | 0 | 0 | 0 | 0 | 0 | 0 | 0 | 0 | 0 | 0 | 0 | 0 | 0 | 0 | 0 | 0 | 0 | 0 | 0 | 0 | 0 | 0 | 0
F6_Commercial_Grocery (ID)_Existing_Water Heating_Natural Gas_Water Heater_E8 | F6 | Commercial | Grocery (ID) | Existing | Water Heating | Natural Gas | Water Heater | E8 | Utility - Value of Sales | 0 | 0 | 0 | 0 | 0 | 0 | 0 | 0 | 0 | 0 | 0 | 0 | 0 | 0 | 0 | 0 | 0 | 0 | 0 | 0 | 0 | 0 | 0 | 0 | 0 | 0 | 0
F6_Commercial_Grocery (ID)_Existing_Water Heating_Natural Gas_Water Heater_E9 | F6 | Commercial | Grocery (ID) | Existing | Water Heating | Natural Gas | Water Heater | E9 | Utility - Value of Sales | 0 | 0 | 0 | 0 | 0 | 0 | 0 | 0 | 0 | 0 | 0 | 0 | 0 | 0 | 0 | 0 | 0 | 0 | 0 | 0 | 0 | 0 | 0 | 0 | 0 | 0 | 0
F6_Commercial_Grocery (ID)_Existing_Water Heating_Natural Gas_Water Heater_E10 | F6 | Commercial | Grocery (ID) | Existing | Water Heating | Natural Gas | Water Heater | E10 | Utility - Value of Sales | 0 | 0 | 0 | 0 | 0 | 0 | 0 | 0 | 0 | 0 | 0 | 0 | 0 | 0 | 0 | 0 | 0 | 0 | 0 | 0 | 0 | 0 | 0 | 0 | 0 | 0 | 0
F1_Commercial_Grocery (ID)_Existing_Food Preparation_Natural Gas_Oven_E1 | F1 | Commercial | Grocery (ID) | Existing | Food Preparation | Natural Gas | Oven | E1 | RVT - Cost of Equipment | 0.0011178 | 0.0011178 | 0.0011178 | 0.0011178 | 0.0011178 | 0.0011178 | 0.0011178 | 0.0011178 | 0.0011178 | 0.0011178 | 0.0011178 | 0.0011178 | 0.0011178 | 0.0011178 | 0.0011178 | 0.0011178 | 0.0011178 | 0.0011178 | 0.0011178 | 0.0011178 | 0.0011178 | 0.0011178 | 0.0011178 | 0.0011178 | 0.0011178 | 0.0011178 | 0.0011178
F1_Commercial_Grocery (ID)_Existing_Food Preparation_Natural Gas_Oven_E2 | F1 | Commercial | Grocery (ID) | Existing | Food Preparation | Natural Gas | Oven | E2 | RVT - Cost of Equipment | 0.0015231 | 0.0015231 | 0.0015231 | 0.0015231 | 0.0015231 | 0.0015231 | 0.0015231 | 0.0015231 | 0.0015231 | 0.0015231 | 0.0015231 | 0.0015231 | 0.0015231 | 0.0015231 | 0.0015231 | 0.0015231 | 0.0015231 | 0.0015231 | 0.0015231 | 0.0015231 | 0.0015231 | 0.0015231 | 0.0015231 | 0.0015231 | 0.0015231 | 0.0015231 | 0.0015231
F1_Commercial_Grocery (ID)_Existing_Food Preparation_Natural Gas_Oven_E3 | F1 | Commercial | Grocery (ID) | Existing | Food Preparation | Natural Gas | Oven | E3 | RVT - Cost of Equipment | 0 | 0 | 0 | 0 | 0 | 0 | 0 | 0 | 0 | 0 | 0 | 0 | 0 | 0 | 0 | 0 | 0 | 0 | 0 | 0 | 0 | 0 | 0 | 0 | 0 | 0 | 0
F1_Commercial_Grocery (ID)_Existing_Food Preparation_Natural Gas_Oven_E4 | F1 | Commercial | Grocery (ID) | Existing | Food Preparation | Natural Gas | Oven | E4 | RVT - Cost of Equipment | 0 | 0 | 0 | 0 | 0 | 0 | 0 | 0 | 0 | 0 | 0 | 0 | 0 | 0 | 0 | 0 | 0 | 0 | 0 | 0 | 0 | 0 | 0 | 0 | 0 | 0 | 0
F1_Commercial_Grocery (ID)_Existing_Food Preparation_Natural Gas_Oven_E5 | F1 | Commercial | Grocery (ID) | Existing | Food Preparation | Natural Gas | Oven | E5 | RVT - Cost of Equipment | 0 | 0 | 0 | 0 | 0 | 0 | 0 | 0 | 0 | 0 | 0 | 0 | 0 | 0 | 0 | 0 | 0 | 0 | 0 | 0 | 0 | 0 | 0 | 0 | 0 | 0 | 0
F1_Commercial_Grocery (ID)_Existing_Food Preparation_Natural Gas_Oven_E6 | F1 | Commercial | Grocery (ID) | Existing | Food Preparation | Natural Gas | Oven | E6 | RVT - Cost of Equipment | 0 | 0 | 0 | 0 | 0 | 0 | 0 | 0 | 0 | 0 | 0 | 0 | 0 | 0 | 0 | 0 | 0 | 0 | 0 | 0 | 0 | 0 | 0 | 0 | 0 | 0 | 0
F1_Commercial_Grocery (ID)_Existing_Food Preparation_Natural Gas_Oven_E7 | F1 | Commercial | Grocery (ID) | Existing | Food Preparation | Natural Gas | Oven | E7 | RVT - Cost of Equipment | 0 | 0 | 0 | 0 | 0 | 0 | 0 | 0 | 0 | 0 | 0 | 0 | 0 | 0 | 0 | 0 | 0 | 0 | 0 | 0 | 0 | 0 | 0 | 0 | 0 | 0 | 0
F1_Commercial_Grocery (ID)_Existing_Food Preparation_Natural Gas_Oven_E8 | F1 | Commercial | Grocery (ID) | Existing | Food Preparation | Natural Gas | Oven | E8 | RVT - Cost of Equipment | 0 | 0 | 0 | 0 | 0 | 0 | 0 | 0 | 0 | 0 | 0 | 0 | 0 | 0 | 0 | 0 | 0 | 0 | 0 | 0 | 0 | 0 | 0 | 0 | 0 | 0 | 0
F1_Commercial_Grocery (ID)_Existing_Food Preparation_Natural Gas_Oven_E9 | F1 | Commercial | Grocery (ID) | Existing | Food Preparation | Natural Gas | Oven | E9 | RVT - Cost of Equipment | 0 | 0 | 0 | 0 | 0 | 0 | 0 | 0 | 0 | 0 | 0 | 0 | 0 | 0 | 0 | 0 | 0 | 0 | 0 | 0 | 0 | 0 | 0 | 0 | 0 | 0 | 0
F1_Commercial_Grocery (ID)_Existing_Food Preparation_Natural Gas_Oven_E10 | F1 | Commercial | Grocery (ID) | Existing | Food Preparation | Natural Gas | Oven | E10 | RVT - Cost of Equipment | 0 | 0 | 0 | 0 | 0 | 0 | 0 | 0 | 0 | 0 | 0 | 0 | 0 | 0 | 0 | 0 | 0 | 0 | 0 | 0 | 0 | 0 | 0 | 0 | 0 | 0 | 0
F2_Commercial_Grocery (ID)_Existing_Food Preparation_Natural Gas_Oven_E1 | F2 | Commercial | Grocery (ID) | Existing | Food Preparation | Natural Gas | Oven | E1 | RVT - Cost of Operation | 0.045921 | 0.046685 | 0.047617 | 0.048749 | 0.050096 | 0.051876 | 0.053702 | 0.055469 | 0.057095 | 0.058657 | 0.060261 | 0.061694 | 0.063189 | 0.06457 | 0.065734 | 0.066765 | 0.06761 | 0.068407 | 0.069262 | 0.070047 | 0.070831 | 0.07208 | 0.073341 | 0.074644 | 0.07597 | 0.07732 | 0.078693
F2_Commercial_Grocery (ID)_Existing_Food Preparation_Natural Gas_Oven_E2 | F2 | Commercial | Grocery (ID) | Existing | Food Preparation | Natural Gas | Oven | E2 | RVT - Cost of Operation | 0.032608 | 0.033151 | 0.033812 | 0.034616 | 0.035573 | 0.036837 | 0.038134 | 0.039388 | 0.040543 | 0.041652 | 0.042791 | 0.043809 | 0.04487 | 0.045851 | 0.046677 | 0.047409 | 0.04801 | 0.048576 | 0.049183 | 0.04974 | 0.050297 | 0.051184 | 0.052079 | 0.053004 | 0.053946 | 0.054904 | 0.05588
F2_Commercial_Grocery (ID)_Existing_Food Preparation_Natural Gas_Oven_E3 | F2 | Commercial | Grocery (ID) | Existing | Food Preparation | Natural Gas | Oven | E3 | RVT - Cost of Operation | 0 | 0 | 0 | 0 | 0 | 0 | 0 | 0 | 0 | 0 | 0 | 0 | 0 | 0 | 0 | 0 | 0 | 0 | 0 | 0 | 0 | 0 | 0 | 0 | 0 | 0 | 0
F2_Commercial_Grocery (ID)_Existing_Food Preparation_Natural Gas_Oven_E4 | F2 | Commercial | Grocery (ID) | Existing | Food Preparation | Natural Gas | Oven | E4 | RVT - Cost of Operation | 0 | 0 | 0 | 0 | 0 | 0 | 0 | 0 | 0 | 0 | 0 | 0 | 0 | 0 | 0 | 0 | 0 | 0 | 0 | 0 | 0 | 0 | 0 | 0 | 0 | 0 | 0
F2_Commercial_Grocery (ID)_Existing_Food Preparation_Natural Gas_Oven_E5 | F2 | Commercial | Grocery (ID) | Existing | Food Preparation | Natural Gas | Oven | E5 | RVT - Cost of Operation | 0 | 0 | 0 | 0 | 0 | 0 | 0 | 0 | 0 | 0 | 0 | 0 | 0 | 0 | 0 | 0 | 0 | 0 | 0 | 0 | 0 | 0 | 0 | 0 | 0 | 0 | 0
F2_Commercial_Grocery (ID)_Existing_Food Preparation_Natural Gas_Oven_E6 | F2 | Commercial | Grocery (ID) | Existing | Food Preparation | Natural Gas | Oven | E6 | RVT - Cost of Operation | 0 | 0 | 0 | 0 | 0 | 0 | 0 | 0 | 0 | 0 | 0 | 0 | 0 | 0 | 0 | 0 | 0 | 0 | 0 | 0 | 0 | 0 | 0 | 0 | 0 | 0 | 0
F2_Commercial_Grocery (ID)_Existing_Food Preparation_Natural Gas_Oven_E7 | F2 | Commercial | Grocery (ID) | Existing | Food Preparation | Natural Gas | Oven | E7 | RVT - Cost of Operation | 0 | 0 | 0 | 0 | 0 | 0 | 0 | 0 | 0 | 0 | 0 | 0 | 0 | 0 | 0 | 0 | 0 | 0 | 0 | 0 | 0 | 0 | 0 | 0 | 0 | 0 | 0
F2_Commercial_Grocery (ID)_Existing_Food Preparation_Natural Gas_Oven_E8 | F2 | Commercial | Grocery (ID) | Existing | Food Preparation | Natural Gas | Oven | E8 | RVT - Cost of Operation | 0 | 0 | 0 | 0 | 0 | 0 | 0 | 0 | 0 | 0 | 0 | 0 | 0 | 0 | 0 | 0 | 0 | 0 | 0 | 0 | 0 | 0 | 0 | 0 | 0 | 0 | 0
F2_Commercial_Grocery (ID)_Existing_Food Preparation_Natural Gas_Oven_E9 | F2 | Commercial | Grocery (ID) | Existing | Food Preparation | Natural Gas | Oven | E9 | RVT - Cost of Operation | 0 | 0 | 0 | 0 | 0 | 0 | 0 | 0 | 0 | 0 | 0 | 0 | 0 | 0 | 0 | 0 | 0 | 0 | 0 | 0 | 0 | 0 | 0 | 0 | 0 | 0 | 0
F2_Commercial_Grocery (ID)_Existing_Food Preparation_Natural Gas_Oven_E10 | F2 | Commercial | Grocery (ID) | Existing | Food Preparation | Natural Gas | Oven | E10 | RVT - Cost of Operation | 0 | 0 | 0 | 0 | 0 | 0 | 0 | 0 | 0 | 0 | 0 | 0 | 0 | 0 | 0 | 0 | 0 | 0 | 0 | 0 | 0 | 0 | 0 | 0 | 0 | 0 | 0
F3_Commercial_Grocery (ID)_Existing_Food Preparation_Natural Gas_Oven_E1 | F3 | Commercial | Grocery (ID) | Existing | Food Preparation | Natural Gas | Oven | E1 | System - kBTUs of Consumption | 11.1308 | 11.1308 | 11.1308 | 11.1308 | 11.1308 | 11.1308 | 11.1308 | 11.1308 | 11.1308 | 11.1308 | 11.1308 | 11.1308 | 11.1308 | 11.1308 | 11.1308 | 11.1308 | 11.1308 | 11.1308 | 11.1308 | 11.1308 | 11.1308 | 11.1308 | 11.1308 | 11.1308 | 11.1308 | 11.1308 | 11.1308
F3_Commercial_Grocery (ID)_Existing_Food Preparation_Natural Gas_Oven_E2 | F3 | Commercial | Grocery (ID) | Existing | Food Preparation | Natural Gas | Oven | E2 | System - kBTUs of Consumption | 7.9039 | 7.9039 | 7.9039 | 7.9039 | 7.9039 | 7.9039 | 7.9039 | 7.9039 | 7.9039 | 7.9039 | 7.9039 | 7.9039 | 7.9039 | 7.9039 | 7.9039 | 7.9039 | 7.9039 | 7.9039 | 7.9039 | 7.9039 | 7.9039 | 7.9039 | 7.9039 | 7.9039 | 7.9039 | 7.9039 | 7.9039
F3_Commercial_Grocery (ID)_Existing_Food Preparation_Natural Gas_Oven_E3 | F3 | Commercial | Grocery (ID) | Existing | Food Preparation | Natural Gas | Oven | E3 | System - kBTUs of Consumption | 0 | 0 | 0 | 0 | 0 | 0 | 0 | 0 | 0 | 0 | 0 | 0 | 0 | 0 | 0 | 0 | 0 | 0 | 0 | 0 | 0 | 0 | 0 | 0 | 0 | 0 | 0
F3_Commercial_Grocery (ID)_Existing_Food Preparation_Natural Gas_Oven_E4 | F3 | Commercial | Grocery (ID) | Existing | Food Preparation | Natural Gas | Oven | E4 | System - kBTUs of Consumption | 0 | 0 | 0 | 0 | 0 | 0 | 0 | 0 | 0 | 0 | 0 | 0 | 0 | 0 | 0 | 0 | 0 | 0 | 0 | 0 | 0 | 0 | 0 | 0 | 0 | 0 | 0
F3_Commercial_Grocery (ID)_Existing_Food Preparation_Natural Gas_Oven_E5 | F3 | Commercial | Grocery (ID) | Existing | Food Preparation | Natural Gas | Oven | E5 | System - kBTUs of Consumption | 0 | 0 | 0 | 0 | 0 | 0 | 0 | 0 | 0 | 0 | 0 | 0 | 0 | 0 | 0 | 0 | 0 | 0 | 0 | 0 | 0 | 0 | 0 | 0 | 0 | 0 | 0
F3_Commercial_Grocery (ID)_Existing_Food Preparation_Natural Gas_Oven_E6 | F3 | Commercial | Grocery (ID) | Existing | Food Preparation | Natural Gas | Oven | E6 | System - kBTUs of Consumption | 0 | 0 | 0 | 0 | 0 | 0 | 0 | 0 | 0 | 0 | 0 | 0 | 0 | 0 | 0 | 0 | 0 | 0 | 0 | 0 | 0 | 0 | 0 | 0 | 0 | 0 | 0
F3_Commercial_Grocery (ID)_Existing_Food Preparation_Natural Gas_Oven_E7 | F3 | Commercial | Grocery (ID) | Existing | Food Preparation | Natural Gas | Oven | E7 | System - kBTUs of Consumption | 0 | 0 | 0 | 0 | 0 | 0 | 0 | 0 | 0 | 0 | 0 | 0 | 0 | 0 | 0 | 0 | 0 | 0 | 0 | 0 | 0 | 0 | 0 | 0 | 0 | 0 | 0
F3_Commercial_Grocery (ID)_Existing_Food Preparation_Natural Gas_Oven_E8 | F3 | Commercial | Grocery (ID) | Existing | Food Preparation | Natural Gas | Oven | E8 | System - kBTUs of Consumption | 0 | 0 | 0 | 0 | 0 | 0 | 0 | 0 | 0 | 0 | 0 | 0 | 0 | 0 | 0 | 0 | 0 | 0 | 0 | 0 | 0 | 0 | 0 | 0 | 0 | 0 | 0
F3_Commercial_Grocery (ID)_Existing_Food Preparation_Natural Gas_Oven_E9 | F3 | Commercial | Grocery (ID) | Existing | Food Preparation | Natural Gas | Oven | E9 | System - kBTUs of Consumption | 0 | 0 | 0 | 0 | 0 | 0 | 0 | 0 | 0 | 0 | 0 | 0 | 0 | 0 | 0 | 0 | 0 | 0 | 0 | 0 | 0 | 0 | 0 | 0 | 0 | 0 | 0
F3_Commercial_Grocery (ID)_Existing_Food Preparation_Natural Gas_Oven_E10 | F3 | Commercial | Grocery (ID) | Existing | Food Preparation | Natural Gas | Oven | E10 | System - kBTUs of Consumption | 0 | 0 | 0 | 0 | 0 | 0 | 0 | 0 | 0 | 0 | 0 | 0 | 0 | 0 | 0 | 0 | 0 | 0 | 0 | 0 | 0 | 0 | 0 | 0 | 0 | 0 | 0
F4_Commercial_Grocery (ID)_Existing_Food Preparation_Natural Gas_Oven_E1 | F4 | Commercial | Grocery (ID) | Existing | Food Preparation | Natural Gas | Oven | E1 | Utility - Cost of Equipment | 0.0011178 | 0.0011178 | 0.0011178 | 0.0011178 | 0.0011178 | 0.0011178 | 0.0011178 | 0.0011178 | 0.0011178 | 0.0011178 | 0.0011178 | 0.0011178 | 0.0011178 | 0.0011178 | 0.0011178 | 0.0011178 | 0.0011178 | 0.0011178 | 0.0011178 | 0.0011178 | 0.0011178 | 0.0011178 | 0.0011178 | 0.0011178 | 0.0011178 | 0.0011178 | 0.0011178
F4_Commercial_Grocery (ID)_Existing_Food Preparation_Natural Gas_Oven_E2 | F4 | Commercial | Grocery (ID) | Existing | Food Preparation | Natural Gas | Oven | E2 | Utility - Cost of Equipment | 0.0015231 | 0.0015231 | 0.0015231 | 0.0015231 | 0.0015231 | 0.0015231 | 0.0015231 | 0.0015231 | 0.0015231 | 0.0015231 | 0.0015231 | 0.0015231 | 0.0015231 | 0.0015231 | 0.0015231 | 0.0015231 | 0.0015231 | 0.0015231 | 0.0015231 | 0.0015231 | 0.0015231 | 0.0015231 | 0.0015231 | 0.0015231 | 0.0015231 | 0.0015231 | 0.0015231
F4_Commercial_Grocery (ID)_Existing_Food Preparation_Natural Gas_Oven_E3 | F4 | Commercial | Grocery (ID) | Existing | Food Preparation | Natural Gas | Oven | E3 | Utility - Cost of Equipment | 0 | 0 | 0 | 0 | 0 | 0 | 0 | 0 | 0 | 0 | 0 | 0 | 0 | 0 | 0 | 0 | 0 | 0 | 0 | 0 | 0 | 0 | 0 | 0 | 0 | 0 | 0
F4_Commercial_Grocery (ID)_Existing_Food Preparation_Natural Gas_Oven_E4 | F4 | Commercial | Grocery (ID) | Existing | Food Preparation | Natural Gas | Oven | E4 | Utility - Cost of Equipment | 0 | 0 | 0 | 0 | 0 | 0 | 0 | 0 | 0 | 0 | 0 | 0 | 0 | 0 | 0 | 0 | 0 | 0 | 0 | 0 | 0 | 0 | 0 | 0 | 0 | 0 | 0
F4_Commercial_Grocery (ID)_Existing_Food Preparation_Natural Gas_Oven_E5 | F4 | Commercial | Grocery (ID) | Existing | Food Preparation | Natural Gas | Oven | E5 | Utility - Cost of Equipment | 0 | 0 | 0 | 0 | 0 | 0 | 0 | 0 | 0 | 0 | 0 | 0 | 0 | 0 | 0 | 0 | 0 | 0 | 0 | 0 | 0 | 0 | 0 | 0 | 0 | 0 | 0
F4_Commercial_Grocery (ID)_Existing_Food Preparation_Natural Gas_Oven_E6 | F4 | Commercial | Grocery (ID) | Existing | Food Preparation | Natural Gas | Oven | E6 | Utility - Cost of Equipment | 0 | 0 | 0 | 0 | 0 | 0 | 0 | 0 | 0 | 0 | 0 | 0 | 0 | 0 | 0 | 0 | 0 | 0 | 0 | 0 | 0 | 0 | 0 | 0 | 0 | 0 | 0
F4_Commercial_Grocery (ID)_Existing_Food Preparation_Natural Gas_Oven_E7 | F4 | Commercial | Grocery (ID) | Existing | Food Preparation | Natural Gas | Oven | E7 | Utility - Cost of Equipment | 0 | 0 | 0 | 0 | 0 | 0 | 0 | 0 | 0 | 0 | 0 | 0 | 0 | 0 | 0 | 0 | 0 | 0 | 0 | 0 | 0 | 0 | 0 | 0 | 0 | 0 | 0
F4_Commercial_Grocery (ID)_Existing_Food Preparation_Natural Gas_Oven_E8 | F4 | Commercial | Grocery (ID) | Existing | Food Preparation | Natural Gas | Oven | E8 | Utility - Cost of Equipment | 0 | 0 | 0 | 0 | 0 | 0 | 0 | 0 | 0 | 0 | 0 | 0 | 0 | 0 | 0 | 0 | 0 | 0 | 0 | 0 | 0 | 0 | 0 | 0 | 0 | 0 | 0
F4_Commercial_Grocery (ID)_Existing_Food Preparation_Natural Gas_Oven_E9 | F4 | Commercial | Grocery (ID) | Existing | Food Preparation | Natural Gas | Oven | E9 | Utility - Cost of Equipment | 0 | 0 | 0 | 0 | 0 | 0 | 0 | 0 | 0 | 0 | 0 | 0 | 0 | 0 | 0 | 0 | 0 | 0 | 0 | 0 | 0 | 0 | 0 | 0 | 0 | 0 | 0
F4_Commercial_Grocery (ID)_Existing_Food Preparation_Natural Gas_Oven_E10 | F4 | Commercial | Grocery (ID) | Existing | Food Preparation | Natural Gas | Oven | E10 | Utility - Cost of Equipment | 0 | 0 | 0 | 0 | 0 | 0 | 0 | 0 | 0 | 0 | 0 | 0 | 0 | 0 | 0 | 0 | 0 | 0 | 0 | 0 | 0 | 0 | 0 | 0 | 0 | 0 | 0
F5_Commercial_Grocery (ID)_Existing_Food Preparation_Natural Gas_Oven_E1 | F5 | Commercial | Grocery (ID) | Existing | Food Preparation | Natural Gas | Oven | E1 | Utility - Cost of Operation | 0.038602 | 0.039494 | 0.040615 | 0.041937 | 0.043475 | 0.045414 | 0.047434 | 0.049449 | 0.051391 | 0.053361 | 0.054898 | 0.056328 | 0.057869 | 0.059371 | 0.060695 | 0.061922 | 0.063003 | 0.064066 | 0.06521 | 0.066318 | 0.067459 | 0.068648 | 0.069848 | 0.071089 | 0.072352 | 0.073638 | 0.074946
F5_Commercial_Grocery (ID)_Existing_Food Preparation_Natural Gas_Oven_E2 | F5 | Commercial | Grocery (ID) | Existing | Food Preparation | Natural Gas | Oven | E2 | Utility - Cost of Operation | 0.027411 | 0.028044 | 0.02884 | 0.029779 | 0.030871 | 0.032249 | 0.033683 | 0.035113 | 0.036493 | 0.037891 | 0.038983 | 0.039998 | 0.041093 | 0.042159 | 0.0431 | 0.04397 | 0.044738 | 0.045493 | 0.046305 | 0.047092 | 0.047902 | 0.048746 | 0.049599 | 0.05048 | 0.051377 | 0.05229 | 0.053219
F5_Commercial_Grocery (ID)_Existing_Food Preparation_Natural Gas_Oven_E3 | F5 | Commercial | Grocery (ID) | Existing | Food Preparation | Natural Gas | Oven | E3 | Utility - Cost of Operation | 0 | 0 | 0 | 0 | 0 | 0 | 0 | 0 | 0 | 0 | 0 | 0 | 0 | 0 | 0 | 0 | 0 | 0 | 0 | 0 | 0 | 0 | 0 | 0 | 0 | 0 | 0
F5_Commercial_Grocery (ID)_Existing_Food Preparation_Natural Gas_Oven_E4 | F5 | Commercial | Grocery (ID) | Existing | Food Preparation | Natural Gas | Oven | E4 | Utility - Cost of Operation | 0 | 0 | 0 | 0 | 0 | 0 | 0 | 0 | 0 | 0 | 0 | 0 | 0 | 0 | 0 | 0 | 0 | 0 | 0 | 0 | 0 | 0 | 0 | 0 | 0 | 0 | 0
F5_Commercial_Grocery (ID)_Existing_Food Preparation_Natural Gas_Oven_E5 | F5 | Commercial | Grocery (ID) | Existing | Food Preparation | Natural Gas | Oven | E5 | Utility - Cost of Operation | 0 | 0 | 0 | 0 | 0 | 0 | 0 | 0 | 0 | 0 | 0 | 0 | 0 | 0 | 0 | 0 | 0 | 0 | 0 | 0 | 0 | 0 | 0 | 0 | 0 | 0 | 0
F5_Commercial_Grocery (ID)_Existing_Food Preparation_Natural Gas_Oven_E6 | F5 | Commercial | Grocery (ID) | Existing | Food Preparation | Natural Gas | Oven | E6 | Utility - Cost of Operation | 0 | 0 | 0 | 0 | 0 | 0 | 0 | 0 | 0 | 0 | 0 | 0 | 0 | 0 | 0 | 0 | 0 | 0 | 0 | 0 | 0 | 0 | 0 | 0 | 0 | 0 | 0
F5_Commercial_Grocery (ID)_Existing_Food Preparation_Natural Gas_Oven_E7 | F5 | Commercial | Grocery (ID) | Existing | Food Preparation | Natural Gas | Oven | E7 | Utility - Cost of Operation | 0 | 0 | 0 | 0 | 0 | 0 | 0 | 0 | 0 | 0 | 0 | 0 | 0 | 0 | 0 | 0 | 0 | 0 | 0 | 0 | 0 | 0 | 0 | 0 | 0 | 0 | 0
F5_Commercial_Grocery (ID)_Existing_Food Preparation_Natural Gas_Oven_E8 | F5 | Commercial | Grocery (ID) | Existing | Food Preparation | Natural Gas | Oven | E8 | Utility - Cost of Operation | 0 | 0 | 0 | 0 | 0 | 0 | 0 | 0 | 0 | 0 | 0 | 0 | 0 | 0 | 0 | 0 | 0 | 0 | 0 | 0 | 0 | 0 | 0 | 0 | 0 | 0 | 0
F5_Commercial_Grocery (ID)_Existing_Food Preparation_Natural Gas_Oven_E9 | F5 | Commercial | Grocery (ID) | Existing | Food Preparation | Natural Gas | Oven | E9 | Utility - Cost of Operation | 0 | 0 | 0 | 0 | 0 | 0 | 0 | 0 | 0 | 0 | 0 | 0 | 0 | 0 | 0 | 0 | 0 | 0 | 0 | 0 | 0 | 0 | 0 | 0 | 0 | 0 | 0
F5_Commercial_Grocery (ID)_Existing_Food Preparation_Natural Gas_Oven_E10 | F5 | Commercial | Grocery (ID) | Existing | Food Preparation | Natural Gas | Oven | E10 | Utility - Cost of Operation | 0 | 0 | 0 | 0 | 0 | 0 | 0 | 0 | 0 | 0 | 0 | 0 | 0 | 0 | 0 | 0 | 0 | 0 | 0 | 0 | 0 | 0 | 0 | 0 | 0 | 0 | 0
F6_Commercial_Grocery (ID)_Existing_Food Preparation_Natural Gas_Oven_E1 | F6 | Commercial | Grocery (ID) | Existing | Food Preparation | Natural Gas | Oven | E1 | Utility - Value of Sales | 0.045921 | 0.046685 | 0.047617 | 0.048749 | 0.050096 | 0.051876 | 0.053702 | 0.055469 | 0.057095 | 0.058657 | 0.060261 | 0.061694 | 0.063189 | 0.06457 | 0.065734 | 0.066765 | 0.06761 | 0.068407 | 0.069262 | 0.070047 | 0.070831 | 0.07208 | 0.073341 | 0.074644 | 0.07597 | 0.07732 | 0.078693
F6_Commercial_Grocery (ID)_Existing_Food Preparation_Natural Gas_Oven_E2 | F6 | Commercial | Grocery (ID) | Existing | Food Preparation | Natural Gas | Oven | E2 | Utility - Value of Sales | 0.032608 | 0.033151 | 0.033812 | 0.034616 | 0.035573 | 0.036837 | 0.038134 | 0.039388 | 0.040543 | 0.041652 | 0.042791 | 0.043809 | 0.04487 | 0.045851 | 0.046677 | 0.047409 | 0.04801 | 0.048576 | 0.049183 | 0.04974 | 0.050297 | 0.051184 | 0.052079 | 0.053004 | 0.053946 | 0.054904 | 0.05588
F6_Commercial_Grocery (ID)_Existing_Food Preparation_Natural Gas_Oven_E3 | F6 | Commercial | Grocery (ID) | Existing | Food Preparation | Natural Gas | Oven | E3 | Utility - Value of Sales | 0 | 0 | 0 | 0 | 0 | 0 | 0 | 0 | 0 | 0 | 0 | 0 | 0 | 0 | 0 | 0 | 0 | 0 | 0 | 0 | 0 | 0 | 0 | 0 | 0 | 0 | 0
F6_Commercial_Grocery (ID)_Existing_Food Preparation_Natural Gas_Oven_E4 | F6 | Commercial | Grocery (ID) | Existing | Food Preparation | Natural Gas | Oven | E4 | Utility - Value of Sales | 0 | 0 | 0 | 0 | 0 | 0 | 0 | 0 | 0 | 0 | 0 | 0 | 0 | 0 | 0 | 0 | 0 | 0 | 0 | 0 | 0 | 0 | 0 | 0 | 0 | 0 | 0
F6_Commercial_Grocery (ID)_Existing_Food Preparation_Natural Gas_Oven_E5 | F6 | Commercial | Grocery (ID) | Existing | Food Preparation | Natural Gas | Oven | E5 | Utility - Value of Sales | 0 | 0 | 0 | 0 | 0 | 0 | 0 | 0 | 0 | 0 | 0 | 0 | 0 | 0 | 0 | 0 | 0 | 0 | 0 | 0 | 0 | 0 | 0 | 0 | 0 | 0 | 0
F6_Commercial_Grocery (ID)_Existing_Food Preparation_Natural Gas_Oven_E6 | F6 | Commercial | Grocery (ID) | Existing | Food Preparation | Natural Gas | Oven | E6 | Utility - Value of Sales | 0 | 0 | 0 | 0 | 0 | 0 | 0 | 0 | 0 | 0 | 0 | 0 | 0 | 0 | 0 | 0 | 0 | 0 | 0 | 0 | 0 | 0 | 0 | 0 | 0 | 0 | 0
F6_Commercial_Grocery (ID)_Existing_Food Preparation_Natural Gas_Oven_E7 | F6 | Commercial | Grocery (ID) | Existing | Food Preparation | Natural Gas | Oven | E7 | Utility - Value of Sales | 0 | 0 | 0 | 0 | 0 | 0 | 0 | 0 | 0 | 0 | 0 | 0 | 0 | 0 | 0 | 0 | 0 | 0 | 0 | 0 | 0 | 0 | 0 | 0 | 0 | 0 | 0
F6_Commercial_Grocery (ID)_Existing_Food Preparation_Natural Gas_Oven_E8 | F6 | Commercial | Grocery (ID) | Existing | Food Preparation | Natural Gas | Oven | E8 | Utility - Value of Sales | 0 | 0 | 0 | 0 | 0 | 0 | 0 | 0 | 0 | 0 | 0 | 0 | 0 | 0 | 0 | 0 | 0 | 0 | 0 | 0 | 0 | 0 | 0 | 0 | 0 | 0 | 0
F6_Commercial_Grocery (ID)_Existing_Food Preparation_Natural Gas_Oven_E9 | F6 | Commercial | Grocery (ID) | Existing | Food Preparation | Natural Gas | Oven | E9 | Utility - Value of Sales | 0 | 0 | 0 | 0 | 0 | 0 | 0 | 0 | 0 | 0 | 0 | 0 | 0 | 0 | 0 | 0 | 0 | 0 | 0 | 0 | 0 | 0 | 0 | 0 | 0 | 0 | 0
F6_Commercial_Grocery (ID)_Existing_Food Preparation_Natural Gas_Oven_E10 | F6 | Commercial | Grocery (ID) | Existing | Food Preparation | Natural Gas | Oven | E10 | Utility - Value of Sales | 0 | 0 | 0 | 0 | 0 | 0 | 0 | 0 | 0 | 0 | 0 | 0 | 0 | 0 | 0 | 0 | 0 | 0 | 0 | 0 | 0 | 0 | 0 | 0 | 0 | 0 | 0
F1_Commercial_Grocery (ID)_Existing_Food Preparation_Natural Gas_Conveyor Oven_E1 | F1 | Commercial | Grocery (ID) | Existing | Food Preparation | Natural Gas | Conveyor Oven | E1 | RVT - Cost of Equipment | 0.00064752 | 0.00064752 | 0.00064752 | 0.00064752 | 0.00064752 | 0.00064752 | 0.00064752 | 0.00064752 | 0.00064752 | 0.00064752 | 0.00064752 | 0.00064752 | 0.00064752 | 0.00064752 | 0.00064752 | 0.00064752 | 0.00064752 | 0.00064752 | 0.00064752 | 0.00064752 | 0.00064752 | 0.00064752 | 0.00064752 | 0.00064752 | 0.00064752 | 0.00064752 | 0.00064752
F1_Commercial_Grocery (ID)_Existing_Food Preparation_Natural Gas_Conveyor Oven_E2 | F1 | Commercial | Grocery (ID) | Existing | Food Preparation | Natural Gas | Conveyor Oven | E2 | RVT - Cost of Equipment | 0.0013718 | 0.0013718 | 0.0013718 | 0.0013718 | 0.0013718 | 0.0013718 | 0.0013718 | 0.0013718 | 0.0013718 | 0.0013718 | 0.0013718 | 0.0013718 | 0.0013718 | 0.0013718 | 0.0013718 | 0.0013718 | 0.0013718 | 0.0013718 | 0.0013718 | 0.0013718 | 0.0013718 | 0.0013718 | 0.0013718 | 0.0013718 | 0.0013718 | 0.0013718 | 0.0013718
F1_Commercial_Grocery (ID)_Existing_Food Preparation_Natural Gas_Conveyor Oven_E3 | F1 | Commercial | Grocery (ID) | Existing | Food Preparation | Natural Gas | Conveyor Oven | E3 | RVT - Cost of Equipment | 0 | 0 | 0 | 0 | 0 | 0 | 0 | 0 | 0 | 0 | 0 | 0 | 0 | 0 | 0 | 0 | 0 | 0 | 0 | 0 | 0 | 0 | 0 | 0 | 0 | 0 | 0
F1_Commercial_Grocery (ID)_Existing_Food Preparation_Natural Gas_Conveyor Oven_E4 | F1 | Commercial | Grocery (ID) | Existing | Food Preparation | Natural Gas | Conveyor Oven | E4 | RVT - Cost of Equipment | 0 | 0 | 0 | 0 | 0 | 0 | 0 | 0 | 0 | 0 | 0 | 0 | 0 | 0 | 0 | 0 | 0 | 0 | 0 | 0 | 0 | 0 | 0 | 0 | 0 | 0 | 0
F1_Commercial_Grocery (ID)_Existing_Food Preparation_Natural Gas_Conveyor Oven_E5 | F1 | Commercial | Grocery (ID) | Existing | Food Preparation | Natural Gas | Conveyor Oven | E5 | RVT - Cost of Equipment | 0 | 0 | 0 | 0 | 0 | 0 | 0 | 0 | 0 | 0 | 0 | 0 | 0 | 0 | 0 | 0 | 0 | 0 | 0 | 0 | 0 | 0 | 0 | 0 | 0 | 0 | 0
F1_Commercial_Grocery (ID)_Existing_Food Preparation_Natural Gas_Conveyor Oven_E6 | F1 | Commercial | Grocery (ID) | Existing | Food Preparation | Natural Gas | Conveyor Oven | E6 | RVT - Cost of Equipment | 0 | 0 | 0 | 0 | 0 | 0 | 0 | 0 | 0 | 0 | 0 | 0 | 0 | 0 | 0 | 0 | 0 | 0 | 0 | 0 | 0 | 0 | 0 | 0 | 0 | 0 | 0
F1_Commercial_Grocery (ID)_Existing_Food Preparation_Natural Gas_Conveyor Oven_E7 | F1 | Commercial | Grocery (ID) | Existing | Food Preparation | Natural Gas | Conveyor Oven | E7 | RVT - Cost of Equipment | 0 | 0 | 0 | 0 | 0 | 0 | 0 | 0 | 0 | 0 | 0 | 0 | 0 | 0 | 0 | 0 | 0 | 0 | 0 | 0 | 0 | 0 | 0 | 0 | 0 | 0 | 0
F1_Commercial_Grocery (ID)_Existing_Food Preparation_Natural Gas_Conveyor Oven_E8 | F1 | Commercial | Grocery (ID) | Existing | Food Preparation | Natural Gas | Conveyor Oven | E8 | RVT - Cost of Equipment | 0 | 0 | 0 | 0 | 0 | 0 | 0 | 0 | 0 | 0 | 0 | 0 | 0 | 0 | 0 | 0 | 0 | 0 | 0 | 0 | 0 | 0 | 0 | 0 | 0 | 0 | 0
F1_Commercial_Grocery (ID)_Existing_Food Preparation_Natural Gas_Conveyor Oven_E9 | F1 | Commercial | Grocery (ID) | Existing | Food Preparation | Natural Gas | Conveyor Oven | E9 | RVT - Cost of Equipment | 0 | 0 | 0 | 0 | 0 | 0 | 0 | 0 | 0 | 0 | 0 | 0 | 0 | 0 | 0 | 0 | 0 | 0 | 0 | 0 | 0 | 0 | 0 | 0 | 0 | 0 | 0
F1_Commercial_Grocery (ID)_Existing_Food Preparation_Natural Gas_Conveyor Oven_E10 | F1 | Commercial | Grocery (ID) | Existing | Food Preparation | Natural Gas | Conveyor Oven | E10 | RVT - Cost of Equipment | 0 | 0 | 0 | 0 | 0 | 0 | 0 | 0 | 0 | 0 | 0 | 0 | 0 | 0 | 0 | 0 | 0 | 0 | 0 | 0 | 0 | 0 | 0 | 0 | 0 | 0 | 0
F2_Commercial_Grocery (ID)_Existing_Food Preparation_Natural Gas_Conveyor Oven_E1 | F2 | Commercial | Grocery (ID) | Existing | Food Preparation | Natural Gas | Conveyor Oven | E1 | RVT - Cost of Operation | 0.079888 | 0.081595 | 0.083452 | 0.085465 | 0.087647 | 0.090217 | 0.092732 | 0.095127 | 0.097321 | 0.099479 | 0.10173 | 0.10384 | 0.10608 | 0.10826 | 0.1102 | 0.112 | 0.11359 | 0.11514 | 0.11677 | 0.11833 | 0.1199 | 0.12202 | 0.12416 | 0.12637 | 0.12861 | 0.1309 | 0.13322
F2_Commercial_Grocery (ID)_Existing_Food Preparation_Natural Gas_Conveyor Oven_E2 | F2 | Commercial | Grocery (ID) | Existing | Food Preparation | Natural Gas | Conveyor Oven | E2 | RVT - Cost of Operation | 0.06349 | 0.064847 | 0.066323 | 0.067922 | 0.069656 | 0.071699 | 0.073698 | 0.0756 | 0.077345 | 0.079059 | 0.080852 | 0.082524 | 0.084305 | 0.086038 | 0.08758 | 0.08901 | 0.090277 | 0.091509 | 0.092803 | 0.094041 | 0.095289 | 0.096973 | 0.098677 | 0.10043 | 0.10221 | 0.10403 | 0.10588
F2_Commercial_Grocery (ID)_Existing_Food Preparation_Natural Gas_Conveyor Oven_E3 | F2 | Commercial | Grocery (ID) | Existing | Food Preparation | Natural Gas | Conveyor Oven | E3 | RVT - Cost of Operation | 0 | 0 | 0 | 0 | 0 | 0 | 0 | 0 | 0 | 0 | 0 | 0 | 0 | 0 | 0 | 0 | 0 | 0 | 0 | 0 | 0 | 0 | 0 | 0 | 0 | 0 | 0
F2_Commercial_Grocery (ID)_Existing_Food Preparation_Natural Gas_Conveyor Oven_E4 | F2 | Commercial | Grocery (ID) | Existing | Food Preparation | Natural Gas | Conveyor Oven | E4 | RVT - Cost of Operation | 0 | 0 | 0 | 0 | 0 | 0 | 0 | 0 | 0 | 0 | 0 | 0 | 0 | 0 | 0 | 0 | 0 | 0 | 0 | 0 | 0 | 0 | 0 | 0 | 0 | 0 | 0
F2_Commercial_Grocery (ID)_Existing_Food Preparation_Natural Gas_Conveyor Oven_E5 | F2 | Commercial | Grocery (ID) | Existing | Food Preparation | Natural Gas | Conveyor Oven | E5 | RVT - Cost of Operation | 0 | 0 | 0 | 0 | 0 | 0 | 0 | 0 | 0 | 0 | 0 | 0 | 0 | 0 | 0 | 0 | 0 | 0 | 0 | 0 | 0 | 0 | 0 | 0 | 0 | 0 | 0
F2_Commercial_Grocery (ID)_Existing_Food Preparation_Natural Gas_Conveyor Oven_E6 | F2 | Commercial | Grocery (ID) | Existing | Food Preparation | Natural Gas | Conveyor Oven | E6 | RVT - Cost of Operation | 0 | 0 | 0 | 0 | 0 | 0 | 0 | 0 | 0 | 0 | 0 | 0 | 0 | 0 | 0 | 0 | 0 | 0 | 0 | 0 | 0 | 0 | 0 | 0 | 0 | 0 | 0
F2_Commercial_Grocery (ID)_Existing_Food Preparation_Natural Gas_Conveyor Oven_E7 | F2 | Commercial | Grocery (ID) | Existing | Food Preparation | Natural Gas | Conveyor Oven | E7 | RVT - Cost of Operation | 0 | 0 | 0 | 0 | 0 | 0 | 0 | 0 | 0 | 0 | 0 | 0 | 0 | 0 | 0 | 0 | 0 | 0 | 0 | 0 | 0 | 0 | 0 | 0 | 0 | 0 | 0
F2_Commercial_Grocery (ID)_Existing_Food Preparation_Natural Gas_Conveyor Oven_E8 | F2 | Commercial | Grocery (ID) | Existing | Food Preparation | Natural Gas | Conveyor Oven | E8 | RVT - Cost of Operation | 0 | 0 | 0 | 0 | 0 | 0 | 0 | 0 | 0 | 0 | 0 | 0 | 0 | 0 | 0 | 0 | 0 | 0 | 0 | 0 | 0 | 0 | 0 | 0 | 0 | 0 | 0
F2_Commercial_Grocery (ID)_Existing_Food Preparation_Natural Gas_Conveyor Oven_E9 | F2 | Commercial | Grocery (ID) | Existing | Food Preparation | Natural Gas | Conveyor Oven | E9 | RVT - Cost of Operation | 0 | 0 | 0 | 0 | 0 | 0 | 0 | 0 | 0 | 0 | 0 | 0 | 0 | 0 | 0 | 0 | 0 | 0 | 0 | 0 | 0 | 0 | 0 | 0 | 0 | 0 | 0
F2_Commercial_Grocery (ID)_Existing_Food Preparation_Natural Gas_Conveyor Oven_E10 | F2 | Commercial | Grocery (ID) | Existing | Food Preparation | Natural Gas | Conveyor Oven | E10 | RVT - Cost of Operation | 0 | 0 | 0 | 0 | 0 | 0 | 0 | 0 | 0 | 0 | 0 | 0 | 0 | 0 | 0 | 0 | 0 | 0 | 0 | 0 | 0 | 0 | 0 | 0 | 0 | 0 | 0
F3_Commercial_Grocery (ID)_Existing_Food Preparation_Natural Gas_Conveyor Oven_E1 | F3 | Commercial | Grocery (ID) | Existing | Food Preparation | Natural Gas | Conveyor Oven | E1 | System - kBTUs of Consumption | 17.9634 | 17.9634 | 17.9634 | 17.9634 | 17.9634 | 17.9634 | 17.9634 | 17.9634 | 17.9634 | 17.9634 | 17.9634 | 17.9634 | 17.9634 | 17.9634 | 17.9634 | 17.9634 | 17.9634 | 17.9634 | 17.9634 | 17.9634 | 17.9634 | 17.9634 | 17.9634 | 17.9634 | 17.9634 | 17.9634 | 17.9634
F3_Commercial_Grocery (ID)_Existing_Food Preparation_Natural Gas_Conveyor Oven_E2 | F3 | Commercial | Grocery (ID) | Existing | Food Preparation | Natural Gas | Conveyor Oven | E2 | System - kBTUs of Consumption | 14.2761 | 14.2761 | 14.2761 | 14.2761 | 14.2761 | 14.2761 | 14.2761 | 14.2761 | 14.2761 | 14.2761 | 14.2761 | 14.2761 | 14.2761 | 14.2761 | 14.2761 | 14.2761 | 14.2761 | 14.2761 | 14.2761 | 14.2761 | 14.2761 | 14.2761 | 14.2761 | 14.2761 | 14.2761 | 14.2761 | 14.2761
F3_Commercial_Grocery (ID)_Existing_Food Preparation_Natural Gas_Conveyor Oven_E3 | F3 | Commercial | Grocery (ID) | Existing | Food Preparation | Natural Gas | Conveyor Oven | E3 | System - kBTUs of Consumption | 0 | 0 | 0 | 0 | 0 | 0 | 0 | 0 | 0 | 0 | 0 | 0 | 0 | 0 | 0 | 0 | 0 | 0 | 0 | 0 | 0 | 0 | 0 | 0 | 0 | 0 | 0
F3_Commercial_Grocery (ID)_Existing_Food Preparation_Natural Gas_Conveyor Oven_E4 | F3 | Commercial | Grocery (ID) | Existing | Food Preparation | Natural Gas | Conveyor Oven | E4 | System - kBTUs of Consumption | 0 | 0 | 0 | 0 | 0 | 0 | 0 | 0 | 0 | 0 | 0 | 0 | 0 | 0 | 0 | 0 | 0 | 0 | 0 | 0 | 0 | 0 | 0 | 0 | 0 | 0 | 0
F3_Commercial_Grocery (ID)_Existing_Food Preparation_Natural Gas_Conveyor Oven_E5 | F3 | Commercial | Grocery (ID) | Existing | Food Preparation | Natural Gas | Conveyor Oven | E5 | System - kBTUs of Consumption | 0 | 0 | 0 | 0 | 0 | 0 | 0 | 0 | 0 | 0 | 0 | 0 | 0 | 0 | 0 | 0 | 0 | 0 | 0 | 0 | 0 | 0 | 0 | 0 | 0 | 0 | 0
F3_Commercial_Grocery (ID)_Existing_Food Preparation_Natural Gas_Conveyor Oven_E6 | F3 | Commercial | Grocery (ID) | Existing | Food Preparation | Natural Gas | Conveyor Oven | E6 | System - kBTUs of Consumption | 0 | 0 | 0 | 0 | 0 | 0 | 0 | 0 | 0 | 0 | 0 | 0 | 0 | 0 | 0 | 0 | 0 | 0 | 0 | 0 | 0 | 0 | 0 | 0 | 0 | 0 | 0
F3_Commercial_Grocery (ID)_Existing_Food Preparation_Natural Gas_Conveyor Oven_E7 | F3 | Commercial | Grocery (ID) | Existing | Food Preparation | Natural Gas | Conveyor Oven | E7 | System - kBTUs of Consumption | 0 | 0 | 0 | 0 | 0 | 0 | 0 | 0 | 0 | 0 | 0 | 0 | 0 | 0 | 0 | 0 | 0 | 0 | 0 | 0 | 0 | 0 | 0 | 0 | 0 | 0 | 0
F3_Commercial_Grocery (ID)_Existing_Food Preparation_Natural Gas_Conveyor Oven_E8 | F3 | Commercial | Grocery (ID) | Existing | Food Preparation | Natural Gas | Conveyor Oven | E8 | System - kBTUs of Consumption | 0 | 0 | 0 | 0 | 0 | 0 | 0 | 0 | 0 | 0 | 0 | 0 | 0 | 0 | 0 | 0 | 0 | 0 | 0 | 0 | 0 | 0 | 0 | 0 | 0 | 0 | 0
F3_Commercial_Grocery (ID)_Existing_Food Preparation_Natural Gas_Conveyor Oven_E9 | F3 | Commercial | Grocery (ID) | Existing | Food Preparation | Natural Gas | Conveyor Oven | E9 | System - kBTUs of Consumption | 0 | 0 | 0 | 0 | 0 | 0 | 0 | 0 | 0 | 0 | 0 | 0 | 0 | 0 | 0 | 0 | 0 | 0 | 0 | 0 | 0 | 0 | 0 | 0 | 0 | 0 | 0
F3_Commercial_Grocery (ID)_Existing_Food Preparation_Natural Gas_Conveyor Oven_E10 | F3 | Commercial | Grocery (ID) | Existing | Food Preparation | Natural Gas | Conveyor Oven | E10 | System - kBTUs of Consumption | 0 | 0 | 0 | 0 | 0 | 0 | 0 | 0 | 0 | 0 | 0 | 0 | 0 | 0 | 0 | 0 | 0 | 0 | 0 | 0 | 0 | 0 | 0 | 0 | 0 | 0 | 0
F4_Commercial_Grocery (ID)_Existing_Food Preparation_Natural Gas_Conveyor Oven_E1 | F4 | Commercial | Grocery (ID) | Existing | Food Preparation | Natural Gas | Conveyor Oven | E1 | Utility - Cost of Equipment | 0.00064752 | 0.00064752 | 0.00064752 | 0.00064752 | 0.00064752 | 0.00064752 | 0.00064752 | 0.00064752 | 0.00064752 | 0.00064752 | 0.00064752 | 0.00064752 | 0.00064752 | 0.00064752 | 0.00064752 | 0.00064752 | 0.00064752 | 0.00064752 | 0.00064752 | 0.00064752 | 0.00064752 | 0.00064752 | 0.00064752 | 0.00064752 | 0.00064752 | 0.00064752 | 0.00064752
F4_Commercial_Grocery (ID)_Existing_Food Preparation_Natural Gas_Conveyor Oven_E2 | F4 | Commercial | Grocery (ID) | Existing | Food Preparation | Natural Gas | Conveyor Oven | E2 | Utility - Cost of Equipment | 0.0013718 | 0.0013718 | 0.0013718 | 0.0013718 | 0.0013718 | 0.0013718 | 0.0013718 | 0.0013718 | 0.0013718 | 0.0013718 | 0.0013718 | 0.0013718 | 0.0013718 | 0.0013718 | 0.0013718 | 0.0013718 | 0.0013718 | 0.0013718 | 0.0013718 | 0.0013718 | 0.0013718 | 0.0013718 | 0.0013718 | 0.0013718 | 0.0013718 | 0.0013718 | 0.0013718
F4_Commercial_Grocery (ID)_Existing_Food Preparation_Natural Gas_Conveyor Oven_E3 | F4 | Commercial | Grocery (ID) | Existing | Food Preparation | Natural Gas | Conveyor Oven | E3 | Utility - Cost of Equipment | 0 | 0 | 0 | 0 | 0 | 0 | 0 | 0 | 0 | 0 | 0 | 0 | 0 | 0 | 0 | 0 | 0 | 0 | 0 | 0 | 0 | 0 | 0 | 0 | 0 | 0 | 0
F4_Commercial_Grocery (ID)_Existing_Food Preparation_Natural Gas_Conveyor Oven_E4 | F4 | Commercial | Grocery (ID) | Existing | Food Preparation | Natural Gas | Conveyor Oven | E4 | Utility - Cost of Equipment | 0 | 0 | 0 | 0 | 0 | 0 | 0 | 0 | 0 | 0 | 0 | 0 | 0 | 0 | 0 | 0 | 0 | 0 | 0 | 0 | 0 | 0 | 0 | 0 | 0 | 0 | 0
F4_Commercial_Grocery (ID)_Existing_Food Preparation_Natural Gas_Conveyor Oven_E5 | F4 | Commercial | Grocery (ID) | Existing | Food Preparation | Natural Gas | Conveyor Oven | E5 | Utility - Cost of Equipment | 0 | 0 | 0 | 0 | 0 | 0 | 0 | 0 | 0 | 0 | 0 | 0 | 0 | 0 | 0 | 0 | 0 | 0 | 0 | 0 | 0 | 0 | 0 | 0 | 0 | 0 | 0
F4_Commercial_Grocery (ID)_Existing_Food Preparation_Natural Gas_Conveyor Oven_E6 | F4 | Commercial | Grocery (ID) | Existing | Food Preparation | Natural Gas | Conveyor Oven | E6 | Utility - Cost of Equipment | 0 | 0 | 0 | 0 | 0 | 0 | 0 | 0 | 0 | 0 | 0 | 0 | 0 | 0 | 0 | 0 | 0 | 0 | 0 | 0 | 0 | 0 | 0 | 0 | 0 | 0 | 0
F4_Commercial_Grocery (ID)_Existing_Food Preparation_Natural Gas_Conveyor Oven_E7 | F4 | Commercial | Grocery (ID) | Existing | Food Preparation | Natural Gas | Conveyor Oven | E7 | Utility - Cost of Equipment | 0 | 0 | 0 | 0 | 0 | 0 | 0 | 0 | 0 | 0 | 0 | 0 | 0 | 0 | 0 | 0 | 0 | 0 | 0 | 0 | 0 | 0 | 0 | 0 | 0 | 0 | 0
F4_Commercial_Grocery (ID)_Existing_Food Preparation_Natural Gas_Conveyor Oven_E8 | F4 | Commercial | Grocery (ID) | Existing | Food Preparation | Natural Gas | Conveyor Oven | E8 | Utility - Cost of Equipment | 0 | 0 | 0 | 0 | 0 | 0 | 0 | 0 | 0 | 0 | 0 | 0 | 0 | 0 | 0 | 0 | 0 | 0 | 0 | 0 | 0 | 0 | 0 | 0 | 0 | 0 | 0
F4_Commercial_Grocery (ID)_Existing_Food Preparation_Natural Gas_Conveyor Oven_E9 | F4 | Commercial | Grocery (ID) | Existing | Food Preparation | Natural Gas | Conveyor Oven | E9 | Utility - Cost of Equipment | 0 | 0 | 0 | 0 | 0 | 0 | 0 | 0 | 0 | 0 | 0 | 0 | 0 | 0 | 0 | 0 | 0 | 0 | 0 | 0 | 0 | 0 | 0 | 0 | 0 | 0 | 0
F4_Commercial_Grocery (ID)_Existing_Food Preparation_Natural Gas_Conveyor Oven_E10 | F4 | Commercial | Grocery (ID) | Existing | Food Preparation | Natural Gas | Conveyor Oven | E10 | Utility - Cost of Equipment | 0 | 0 | 0 | 0 | 0 | 0 | 0 | 0 | 0 | 0 | 0 | 0 | 0 | 0 | 0 | 0 | 0 | 0 | 0 | 0 | 0 | 0 | 0 | 0 | 0 | 0 | 0
F5_Commercial_Grocery (ID)_Existing_Food Preparation_Natural Gas_Conveyor Oven_E1 | F5 | Commercial | Grocery (ID) | Existing | Food Preparation | Natural Gas | Conveyor Oven | E1 | Utility - Cost of Operation | 0.068914 | 0.070763 | 0.072795 | 0.075021 | 0.07746 | 0.080302 | 0.083183 | 0.086026 | 0.088769 | 0.091552 | 0.093848 | 0.096027 | 0.098351 | 0.10064 | 0.10274 | 0.10474 | 0.10658 | 0.10841 | 0.11034 | 0.11224 | 0.11419 | 0.11621 | 0.11825 | 0.12035 | 0.12249 | 0.12467 | 0.12688
F5_Commercial_Grocery (ID)_Existing_Food Preparation_Natural Gas_Conveyor Oven_E2 | F5 | Commercial | Grocery (ID) | Existing | Food Preparation | Natural Gas | Conveyor Oven | E2 | Utility - Cost of Operation | 0.054768 | 0.056238 | 0.057853 | 0.059622 | 0.061561 | 0.063819 | 0.066109 | 0.068368 | 0.070548 | 0.07276 | 0.074584 | 0.076316 | 0.078163 | 0.079985 | 0.081652 | 0.083239 | 0.084701 | 0.086154 | 0.087689 | 0.089201 | 0.090751 | 0.092355 | 0.093978 | 0.095648 | 0.097347 | 0.099077 | 0.10084
F5_Commercial_Grocery (ID)_Existing_Food Preparation_Natural Gas_Conveyor Oven_E3 | F5 | Commercial | Grocery (ID) | Existing | Food Preparation | Natural Gas | Conveyor Oven | E3 | Utility - Cost of Operation | 0 | 0 | 0 | 0 | 0 | 0 | 0 | 0 | 0 | 0 | 0 | 0 | 0 | 0 | 0 | 0 | 0 | 0 | 0 | 0 | 0 | 0 | 0 | 0 | 0 | 0 | 0
F5_Commercial_Grocery (ID)_Existing_Food Preparation_Natural Gas_Conveyor Oven_E4 | F5 | Commercial | Grocery (ID) | Existing | Food Preparation | Natural Gas | Conveyor Oven | E4 | Utility - Cost of Operation | 0 | 0 | 0 | 0 | 0 | 0 | 0 | 0 | 0 | 0 | 0 | 0 | 0 | 0 | 0 | 0 | 0 | 0 | 0 | 0 | 0 | 0 | 0 | 0 | 0 | 0 | 0
F5_Commercial_Grocery (ID)_Existing_Food Preparation_Natural Gas_Conveyor Oven_E5 | F5 | Commercial | Grocery (ID) | Existing | Food Preparation | Natural Gas | Conveyor Oven | E5 | Utility - Cost of Operation | 0 | 0 | 0 | 0 | 0 | 0 | 0 | 0 | 0 | 0 | 0 | 0 | 0 | 0 | 0 | 0 | 0 | 0 | 0 | 0 | 0 | 0 | 0 | 0 | 0 | 0 | 0
F5_Commercial_Grocery (ID)_Existing_Food Preparation_Natural Gas_Conveyor Oven_E6 | F5 | Commercial | Grocery (ID) | Existing | Food Preparation | Natural Gas | Conveyor Oven | E6 | Utility - Cost of Operation | 0 | 0 | 0 | 0 | 0 | 0 | 0 | 0 | 0 | 0 | 0 | 0 | 0 | 0 | 0 | 0 | 0 | 0 | 0 | 0 | 0 | 0 | 0 | 0 | 0 | 0 | 0
F5_Commercial_Grocery (ID)_Existing_Food Preparation_Natural Gas_Conveyor Oven_E7 | F5 | Commercial | Grocery (ID) | Existing | Food Preparation | Natural Gas | Conveyor Oven | E7 | Utility - Cost of Operation | 0 | 0 | 0 | 0 | 0 | 0 | 0 | 0 | 0 | 0 | 0 | 0 | 0 | 0 | 0 | 0 | 0 | 0 | 0 | 0 | 0 | 0 | 0 | 0 | 0 | 0 | 0
F5_Commercial_Grocery (ID)_Existing_Food Preparation_Natural Gas_Conveyor Oven_E8 | F5 | Commercial | Grocery (ID) | Existing | Food Preparation | Natural Gas | Conveyor Oven | E8 | Utility - Cost of Operation | 0 | 0 | 0 | 0 | 0 | 0 | 0 | 0 | 0 | 0 | 0 | 0 | 0 | 0 | 0 | 0 | 0 | 0 | 0 | 0 | 0 | 0 | 0 | 0 | 0 | 0 | 0
F5_Commercial_Grocery (ID)_Existing_Food Preparation_Natural Gas_Conveyor Oven_E9 | F5 | Commercial | Grocery (ID) | Existing | Food Preparation | Natural Gas | Conveyor Oven | E9 | Utility - Cost of Operation | 0 | 0 | 0 | 0 | 0 | 0 | 0 | 0 | 0 | 0 | 0 | 0 | 0 | 0 | 0 | 0 | 0 | 0 | 0 | 0 | 0 | 0 | 0 | 0 | 0 | 0 | 0
F5_Commercial_Grocery (ID)_Existing_Food Preparation_Natural Gas_Conveyor Oven_E10 | F5 | Commercial | Grocery (ID) | Existing | Food Preparation | Natural Gas | Conveyor Oven | E10 | Utility - Cost of Operation | 0 | 0 | 0 | 0 | 0 | 0 | 0 | 0 | 0 | 0 | 0 | 0 | 0 | 0 | 0 | 0 | 0 | 0 | 0 | 0 | 0 | 0 | 0 | 0 | 0 | 0 | 0
F6_Commercial_Grocery (ID)_Existing_Food Preparation_Natural Gas_Conveyor Oven_E1 | F6 | Commercial | Grocery (ID) | Existing | Food Preparation | Natural Gas | Conveyor Oven | E1 | Utility - Value of Sales | 0.079888 | 0.081595 | 0.083452 | 0.085465 | 0.087647 | 0.090217 | 0.092732 | 0.095127 | 0.097321 | 0.099479 | 0.10173 | 0.10384 | 0.10608 | 0.10826 | 0.1102 | 0.112 | 0.11359 | 0.11514 | 0.11677 | 0.11833 | 0.1199 | 0.12202 | 0.12416 | 0.12637 | 0.12861 | 0.1309 | 0.13322
F6_Commercial_Grocery (ID)_Existing_Food Preparation_Natural Gas_Conveyor Oven_E2 | F6 | Commercial | Grocery (ID) | Existing | Food Preparation | Natural Gas | Conveyor Oven | E2 | Utility - Value of Sales | 0.06349 | 0.064847 | 0.066323 | 0.067922 | 0.069656 | 0.071699 | 0.073698 | 0.0756 | 0.077345 | 0.079059 | 0.080852 | 0.082524 | 0.084305 | 0.086038 | 0.08758 | 0.08901 | 0.090277 | 0.091509 | 0.092803 | 0.094041 | 0.095289 | 0.096973 | 0.098677 | 0.10043 | 0.10221 | 0.10403 | 0.10588
F6_Commercial_Grocery (ID)_Existing_Food Preparation_Natural Gas_Conveyor Oven_E3 | F6 | Commercial | Grocery (ID) | Existing | Food Preparation | Natural Gas | Conveyor Oven | E3 | Utility - Value of Sales | 0 | 0 | 0 | 0 | 0 | 0 | 0 | 0 | 0 | 0 | 0 | 0 | 0 | 0 | 0 | 0 | 0 | 0 | 0 | 0 | 0 | 0 | 0 | 0 | 0 | 0 | 0
F6_Commercial_Grocery (ID)_Existing_Food Preparation_Natural Gas_Conveyor Oven_E4 | F6 | Commercial | Grocery (ID) | Existing | Food Preparation | Natural Gas | Conveyor Oven | E4 | Utility - Value of Sales | 0 | 0 | 0 | 0 | 0 | 0 | 0 | 0 | 0 | 0 | 0 | 0 | 0 | 0 | 0 | 0 | 0 | 0 | 0 | 0 | 0 | 0 | 0 | 0 | 0 | 0 | 0
F6_Commercial_Grocery (ID)_Existing_Food Preparation_Natural Gas_Conveyor Oven_E5 | F6 | Commercial | Grocery (ID) | Existing | Food Preparation | Natural Gas | Conveyor Oven | E5 | Utility - Value of Sales | 0 | 0 | 0 | 0 | 0 | 0 | 0 | 0 | 0 | 0 | 0 | 0 | 0 | 0 | 0 | 0 | 0 | 0 | 0 | 0 | 0 | 0 | 0 | 0 | 0 | 0 | 0
F6_Commercial_Grocery (ID)_Existing_Food Preparation_Natural Gas_Conveyor Oven_E6 | F6 | Commercial | Grocery (ID) | Existing | Food Preparation | Natural Gas | Conveyor Oven | E6 | Utility - Value of Sales | 0 | 0 | 0 | 0 | 0 | 0 | 0 | 0 | 0 | 0 | 0 | 0 | 0 | 0 | 0 | 0 | 0 | 0 | 0 | 0 | 0 | 0 | 0 | 0 | 0 | 0 | 0
F6_Commercial_Grocery (ID)_Existing_Food Preparation_Natural Gas_Conveyor Oven_E7 | F6 | Commercial | Grocery (ID) | Existing | Food Preparation | Natural Gas | Conveyor Oven | E7 | Utility - Value of Sales | 0 | 0 | 0 | 0 | 0 | 0 | 0 | 0 | 0 | 0 | 0 | 0 | 0 | 0 | 0 | 0 | 0 | 0 | 0 | 0 | 0 | 0 | 0 | 0 | 0 | 0 | 0
F6_Commercial_Grocery (ID)_Existing_Food Preparation_Natural Gas_Conveyor Oven_E8 | F6 | Commercial | Grocery (ID) | Existing | Food Preparation | Natural Gas | Conveyor Oven | E8 | Utility - Value of Sales | 0 | 0 | 0 | 0 | 0 | 0 | 0 | 0 | 0 | 0 | 0 | 0 | 0 | 0 | 0 | 0 | 0 | 0 | 0 | 0 | 0 | 0 | 0 | 0 | 0 | 0 | 0
F6_Commercial_Grocery (ID)_Existing_Food Preparation_Natural Gas_Conveyor Oven_E9 | F6 | Commercial | Grocery (ID) | Existing | Food Preparation | Natural Gas | Conveyor Oven | E9 | Utility - Value of Sales | 0 | 0 | 0 | 0 | 0 | 0 | 0 | 0 | 0 | 0 | 0 | 0 | 0 | 0 | 0 | 0 | 0 | 0 | 0 | 0 | 0 | 0 | 0 | 0 | 0 | 0 | 0
F6_Commercial_Grocery (ID)_Existing_Food Preparation_Natural Gas_Conveyor Oven_E10 | F6 | Commercial | Grocery (ID) | Existing | Food Preparation | Natural Gas | Conveyor Oven | E10 | Utility - Value of Sales | 0 | 0 | 0 | 0 | 0 | 0 | 0 | 0 | 0 | 0 | 0 | 0 | 0 | 0 | 0 | 0 | 0 | 0 | 0 | 0 | 0 | 0 | 0 | 0 | 0 | 0 | 0
F1_Commercial_Grocery (ID)_Existing_Food Preparation_Natural Gas_Double Rack Oven_E1 | F1 | Commercial | Grocery (ID) | Existing | Food Preparation | Natural Gas | Double Rack Oven | E1 | RVT - Cost of Equipment | 0.0013723 | 0.0013723 | 0.0013723 | 0.0013723 | 0.0013723 | 0.0013723 | 0.0013723 | 0.0013723 | 0.0013723 | 0.0013723 | 0.0013723 | 0.0013723 | 0.0013723 | 0.0013723 | 0.0013723 | 0.0013723 | 0.0013723 | 0.0013723 | 0.0013723 | 0.0013723 | 0.0013723 | 0.0013723 | 0.0013723 | 0.0013723 | 0.0013723 | 0.0013723 | 0.0013723
F1_Commercial_Grocery (ID)_Existing_Food Preparation_Natural Gas_Double Rack Oven_E2 | F1 | Commercial | Grocery (ID) | Existing | Food Preparation | Natural Gas | Double Rack Oven | E2 | RVT - Cost of Equipment | 0.0062258 | 0.0062258 | 0.0062258 | 0.0062258 | 0.0062258 | 0.0062258 | 0.0062258 | 0.0062258 | 0.0062258 | 0.0062258 | 0.0062258 | 0.0062258 | 0.0062258 | 0.0062258 | 0.0062258 | 0.0062258 | 0.0062258 | 0.0062258 | 0.0062258 | 0.0062258 | 0.0062258 | 0.0062258 | 0.0062258 | 0.0062258 | 0.0062258 | 0.0062258 | 0.0062258
F1_Commercial_Grocery (ID)_Existing_Food Preparation_Natural Gas_Double Rack Oven_E3 | F1 | Commercial | Grocery (ID) | Existing | Food Preparation | Natural Gas | Double Rack Oven | E3 | RVT - Cost of Equipment | 0 | 0 | 0 | 0 | 0 | 0 | 0 | 0 | 0 | 0 | 0 | 0 | 0 | 0 | 0 | 0 | 0 | 0 | 0 | 0 | 0 | 0 | 0 | 0 | 0 | 0 | 0
F1_Commercial_Grocery (ID)_Existing_Food Preparation_Natural Gas_Double Rack Oven_E4 | F1 | Commercial | Grocery (ID) | Existing | Food Preparation | Natural Gas | Double Rack Oven | E4 | RVT - Cost of Equipment | 0 | 0 | 0 | 0 | 0 | 0 | 0 | 0 | 0 | 0 | 0 | 0 | 0 | 0 | 0 | 0 | 0 | 0 | 0 | 0 | 0 | 0 | 0 | 0 | 0 | 0 | 0
F1_Commercial_Grocery (ID)_Existing_Food Preparation_Natural Gas_Double Rack Oven_E5 | F1 | Commercial | Grocery (ID) | Existing | Food Preparation | Natural Gas | Double Rack Oven | E5 | RVT - Cost of Equipment | 0 | 0 | 0 | 0 | 0 | 0 | 0 | 0 | 0 | 0 | 0 | 0 | 0 | 0 | 0 | 0 | 0 | 0 | 0 | 0 | 0 | 0 | 0 | 0 | 0 | 0 | 0
F1_Commercial_Grocery (ID)_Existing_Food Preparation_Natural Gas_Double Rack Oven_E6 | F1 | Commercial | Grocery (ID) | Existing | Food Preparation | Natural Gas | Double Rack Oven | E6 | RVT - Cost of Equipment | 0 | 0 | 0 | 0 | 0 | 0 | 0 | 0 | 0 | 0 | 0 | 0 | 0 | 0 | 0 | 0 | 0 | 0 | 0 | 0 | 0 | 0 | 0 | 0 | 0 | 0 | 0
F1_Commercial_Grocery (ID)_Existing_Food Preparation_Natural Gas_Double Rack Oven_E7 | F1 | Commercial | Grocery (ID) | Existing | Food Preparation | Natural Gas | Double Rack Oven | E7 | RVT - Cost of Equipment | 0 | 0 | 0 | 0 | 0 | 0 | 0 | 0 | 0 | 0 | 0 | 0 | 0 | 0 | 0 | 0 | 0 | 0 | 0 | 0 | 0 | 0 | 0 | 0 | 0 | 0 | 0
F1_Commercial_Grocery (ID)_Existing_Food Preparation_Natural Gas_Double Rack Oven_E8 | F1 | Commercial | Grocery (ID) | Existing | Food Preparation | Natural Gas | Double Rack Oven | E8 | RVT - Cost of Equipment | 0 | 0 | 0 | 0 | 0 | 0 | 0 | 0 | 0 | 0 | 0 | 0 | 0 | 0 | 0 | 0 | 0 | 0 | 0 | 0 | 0 | 0 | 0 | 0 | 0 | 0 | 0
F1_Commercial_Grocery (ID)_Existing_Food Preparation_Natural Gas_Double Rack Oven_E9 | F1 | Commercial | Grocery (ID) | Existing | Food Preparation | Natural Gas | Double Rack Oven | E9 | RVT - Cost of Equipment | 0 | 0 | 0 | 0 | 0 | 0 | 0 | 0 | 0 | 0 | 0 | 0 | 0 | 0 | 0 | 0 | 0 | 0 | 0 | 0 | 0 | 0 | 0 | 0 | 0 | 0 | 0
F1_Commercial_Grocery (ID)_Existing_Food Preparation_Natural Gas_Double Rack Oven_E10 | F1 | Commercial | Grocery (ID) | Existing | Food Preparation | Natural Gas | Double Rack Oven | E10 | RVT - Cost of Equipment | 0 | 0 | 0 | 0 | 0 | 0 | 0 | 0 | 0 | 0 | 0 | 0 | 0 | 0 | 0 | 0 | 0 | 0 | 0 | 0 | 0 | 0 | 0 | 0 | 0 | 0 | 0
F2_Commercial_Grocery (ID)_Existing_Food Preparation_Natural Gas_Double Rack Oven_E1 | F2 | Commercial | Grocery (ID) | Existing | Food Preparation | Natural Gas | Double Rack Oven | E1 | RVT - Cost of Operation | 0.12964 | 0.13209 | 0.13496 | 0.13831 | 0.14215 | 0.14694 | 0.15175 | 0.15631 | 0.16044 | 0.16444 | 0.16859 | 0.17236 | 0.17634 | 0.1801 | 0.18334 | 0.18626 | 0.18874 | 0.1911 | 0.19361 | 0.19595 | 0.1983 | 0.2018 | 0.20534 | 0.20899 | 0.2127 | 0.21648 | 0.22032
F2_Commercial_Grocery (ID)_Existing_Food Preparation_Natural Gas_Double Rack Oven_E2 | F2 | Commercial | Grocery (ID) | Existing | Food Preparation | Natural Gas | Double Rack Oven | E2 | RVT - Cost of Operation | 0.080316 | 0.081834 | 0.083615 | 0.085691 | 0.088069 | 0.091037 | 0.094014 | 0.09684 | 0.099399 | 0.10188 | 0.10445 | 0.10678 | 0.10925 | 0.11158 | 0.11359 | 0.1154 | 0.11693 | 0.11839 | 0.11995 | 0.1214 | 0.12286 | 0.12502 | 0.12722 | 0.12948 | 0.13178 | 0.13412 | 0.1365
F2_Commercial_Grocery (ID)_Existing_Food Preparation_Natural Gas_Double Rack Oven_E3 | F2 | Commercial | Grocery (ID) | Existing | Food Preparation | Natural Gas | Double Rack Oven | E3 | RVT - Cost of Operation | 0 | 0 | 0 | 0 | 0 | 0 | 0 | 0 | 0 | 0 | 0 | 0 | 0 | 0 | 0 | 0 | 0 | 0 | 0 | 0 | 0 | 0 | 0 | 0 | 0 | 0 | 0
F2_Commercial_Grocery (ID)_Existing_Food Preparation_Natural Gas_Double Rack Oven_E4 | F2 | Commercial | Grocery (ID) | Existing | Food Preparation | Natural Gas | Double Rack Oven | E4 | RVT - Cost of Operation | 0 | 0 | 0 | 0 | 0 | 0 | 0 | 0 | 0 | 0 | 0 | 0 | 0 | 0 | 0 | 0 | 0 | 0 | 0 | 0 | 0 | 0 | 0 | 0 | 0 | 0 | 0
F2_Commercial_Grocery (ID)_Existing_Food Preparation_Natural Gas_Double Rack Oven_E5 | F2 | Commercial | Grocery (ID) | Existing | Food Preparation | Natural Gas | Double Rack Oven | E5 | RVT - Cost of Operation | 0 | 0 | 0 | 0 | 0 | 0 | 0 | 0 | 0 | 0 | 0 | 0 | 0 | 0 | 0 | 0 | 0 | 0 | 0 | 0 | 0 | 0 | 0 | 0 | 0 | 0 | 0
F2_Commercial_Grocery (ID)_Existing_Food Preparation_Natural Gas_Double Rack Oven_E6 | F2 | Commercial | Grocery (ID) | Existing | Food Preparation | Natural Gas | Double Rack Oven | E6 | RVT - Cost of Operation | 0 | 0 | 0 | 0 | 0 | 0 | 0 | 0 | 0 | 0 | 0 | 0 | 0 | 0 | 0 | 0 | 0 | 0 | 0 | 0 | 0 | 0 | 0 | 0 | 0 | 0 | 0
F2_Commercial_Grocery (ID)_Existing_Food Preparation_Natural Gas_Double Rack Oven_E7 | F2 | Commercial | Grocery (ID) | Existing | Food Preparation | Natural Gas | Double Rack Oven | E7 | RVT - Cost of Operation | 0 | 0 | 0 | 0 | 0 | 0 | 0 | 0 | 0 | 0 | 0 | 0 | 0 | 0 | 0 | 0 | 0 | 0 | 0 | 0 | 0 | 0 | 0 | 0 | 0 | 0 | 0
F2_Commercial_Grocery (ID)_Existing_Food Preparation_Natural Gas_Double Rack Oven_E8 | F2 | Commercial | Grocery (ID) | Existing | Food Preparation | Natural Gas | Double Rack Oven | E8 | RVT - Cost of Operation | 0 | 0 | 0 | 0 | 0 | 0 | 0 | 0 | 0 | 0 | 0 | 0 | 0 | 0 | 0 | 0 | 0 | 0 | 0 | 0 | 0 | 0 | 0 | 0 | 0 | 0 | 0
F2_Commercial_Grocery (ID)_Existing_Food Preparation_Natural Gas_Double Rack Oven_E9 | F2 | Commercial | Grocery (ID) | Existing | Food Preparation | Natural Gas | Double Rack Oven | E9 | RVT - Cost of Operation | 0 | 0 | 0 | 0 | 0 | 0 | 0 | 0 | 0 | 0 | 0 | 0 | 0 | 0 | 0 | 0 | 0 | 0 | 0 | 0 | 0 | 0 | 0 | 0 | 0 | 0 | 0
F2_Commercial_Grocery (ID)_Existing_Food Preparation_Natural Gas_Double Rack Oven_E10 | F2 | Commercial | Grocery (ID) | Existing | Food Preparation | Natural Gas | Double Rack Oven | E10 | RVT - Cost of Operation | 0 | 0 | 0 | 0 | 0 | 0 | 0 | 0 | 0 | 0 | 0 | 0 | 0 | 0 | 0 | 0 | 0 | 0 | 0 | 0 | 0 | 0 | 0 | 0 | 0 | 0 | 0
F3_Commercial_Grocery (ID)_Existing_Food Preparation_Natural Gas_Double Rack Oven_E1 | F3 | Commercial | Grocery (ID) | Existing | Food Preparation | Natural Gas | Double Rack Oven | E1 | System - kBTUs of Consumption | 30.9269 | 30.9269 | 30.9269 | 30.9269 | 30.9269 | 30.9269 | 30.9269 | 30.9269 | 30.9269 | 30.9269 | 30.9269 | 30.9269 | 30.9269 | 30.9269 | 30.9269 | 30.9269 | 30.9269 | 30.9269 | 30.9269 | 30.9269 | 30.9269 | 30.9269 | 30.9269 | 30.9269 | 30.9269 | 30.9269 | 30.9269
F3_Commercial_Grocery (ID)_Existing_Food Preparation_Natural Gas_Double Rack Oven_E2 | F3 | Commercial | Grocery (ID) | Existing | Food Preparation | Natural Gas | Double Rack Oven | E2 | System - kBTUs of Consumption | 19.1604 | 19.1604 | 19.1604 | 19.1604 | 19.1604 | 19.1604 | 19.1604 | 19.1604 | 19.1604 | 19.1604 | 19.1604 | 19.1604 | 19.1604 | 19.1604 | 19.1604 | 19.1604 | 19.1604 | 19.1604 | 19.1604 | 19.1604 | 19.1604 | 19.1604 | 19.1604 | 19.1604 | 19.1604 | 19.1604 | 19.1604
F3_Commercial_Grocery (ID)_Existing_Food Preparation_Natural Gas_Double Rack Oven_E3 | F3 | Commercial | Grocery (ID) | Existing | Food Preparation | Natural Gas | Double Rack Oven | E3 | System - kBTUs of Consumption | 0 | 0 | 0 | 0 | 0 | 0 | 0 | 0 | 0 | 0 | 0 | 0 | 0 | 0 | 0 | 0 | 0 | 0 | 0 | 0 | 0 | 0 | 0 | 0 | 0 | 0 | 0
F3_Commercial_Grocery (ID)_Existing_Food Preparation_Natural Gas_Double Rack Oven_E4 | F3 | Commercial | Grocery (ID) | Existing | Food Preparation | Natural Gas | Double Rack Oven | E4 | System - kBTUs of Consumption | 0 | 0 | 0 | 0 | 0 | 0 | 0 | 0 | 0 | 0 | 0 | 0 | 0 | 0 | 0 | 0 | 0 | 0 | 0 | 0 | 0 | 0 | 0 | 0 | 0 | 0 | 0
F3_Commercial_Grocery (ID)_Existing_Food Preparation_Natural Gas_Double Rack Oven_E5 | F3 | Commercial | Grocery (ID) | Existing | Food Preparation | Natural Gas | Double Rack Oven | E5 | System - kBTUs of Consumption | 0 | 0 | 0 | 0 | 0 | 0 | 0 | 0 | 0 | 0 | 0 | 0 | 0 | 0 | 0 | 0 | 0 | 0 | 0 | 0 | 0 | 0 | 0 | 0 | 0 | 0 | 0
F3_Commercial_Grocery (ID)_Existing_Food Preparation_Natural Gas_Double Rack Oven_E6 | F3 | Commercial | Grocery (ID) | Existing | Food Preparation | Natural Gas | Double Rack Oven | E6 | System - kBTUs of Consumption | 0 | 0 | 0 | 0 | 0 | 0 | 0 | 0 | 0 | 0 | 0 | 0 | 0 | 0 | 0 | 0 | 0 | 0 | 0 | 0 | 0 | 0 | 0 | 0 | 0 | 0 | 0
F3_Commercial_Grocery (ID)_Existing_Food Preparation_Natural Gas_Double Rack Oven_E7 | F3 | Commercial | Grocery (ID) | Existing | Food Preparation | Natural Gas | Double Rack Oven | E7 | System - kBTUs of Consumption | 0 | 0 | 0 | 0 | 0 | 0 | 0 | 0 | 0 | 0 | 0 | 0 | 0 | 0 | 0 | 0 | 0 | 0 | 0 | 0 | 0 | 0 | 0 | 0 | 0 | 0 | 0
F3_Commercial_Grocery (ID)_Existing_Food Preparation_Natural Gas_Double Rack Oven_E8 | F3 | Commercial | Grocery (ID) | Existing | Food Preparation | Natural Gas | Double Rack Oven | E8 | System - kBTUs of Consumption | 0 | 0 | 0 | 0 | 0 | 0 | 0 | 0 | 0 | 0 | 0 | 0 | 0 | 0 | 0 | 0 | 0 | 0 | 0 | 0 | 0 | 0 | 0 | 0 | 0 | 0 | 0
F3_Commercial_Grocery (ID)_Existing_Food Preparation_Natural Gas_Double Rack Oven_E9 | F3 | Commercial | Grocery (ID) | Existing | Food Preparation | Natural Gas | Double Rack Oven | E9 | System - kBTUs of Consumption | 0 | 0 | 0 | 0 | 0 | 0 | 0 | 0 | 0 | 0 | 0 | 0 | 0 | 0 | 0 | 0 | 0 | 0 | 0 | 0 | 0 | 0 | 0 | 0 | 0 | 0 | 0
F3_Commercial_Grocery (ID)_Existing_Food Preparation_Natural Gas_Double Rack Oven_E10 | F3 | Commercial | Grocery (ID) | Existing | Food Preparation | Natural Gas | Double Rack Oven | E10 | System - kBTUs of Consumption | 0 | 0 | 0 | 0 | 0 | 0 | 0 | 0 | 0 | 0 | 0 | 0 | 0 | 0 | 0 | 0 | 0 | 0 | 0 | 0 | 0 | 0 | 0 | 0 | 0 | 0 | 0
F4_Commercial_Grocery (ID)_Existing_Food Preparation_Natural Gas_Double Rack Oven_E1 | F4 | Commercial | Grocery (ID) | Existing | Food Preparation | Natural Gas | Double Rack Oven | E1 | Utility - Cost of Equipment | 0.0013723 | 0.0013723 | 0.0013723 | 0.0013723 | 0.0013723 | 0.0013723 | 0.0013723 | 0.0013723 | 0.0013723 | 0.0013723 | 0.0013723 | 0.0013723 | 0.0013723 | 0.0013723 | 0.0013723 | 0.0013723 | 0.0013723 | 0.0013723 | 0.0013723 | 0.0013723 | 0.0013723 | 0.0013723 | 0.0013723 | 0.0013723 | 0.0013723 | 0.0013723 | 0.0013723
F4_Commercial_Grocery (ID)_Existing_Food Preparation_Natural Gas_Double Rack Oven_E2 | F4 | Commercial | Grocery (ID) | Existing | Food Preparation | Natural Gas | Double Rack Oven | E2 | Utility - Cost of Equipment | 0.0062258 | 0.0062258 | 0.0062258 | 0.0062258 | 0.0062258 | 0.0062258 | 0.0062258 | 0.0062258 | 0.0062258 | 0.0062258 | 0.0062258 | 0.0062258 | 0.0062258 | 0.0062258 | 0.0062258 | 0.0062258 | 0.0062258 | 0.0062258 | 0.0062258 | 0.0062258 | 0.0062258 | 0.0062258 | 0.0062258 | 0.0062258 | 0.0062258 | 0.0062258 | 0.0062258
F4_Commercial_Grocery (ID)_Existing_Food Preparation_Natural Gas_Double Rack Oven_E3 | F4 | Commercial | Grocery (ID) | Existing | Food Preparation | Natural Gas | Double Rack Oven | E3 | Utility - Cost of Equipment | 0 | 0 | 0 | 0 | 0 | 0 | 0 | 0 | 0 | 0 | 0 | 0 | 0 | 0 | 0 | 0 | 0 | 0 | 0 | 0 | 0 | 0 | 0 | 0 | 0 | 0 | 0
F4_Commercial_Grocery (ID)_Existing_Food Preparation_Natural Gas_Double Rack Oven_E4 | F4 | Commercial | Grocery (ID) | Existing | Food Preparation | Natural Gas | Double Rack Oven | E4 | Utility - Cost of Equipment | 0 | 0 | 0 | 0 | 0 | 0 | 0 | 0 | 0 | 0 | 0 | 0 | 0 | 0 | 0 | 0 | 0 | 0 | 0 | 0 | 0 | 0 | 0 | 0 | 0 | 0 | 0
F4_Commercial_Grocery (ID)_Existing_Food Preparation_Natural Gas_Double Rack Oven_E5 | F4 | Commercial | Grocery (ID) | Existing | Food Preparation | Natural Gas | Double Rack Oven | E5 | Utility - Cost of Equipment | 0 | 0 | 0 | 0 | 0 | 0 | 0 | 0 | 0 | 0 | 0 | 0 | 0 | 0 | 0 | 0 | 0 | 0 | 0 | 0 | 0 | 0 | 0 | 0 | 0 | 0 | 0
F4_Commercial_Grocery (ID)_Existing_Food Preparation_Natural Gas_Double Rack Oven_E6 | F4 | Commercial | Grocery (ID) | Existing | Food Preparation | Natural Gas | Double Rack Oven | E6 | Utility - Cost of Equipment | 0 | 0 | 0 | 0 | 0 | 0 | 0 | 0 | 0 | 0 | 0 | 0 | 0 | 0 | 0 | 0 | 0 | 0 | 0 | 0 | 0 | 0 | 0 | 0 | 0 | 0 | 0
F4_Commercial_Grocery (ID)_Existing_Food Preparation_Natural Gas_Double Rack Oven_E7 | F4 | Commercial | Grocery (ID) | Existing | Food Preparation | Natural Gas | Double Rack Oven | E7 | Utility - Cost of Equipment | 0 | 0 | 0 | 0 | 0 | 0 | 0 | 0 | 0 | 0 | 0 | 0 | 0 | 0 | 0 | 0 | 0 | 0 | 0 | 0 | 0 | 0 | 0 | 0 | 0 | 0 | 0
F4_Commercial_Grocery (ID)_Existing_Food Preparation_Natural Gas_Double Rack Oven_E8 | F4 | Commercial | Grocery (ID) | Existing | Food Preparation | Natural Gas | Double Rack Oven | E8 | Utility - Cost of Equipment | 0 | 0 | 0 | 0 | 0 | 0 | 0 | 0 | 0 | 0 | 0 | 0 | 0 | 0 | 0 | 0 | 0 | 0 | 0 | 0 | 0 | 0 | 0 | 0 | 0 | 0 | 0
F4_Commercial_Grocery (ID)_Existing_Food Preparation_Natural Gas_Double Rack Oven_E9 | F4 | Commercial | Grocery (ID) | Existing | Food Preparation | Natural Gas | Double Rack Oven | E9 | Utility - Cost of Equipment | 0 | 0 | 0 | 0 | 0 | 0 | 0 | 0 | 0 | 0 | 0 | 0 | 0 | 0 | 0 | 0 | 0 | 0 | 0 | 0 | 0 | 0 | 0 | 0 | 0 | 0 | 0
F4_Commercial_Grocery (ID)_Existing_Food Preparation_Natural Gas_Double Rack Oven_E10 | F4 | Commercial | Grocery (ID) | Existing | Food Preparation | Natural Gas | Double Rack Oven | E10 | Utility - Cost of Equipment | 0 | 0 | 0 | 0 | 0 | 0 | 0 | 0 | 0 | 0 | 0 | 0 | 0 | 0 | 0 | 0 | 0 | 0 | 0 | 0 | 0 | 0 | 0 | 0 | 0 | 0 | 0
F5_Commercial_Grocery (ID)_Existing_Food Preparation_Natural Gas_Double Rack Oven_E1 | F5 | Commercial | Grocery (ID) | Existing | Food Preparation | Natural Gas | Double Rack Oven | E1 | Utility - Cost of Operation | 0.11007 | 0.11284 | 0.11613 | 0.1199 | 0.12415 | 0.12934 | 0.13467 | 0.13995 | 0.14504 | 0.15019 | 0.1543 | 0.15814 | 0.16227 | 0.16631 | 0.16993 | 0.17331 | 0.17634 | 0.17934 | 0.18253 | 0.18565 | 0.18886 | 0.19219 | 0.19556 | 0.19904 | 0.20257 | 0.20617 | 0.20983
F5_Commercial_Grocery (ID)_Existing_Food Preparation_Natural Gas_Double Rack Oven_E2 | F5 | Commercial | Grocery (ID) | Existing | Food Preparation | Natural Gas | Double Rack Oven | E2 | Utility - Cost of Operation | 0.068192 | 0.069911 | 0.071947 | 0.07428 | 0.076919 | 0.080129 | 0.083434 | 0.086706 | 0.089857 | 0.093051 | 0.095593 | 0.097974 | 0.10053 | 0.10304 | 0.10528 | 0.10737 | 0.10925 | 0.11111 | 0.11309 | 0.11502 | 0.11701 | 0.11907 | 0.12116 | 0.12331 | 0.1255 | 0.12773 | 0.13
F5_Commercial_Grocery (ID)_Existing_Food Preparation_Natural Gas_Double Rack Oven_E3 | F5 | Commercial | Grocery (ID) | Existing | Food Preparation | Natural Gas | Double Rack Oven | E3 | Utility - Cost of Operation | 0 | 0 | 0 | 0 | 0 | 0 | 0 | 0 | 0 | 0 | 0 | 0 | 0 | 0 | 0 | 0 | 0 | 0 | 0 | 0 | 0 | 0 | 0 | 0 | 0 | 0 | 0
F5_Commercial_Grocery (ID)_Existing_Food Preparation_Natural Gas_Double Rack Oven_E4 | F5 | Commercial | Grocery (ID) | Existing | Food Preparation | Natural Gas | Double Rack Oven | E4 | Utility - Cost of Operation | 0 | 0 | 0 | 0 | 0 | 0 | 0 | 0 | 0 | 0 | 0 | 0 | 0 | 0 | 0 | 0 | 0 | 0 | 0 | 0 | 0 | 0 | 0 | 0 | 0 | 0 | 0
F5_Commercial_Grocery (ID)_Existing_Food Preparation_Natural Gas_Double Rack Oven_E5 | F5 | Commercial | Grocery (ID) | Existing | Food Preparation | Natural Gas | Double Rack Oven | E5 | Utility - Cost of Operation | 0 | 0 | 0 | 0 | 0 | 0 | 0 | 0 | 0 | 0 | 0 | 0 | 0 | 0 | 0 | 0 | 0 | 0 | 0 | 0 | 0 | 0 | 0 | 0 | 0 | 0 | 0
F5_Commercial_Grocery (ID)_Existing_Food Preparation_Natural Gas_Double Rack Oven_E6 | F5 | Commercial | Grocery (ID) | Existing | Food Preparation | Natural Gas | Double Rack Oven | E6 | Utility - Cost of Operation | 0 | 0 | 0 | 0 | 0 | 0 | 0 | 0 | 0 | 0 | 0 | 0 | 0 | 0 | 0 | 0 | 0 | 0 | 0 | 0 | 0 | 0 | 0 | 0 | 0 | 0 | 0
F5_Commercial_Grocery (ID)_Existing_Food Preparation_Natural Gas_Double Rack Oven_E7 | F5 | Commercial | Grocery (ID) | Existing | Food Preparation | Natural Gas | Double Rack Oven | E7 | Utility - Cost of Operation | 0 | 0 | 0 | 0 | 0 | 0 | 0 | 0 | 0 | 0 | 0 | 0 | 0 | 0 | 0 | 0 | 0 | 0 | 0 | 0 | 0 | 0 | 0 | 0 | 0 | 0 | 0
F5_Commercial_Grocery (ID)_Existing_Food Preparation_Natural Gas_Double Rack Oven_E8 | F5 | Commercial | Grocery (ID) | Existing | Food Preparation | Natural Gas | Double Rack Oven | E8 | Utility - Cost of Operation | 0 | 0 | 0 | 0 | 0 | 0 | 0 | 0 | 0 | 0 | 0 | 0 | 0 | 0 | 0 | 0 | 0 | 0 | 0 | 0 | 0 | 0 | 0 | 0 | 0 | 0 | 0
F5_Commercial_Grocery (ID)_Existing_Food Preparation_Natural Gas_Double Rack Oven_E9 | F5 | Commercial | Grocery (ID) | Existing | Food Preparation | Natural Gas | Double Rack Oven | E9 | Utility - Cost of Operation | 0 | 0 | 0 | 0 | 0 | 0 | 0 | 0 | 0 | 0 | 0 | 0 | 0 | 0 | 0 | 0 | 0 | 0 | 0 | 0 | 0 | 0 | 0 | 0 | 0 | 0 | 0
F5_Commercial_Grocery (ID)_Existing_Food Preparation_Natural Gas_Double Rack Oven_E10 | F5 | Commercial | Grocery (ID) | Existing | Food Preparation | Natural Gas | Double Rack Oven | E10 | Utility - Cost of Operation | 0 | 0 | 0 | 0 | 0 | 0 | 0 | 0 | 0 | 0 | 0 | 0 | 0 | 0 | 0 | 0 | 0 | 0 | 0 | 0 | 0 | 0 | 0 | 0 | 0 | 0 | 0
F6_Commercial_Grocery (ID)_Existing_Food Preparation_Natural Gas_Double Rack Oven_E1 | F6 | Commercial | Grocery (ID) | Existing | Food Preparation | Natural Gas | Double Rack Oven | E1 | Utility - Value of Sales | 0.12964 | 0.13209 | 0.13496 | 0.13831 | 0.14215 | 0.14694 | 0.15175 | 0.15631 | 0.16044 | 0.16444 | 0.16859 | 0.17236 | 0.17634 | 0.1801 | 0.18334 | 0.18626 | 0.18874 | 0.1911 | 0.19361 | 0.19595 | 0.1983 | 0.2018 | 0.20534 | 0.20899 | 0.2127 | 0.21648 | 0.22032
F6_Commercial_Grocery (ID)_Existing_Food Preparation_Natural Gas_Double Rack Oven_E2 | F6 | Commercial | Grocery (ID) | Existing | Food Preparation | Natural Gas | Double Rack Oven | E2 | Utility - Value of Sales | 0.080316 | 0.081834 | 0.083615 | 0.085691 | 0.088069 | 0.091037 | 0.094014 | 0.09684 | 0.099399 | 0.10188 | 0.10445 | 0.10678 | 0.10925 | 0.11158 | 0.11359 | 0.1154 | 0.11693 | 0.11839 | 0.11995 | 0.1214 | 0.12286 | 0.12502 | 0.12722 | 0.12948 | 0.13178 | 0.13412 | 0.1365
F6_Commercial_Grocery (ID)_Existing_Food Preparation_Natural Gas_Double Rack Oven_E3 | F6 | Commercial | Grocery (ID) | Existing | Food Preparation | Natural Gas | Double Rack Oven | E3 | Utility - Value of Sales | 0 | 0 | 0 | 0 | 0 | 0 | 0 | 0 | 0 | 0 | 0 | 0 | 0 | 0 | 0 | 0 | 0 | 0 | 0 | 0 | 0 | 0 | 0 | 0 | 0 | 0 | 0
F6_Commercial_Grocery (ID)_Existing_Food Preparation_Natural Gas_Double Rack Oven_E4 | F6 | Commercial | Grocery (ID) | Existing | Food Preparation | Natural Gas | Double Rack Oven | E4 | Utility - Value of Sales | 0 | 0 | 0 | 0 | 0 | 0 | 0 | 0 | 0 | 0 | 0 | 0 | 0 | 0 | 0 | 0 | 0 | 0 | 0 | 0 | 0 | 0 | 0 | 0 | 0 | 0 | 0
F6_Commercial_Grocery (ID)_Existing_Food Preparation_Natural Gas_Double Rack Oven_E5 | F6 | Commercial | Grocery (ID) | Existing | Food Preparation | Natural Gas | Double Rack Oven | E5 | Utility - Value of Sales | 0 | 0 | 0 | 0 | 0 | 0 | 0 | 0 | 0 | 0 | 0 | 0 | 0 | 0 | 0 | 0 | 0 | 0 | 0 | 0 | 0 | 0 | 0 | 0 | 0 | 0 | 0
F6_Commercial_Grocery (ID)_Existing_Food Preparation_Natural Gas_Double Rack Oven_E6 | F6 | Commercial | Grocery (ID) | Existing | Food Preparation | Natural Gas | Double Rack Oven | E6 | Utility - Value of Sales | 0 | 0 | 0 | 0 | 0 | 0 | 0 | 0 | 0 | 0 | 0 | 0 | 0 | 0 | 0 | 0 | 0 | 0 | 0 | 0 | 0 | 0 | 0 | 0 | 0 | 0 | 0
F6_Commercial_Grocery (ID)_Existing_Food Preparation_Natural Gas_Double Rack Oven_E7 | F6 | Commercial | Grocery (ID) | Existing | Food Preparation | Natural Gas | Double Rack Oven | E7 | Utility - Value of Sales | 0 | 0 | 0 | 0 | 0 | 0 | 0 | 0 | 0 | 0 | 0 | 0 | 0 | 0 | 0 | 0 | 0 | 0 | 0 | 0 | 0 | 0 | 0 | 0 | 0 | 0 | 0
F6_Commercial_Grocery (ID)_Existing_Food Preparation_Natural Gas_Double Rack Oven_E8 | F6 | Commercial | Grocery (ID) | Existing | Food Preparation | Natural Gas | Double Rack Oven | E8 | Utility - Value of Sales | 0 | 0 | 0 | 0 | 0 | 0 | 0 | 0 | 0 | 0 | 0 | 0 | 0 | 0 | 0 | 0 | 0 | 0 | 0 | 0 | 0 | 0 | 0 | 0 | 0 | 0 | 0
F6_Commercial_Grocery (ID)_Existing_Food Preparation_Natural Gas_Double Rack Oven_E9 | F6 | Commercial | Grocery (ID) | Existing | Food Preparation | Natural Gas | Double Rack Oven | E9 | Utility - Value of Sales | 0 | 0 | 0 | 0 | 0 | 0 | 0 | 0 | 0 | 0 | 0 | 0 | 0 | 0 | 0 | 0 | 0 | 0 | 0 | 0 | 0 | 0 | 0 | 0 | 0 | 0 | 0
F6_Commercial_Grocery (ID)_Existing_Food Preparation_Natural Gas_Double Rack Oven_E10 | F6 | Commercial | Grocery (ID) | Existing | Food Preparation | Natural Gas | Double Rack Oven | E10 | Utility - Value of Sales | 0 | 0 | 0 | 0 | 0 | 0 | 0 | 0 | 0 | 0 | 0 | 0 | 0 | 0 | 0 | 0 | 0 | 0 | 0 | 0 | 0 | 0 | 0 | 0 | 0 | 0 | 0
F1_Commercial_Grocery (ID)_Existing_Food Preparation_Natural Gas_Fryer_E1 | F1 | Commercial | Grocery (ID) | Existing | Food Preparation | Natural Gas | Fryer | E1 | RVT - Cost of Equipment | 0.0083627 | 0.0083627 | 0.0083627 | 0.0083627 | 0.0083627 | 0.0083627 | 0.0083627 | 0.0083627 | 0.0083627 | 0.0083627 | 0.0083627 | 0.0083627 | 0.0083627 | 0.0083627 | 0.0083627 | 0.0083627 | 0.0083627 | 0.0083627 | 0.0083627 | 0.0083627 | 0.0083627 | 0.0083627 | 0.0083627 | 0.0083627 | 0.0083627 | 0.0083627 | 0.0083627
F1_Commercial_Grocery (ID)_Existing_Food Preparation_Natural Gas_Fryer_E2 | F1 | Commercial | Grocery (ID) | Existing | Food Preparation | Natural Gas | Fryer | E2 | RVT - Cost of Equipment | 0.012377 | 0.012377 | 0.012377 | 0.012377 | 0.012377 | 0.012377 | 0.012377 | 0.012377 | 0.012377 | 0.012377 | 0.012377 | 0.012377 | 0.012377 | 0.012377 | 0.012377 | 0.012377 | 0.012377 | 0.012377 | 0.012377 | 0.012377 | 0.012377 | 0.012377 | 0.012377 | 0.012377 | 0.012377 | 0.012377 | 0.012377
F1_Commercial_Grocery (ID)_Existing_Food Preparation_Natural Gas_Fryer_E3 | F1 | Commercial | Grocery (ID) | Existing | Food Preparation | Natural Gas | Fryer | E3 | RVT - Cost of Equipment | 0 | 0 | 0 | 0 | 0 | 0 | 0 | 0 | 0 | 0 | 0 | 0 | 0 | 0 | 0 | 0 | 0 | 0 | 0 | 0 | 0 | 0 | 0 | 0 | 0 | 0 | 0
F1_Commercial_Grocery (ID)_Existing_Food Preparation_Natural Gas_Fryer_E4 | F1 | Commercial | Grocery (ID) | Existing | Food Preparation | Natural Gas | Fryer | E4 | RVT - Cost of Equipment | 0 | 0 | 0 | 0 | 0 | 0 | 0 | 0 | 0 | 0 | 0 | 0 | 0 | 0 | 0 | 0 | 0 | 0 | 0 | 0 | 0 | 0 | 0 | 0 | 0 | 0 | 0
F1_Commercial_Grocery (ID)_Existing_Food Preparation_Natural Gas_Fryer_E5 | F1 | Commercial | Grocery (ID) | Existing | Food Preparation | Natural Gas | Fryer | E5 | RVT - Cost of Equipment | 0 | 0 | 0 | 0 | 0 | 0 | 0 | 0 | 0 | 0 | 0 | 0 | 0 | 0 | 0 | 0 | 0 | 0 | 0 | 0 | 0 | 0 | 0 | 0 | 0 | 0 | 0
F1_Commercial_Grocery (ID)_Existing_Food Preparation_Natural Gas_Fryer_E6 | F1 | Commercial | Grocery (ID) | Existing | Food Preparation | Natural Gas | Fryer | E6 | RVT - Cost of Equipment | 0 | 0 | 0 | 0 | 0 | 0 | 0 | 0 | 0 | 0 | 0 | 0 | 0 | 0 | 0 | 0 | 0 | 0 | 0 | 0 | 0 | 0 | 0 | 0 | 0 | 0 | 0
F1_Commercial_Grocery (ID)_Existing_Food Preparation_Natural Gas_Fryer_E7 | F1 | Commercial | Grocery (ID) | Existing | Food Preparation | Natural Gas | Fryer | E7 | RVT - Cost of Equipment | 0 | 0 | 0 | 0 | 0 | 0 | 0 | 0 | 0 | 0 | 0 | 0 | 0 | 0 | 0 | 0 | 0 | 0 | 0 | 0 | 0 | 0 | 0 | 0 | 0 | 0 | 0
F1_Commercial_Grocery (ID)_Existing_Food Preparation_Natural Gas_Fryer_E8 | F1 | Commercial | Grocery (ID) | Existing | Food Preparation | Natural Gas | Fryer | E8 | RVT - Cost of Equipment | 0 | 0 | 0 | 0 | 0 | 0 | 0 | 0 | 0 | 0 | 0 | 0 | 0 | 0 | 0 | 0 | 0 | 0 | 0 | 0 | 0 | 0 | 0 | 0 | 0 | 0 | 0
F1_Commercial_Grocery (ID)_Existing_Food Preparation_Natural Gas_Fryer_E9 | F1 | Commercial | Grocery (ID) | Existing | Food Preparation | Natural Gas | Fryer | E9 | RVT - Cost of Equipment | 0 | 0 | 0 | 0 | 0 | 0 | 0 | 0 | 0 | 0 | 0 | 0 | 0 | 0 | 0 | 0 | 0 | 0 | 0 | 0 | 0 | 0 | 0 | 0 | 0 | 0 | 0
F1_Commercial_Grocery (ID)_Existing_Food Preparation_Natural Gas_Fryer_E10 | F1 | Commercial | Grocery (ID) | Existing | Food Preparation | Natural Gas | Fryer | E10 | RVT - Cost of Equipment | 0 | 0 | 0 | 0 | 0 | 0 | 0 | 0 | 0 | 0 | 0 | 0 | 0 | 0 | 0 | 0 | 0 | 0 | 0 | 0 | 0 | 0 | 0 | 0 | 0 | 0 | 0
F2_Commercial_Grocery (ID)_Existing_Food Preparation_Natural Gas_Fryer_E1 | F2 | Commercial | Grocery (ID) | Existing | Food Preparation | Natural Gas | Fryer | E1 | RVT - Cost of Operation | 0.067209 | 0.06856 | 0.070081 | 0.071788 | 0.073692 | 0.075993 | 0.078277 | 0.080436 | 0.082394 | 0.0843 | 0.086276 | 0.088086 | 0.090019 | 0.091894 | 0.093541 | 0.095056 | 0.096378 | 0.097656 | 0.099003 | 0.10028 | 0.10157 | 0.10336 | 0.10518 | 0.10705 | 0.10895 | 0.11088 | 0.11285
F2_Commercial_Grocery (ID)_Existing_Food Preparation_Natural Gas_Fryer_E2 | F2 | Commercial | Grocery (ID) | Existing | Food Preparation | Natural Gas | Fryer | E2 | RVT - Cost of Operation | 0.046355 | 0.047286 | 0.048335 | 0.049512 | 0.050825 | 0.052413 | 0.053988 | 0.055477 | 0.056827 | 0.058142 | 0.059505 | 0.060753 | 0.062087 | 0.063379 | 0.064516 | 0.065561 | 0.066473 | 0.067354 | 0.068283 | 0.069165 | 0.070053 | 0.07129 | 0.072542 | 0.073831 | 0.075142 | 0.076477 | 0.077836
F2_Commercial_Grocery (ID)_Existing_Food Preparation_Natural Gas_Fryer_E3 | F2 | Commercial | Grocery (ID) | Existing | Food Preparation | Natural Gas | Fryer | E3 | RVT - Cost of Operation | 0 | 0 | 0 | 0 | 0 | 0 | 0 | 0 | 0 | 0 | 0 | 0 | 0 | 0 | 0 | 0 | 0 | 0 | 0 | 0 | 0 | 0 | 0 | 0 | 0 | 0 | 0
F2_Commercial_Grocery (ID)_Existing_Food Preparation_Natural Gas_Fryer_E4 | F2 | Commercial | Grocery (ID) | Existing | Food Preparation | Natural Gas | Fryer | E4 | RVT - Cost of Operation | 0 | 0 | 0 | 0 | 0 | 0 | 0 | 0 | 0 | 0 | 0 | 0 | 0 | 0 | 0 | 0 | 0 | 0 | 0 | 0 | 0 | 0 | 0 | 0 | 0 | 0 | 0
F2_Commercial_Grocery (ID)_Existing_Food Preparation_Natural Gas_Fryer_E5 | F2 | Commercial | Grocery (ID) | Existing | Food Preparation | Natural Gas | Fryer | E5 | RVT - Cost of Operation | 0 | 0 | 0 | 0 | 0 | 0 | 0 | 0 | 0 | 0 | 0 | 0 | 0 | 0 | 0 | 0 | 0 | 0 | 0 | 0 | 0 | 0 | 0 | 0 | 0 | 0 | 0
F2_Commercial_Grocery (ID)_Existing_Food Preparation_Natural Gas_Fryer_E6 | F2 | Commercial | Grocery (ID) | Existing | Food Preparation | Natural Gas | Fryer | E6 | RVT - Cost of Operation | 0 | 0 | 0 | 0 | 0 | 0 | 0 | 0 | 0 | 0 | 0 | 0 | 0 | 0 | 0 | 0 | 0 | 0 | 0 | 0 | 0 | 0 | 0 | 0 | 0 | 0 | 0
F2_Commercial_Grocery (ID)_Existing_Food Preparation_Natural Gas_Fryer_E7 | F2 | Commercial | Grocery (ID) | Existing | Food Preparation | Natural Gas | Fryer | E7 | RVT - Cost of Operation | 0 | 0 | 0 | 0 | 0 | 0 | 0 | 0 | 0 | 0 | 0 | 0 | 0 | 0 | 0 | 0 | 0 | 0 | 0 | 0 | 0 | 0 | 0 | 0 | 0 | 0 | 0
F2_Commercial_Grocery (ID)_Existing_Food Preparation_Natural Gas_Fryer_E8 | F2 | Commercial | Grocery (ID) | Existing | Food Preparation | Natural Gas | Fryer | E8 | RVT - Cost of Operation | 0 | 0 | 0 | 0 | 0 | 0 | 0 | 0 | 0 | 0 | 0 | 0 | 0 | 0 | 0 | 0 | 0 | 0 | 0 | 0 | 0 | 0 | 0 | 0 | 0 | 0 | 0
F2_Commercial_Grocery (ID)_Existing_Food Preparation_Natural Gas_Fryer_E9 | F2 | Commercial | Grocery (ID) | Existing | Food Preparation | Natural Gas | Fryer | E9 | RVT - Cost of Operation | 0 | 0 | 0 | 0 | 0 | 0 | 0 | 0 | 0 | 0 | 0 | 0 | 0 | 0 | 0 | 0 | 0 | 0 | 0 | 0 | 0 | 0 | 0 | 0 | 0 | 0 | 0
F2_Commercial_Grocery (ID)_Existing_Food Preparation_Natural Gas_Fryer_E10 | F2 | Commercial | Grocery (ID) | Existing | Food Preparation | Natural Gas | Fryer | E10 | RVT - Cost of Operation | 0 | 0 | 0 | 0 | 0 | 0 | 0 | 0 | 0 | 0 | 0 | 0 | 0 | 0 | 0 | 0 | 0 | 0 | 0 | 0 | 0 | 0 | 0 | 0 | 0 | 0 | 0
F3_Commercial_Grocery (ID)_Existing_Food Preparation_Natural Gas_Fryer_E1 | F3 | Commercial | Grocery (ID) | Existing | Food Preparation | Natural Gas | Fryer | E1 | System - kBTUs of Consumption | 15.5498 | 15.5498 | 15.5498 | 15.5498 | 15.5498 | 15.5498 | 15.5498 | 15.5498 | 15.5498 | 15.5498 | 15.5498 | 15.5498 | 15.5498 | 15.5498 | 15.5498 | 15.5498 | 15.5498 | 15.5498 | 15.5498 | 15.5498 | 15.5498 | 15.5498 | 15.5498 | 15.5498 | 15.5498 | 15.5498 | 15.5498
F3_Commercial_Grocery (ID)_Existing_Food Preparation_Natural Gas_Fryer_E2 | F3 | Commercial | Grocery (ID) | Existing | Food Preparation | Natural Gas | Fryer | E2 | System - kBTUs of Consumption | 10.7247 | 10.7247 | 10.7247 | 10.7247 | 10.7247 | 10.7247 | 10.7247 | 10.7247 | 10.7247 | 10.7247 | 10.7247 | 10.7247 | 10.7247 | 10.7247 | 10.7247 | 10.7247 | 10.7247 | 10.7247 | 10.7247 | 10.7247 | 10.7247 | 10.7247 | 10.7247 | 10.7247 | 10.7247 | 10.7247 | 10.7247
F3_Commercial_Grocery (ID)_Existing_Food Preparation_Natural Gas_Fryer_E3 | F3 | Commercial | Grocery (ID) | Existing | Food Preparation | Natural Gas | Fryer | E3 | System - kBTUs of Consumption | 0 | 0 | 0 | 0 | 0 | 0 | 0 | 0 | 0 | 0 | 0 | 0 | 0 | 0 | 0 | 0 | 0 | 0 | 0 | 0 | 0 | 0 | 0 | 0 | 0 | 0 | 0
F3_Commercial_Grocery (ID)_Existing_Food Preparation_Natural Gas_Fryer_E4 | F3 | Commercial | Grocery (ID) | Existing | Food Preparation | Natural Gas | Fryer | E4 | System - kBTUs of Consumption | 0 | 0 | 0 | 0 | 0 | 0 | 0 | 0 | 0 | 0 | 0 | 0 | 0 | 0 | 0 | 0 | 0 | 0 | 0 | 0 | 0 | 0 | 0 | 0 | 0 | 0 | 0
F3_Commercial_Grocery (ID)_Existing_Food Preparation_Natural Gas_Fryer_E5 | F3 | Commercial | Grocery (ID) | Existing | Food Preparation | Natural Gas | Fryer | E5 | System - kBTUs of Consumption | 0 | 0 | 0 | 0 | 0 | 0 | 0 | 0 | 0 | 0 | 0 | 0 | 0 | 0 | 0 | 0 | 0 | 0 | 0 | 0 | 0 | 0 | 0 | 0 | 0 | 0 | 0
F3_Commercial_Grocery (ID)_Existing_Food Preparation_Natural Gas_Fryer_E6 | F3 | Commercial | Grocery (ID) | Existing | Food Preparation | Natural Gas | Fryer | E6 | System - kBTUs of Consumption | 0 | 0 | 0 | 0 | 0 | 0 | 0 | 0 | 0 | 0 | 0 | 0 | 0 | 0 | 0 | 0 | 0 | 0 | 0 | 0 | 0 | 0 | 0 | 0 | 0 | 0 | 0
F3_Commercial_Grocery (ID)_Existing_Food Preparation_Natural Gas_Fryer_E7 | F3 | Commercial | Grocery (ID) | Existing | Food Preparation | Natural Gas | Fryer | E7 | System - kBTUs of Consumption | 0 | 0 | 0 | 0 | 0 | 0 | 0 | 0 | 0 | 0 | 0 | 0 | 0 | 0 | 0 | 0 | 0 | 0 | 0 | 0 | 0 | 0 | 0 | 0 | 0 | 0 | 0
F3_Commercial_Grocery (ID)_Existing_Food Preparation_Natural Gas_Fryer_E8 | F3 | Commercial | Grocery (ID) | Existing | Food Preparation | Natural Gas | Fryer | E8 | System - kBTUs of Consumption | 0 | 0 | 0 | 0 | 0 | 0 | 0 | 0 | 0 | 0 | 0 | 0 | 0 | 0 | 0 | 0 | 0 | 0 | 0 | 0 | 0 | 0 | 0 | 0 | 0 | 0 | 0
F3_Commercial_Grocery (ID)_Existing_Food Preparation_Natural Gas_Fryer_E9 | F3 | Commercial | Grocery (ID) | Existing | Food Preparation | Natural Gas | Fryer | E9 | System - kBTUs of Consumption | 0 | 0 | 0 | 0 | 0 | 0 | 0 | 0 | 0 | 0 | 0 | 0 | 0 | 0 | 0 | 0 | 0 | 0 | 0 | 0 | 0 | 0 | 0 | 0 | 0 | 0 | 0
F3_Commercial_Grocery (ID)_Existing_Food Preparation_Natural Gas_Fryer_E10 | F3 | Commercial | Grocery (ID) | Existing | Food Preparation | Natural Gas | Fryer | E10 | System - kBTUs of Consumption | 0 | 0 | 0 | 0 | 0 | 0 | 0 | 0 | 0 | 0 | 0 | 0 | 0 | 0 | 0 | 0 | 0 | 0 | 0 | 0 | 0 | 0 | 0 | 0 | 0 | 0 | 0
F4_Commercial_Grocery (ID)_Existing_Food Preparation_Natural Gas_Fryer_E1 | F4 | Commercial | Grocery (ID) | Existing | Food Preparation | Natural Gas | Fryer | E1 | Utility - Cost of Equipment | 0.0083627 | 0.0083627 | 0.0083627 | 0.0083627 | 0.0083627 | 0.0083627 | 0.0083627 | 0.0083627 | 0.0083627 | 0.0083627 | 0.0083627 | 0.0083627 | 0.0083627 | 0.0083627 | 0.0083627 | 0.0083627 | 0.0083627 | 0.0083627 | 0.0083627 | 0.0083627 | 0.0083627 | 0.0083627 | 0.0083627 | 0.0083627 | 0.0083627 | 0.0083627 | 0.0083627
F4_Commercial_Grocery (ID)_Existing_Food Preparation_Natural Gas_Fryer_E2 | F4 | Commercial | Grocery (ID) | Existing | Food Preparation | Natural Gas | Fryer | E2 | Utility - Cost of Equipment | 0.012377 | 0.012377 | 0.012377 | 0.012377 | 0.012377 | 0.012377 | 0.012377 | 0.012377 | 0.012377 | 0.012377 | 0.012377 | 0.012377 | 0.012377 | 0.012377 | 0.012377 | 0.012377 | 0.012377 | 0.012377 | 0.012377 | 0.012377 | 0.012377 | 0.012377 | 0.012377 | 0.012377 | 0.012377 | 0.012377 | 0.012377
F4_Commercial_Grocery (ID)_Existing_Food Preparation_Natural Gas_Fryer_E3 | F4 | Commercial | Grocery (ID) | Existing | Food Preparation | Natural Gas | Fryer | E3 | Utility - Cost of Equipment | 0 | 0 | 0 | 0 | 0 | 0 | 0 | 0 | 0 | 0 | 0 | 0 | 0 | 0 | 0 | 0 | 0 | 0 | 0 | 0 | 0 | 0 | 0 | 0 | 0 | 0 | 0
F4_Commercial_Grocery (ID)_Existing_Food Preparation_Natural Gas_Fryer_E4 | F4 | Commercial | Grocery (ID) | Existing | Food Preparation | Natural Gas | Fryer | E4 | Utility - Cost of Equipment | 0 | 0 | 0 | 0 | 0 | 0 | 0 | 0 | 0 | 0 | 0 | 0 | 0 | 0 | 0 | 0 | 0 | 0 | 0 | 0 | 0 | 0 | 0 | 0 | 0 | 0 | 0
F4_Commercial_Grocery (ID)_Existing_Food Preparation_Natural Gas_Fryer_E5 | F4 | Commercial | Grocery (ID) | Existing | Food Preparation | Natural Gas | Fryer | E5 | Utility - Cost of Equipment | 0 | 0 | 0 | 0 | 0 | 0 | 0 | 0 | 0 | 0 | 0 | 0 | 0 | 0 | 0 | 0 | 0 | 0 | 0 | 0 | 0 | 0 | 0 | 0 | 0 | 0 | 0
F4_Commercial_Grocery (ID)_Existing_Food Preparation_Natural Gas_Fryer_E6 | F4 | Commercial | Grocery (ID) | Existing | Food Preparation | Natural Gas | Fryer | E6 | Utility - Cost of Equipment | 0 | 0 | 0 | 0 | 0 | 0 | 0 | 0 | 0 | 0 | 0 | 0 | 0 | 0 | 0 | 0 | 0 | 0 | 0 | 0 | 0 | 0 | 0 | 0 | 0 | 0 | 0
F4_Commercial_Grocery (ID)_Existing_Food Preparation_Natural Gas_Fryer_E7 | F4 | Commercial | Grocery (ID) | Existing | Food Preparation | Natural Gas | Fryer | E7 | Utility - Cost of Equipment | 0 | 0 | 0 | 0 | 0 | 0 | 0 | 0 | 0 | 0 | 0 | 0 | 0 | 0 | 0 | 0 | 0 | 0 | 0 | 0 | 0 | 0 | 0 | 0 | 0 | 0 | 0
F4_Commercial_Grocery (ID)_Existing_Food Preparation_Natural Gas_Fryer_E8 | F4 | Commercial | Grocery (ID) | Existing | Food Preparation | Natural Gas | Fryer | E8 | Utility - Cost of Equipment | 0 | 0 | 0 | 0 | 0 | 0 | 0 | 0 | 0 | 0 | 0 | 0 | 0 | 0 | 0 | 0 | 0 | 0 | 0 | 0 | 0 | 0 | 0 | 0 | 0 | 0 | 0
F4_Commercial_Grocery (ID)_Existing_Food Preparation_Natural Gas_Fryer_E9 | F4 | Commercial | Grocery (ID) | Existing | Food Preparation | Natural Gas | Fryer | E9 | Utility - Cost of Equipment | 0 | 0 | 0 | 0 | 0 | 0 | 0 | 0 | 0 | 0 | 0 | 0 | 0 | 0 | 0 | 0 | 0 | 0 | 0 | 0 | 0 | 0 | 0 | 0 | 0 | 0 | 0
F4_Commercial_Grocery (ID)_Existing_Food Preparation_Natural Gas_Fryer_E10 | F4 | Commercial | Grocery (ID) | Existing | Food Preparation | Natural Gas | Fryer | E10 | Utility - Cost of Equipment | 0 | 0 | 0 | 0 | 0 | 0 | 0 | 0 | 0 | 0 | 0 | 0 | 0 | 0 | 0 | 0 | 0 | 0 | 0 | 0 | 0 | 0 | 0 | 0 | 0 | 0 | 0
F5_Commercial_Grocery (ID)_Existing_Food Preparation_Natural Gas_Fryer_E1 | F5 | Commercial | Grocery (ID) | Existing | Food Preparation | Natural Gas | Fryer | E1 | Utility - Cost of Operation | 0.057653 | 0.059168 | 0.060867 | 0.062771 | 0.064891 | 0.067399 | 0.069953 | 0.072469 | 0.074889 | 0.077345 | 0.079344 | 0.08123 | 0.083248 | 0.085233 | 0.087034 | 0.08874 | 0.090296 | 0.09184 | 0.093477 | 0.095084 | 0.096733 | 0.098441 | 0.10017 | 0.10195 | 0.10376 | 0.1056 | 0.10748
F5_Commercial_Grocery (ID)_Existing_Food Preparation_Natural Gas_Fryer_E2 | F5 | Commercial | Grocery (ID) | Existing | Food Preparation | Natural Gas | Fryer | E2 | Utility - Cost of Operation | 0.039764 | 0.040808 | 0.04198 | 0.043293 | 0.044756 | 0.046485 | 0.048247 | 0.049982 | 0.051651 | 0.053345 | 0.054724 | 0.056024 | 0.057416 | 0.058785 | 0.060028 | 0.061204 | 0.062278 | 0.063342 | 0.064472 | 0.06558 | 0.066717 | 0.067895 | 0.069088 | 0.070315 | 0.071564 | 0.072836 | 0.07413
F5_Commercial_Grocery (ID)_Existing_Food Preparation_Natural Gas_Fryer_E3 | F5 | Commercial | Grocery (ID) | Existing | Food Preparation | Natural Gas | Fryer | E3 | Utility - Cost of Operation | 0 | 0 | 0 | 0 | 0 | 0 | 0 | 0 | 0 | 0 | 0 | 0 | 0 | 0 | 0 | 0 | 0 | 0 | 0 | 0 | 0 | 0 | 0 | 0 | 0 | 0 | 0
F5_Commercial_Grocery (ID)_Existing_Food Preparation_Natural Gas_Fryer_E4 | F5 | Commercial | Grocery (ID) | Existing | Food Preparation | Natural Gas | Fryer | E4 | Utility - Cost of Operation | 0 | 0 | 0 | 0 | 0 | 0 | 0 | 0 | 0 | 0 | 0 | 0 | 0 | 0 | 0 | 0 | 0 | 0 | 0 | 0 | 0 | 0 | 0 | 0 | 0 | 0 | 0
F5_Commercial_Grocery (ID)_Existing_Food Preparation_Natural Gas_Fryer_E5 | F5 | Commercial | Grocery (ID) | Existing | Food Preparation | Natural Gas | Fryer | E5 | Utility - Cost of Operation | 0 | 0 | 0 | 0 | 0 | 0 | 0 | 0 | 0 | 0 | 0 | 0 | 0 | 0 | 0 | 0 | 0 | 0 | 0 | 0 | 0 | 0 | 0 | 0 | 0 | 0 | 0
F5_Commercial_Grocery (ID)_Existing_Food Preparation_Natural Gas_Fryer_E6 | F5 | Commercial | Grocery (ID) | Existing | Food Preparation | Natural Gas | Fryer | E6 | Utility - Cost of Operation | 0 | 0 | 0 | 0 | 0 | 0 | 0 | 0 | 0 | 0 | 0 | 0 | 0 | 0 | 0 | 0 | 0 | 0 | 0 | 0 | 0 | 0 | 0 | 0 | 0 | 0 | 0
F5_Commercial_Grocery (ID)_Existing_Food Preparation_Natural Gas_Fryer_E7 | F5 | Commercial | Grocery (ID) | Existing | Food Preparation | Natural Gas | Fryer | E7 | Utility - Cost of Operation | 0 | 0 | 0 | 0 | 0 | 0 | 0 | 0 | 0 | 0 | 0 | 0 | 0 | 0 | 0 | 0 | 0 | 0 | 0 | 0 | 0 | 0 | 0 | 0 | 0 | 0 | 0
F5_Commercial_Grocery (ID)_Existing_Food Preparation_Natural Gas_Fryer_E8 | F5 | Commercial | Grocery (ID) | Existing | Food Preparation | Natural Gas | Fryer | E8 | Utility - Cost of Operation | 0 | 0 | 0 | 0 | 0 | 0 | 0 | 0 | 0 | 0 | 0 | 0 | 0 | 0 | 0 | 0 | 0 | 0 | 0 | 0 | 0 | 0 | 0 | 0 | 0 | 0 | 0
F5_Commercial_Grocery (ID)_Existing_Food Preparation_Natural Gas_Fryer_E9 | F5 | Commercial | Grocery (ID) | Existing | Food Preparation | Natural Gas | Fryer | E9 | Utility - Cost of Operation | 0 | 0 | 0 | 0 | 0 | 0 | 0 | 0 | 0 | 0 | 0 | 0 | 0 | 0 | 0 | 0 | 0 | 0 | 0 | 0 | 0 | 0 | 0 | 0 | 0 | 0 | 0
F5_Commercial_Grocery (ID)_Existing_Food Preparation_Natural Gas_Fryer_E10 | F5 | Commercial | Grocery (ID) | Existing | Food Preparation | Natural Gas | Fryer | E10 | Utility - Cost of Operation | 0 | 0 | 0 | 0 | 0 | 0 | 0 | 0 | 0 | 0 | 0 | 0 | 0 | 0 | 0 | 0 | 0 | 0 | 0 | 0 | 0 | 0 | 0 | 0 | 0 | 0 | 0
F6_Commercial_Grocery (ID)_Existing_Food Preparation_Natural Gas_Fryer_E1 | F6 | Commercial | Grocery (ID) | Existing | Food Preparation | Natural Gas | Fryer | E1 | Utility - Value of Sales | 0.067209 | 0.06856 | 0.070081 | 0.071788 | 0.073692 | 0.075993 | 0.078277 | 0.080436 | 0.082394 | 0.0843 | 0.086276 | 0.088086 | 0.090019 | 0.091894 | 0.093541 | 0.095056 | 0.096378 | 0.097656 | 0.099003 | 0.10028 | 0.10157 | 0.10336 | 0.10518 | 0.10705 | 0.10895 | 0.11088 | 0.11285
F6_Commercial_Grocery (ID)_Existing_Food Preparation_Natural Gas_Fryer_E2 | F6 | Commercial | Grocery (ID) | Existing | Food Preparation | Natural Gas | Fryer | E2 | Utility - Value of Sales | 0.046355 | 0.047286 | 0.048335 | 0.049512 | 0.050825 | 0.052413 | 0.053988 | 0.055477 | 0.056827 | 0.058142 | 0.059505 | 0.060753 | 0.062087 | 0.063379 | 0.064516 | 0.065561 | 0.066473 | 0.067354 | 0.068283 | 0.069165 | 0.070053 | 0.07129 | 0.072542 | 0.073831 | 0.075142 | 0.076477 | 0.077836
F6_Commercial_Grocery (ID)_Existing_Food Preparation_Natural Gas_Fryer_E3 | F6 | Commercial | Grocery (ID) | Existing | Food Preparation | Natural Gas | Fryer | E3 | Utility - Value of Sales | 0 | 0 | 0 | 0 | 0 | 0 | 0 | 0 | 0 | 0 | 0 | 0 | 0 | 0 | 0 | 0 | 0 | 0 | 0 | 0 | 0 | 0 | 0 | 0 | 0 | 0 | 0
F6_Commercial_Grocery (ID)_Existing_Food Preparation_Natural Gas_Fryer_E4 | F6 | Commercial | Grocery (ID) | Existing | Food Preparation | Natural Gas | Fryer | E4 | Utility - Value of Sales | 0 | 0 | 0 | 0 | 0 | 0 | 0 | 0 | 0 | 0 | 0 | 0 | 0 | 0 | 0 | 0 | 0 | 0 | 0 | 0 | 0 | 0 | 0 | 0 | 0 | 0 | 0
F6_Commercial_Grocery (ID)_Existing_Food Preparation_Natural Gas_Fryer_E5 | F6 | Commercial | Grocery (ID) | Existing | Food Preparation | Natural Gas | Fryer | E5 | Utility - Value of Sales | 0 | 0 | 0 | 0 | 0 | 0 | 0 | 0 | 0 | 0 | 0 | 0 | 0 | 0 | 0 | 0 | 0 | 0 | 0 | 0 | 0 | 0 | 0 | 0 | 0 | 0 | 0
F6_Commercial_Grocery (ID)_Existing_Food Preparation_Natural Gas_Fryer_E6 | F6 | Commercial | Grocery (ID) | Existing | Food Preparation | Natural Gas | Fryer | E6 | Utility - Value of Sales | 0 | 0 | 0 | 0 | 0 | 0 | 0 | 0 | 0 | 0 | 0 | 0 | 0 | 0 | 0 | 0 | 0 | 0 | 0 | 0 | 0 | 0 | 0 | 0 | 0 | 0 | 0
F6_Commercial_Grocery (ID)_Existing_Food Preparation_Natural Gas_Fryer_E7 | F6 | Commercial | Grocery (ID) | Existing | Food Preparation | Natural Gas | Fryer | E7 | Utility - Value of Sales | 0 | 0 | 0 | 0 | 0 | 0 | 0 | 0 | 0 | 0 | 0 | 0 | 0 | 0 | 0 | 0 | 0 | 0 | 0 | 0 | 0 | 0 | 0 | 0 | 0 | 0 | 0
F6_Commercial_Grocery (ID)_Existing_Food Preparation_Natural Gas_Fryer_E8 | F6 | Commercial | Grocery (ID) | Existing | Food Preparation | Natural Gas | Fryer | E8 | Utility - Value of Sales | 0 | 0 | 0 | 0 | 0 | 0 | 0 | 0 | 0 | 0 | 0 | 0 | 0 | 0 | 0 | 0 | 0 | 0 | 0 | 0 | 0 | 0 | 0 | 0 | 0 | 0 | 0
F6_Commercial_Grocery (ID)_Existing_Food Preparation_Natural Gas_Fryer_E9 | F6 | Commercial | Grocery (ID) | Existing | Food Preparation | Natural Gas | Fryer | E9 | Utility - Value of Sales | 0 | 0 | 0 | 0 | 0 | 0 | 0 | 0 | 0 | 0 | 0 | 0 | 0 | 0 | 0 | 0 | 0 | 0 | 0 | 0 | 0 | 0 | 0 | 0 | 0 | 0 | 0
F6_Commercial_Grocery (ID)_Existing_Food Preparation_Natural Gas_Fryer_E10 | F6 | Commercial | Grocery (ID) | Existing | Food Preparation | Natural Gas | Fryer | E10 | Utility - Value of Sales | 0 | 0 | 0 | 0 | 0 | 0 | 0 | 0 | 0 | 0 | 0 | 0 | 0 | 0 | 0 | 0 | 0 | 0 | 0 | 0 | 0 | 0 | 0 | 0 | 0 | 0 | 0
F1_Commercial_Grocery (ID)_Existing_Food Preparation_Natural Gas_Broiler_E1 | F1 | Commercial | Grocery (ID) | Existing | Food Preparation | Natural Gas | Broiler | E1 | RVT - Cost of Equipment | 0.033603 | 0.033603 | 0.033603 | 0.033603 | 0.033603 | 0.033603 | 0.033603 | 0.033603 | 0.033603 | 0.033603 | 0.033603 | 0.033603 | 0.033603 | 0.033603 | 0.033603 | 0.033603 | 0.033603 | 0.033603 | 0.033603 | 0.033603 | 0.033603 | 0.033603 | 0.033603 | 0.033603 | 0.033603 | 0.033603 | 0.033603
F1_Commercial_Grocery (ID)_Existing_Food Preparation_Natural Gas_Broiler_E2 | F1 | Commercial | Grocery (ID) | Existing | Food Preparation | Natural Gas | Broiler | E2 | RVT - Cost of Equipment | 0.047045 | 0.047045 | 0.047045 | 0.047045 | 0.047045 | 0.047045 | 0.047045 | 0.047045 | 0.047045 | 0.047045 | 0.047045 | 0.047045 | 0.047045 | 0.047045 | 0.047045 | 0.047045 | 0.047045 | 0.047045 | 0.047045 | 0.047045 | 0.047045 | 0.047045 | 0.047045 | 0.047045 | 0.047045 | 0.047045 | 0.047045
F1_Commercial_Grocery (ID)_Existing_Food Preparation_Natural Gas_Broiler_E3 | F1 | Commercial | Grocery (ID) | Existing | Food Preparation | Natural Gas | Broiler | E3 | RVT - Cost of Equipment | 0 | 0 | 0 | 0 | 0 | 0 | 0 | 0 | 0 | 0 | 0 | 0 | 0 | 0 | 0 | 0 | 0 | 0 | 0 | 0 | 0 | 0 | 0 | 0 | 0 | 0 | 0
F1_Commercial_Grocery (ID)_Existing_Food Preparation_Natural Gas_Broiler_E4 | F1 | Commercial | Grocery (ID) | Existing | Food Preparation | Natural Gas | Broiler | E4 | RVT - Cost of Equipment | 0 | 0 | 0 | 0 | 0 | 0 | 0 | 0 | 0 | 0 | 0 | 0 | 0 | 0 | 0 | 0 | 0 | 0 | 0 | 0 | 0 | 0 | 0 | 0 | 0 | 0 | 0
F1_Commercial_Grocery (ID)_Existing_Food Preparation_Natural Gas_Broiler_E5 | F1 | Commercial | Grocery (ID) | Existing | Food Preparation | Natural Gas | Broiler | E5 | RVT - Cost of Equipment | 0 | 0 | 0 | 0 | 0 | 0 | 0 | 0 | 0 | 0 | 0 | 0 | 0 | 0 | 0 | 0 | 0 | 0 | 0 | 0 | 0 | 0 | 0 | 0 | 0 | 0 | 0
F1_Commercial_Grocery (ID)_Existing_Food Preparation_Natural Gas_Broiler_E6 | F1 | Commercial | Grocery (ID) | Existing | Food Preparation | Natural Gas | Broiler | E6 | RVT - Cost of Equipment | 0 | 0 | 0 | 0 | 0 | 0 | 0 | 0 | 0 | 0 | 0 | 0 | 0 | 0 | 0 | 0 | 0 | 0 | 0 | 0 | 0 | 0 | 0 | 0 | 0 | 0 | 0
F1_Commercial_Grocery (ID)_Existing_Food Preparation_Natural Gas_Broiler_E7 | F1 | Commercial | Grocery (ID) | Existing | Food Preparation | Natural Gas | Broiler | E7 | RVT - Cost of Equipment | 0 | 0 | 0 | 0 | 0 | 0 | 0 | 0 | 0 | 0 | 0 | 0 | 0 | 0 | 0 | 0 | 0 | 0 | 0 | 0 | 0 | 0 | 0 | 0 | 0 | 0 | 0
F1_Commercial_Grocery (ID)_Existing_Food Preparation_Natural Gas_Broiler_E8 | F1 | Commercial | Grocery (ID) | Existing | Food Preparation | Natural Gas | Broiler | E8 | RVT - Cost of Equipment | 0 | 0 | 0 | 0 | 0 | 0 | 0 | 0 | 0 | 0 | 0 | 0 | 0 | 0 | 0 | 0 | 0 | 0 | 0 | 0 | 0 | 0 | 0 | 0 | 0 | 0 | 0
F1_Commercial_Grocery (ID)_Existing_Food Preparation_Natural Gas_Broiler_E9 | F1 | Commercial | Grocery (ID) | Existing | Food Preparation | Natural Gas | Broiler | E9 | RVT - Cost of Equipment | 0 | 0 | 0 | 0 | 0 | 0 | 0 | 0 | 0 | 0 | 0 | 0 | 0 | 0 | 0 | 0 | 0 | 0 | 0 | 0 | 0 | 0 | 0 | 0 | 0 | 0 | 0
F1_Commercial_Grocery (ID)_Existing_Food Preparation_Natural Gas_Broiler_E10 | F1 | Commercial | Grocery (ID) | Existing | Food Preparation | Natural Gas | Broiler | E10 | RVT - Cost of Equipment | 0 | 0 | 0 | 0 | 0 | 0 | 0 | 0 | 0 | 0 | 0 | 0 | 0 | 0 | 0 | 0 | 0 | 0 | 0 | 0 | 0 | 0 | 0 | 0 | 0 | 0 | 0
F2_Commercial_Grocery (ID)_Existing_Food Preparation_Natural Gas_Broiler_E1 | F2 | Commercial | Grocery (ID) | Existing | Food Preparation | Natural Gas | Broiler | E1 | RVT - Cost of Operation | 0.066582 | 0.06784 | 0.069316 | 0.071037 | 0.073009 | 0.07547 | 0.077937 | 0.08028 | 0.082401 | 0.084457 | 0.086588 | 0.088524 | 0.090567 | 0.092501 | 0.094164 | 0.095664 | 0.096934 | 0.098147 | 0.099436 | 0.10064 | 0.10185 | 0.10365 | 0.10546 | 0.10734 | 0.10924 | 0.11118 | 0.11316
F2_Commercial_Grocery (ID)_Existing_Food Preparation_Natural Gas_Broiler_E2 | F2 | Commercial | Grocery (ID) | Existing | Food Preparation | Natural Gas | Broiler | E2 | RVT - Cost of Operation | 0.056789 | 0.057862 | 0.059122 | 0.060589 | 0.062271 | 0.06437 | 0.066475 | 0.068473 | 0.070282 | 0.072036 | 0.073853 | 0.075504 | 0.077247 | 0.078896 | 0.080314 | 0.081594 | 0.082677 | 0.083711 | 0.084811 | 0.085838 | 0.086869 | 0.088401 | 0.089951 | 0.091549 | 0.093175 | 0.09483 | 0.096515
F2_Commercial_Grocery (ID)_Existing_Food Preparation_Natural Gas_Broiler_E3 | F2 | Commercial | Grocery (ID) | Existing | Food Preparation | Natural Gas | Broiler | E3 | RVT - Cost of Operation | 0 | 0 | 0 | 0 | 0 | 0 | 0 | 0 | 0 | 0 | 0 | 0 | 0 | 0 | 0 | 0 | 0 | 0 | 0 | 0 | 0 | 0 | 0 | 0 | 0 | 0 | 0
F2_Commercial_Grocery (ID)_Existing_Food Preparation_Natural Gas_Broiler_E4 | F2 | Commercial | Grocery (ID) | Existing | Food Preparation | Natural Gas | Broiler | E4 | RVT - Cost of Operation | 0 | 0 | 0 | 0 | 0 | 0 | 0 | 0 | 0 | 0 | 0 | 0 | 0 | 0 | 0 | 0 | 0 | 0 | 0 | 0 | 0 | 0 | 0 | 0 | 0 | 0 | 0
F2_Commercial_Grocery (ID)_Existing_Food Preparation_Natural Gas_Broiler_E5 | F2 | Commercial | Grocery (ID) | Existing | Food Preparation | Natural Gas | Broiler | E5 | RVT - Cost of Operation | 0 | 0 | 0 | 0 | 0 | 0 | 0 | 0 | 0 | 0 | 0 | 0 | 0 | 0 | 0 | 0 | 0 | 0 | 0 | 0 | 0 | 0 | 0 | 0 | 0 | 0 | 0
F2_Commercial_Grocery (ID)_Existing_Food Preparation_Natural Gas_Broiler_E6 | F2 | Commercial | Grocery (ID) | Existing | Food Preparation | Natural Gas | Broiler | E6 | RVT - Cost of Operation | 0 | 0 | 0 | 0 | 0 | 0 | 0 | 0 | 0 | 0 | 0 | 0 | 0 | 0 | 0 | 0 | 0 | 0 | 0 | 0 | 0 | 0 | 0 | 0 | 0 | 0 | 0
F2_Commercial_Grocery (ID)_Existing_Food Preparation_Natural Gas_Broiler_E7 | F2 | Commercial | Grocery (ID) | Existing | Food Preparation | Natural Gas | Broiler | E7 | RVT - Cost of Operation | 0 | 0 | 0 | 0 | 0 | 0 | 0 | 0 | 0 | 0 | 0 | 0 | 0 | 0 | 0 | 0 | 0 | 0 | 0 | 0 | 0 | 0 | 0 | 0 | 0 | 0 | 0
F2_Commercial_Grocery (ID)_Existing_Food Preparation_Natural Gas_Broiler_E8 | F2 | Commercial | Grocery (ID) | Existing | Food Preparation | Natural Gas | Broiler | E8 | RVT - Cost of Operation | 0 | 0 | 0 | 0 | 0 | 0 | 0 | 0 | 0 | 0 | 0 | 0 | 0 | 0 | 0 | 0 | 0 | 0 | 0 | 0 | 0 | 0 | 0 | 0 | 0 | 0 | 0
F2_Commercial_Grocery (ID)_Existing_Food Preparation_Natural Gas_Broiler_E9 | F2 | Commercial | Grocery (ID) | Existing | Food Preparation | Natural Gas | Broiler | E9 | RVT - Cost of Operation | 0 | 0 | 0 | 0 | 0 | 0 | 0 | 0 | 0 | 0 | 0 | 0 | 0 | 0 | 0 | 0 | 0 | 0 | 0 | 0 | 0 | 0 | 0 | 0 | 0 | 0 | 0
F2_Commercial_Grocery (ID)_Existing_Food Preparation_Natural Gas_Broiler_E10 | F2 | Commercial | Grocery (ID) | Existing | Food Preparation | Natural Gas | Broiler | E10 | RVT - Cost of Operation | 0 | 0 | 0 | 0 | 0 | 0 | 0 | 0 | 0 | 0 | 0 | 0 | 0 | 0 | 0 | 0 | 0 | 0 | 0 | 0 | 0 | 0 | 0 | 0 | 0 | 0 | 0
F3_Commercial_Grocery (ID)_Existing_Food Preparation_Natural Gas_Broiler_E1 | F3 | Commercial | Grocery (ID) | Existing | Food Preparation | Natural Gas | Broiler | E1 | System - kBTUs of Consumption | 15.884 | 15.884 | 15.884 | 15.884 | 15.884 | 15.884 | 15.884 | 15.884 | 15.884 | 15.884 | 15.884 | 15.884 | 15.884 | 15.884 | 15.884 | 15.884 | 15.884 | 15.884 | 15.884 | 15.884 | 15.884 | 15.884 | 15.884 | 15.884 | 15.884 | 15.884 | 15.884
F3_Commercial_Grocery (ID)_Existing_Food Preparation_Natural Gas_Broiler_E2 | F3 | Commercial | Grocery (ID) | Existing | Food Preparation | Natural Gas | Broiler | E2 | System - kBTUs of Consumption | 13.5478 | 13.5478 | 13.5478 | 13.5478 | 13.5478 | 13.5478 | 13.5478 | 13.5478 | 13.5478 | 13.5478 | 13.5478 | 13.5478 | 13.5478 | 13.5478 | 13.5478 | 13.5478 | 13.5478 | 13.5478 | 13.5478 | 13.5478 | 13.5478 | 13.5478 | 13.5478 | 13.5478 | 13.5478 | 13.5478 | 13.5478
F3_Commercial_Grocery (ID)_Existing_Food Preparation_Natural Gas_Broiler_E3 | F3 | Commercial | Grocery (ID) | Existing | Food Preparation | Natural Gas | Broiler | E3 | System - kBTUs of Consumption | 0 | 0 | 0 | 0 | 0 | 0 | 0 | 0 | 0 | 0 | 0 | 0 | 0 | 0 | 0 | 0 | 0 | 0 | 0 | 0 | 0 | 0 | 0 | 0 | 0 | 0 | 0
F3_Commercial_Grocery (ID)_Existing_Food Preparation_Natural Gas_Broiler_E4 | F3 | Commercial | Grocery (ID) | Existing | Food Preparation | Natural Gas | Broiler | E4 | System - kBTUs of Consumption | 0 | 0 | 0 | 0 | 0 | 0 | 0 | 0 | 0 | 0 | 0 | 0 | 0 | 0 | 0 | 0 | 0 | 0 | 0 | 0 | 0 | 0 | 0 | 0 | 0 | 0 | 0
F3_Commercial_Grocery (ID)_Existing_Food Preparation_Natural Gas_Broiler_E5 | F3 | Commercial | Grocery (ID) | Existing | Food Preparation | Natural Gas | Broiler | E5 | System - kBTUs of Consumption | 0 | 0 | 0 | 0 | 0 | 0 | 0 | 0 | 0 | 0 | 0 | 0 | 0 | 0 | 0 | 0 | 0 | 0 | 0 | 0 | 0 | 0 | 0 | 0 | 0 | 0 | 0
F3_Commercial_Grocery (ID)_Existing_Food Preparation_Natural Gas_Broiler_E6 | F3 | Commercial | Grocery (ID) | Existing | Food Preparation | Natural Gas | Broiler | E6 | System - kBTUs of Consumption | 0 | 0 | 0 | 0 | 0 | 0 | 0 | 0 | 0 | 0 | 0 | 0 | 0 | 0 | 0 | 0 | 0 | 0 | 0 | 0 | 0 | 0 | 0 | 0 | 0 | 0 | 0
F3_Commercial_Grocery (ID)_Existing_Food Preparation_Natural Gas_Broiler_E7 | F3 | Commercial | Grocery (ID) | Existing | Food Preparation | Natural Gas | Broiler | E7 | System - kBTUs of Consumption | 0 | 0 | 0 | 0 | 0 | 0 | 0 | 0 | 0 | 0 | 0 | 0 | 0 | 0 | 0 | 0 | 0 | 0 | 0 | 0 | 0 | 0 | 0 | 0 | 0 | 0 | 0
F3_Commercial_Grocery (ID)_Existing_Food Preparation_Natural Gas_Broiler_E8 | F3 | Commercial | Grocery (ID) | Existing | Food Preparation | Natural Gas | Broiler | E8 | System - kBTUs of Consumption | 0 | 0 | 0 | 0 | 0 | 0 | 0 | 0 | 0 | 0 | 0 | 0 | 0 | 0 | 0 | 0 | 0 | 0 | 0 | 0 | 0 | 0 | 0 | 0 | 0 | 0 | 0
F3_Commercial_Grocery (ID)_Existing_Food Preparation_Natural Gas_Broiler_E9 | F3 | Commercial | Grocery (ID) | Existing | Food Preparation | Natural Gas | Broiler | E9 | System - kBTUs of Consumption | 0 | 0 | 0 | 0 | 0 | 0 | 0 | 0 | 0 | 0 | 0 | 0 | 0 | 0 | 0 | 0 | 0 | 0 | 0 | 0 | 0 | 0 | 0 | 0 | 0 | 0 | 0
F3_Commercial_Grocery (ID)_Existing_Food Preparation_Natural Gas_Broiler_E10 | F3 | Commercial | Grocery (ID) | Existing | Food Preparation | Natural Gas | Broiler | E10 | System - kBTUs of Consumption | 0 | 0 | 0 | 0 | 0 | 0 | 0 | 0 | 0 | 0 | 0 | 0 | 0 | 0 | 0 | 0 | 0 | 0 | 0 | 0 | 0 | 0 | 0 | 0 | 0 | 0 | 0
F4_Commercial_Grocery (ID)_Existing_Food Preparation_Natural Gas_Broiler_E1 | F4 | Commercial | Grocery (ID) | Existing | Food Preparation | Natural Gas | Broiler | E1 | Utility - Cost of Equipment | 0.033603 | 0.033603 | 0.033603 | 0.033603 | 0.033603 | 0.033603 | 0.033603 | 0.033603 | 0.033603 | 0.033603 | 0.033603 | 0.033603 | 0.033603 | 0.033603 | 0.033603 | 0.033603 | 0.033603 | 0.033603 | 0.033603 | 0.033603 | 0.033603 | 0.033603 | 0.033603 | 0.033603 | 0.033603 | 0.033603 | 0.033603
F4_Commercial_Grocery (ID)_Existing_Food Preparation_Natural Gas_Broiler_E2 | F4 | Commercial | Grocery (ID) | Existing | Food Preparation | Natural Gas | Broiler | E2 | Utility - Cost of Equipment | 0.047045 | 0.047045 | 0.047045 | 0.047045 | 0.047045 | 0.047045 | 0.047045 | 0.047045 | 0.047045 | 0.047045 | 0.047045 | 0.047045 | 0.047045 | 0.047045 | 0.047045 | 0.047045 | 0.047045 | 0.047045 | 0.047045 | 0.047045 | 0.047045 | 0.047045 | 0.047045 | 0.047045 | 0.047045 | 0.047045 | 0.047045
F4_Commercial_Grocery (ID)_Existing_Food Preparation_Natural Gas_Broiler_E3 | F4 | Commercial | Grocery (ID) | Existing | Food Preparation | Natural Gas | Broiler | E3 | Utility - Cost of Equipment | 0 | 0 | 0 | 0 | 0 | 0 | 0 | 0 | 0 | 0 | 0 | 0 | 0 | 0 | 0 | 0 | 0 | 0 | 0 | 0 | 0 | 0 | 0 | 0 | 0 | 0 | 0
F4_Commercial_Grocery (ID)_Existing_Food Preparation_Natural Gas_Broiler_E4 | F4 | Commercial | Grocery (ID) | Existing | Food Preparation | Natural Gas | Broiler | E4 | Utility - Cost of Equipment | 0 | 0 | 0 | 0 | 0 | 0 | 0 | 0 | 0 | 0 | 0 | 0 | 0 | 0 | 0 | 0 | 0 | 0 | 0 | 0 | 0 | 0 | 0 | 0 | 0 | 0 | 0
F4_Commercial_Grocery (ID)_Existing_Food Preparation_Natural Gas_Broiler_E5 | F4 | Commercial | Grocery (ID) | Existing | Food Preparation | Natural Gas | Broiler | E5 | Utility - Cost of Equipment | 0 | 0 | 0 | 0 | 0 | 0 | 0 | 0 | 0 | 0 | 0 | 0 | 0 | 0 | 0 | 0 | 0 | 0 | 0 | 0 | 0 | 0 | 0 | 0 | 0 | 0 | 0
F4_Commercial_Grocery (ID)_Existing_Food Preparation_Natural Gas_Broiler_E6 | F4 | Commercial | Grocery (ID) | Existing | Food Preparation | Natural Gas | Broiler | E6 | Utility - Cost of Equipment | 0 | 0 | 0 | 0 | 0 | 0 | 0 | 0 | 0 | 0 | 0 | 0 | 0 | 0 | 0 | 0 | 0 | 0 | 0 | 0 | 0 | 0 | 0 | 0 | 0 | 0 | 0
F4_Commercial_Grocery (ID)_Existing_Food Preparation_Natural Gas_Broiler_E7 | F4 | Commercial | Grocery (ID) | Existing | Food Preparation | Natural Gas | Broiler | E7 | Utility - Cost of Equipment | 0 | 0 | 0 | 0 | 0 | 0 | 0 | 0 | 0 | 0 | 0 | 0 | 0 | 0 | 0 | 0 | 0 | 0 | 0 | 0 | 0 | 0 | 0 | 0 | 0 | 0 | 0
F4_Commercial_Grocery (ID)_Existing_Food Preparation_Natural Gas_Broiler_E8 | F4 | Commercial | Grocery (ID) | Existing | Food Preparation | Natural Gas | Broiler | E8 | Utility - Cost of Equipment | 0 | 0 | 0 | 0 | 0 | 0 | 0 | 0 | 0 | 0 | 0 | 0 | 0 | 0 | 0 | 0 | 0 | 0 | 0 | 0 | 0 | 0 | 0 | 0 | 0 | 0 | 0
F4_Commercial_Grocery (ID)_Existing_Food Preparation_Natural Gas_Broiler_E9 | F4 | Commercial | Grocery (ID) | Existing | Food Preparation | Natural Gas | Broiler | E9 | Utility - Cost of Equipment | 0 | 0 | 0 | 0 | 0 | 0 | 0 | 0 | 0 | 0 | 0 | 0 | 0 | 0 | 0 | 0 | 0 | 0 | 0 | 0 | 0 | 0 | 0 | 0 | 0 | 0 | 0
F4_Commercial_Grocery (ID)_Existing_Food Preparation_Natural Gas_Broiler_E10 | F4 | Commercial | Grocery (ID) | Existing | Food Preparation | Natural Gas | Broiler | E10 | Utility - Cost of Equipment | 0 | 0 | 0 | 0 | 0 | 0 | 0 | 0 | 0 | 0 | 0 | 0 | 0 | 0 | 0 | 0 | 0 | 0 | 0 | 0 | 0 | 0 | 0 | 0 | 0 | 0 | 0
F5_Commercial_Grocery (ID)_Existing_Food Preparation_Natural Gas_Broiler_E1 | F5 | Commercial | Grocery (ID) | Existing | Food Preparation | Natural Gas | Broiler | E1 | Utility - Cost of Operation | 0.056531 | 0.057956 | 0.059644 | 0.061578 | 0.063766 | 0.066427 | 0.069166 | 0.071879 | 0.074491 | 0.077139 | 0.079246 | 0.08122 | 0.083341 | 0.085417 | 0.087273 | 0.08901 | 0.090568 | 0.092106 | 0.093749 | 0.095352 | 0.096998 | 0.09871 | 0.10044 | 0.10222 | 0.10404 | 0.10589 | 0.10777
F5_Commercial_Grocery (ID)_Existing_Food Preparation_Natural Gas_Broiler_E2 | F5 | Commercial | Grocery (ID) | Existing | Food Preparation | Natural Gas | Broiler | E2 | Utility - Cost of Operation | 0.048217 | 0.049432 | 0.050872 | 0.052521 | 0.054387 | 0.056657 | 0.058994 | 0.061308 | 0.063535 | 0.065794 | 0.067591 | 0.069274 | 0.071083 | 0.072854 | 0.074437 | 0.075919 | 0.077248 | 0.07856 | 0.079961 | 0.081328 | 0.082732 | 0.084192 | 0.085667 | 0.087189 | 0.088738 | 0.090315 | 0.091919
F5_Commercial_Grocery (ID)_Existing_Food Preparation_Natural Gas_Broiler_E3 | F5 | Commercial | Grocery (ID) | Existing | Food Preparation | Natural Gas | Broiler | E3 | Utility - Cost of Operation | 0 | 0 | 0 | 0 | 0 | 0 | 0 | 0 | 0 | 0 | 0 | 0 | 0 | 0 | 0 | 0 | 0 | 0 | 0 | 0 | 0 | 0 | 0 | 0 | 0 | 0 | 0
F5_Commercial_Grocery (ID)_Existing_Food Preparation_Natural Gas_Broiler_E4 | F5 | Commercial | Grocery (ID) | Existing | Food Preparation | Natural Gas | Broiler | E4 | Utility - Cost of Operation | 0 | 0 | 0 | 0 | 0 | 0 | 0 | 0 | 0 | 0 | 0 | 0 | 0 | 0 | 0 | 0 | 0 | 0 | 0 | 0 | 0 | 0 | 0 | 0 | 0 | 0 | 0
F5_Commercial_Grocery (ID)_Existing_Food Preparation_Natural Gas_Broiler_E5 | F5 | Commercial | Grocery (ID) | Existing | Food Preparation | Natural Gas | Broiler | E5 | Utility - Cost of Operation | 0 | 0 | 0 | 0 | 0 | 0 | 0 | 0 | 0 | 0 | 0 | 0 | 0 | 0 | 0 | 0 | 0 | 0 | 0 | 0 | 0 | 0 | 0 | 0 | 0 | 0 | 0
F5_Commercial_Grocery (ID)_Existing_Food Preparation_Natural Gas_Broiler_E6 | F5 | Commercial | Grocery (ID) | Existing | Food Preparation | Natural Gas | Broiler | E6 | Utility - Cost of Operation | 0 | 0 | 0 | 0 | 0 | 0 | 0 | 0 | 0 | 0 | 0 | 0 | 0 | 0 | 0 | 0 | 0 | 0 | 0 | 0 | 0 | 0 | 0 | 0 | 0 | 0 | 0
F5_Commercial_Grocery (ID)_Existing_Food Preparation_Natural Gas_Broiler_E7 | F5 | Commercial | Grocery (ID) | Existing | Food Preparation | Natural Gas | Broiler | E7 | Utility - Cost of Operation | 0 | 0 | 0 | 0 | 0 | 0 | 0 | 0 | 0 | 0 | 0 | 0 | 0 | 0 | 0 | 0 | 0 | 0 | 0 | 0 | 0 | 0 | 0 | 0 | 0 | 0 | 0
F5_Commercial_Grocery (ID)_Existing_Food Preparation_Natural Gas_Broiler_E8 | F5 | Commercial | Grocery (ID) | Existing | Food Preparation | Natural Gas | Broiler | E8 | Utility - Cost of Operation | 0 | 0 | 0 | 0 | 0 | 0 | 0 | 0 | 0 | 0 | 0 | 0 | 0 | 0 | 0 | 0 | 0 | 0 | 0 | 0 | 0 | 0 | 0 | 0 | 0 | 0 | 0
F5_Commercial_Grocery (ID)_Existing_Food Preparation_Natural Gas_Broiler_E9 | F5 | Commercial | Grocery (ID) | Existing | Food Preparation | Natural Gas | Broiler | E9 | Utility - Cost of Operation | 0 | 0 | 0 | 0 | 0 | 0 | 0 | 0 | 0 | 0 | 0 | 0 | 0 | 0 | 0 | 0 | 0 | 0 | 0 | 0 | 0 | 0 | 0 | 0 | 0 | 0 | 0
F5_Commercial_Grocery (ID)_Existing_Food Preparation_Natural Gas_Broiler_E10 | F5 | Commercial | Grocery (ID) | Existing | Food Preparation | Natural Gas | Broiler | E10 | Utility - Cost of Operation | 0 | 0 | 0 | 0 | 0 | 0 | 0 | 0 | 0 | 0 | 0 | 0 | 0 | 0 | 0 | 0 | 0 | 0 | 0 | 0 | 0 | 0 | 0 | 0 | 0 | 0 | 0
F6_Commercial_Grocery (ID)_Existing_Food Preparation_Natural Gas_Broiler_E1 | F6 | Commercial | Grocery (ID) | Existing | Food Preparation | Natural Gas | Broiler | E1 | Utility - Value of Sales | 0.066582 | 0.06784 | 0.069316 | 0.071037 | 0.073009 | 0.07547 | 0.077937 | 0.08028 | 0.082401 | 0.084457 | 0.086588 | 0.088524 | 0.090567 | 0.092501 | 0.094164 | 0.095664 | 0.096934 | 0.098147 | 0.099436 | 0.10064 | 0.10185 | 0.10365 | 0.10546 | 0.10734 | 0.10924 | 0.11118 | 0.11316
F6_Commercial_Grocery (ID)_Existing_Food Preparation_Natural Gas_Broiler_E2 | F6 | Commercial | Grocery (ID) | Existing | Food Preparation | Natural Gas | Broiler | E2 | Utility - Value of Sales | 0.056789 | 0.057862 | 0.059122 | 0.060589 | 0.062271 | 0.06437 | 0.066475 | 0.068473 | 0.070282 | 0.072036 | 0.073853 | 0.075504 | 0.077247 | 0.078896 | 0.080314 | 0.081594 | 0.082677 | 0.083711 | 0.084811 | 0.085838 | 0.086869 | 0.088401 | 0.089951 | 0.091549 | 0.093175 | 0.09483 | 0.096515
F6_Commercial_Grocery (ID)_Existing_Food Preparation_Natural Gas_Broiler_E3 | F6 | Commercial | Grocery (ID) | Existing | Food Preparation | Natural Gas | Broiler | E3 | Utility - Value of Sales | 0 | 0 | 0 | 0 | 0 | 0 | 0 | 0 | 0 | 0 | 0 | 0 | 0 | 0 | 0 | 0 | 0 | 0 | 0 | 0 | 0 | 0 | 0 | 0 | 0 | 0 | 0
F6_Commercial_Grocery (ID)_Existing_Food Preparation_Natural Gas_Broiler_E4 | F6 | Commercial | Grocery (ID) | Existing | Food Preparation | Natural Gas | Broiler | E4 | Utility - Value of Sales | 0 | 0 | 0 | 0 | 0 | 0 | 0 | 0 | 0 | 0 | 0 | 0 | 0 | 0 | 0 | 0 | 0 | 0 | 0 | 0 | 0 | 0 | 0 | 0 | 0 | 0 | 0
F6_Commercial_Grocery (ID)_Existing_Food Preparation_Natural Gas_Broiler_E5 | F6 | Commercial | Grocery (ID) | Existing | Food Preparation | Natural Gas | Broiler | E5 | Utility - Value of Sales | 0 | 0 | 0 | 0 | 0 | 0 | 0 | 0 | 0 | 0 | 0 | 0 | 0 | 0 | 0 | 0 | 0 | 0 | 0 | 0 | 0 | 0 | 0 | 0 | 0 | 0 | 0
F6_Commercial_Grocery (ID)_Existing_Food Preparation_Natural Gas_Broiler_E6 | F6 | Commercial | Grocery (ID) | Existing | Food Preparation | Natural Gas | Broiler | E6 | Utility - Value of Sales | 0 | 0 | 0 | 0 | 0 | 0 | 0 | 0 | 0 | 0 | 0 | 0 | 0 | 0 | 0 | 0 | 0 | 0 | 0 | 0 | 0 | 0 | 0 | 0 | 0 | 0 | 0
F6_Commercial_Grocery (ID)_Existing_Food Preparation_Natural Gas_Broiler_E7 | F6 | Commercial | Grocery (ID) | Existing | Food Preparation | Natural Gas | Broiler | E7 | Utility - Value of Sales | 0 | 0 | 0 | 0 | 0 | 0 | 0 | 0 | 0 | 0 | 0 | 0 | 0 | 0 | 0 | 0 | 0 | 0 | 0 | 0 | 0 | 0 | 0 | 0 | 0 | 0 | 0
F6_Commercial_Grocery (ID)_Existing_Food Preparation_Natural Gas_Broiler_E8 | F6 | Commercial | Grocery (ID) | Existing | Food Preparation | Natural Gas | Broiler | E8 | Utility - Value of Sales | 0 | 0 | 0 | 0 | 0 | 0 | 0 | 0 | 0 | 0 | 0 | 0 | 0 | 0 | 0 | 0 | 0 | 0 | 0 | 0 | 0 | 0 | 0 | 0 | 0 | 0 | 0
F6_Commercial_Grocery (ID)_Existing_Food Preparation_Natural Gas_Broiler_E9 | F6 | Commercial | Grocery (ID) | Existing | Food Preparation | Natural Gas | Broiler | E9 | Utility - Value of Sales | 0 | 0 | 0 | 0 | 0 | 0 | 0 | 0 | 0 | 0 | 0 | 0 | 0 | 0 | 0 | 0 | 0 | 0 | 0 | 0 | 0 | 0 | 0 | 0 | 0 | 0 | 0
F6_Commercial_Grocery (ID)_Existing_Food Preparation_Natural Gas_Broiler_E10 | F6 | Commercial | Grocery (ID) | Existing | Food Preparation | Natural Gas | Broiler | E10 | Utility - Value of Sales | 0 | 0 | 0 | 0 | 0 | 0 | 0 | 0 | 0 | 0 | 0 | 0 | 0 | 0 | 0 | 0 | 0 | 0 | 0 | 0 | 0 | 0 | 0 | 0 | 0 | 0 | 0
F1_Commercial_Grocery (ID)_Existing_Food Preparation_Natural Gas_Griddle_E1 | F1 | Commercial | Grocery (ID) | Existing | Food Preparation | Natural Gas | Griddle | E1 | RVT - Cost of Equipment | 0.017829 | 0.017829 | 0.017829 | 0.017829 | 0.017829 | 0.017829 | 0.017829 | 0.017829 | 0.017829 | 0.017829 | 0.017829 | 0.017829 | 0.017829 | 0.017829 | 0.017829 | 0.017829 | 0.017829 | 0.017829 | 0.017829 | 0.017829 | 0.017829 | 0.017829 | 0.017829 | 0.017829 | 0.017829 | 0.017829 | 0.017829
F1_Commercial_Grocery (ID)_Existing_Food Preparation_Natural Gas_Griddle_E2 | F1 | Commercial | Grocery (ID) | Existing | Food Preparation | Natural Gas | Griddle | E2 | RVT - Cost of Equipment | 0.019076 | 0.019076 | 0.019076 | 0.019076 | 0.019076 | 0.019076 | 0.019076 | 0.019076 | 0.019076 | 0.019076 | 0.019076 | 0.019076 | 0.019076 | 0.019076 | 0.019076 | 0.019076 | 0.019076 | 0.019076 | 0.019076 | 0.019076 | 0.019076 | 0.019076 | 0.019076 | 0.019076 | 0.019076 | 0.019076 | 0.019076
F1_Commercial_Grocery (ID)_Existing_Food Preparation_Natural Gas_Griddle_E3 | F1 | Commercial | Grocery (ID) | Existing | Food Preparation | Natural Gas | Griddle | E3 | RVT - Cost of Equipment | 0 | 0 | 0 | 0 | 0 | 0 | 0 | 0 | 0 | 0 | 0 | 0 | 0 | 0 | 0 | 0 | 0 | 0 | 0 | 0 | 0 | 0 | 0 | 0 | 0 | 0 | 0
F1_Commercial_Grocery (ID)_Existing_Food Preparation_Natural Gas_Griddle_E4 | F1 | Commercial | Grocery (ID) | Existing | Food Preparation | Natural Gas | Griddle | E4 | RVT - Cost of Equipment | 0 | 0 | 0 | 0 | 0 | 0 | 0 | 0 | 0 | 0 | 0 | 0 | 0 | 0 | 0 | 0 | 0 | 0 | 0 | 0 | 0 | 0 | 0 | 0 | 0 | 0 | 0
F1_Commercial_Grocery (ID)_Existing_Food Preparation_Natural Gas_Griddle_E5 | F1 | Commercial | Grocery (ID) | Existing | Food Preparation | Natural Gas | Griddle | E5 | RVT - Cost of Equipment | 0 | 0 | 0 | 0 | 0 | 0 | 0 | 0 | 0 | 0 | 0 | 0 | 0 | 0 | 0 | 0 | 0 | 0 | 0 | 0 | 0 | 0 | 0 | 0 | 0 | 0 | 0
F1_Commercial_Grocery (ID)_Existing_Food Preparation_Natural Gas_Griddle_E6 | F1 | Commercial | Grocery (ID) | Existing | Food Preparation | Natural Gas | Griddle | E6 | RVT - Cost of Equipment | 0 | 0 | 0 | 0 | 0 | 0 | 0 | 0 | 0 | 0 | 0 | 0 | 0 | 0 | 0 | 0 | 0 | 0 | 0 | 0 | 0 | 0 | 0 | 0 | 0 | 0 | 0
F1_Commercial_Grocery (ID)_Existing_Food Preparation_Natural Gas_Griddle_E7 | F1 | Commercial | Grocery (ID) | Existing | Food Preparation | Natural Gas | Griddle | E7 | RVT - Cost of Equipment | 0 | 0 | 0 | 0 | 0 | 0 | 0 | 0 | 0 | 0 | 0 | 0 | 0 | 0 | 0 | 0 | 0 | 0 | 0 | 0 | 0 | 0 | 0 | 0 | 0 | 0 | 0
F1_Commercial_Grocery (ID)_Existing_Food Preparation_Natural Gas_Griddle_E8 | F1 | Commercial | Grocery (ID) | Existing | Food Preparation | Natural Gas | Griddle | E8 | RVT - Cost of Equipment | 0 | 0 | 0 | 0 | 0 | 0 | 0 | 0 | 0 | 0 | 0 | 0 | 0 | 0 | 0 | 0 | 0 | 0 | 0 | 0 | 0 | 0 | 0 | 0 | 0 | 0 | 0
F1_Commercial_Grocery (ID)_Existing_Food Preparation_Natural Gas_Griddle_E9 | F1 | Commercial | Grocery (ID) | Existing | Food Preparation | Natural Gas | Griddle | E9 | RVT - Cost of Equipment | 0 | 0 | 0 | 0 | 0 | 0 | 0 | 0 | 0 | 0 | 0 | 0 | 0 | 0 | 0 | 0 | 0 | 0 | 0 | 0 | 0 | 0 | 0 | 0 | 0 | 0 | 0
F1_Commercial_Grocery (ID)_Existing_Food Preparation_Natural Gas_Griddle_E10 | F1 | Commercial | Grocery (ID) | Existing | Food Preparation | Natural Gas | Griddle | E10 | RVT - Cost of Equipment | 0 | 0 | 0 | 0 | 0 | 0 | 0 | 0 | 0 | 0 | 0 | 0 | 0 | 0 | 0 | 0 | 0 | 0 | 0 | 0 | 0 | 0 | 0 | 0 | 0 | 0 | 0
F2_Commercial_Grocery (ID)_Existing_Food Preparation_Natural Gas_Griddle_E1 | F2 | Commercial | Grocery (ID) | Existing | Food Preparation | Natural Gas | Griddle | E1 | RVT - Cost of Operation | 0.046272 | 0.047146 | 0.048172 | 0.049369 | 0.050739 | 0.052449 | 0.054164 | 0.055792 | 0.057266 | 0.058695 | 0.060175 | 0.061521 | 0.062941 | 0.064285 | 0.06544 | 0.066483 | 0.067366 | 0.068209 | 0.069105 | 0.069941 | 0.070781 | 0.07203 | 0.073292 | 0.074594 | 0.07592 | 0.077268 | 0.078641
F2_Commercial_Grocery (ID)_Existing_Food Preparation_Natural Gas_Griddle_E2 | F2 | Commercial | Grocery (ID) | Existing | Food Preparation | Natural Gas | Griddle | E2 | RVT - Cost of Operation | 0.040614 | 0.041381 | 0.042281 | 0.043331 | 0.044534 | 0.046035 | 0.04754 | 0.048969 | 0.050263 | 0.051517 | 0.052816 | 0.053997 | 0.055244 | 0.056423 | 0.057438 | 0.058353 | 0.059128 | 0.059867 | 0.060654 | 0.061388 | 0.062125 | 0.063221 | 0.064329 | 0.065472 | 0.066635 | 0.067819 | 0.069024
F2_Commercial_Grocery (ID)_Existing_Food Preparation_Natural Gas_Griddle_E3 | F2 | Commercial | Grocery (ID) | Existing | Food Preparation | Natural Gas | Griddle | E3 | RVT - Cost of Operation | 0 | 0 | 0 | 0 | 0 | 0 | 0 | 0 | 0 | 0 | 0 | 0 | 0 | 0 | 0 | 0 | 0 | 0 | 0 | 0 | 0 | 0 | 0 | 0 | 0 | 0 | 0
F2_Commercial_Grocery (ID)_Existing_Food Preparation_Natural Gas_Griddle_E4 | F2 | Commercial | Grocery (ID) | Existing | Food Preparation | Natural Gas | Griddle | E4 | RVT - Cost of Operation | 0 | 0 | 0 | 0 | 0 | 0 | 0 | 0 | 0 | 0 | 0 | 0 | 0 | 0 | 0 | 0 | 0 | 0 | 0 | 0 | 0 | 0 | 0 | 0 | 0 | 0 | 0
F2_Commercial_Grocery (ID)_Existing_Food Preparation_Natural Gas_Griddle_E5 | F2 | Commercial | Grocery (ID) | Existing | Food Preparation | Natural Gas | Griddle | E5 | RVT - Cost of Operation | 0 | 0 | 0 | 0 | 0 | 0 | 0 | 0 | 0 | 0 | 0 | 0 | 0 | 0 | 0 | 0 | 0 | 0 | 0 | 0 | 0 | 0 | 0 | 0 | 0 | 0 | 0
F2_Commercial_Grocery (ID)_Existing_Food Preparation_Natural Gas_Griddle_E6 | F2 | Commercial | Grocery (ID) | Existing | Food Preparation | Natural Gas | Griddle | E6 | RVT - Cost of Operation | 0 | 0 | 0 | 0 | 0 | 0 | 0 | 0 | 0 | 0 | 0 | 0 | 0 | 0 | 0 | 0 | 0 | 0 | 0 | 0 | 0 | 0 | 0 | 0 | 0 | 0 | 0
F2_Commercial_Grocery (ID)_Existing_Food Preparation_Natural Gas_Griddle_E7 | F2 | Commercial | Grocery (ID) | Existing | Food Preparation | Natural Gas | Griddle | E7 | RVT - Cost of Operation | 0 | 0 | 0 | 0 | 0 | 0 | 0 | 0 | 0 | 0 | 0 | 0 | 0 | 0 | 0 | 0 | 0 | 0 | 0 | 0 | 0 | 0 | 0 | 0 | 0 | 0 | 0
F2_Commercial_Grocery (ID)_Existing_Food Preparation_Natural Gas_Griddle_E8 | F2 | Commercial | Grocery (ID) | Existing | Food Preparation | Natural Gas | Griddle | E8 | RVT - Cost of Operation | 0 | 0 | 0 | 0 | 0 | 0 | 0 | 0 | 0 | 0 | 0 | 0 | 0 | 0 | 0 | 0 | 0 | 0 | 0 | 0 | 0 | 0 | 0 | 0 | 0 | 0 | 0
F2_Commercial_Grocery (ID)_Existing_Food Preparation_Natural Gas_Griddle_E9 | F2 | Commercial | Grocery (ID) | Existing | Food Preparation | Natural Gas | Griddle | E9 | RVT - Cost of Operation | 0 | 0 | 0 | 0 | 0 | 0 | 0 | 0 | 0 | 0 | 0 | 0 | 0 | 0 | 0 | 0 | 0 | 0 | 0 | 0 | 0 | 0 | 0 | 0 | 0 | 0 | 0
F2_Commercial_Grocery (ID)_Existing_Food Preparation_Natural Gas_Griddle_E10 | F2 | Commercial | Grocery (ID) | Existing | Food Preparation | Natural Gas | Griddle | E10 | RVT - Cost of Operation | 0 | 0 | 0 | 0 | 0 | 0 | 0 | 0 | 0 | 0 | 0 | 0 | 0 | 0 | 0 | 0 | 0 | 0 | 0 | 0 | 0 | 0 | 0 | 0 | 0 | 0 | 0
F3_Commercial_Grocery (ID)_Existing_Food Preparation_Natural Gas_Griddle_E1 | F3 | Commercial | Grocery (ID) | Existing | Food Preparation | Natural Gas | Griddle | E1 | System - kBTUs of Consumption | 11.0388 | 11.0388 | 11.0388 | 11.0388 | 11.0388 | 11.0388 | 11.0388 | 11.0388 | 11.0388 | 11.0388 | 11.0388 | 11.0388 | 11.0388 | 11.0388 | 11.0388 | 11.0388 | 11.0388 | 11.0388 | 11.0388 | 11.0388 | 11.0388 | 11.0388 | 11.0388 | 11.0388 | 11.0388 | 11.0388 | 11.0388
F3_Commercial_Grocery (ID)_Existing_Food Preparation_Natural Gas_Griddle_E2 | F3 | Commercial | Grocery (ID) | Existing | Food Preparation | Natural Gas | Griddle | E2 | System - kBTUs of Consumption | 9.6888 | 9.6888 | 9.6888 | 9.6888 | 9.6888 | 9.6888 | 9.6888 | 9.6888 | 9.6888 | 9.6888 | 9.6888 | 9.6888 | 9.6888 | 9.6888 | 9.6888 | 9.6888 | 9.6888 | 9.6888 | 9.6888 | 9.6888 | 9.6888 | 9.6888 | 9.6888 | 9.6888 | 9.6888 | 9.6888 | 9.6888
F3_Commercial_Grocery (ID)_Existing_Food Preparation_Natural Gas_Griddle_E3 | F3 | Commercial | Grocery (ID) | Existing | Food Preparation | Natural Gas | Griddle | E3 | System - kBTUs of Consumption | 0 | 0 | 0 | 0 | 0 | 0 | 0 | 0 | 0 | 0 | 0 | 0 | 0 | 0 | 0 | 0 | 0 | 0 | 0 | 0 | 0 | 0 | 0 | 0 | 0 | 0 | 0
F3_Commercial_Grocery (ID)_Existing_Food Preparation_Natural Gas_Griddle_E4 | F3 | Commercial | Grocery (ID) | Existing | Food Preparation | Natural Gas | Griddle | E4 | System - kBTUs of Consumption | 0 | 0 | 0 | 0 | 0 | 0 | 0 | 0 | 0 | 0 | 0 | 0 | 0 | 0 | 0 | 0 | 0 | 0 | 0 | 0 | 0 | 0 | 0 | 0 | 0 | 0 | 0
F3_Commercial_Grocery (ID)_Existing_Food Preparation_Natural Gas_Griddle_E5 | F3 | Commercial | Grocery (ID) | Existing | Food Preparation | Natural Gas | Griddle | E5 | System - kBTUs of Consumption | 0 | 0 | 0 | 0 | 0 | 0 | 0 | 0 | 0 | 0 | 0 | 0 | 0 | 0 | 0 | 0 | 0 | 0 | 0 | 0 | 0 | 0 | 0 | 0 | 0 | 0 | 0
F3_Commercial_Grocery (ID)_Existing_Food Preparation_Natural Gas_Griddle_E6 | F3 | Commercial | Grocery (ID) | Existing | Food Preparation | Natural Gas | Griddle | E6 | System - kBTUs of Consumption | 0 | 0 | 0 | 0 | 0 | 0 | 0 | 0 | 0 | 0 | 0 | 0 | 0 | 0 | 0 | 0 | 0 | 0 | 0 | 0 | 0 | 0 | 0 | 0 | 0 | 0 | 0
F3_Commercial_Grocery (ID)_Existing_Food Preparation_Natural Gas_Griddle_E7 | F3 | Commercial | Grocery (ID) | Existing | Food Preparation | Natural Gas | Griddle | E7 | System - kBTUs of Consumption | 0 | 0 | 0 | 0 | 0 | 0 | 0 | 0 | 0 | 0 | 0 | 0 | 0 | 0 | 0 | 0 | 0 | 0 | 0 | 0 | 0 | 0 | 0 | 0 | 0 | 0 | 0
F3_Commercial_Grocery (ID)_Existing_Food Preparation_Natural Gas_Griddle_E8 | F3 | Commercial | Grocery (ID) | Existing | Food Preparation | Natural Gas | Griddle | E8 | System - kBTUs of Consumption | 0 | 0 | 0 | 0 | 0 | 0 | 0 | 0 | 0 | 0 | 0 | 0 | 0 | 0 | 0 | 0 | 0 | 0 | 0 | 0 | 0 | 0 | 0 | 0 | 0 | 0 | 0
F3_Commercial_Grocery (ID)_Existing_Food Preparation_Natural Gas_Griddle_E9 | F3 | Commercial | Grocery (ID) | Existing | Food Preparation | Natural Gas | Griddle | E9 | System - kBTUs of Consumption | 0 | 0 | 0 | 0 | 0 | 0 | 0 | 0 | 0 | 0 | 0 | 0 | 0 | 0 | 0 | 0 | 0 | 0 | 0 | 0 | 0 | 0 | 0 | 0 | 0 | 0 | 0
F3_Commercial_Grocery (ID)_Existing_Food Preparation_Natural Gas_Griddle_E10 | F3 | Commercial | Grocery (ID) | Existing | Food Preparation | Natural Gas | Griddle | E10 | System - kBTUs of Consumption | 0 | 0 | 0 | 0 | 0 | 0 | 0 | 0 | 0 | 0 | 0 | 0 | 0 | 0 | 0 | 0 | 0 | 0 | 0 | 0 | 0 | 0 | 0 | 0 | 0 | 0 | 0
F4_Commercial_Grocery (ID)_Existing_Food Preparation_Natural Gas_Griddle_E1 | F4 | Commercial | Grocery (ID) | Existing | Food Preparation | Natural Gas | Griddle | E1 | Utility - Cost of Equipment | 0.017829 | 0.017829 | 0.017829 | 0.017829 | 0.017829 | 0.017829 | 0.017829 | 0.017829 | 0.017829 | 0.017829 | 0.017829 | 0.017829 | 0.017829 | 0.017829 | 0.017829 | 0.017829 | 0.017829 | 0.017829 | 0.017829 | 0.017829 | 0.017829 | 0.017829 | 0.017829 | 0.017829 | 0.017829 | 0.017829 | 0.017829
F4_Commercial_Grocery (ID)_Existing_Food Preparation_Natural Gas_Griddle_E2 | F4 | Commercial | Grocery (ID) | Existing | Food Preparation | Natural Gas | Griddle | E2 | Utility - Cost of Equipment | 0.019076 | 0.019076 | 0.019076 | 0.019076 | 0.019076 | 0.019076 | 0.019076 | 0.019076 | 0.019076 | 0.019076 | 0.019076 | 0.019076 | 0.019076 | 0.019076 | 0.019076 | 0.019076 | 0.019076 | 0.019076 | 0.019076 | 0.019076 | 0.019076 | 0.019076 | 0.019076 | 0.019076 | 0.019076 | 0.019076 | 0.019076
F4_Commercial_Grocery (ID)_Existing_Food Preparation_Natural Gas_Griddle_E3 | F4 | Commercial | Grocery (ID) | Existing | Food Preparation | Natural Gas | Griddle | E3 | Utility - Cost of Equipment | 0 | 0 | 0 | 0 | 0 | 0 | 0 | 0 | 0 | 0 | 0 | 0 | 0 | 0 | 0 | 0 | 0 | 0 | 0 | 0 | 0 | 0 | 0 | 0 | 0 | 0 | 0
F4_Commercial_Grocery (ID)_Existing_Food Preparation_Natural Gas_Griddle_E4 | F4 | Commercial | Grocery (ID) | Existing | Food Preparation | Natural Gas | Griddle | E4 | Utility - Cost of Equipment | 0 | 0 | 0 | 0 | 0 | 0 | 0 | 0 | 0 | 0 | 0 | 0 | 0 | 0 | 0 | 0 | 0 | 0 | 0 | 0 | 0 | 0 | 0 | 0 | 0 | 0 | 0
F4_Commercial_Grocery (ID)_Existing_Food Preparation_Natural Gas_Griddle_E5 | F4 | Commercial | Grocery (ID) | Existing | Food Preparation | Natural Gas | Griddle | E5 | Utility - Cost of Equipment | 0 | 0 | 0 | 0 | 0 | 0 | 0 | 0 | 0 | 0 | 0 | 0 | 0 | 0 | 0 | 0 | 0 | 0 | 0 | 0 | 0 | 0 | 0 | 0 | 0 | 0 | 0
F4_Commercial_Grocery (ID)_Existing_Food Preparation_Natural Gas_Griddle_E6 | F4 | Commercial | Grocery (ID) | Existing | Food Preparation | Natural Gas | Griddle | E6 | Utility - Cost of Equipment | 0 | 0 | 0 | 0 | 0 | 0 | 0 | 0 | 0 | 0 | 0 | 0 | 0 | 0 | 0 | 0 | 0 | 0 | 0 | 0 | 0 | 0 | 0 | 0 | 0 | 0 | 0
F4_Commercial_Grocery (ID)_Existing_Food Preparation_Natural Gas_Griddle_E7 | F4 | Commercial | Grocery (ID) | Existing | Food Preparation | Natural Gas | Griddle | E7 | Utility - Cost of Equipment | 0 | 0 | 0 | 0 | 0 | 0 | 0 | 0 | 0 | 0 | 0 | 0 | 0 | 0 | 0 | 0 | 0 | 0 | 0 | 0 | 0 | 0 | 0 | 0 | 0 | 0 | 0
F4_Commercial_Grocery (ID)_Existing_Food Preparation_Natural Gas_Griddle_E8 | F4 | Commercial | Grocery (ID) | Existing | Food Preparation | Natural Gas | Griddle | E8 | Utility - Cost of Equipment | 0 | 0 | 0 | 0 | 0 | 0 | 0 | 0 | 0 | 0 | 0 | 0 | 0 | 0 | 0 | 0 | 0 | 0 | 0 | 0 | 0 | 0 | 0 | 0 | 0 | 0 | 0
F4_Commercial_Grocery (ID)_Existing_Food Preparation_Natural Gas_Griddle_E9 | F4 | Commercial | Grocery (ID) | Existing | Food Preparation | Natural Gas | Griddle | E9 | Utility - Cost of Equipment | 0 | 0 | 0 | 0 | 0 | 0 | 0 | 0 | 0 | 0 | 0 | 0 | 0 | 0 | 0 | 0 | 0 | 0 | 0 | 0 | 0 | 0 | 0 | 0 | 0 | 0 | 0
F4_Commercial_Grocery (ID)_Existing_Food Preparation_Natural Gas_Griddle_E10 | F4 | Commercial | Grocery (ID) | Existing | Food Preparation | Natural Gas | Griddle | E10 | Utility - Cost of Equipment | 0 | 0 | 0 | 0 | 0 | 0 | 0 | 0 | 0 | 0 | 0 | 0 | 0 | 0 | 0 | 0 | 0 | 0 | 0 | 0 | 0 | 0 | 0 | 0 | 0 | 0 | 0
F5_Commercial_Grocery (ID)_Existing_Food Preparation_Natural Gas_Griddle_E1 | F5 | Commercial | Grocery (ID) | Existing | Food Preparation | Natural Gas | Griddle | E1 | Utility - Cost of Operation | 0.039287 | 0.040277 | 0.04145 | 0.042795 | 0.044315 | 0.046164 | 0.048068 | 0.049954 | 0.051769 | 0.053609 | 0.055073 | 0.056445 | 0.057919 | 0.059362 | 0.060652 | 0.061859 | 0.062942 | 0.064011 | 0.065152 | 0.066266 | 0.06741 | 0.0686 | 0.069802 | 0.071042 | 0.072304 | 0.073589 | 0.074896
F5_Commercial_Grocery (ID)_Existing_Food Preparation_Natural Gas_Griddle_E2 | F5 | Commercial | Grocery (ID) | Existing | Food Preparation | Natural Gas | Griddle | E2 | Utility - Cost of Operation | 0.034483 | 0.035352 | 0.036381 | 0.037561 | 0.038895 | 0.040519 | 0.04219 | 0.043845 | 0.045438 | 0.047053 | 0.048338 | 0.049542 | 0.050836 | 0.052102 | 0.053235 | 0.054294 | 0.055245 | 0.056183 | 0.057185 | 0.058162 | 0.059167 | 0.060211 | 0.061266 | 0.062354 | 0.063462 | 0.064589 | 0.065737
F5_Commercial_Grocery (ID)_Existing_Food Preparation_Natural Gas_Griddle_E3 | F5 | Commercial | Grocery (ID) | Existing | Food Preparation | Natural Gas | Griddle | E3 | Utility - Cost of Operation | 0 | 0 | 0 | 0 | 0 | 0 | 0 | 0 | 0 | 0 | 0 | 0 | 0 | 0 | 0 | 0 | 0 | 0 | 0 | 0 | 0 | 0 | 0 | 0 | 0 | 0 | 0
F5_Commercial_Grocery (ID)_Existing_Food Preparation_Natural Gas_Griddle_E4 | F5 | Commercial | Grocery (ID) | Existing | Food Preparation | Natural Gas | Griddle | E4 | Utility - Cost of Operation | 0 | 0 | 0 | 0 | 0 | 0 | 0 | 0 | 0 | 0 | 0 | 0 | 0 | 0 | 0 | 0 | 0 | 0 | 0 | 0 | 0 | 0 | 0 | 0 | 0 | 0 | 0
F5_Commercial_Grocery (ID)_Existing_Food Preparation_Natural Gas_Griddle_E5 | F5 | Commercial | Grocery (ID) | Existing | Food Preparation | Natural Gas | Griddle | E5 | Utility - Cost of Operation | 0 | 0 | 0 | 0 | 0 | 0 | 0 | 0 | 0 | 0 | 0 | 0 | 0 | 0 | 0 | 0 | 0 | 0 | 0 | 0 | 0 | 0 | 0 | 0 | 0 | 0 | 0
F5_Commercial_Grocery (ID)_Existing_Food Preparation_Natural Gas_Griddle_E6 | F5 | Commercial | Grocery (ID) | Existing | Food Preparation | Natural Gas | Griddle | E6 | Utility - Cost of Operation | 0 | 0 | 0 | 0 | 0 | 0 | 0 | 0 | 0 | 0 | 0 | 0 | 0 | 0 | 0 | 0 | 0 | 0 | 0 | 0 | 0 | 0 | 0 | 0 | 0 | 0 | 0
F5_Commercial_Grocery (ID)_Existing_Food Preparation_Natural Gas_Griddle_E7 | F5 | Commercial | Grocery (ID) | Existing | Food Preparation | Natural Gas | Griddle | E7 | Utility - Cost of Operation | 0 | 0 | 0 | 0 | 0 | 0 | 0 | 0 | 0 | 0 | 0 | 0 | 0 | 0 | 0 | 0 | 0 | 0 | 0 | 0 | 0 | 0 | 0 | 0 | 0 | 0 | 0
F5_Commercial_Grocery (ID)_Existing_Food Preparation_Natural Gas_Griddle_E8 | F5 | Commercial | Grocery (ID) | Existing | Food Preparation | Natural Gas | Griddle | E8 | Utility - Cost of Operation | 0 | 0 | 0 | 0 | 0 | 0 | 0 | 0 | 0 | 0 | 0 | 0 | 0 | 0 | 0 | 0 | 0 | 0 | 0 | 0 | 0 | 0 | 0 | 0 | 0 | 0 | 0
F5_Commercial_Grocery (ID)_Existing_Food Preparation_Natural Gas_Griddle_E9 | F5 | Commercial | Grocery (ID) | Existing | Food Preparation | Natural Gas | Griddle | E9 | Utility - Cost of Operation | 0 | 0 | 0 | 0 | 0 | 0 | 0 | 0 | 0 | 0 | 0 | 0 | 0 | 0 | 0 | 0 | 0 | 0 | 0 | 0 | 0 | 0 | 0 | 0 | 0 | 0 | 0
F5_Commercial_Grocery (ID)_Existing_Food Preparation_Natural Gas_Griddle_E10 | F5 | Commercial | Grocery (ID) | Existing | Food Preparation | Natural Gas | Griddle | E10 | Utility - Cost of Operation | 0 | 0 | 0 | 0 | 0 | 0 | 0 | 0 | 0 | 0 | 0 | 0 | 0 | 0 | 0 | 0 | 0 | 0 | 0 | 0 | 0 | 0 | 0 | 0 | 0 | 0 | 0
F6_Commercial_Grocery (ID)_Existing_Food Preparation_Natural Gas_Griddle_E1 | F6 | Commercial | Grocery (ID) | Existing | Food Preparation | Natural Gas | Griddle | E1 | Utility - Value of Sales | 0.046272 | 0.047146 | 0.048172 | 0.049369 | 0.050739 | 0.052449 | 0.054164 | 0.055792 | 0.057266 | 0.058695 | 0.060175 | 0.061521 | 0.062941 | 0.064285 | 0.06544 | 0.066483 | 0.067366 | 0.068209 | 0.069105 | 0.069941 | 0.070781 | 0.07203 | 0.073292 | 0.074594 | 0.07592 | 0.077268 | 0.078641
F6_Commercial_Grocery (ID)_Existing_Food Preparation_Natural Gas_Griddle_E2 | F6 | Commercial | Grocery (ID) | Existing | Food Preparation | Natural Gas | Griddle | E2 | Utility - Value of Sales | 0.040614 | 0.041381 | 0.042281 | 0.043331 | 0.044534 | 0.046035 | 0.04754 | 0.048969 | 0.050263 | 0.051517 | 0.052816 | 0.053997 | 0.055244 | 0.056423 | 0.057438 | 0.058353 | 0.059128 | 0.059867 | 0.060654 | 0.061388 | 0.062125 | 0.063221 | 0.064329 | 0.065472 | 0.066635 | 0.067819 | 0.069024
F6_Commercial_Grocery (ID)_Existing_Food Preparation_Natural Gas_Griddle_E3 | F6 | Commercial | Grocery (ID) | Existing | Food Preparation | Natural Gas | Griddle | E3 | Utility - Value of Sales | 0 | 0 | 0 | 0 | 0 | 0 | 0 | 0 | 0 | 0 | 0 | 0 | 0 | 0 | 0 | 0 | 0 | 0 | 0 | 0 | 0 | 0 | 0 | 0 | 0 | 0 | 0
F6_Commercial_Grocery (ID)_Existing_Food Preparation_Natural Gas_Griddle_E4 | F6 | Commercial | Grocery (ID) | Existing | Food Preparation | Natural Gas | Griddle | E4 | Utility - Value of Sales | 0 | 0 | 0 | 0 | 0 | 0 | 0 | 0 | 0 | 0 | 0 | 0 | 0 | 0 | 0 | 0 | 0 | 0 | 0 | 0 | 0 | 0 | 0 | 0 | 0 | 0 | 0
F6_Commercial_Grocery (ID)_Existing_Food Preparation_Natural Gas_Griddle_E5 | F6 | Commercial | Grocery (ID) | Existing | Food Preparation | Natural Gas | Griddle | E5 | Utility - Value of Sales | 0 | 0 | 0 | 0 | 0 | 0 | 0 | 0 | 0 | 0 | 0 | 0 | 0 | 0 | 0 | 0 | 0 | 0 | 0 | 0 | 0 | 0 | 0 | 0 | 0 | 0 | 0
F6_Commercial_Grocery (ID)_Existing_Food Preparation_Natural Gas_Griddle_E6 | F6 | Commercial | Grocery (ID) | Existing | Food Preparation | Natural Gas | Griddle | E6 | Utility - Value of Sales | 0 | 0 | 0 | 0 | 0 | 0 | 0 | 0 | 0 | 0 | 0 | 0 | 0 | 0 | 0 | 0 | 0 | 0 | 0 | 0 | 0 | 0 | 0 | 0 | 0 | 0 | 0
F6_Commercial_Grocery (ID)_Existing_Food Preparation_Natural Gas_Griddle_E7 | F6 | Commercial | Grocery (ID) | Existing | Food Preparation | Natural Gas | Griddle | E7 | Utility - Value of Sales | 0 | 0 | 0 | 0 | 0 | 0 | 0 | 0 | 0 | 0 | 0 | 0 | 0 | 0 | 0 | 0 | 0 | 0 | 0 | 0 | 0 | 0 | 0 | 0 | 0 | 0 | 0
F6_Commercial_Grocery (ID)_Existing_Food Preparation_Natural Gas_Griddle_E8 | F6 | Commercial | Grocery (ID) | Existing | Food Preparation | Natural Gas | Griddle | E8 | Utility - Value of Sales | 0 | 0 | 0 | 0 | 0 | 0 | 0 | 0 | 0 | 0 | 0 | 0 | 0 | 0 | 0 | 0 | 0 | 0 | 0 | 0 | 0 | 0 | 0 | 0 | 0 | 0 | 0
F6_Commercial_Grocery (ID)_Existing_Food Preparation_Natural Gas_Griddle_E9 | F6 | Commercial | Grocery (ID) | Existing | Food Preparation | Natural Gas | Griddle | E9 | Utility - Value of Sales | 0 | 0 | 0 | 0 | 0 | 0 | 0 | 0 | 0 | 0 | 0 | 0 | 0 | 0 | 0 | 0 | 0 | 0 | 0 | 0 | 0 | 0 | 0 | 0 | 0 | 0 | 0
F6_Commercial_Grocery (ID)_Existing_Food Preparation_Natural Gas_Griddle_E10 | F6 | Commercial | Grocery (ID) | Existing | Food Preparation | Natural Gas | Griddle | E10 | Utility - Value of Sales | 0 | 0 | 0 | 0 | 0 | 0 | 0 | 0 | 0 | 0 | 0 | 0 | 0 | 0 | 0 | 0 | 0 | 0 | 0 | 0 | 0 | 0 | 0 | 0 | 0 | 0 | 0
F1_Commercial_Grocery (ID)_Existing_Food Preparation_Natural Gas_Range_E1 | F1 | Commercial | Grocery (ID) | Existing | Food Preparation | Natural Gas | Range | E1 | RVT - Cost of Equipment | 0.020777 | 0.020777 | 0.020777 | 0.020777 | 0.020777 | 0.020777 | 0.020777 | 0.020777 | 0.020777 | 0.020777 | 0.020777 | 0.020777 | 0.020777 | 0.020777 | 0.020777 | 0.020777 | 0.020777 | 0.020777 | 0.020777 | 0.020777 | 0.020777 | 0.020777 | 0.020777 | 0.020777 | 0.020777 | 0.020777 | 0.020777
F1_Commercial_Grocery (ID)_Existing_Food Preparation_Natural Gas_Range_E2 | F1 | Commercial | Grocery (ID) | Existing | Food Preparation | Natural Gas | Range | E2 | RVT - Cost of Equipment | 0.022624 | 0.022624 | 0.022624 | 0.022624 | 0.022624 | 0.022624 | 0.022624 | 0.022624 | 0.022624 | 0.022624 | 0.022624 | 0.022624 | 0.022624 | 0.022624 | 0.022624 | 0.022624 | 0.022624 | 0.022624 | 0.022624 | 0.022624 | 0.022624 | 0.022624 | 0.022624 | 0.022624 | 0.022624 | 0.022624 | 0.022624
F1_Commercial_Grocery (ID)_Existing_Food Preparation_Natural Gas_Range_E3 | F1 | Commercial | Grocery (ID) | Existing | Food Preparation | Natural Gas | Range | E3 | RVT - Cost of Equipment | 0 | 0 | 0 | 0 | 0 | 0 | 0 | 0 | 0 | 0 | 0 | 0 | 0 | 0 | 0 | 0 | 0 | 0 | 0 | 0 | 0 | 0 | 0 | 0 | 0 | 0 | 0
F1_Commercial_Grocery (ID)_Existing_Food Preparation_Natural Gas_Range_E4 | F1 | Commercial | Grocery (ID) | Existing | Food Preparation | Natural Gas | Range | E4 | RVT - Cost of Equipment | 0 | 0 | 0 | 0 | 0 | 0 | 0 | 0 | 0 | 0 | 0 | 0 | 0 | 0 | 0 | 0 | 0 | 0 | 0 | 0 | 0 | 0 | 0 | 0 | 0 | 0 | 0
F1_Commercial_Grocery (ID)_Existing_Food Preparation_Natural Gas_Range_E5 | F1 | Commercial | Grocery (ID) | Existing | Food Preparation | Natural Gas | Range | E5 | RVT - Cost of Equipment | 0 | 0 | 0 | 0 | 0 | 0 | 0 | 0 | 0 | 0 | 0 | 0 | 0 | 0 | 0 | 0 | 0 | 0 | 0 | 0 | 0 | 0 | 0 | 0 | 0 | 0 | 0
F1_Commercial_Grocery (ID)_Existing_Food Preparation_Natural Gas_Range_E6 | F1 | Commercial | Grocery (ID) | Existing | Food Preparation | Natural Gas | Range | E6 | RVT - Cost of Equipment | 0 | 0 | 0 | 0 | 0 | 0 | 0 | 0 | 0 | 0 | 0 | 0 | 0 | 0 | 0 | 0 | 0 | 0 | 0 | 0 | 0 | 0 | 0 | 0 | 0 | 0 | 0
F1_Commercial_Grocery (ID)_Existing_Food Preparation_Natural Gas_Range_E7 | F1 | Commercial | Grocery (ID) | Existing | Food Preparation | Natural Gas | Range | E7 | RVT - Cost of Equipment | 0 | 0 | 0 | 0 | 0 | 0 | 0 | 0 | 0 | 0 | 0 | 0 | 0 | 0 | 0 | 0 | 0 | 0 | 0 | 0 | 0 | 0 | 0 | 0 | 0 | 0 | 0
F1_Commercial_Grocery (ID)_Existing_Food Preparation_Natural Gas_Range_E8 | F1 | Commercial | Grocery (ID) | Existing | Food Preparation | Natural Gas | Range | E8 | RVT - Cost of Equipment | 0 | 0 | 0 | 0 | 0 | 0 | 0 | 0 | 0 | 0 | 0 | 0 | 0 | 0 | 0 | 0 | 0 | 0 | 0 | 0 | 0 | 0 | 0 | 0 | 0 | 0 | 0
F1_Commercial_Grocery (ID)_Existing_Food Preparation_Natural Gas_Range_E9 | F1 | Commercial | Grocery (ID) | Existing | Food Preparation | Natural Gas | Range | E9 | RVT - Cost of Equipment | 0 | 0 | 0 | 0 | 0 | 0 | 0 | 0 | 0 | 0 | 0 | 0 | 0 | 0 | 0 | 0 | 0 | 0 | 0 | 0 | 0 | 0 | 0 | 0 | 0 | 0 | 0
F1_Commercial_Grocery (ID)_Existing_Food Preparation_Natural Gas_Range_E10 | F1 | Commercial | Grocery (ID) | Existing | Food Preparation | Natural Gas | Range | E10 | RVT - Cost of Equipment | 0 | 0 | 0 | 0 | 0 | 0 | 0 | 0 | 0 | 0 | 0 | 0 | 0 | 0 | 0 | 0 | 0 | 0 | 0 | 0 | 0 | 0 | 0 | 0 | 0 | 0 | 0
F2_Commercial_Grocery (ID)_Existing_Food Preparation_Natural Gas_Range_E1 | F2 | Commercial | Grocery (ID) | Existing | Food Preparation | Natural Gas | Range | E1 | RVT - Cost of Operation | 0.061554 | 0.062579 | 0.063827 | 0.065345 | 0.06715 | 0.069537 | 0.071985 | 0.074353 | 0.076533 | 0.078626 | 0.080776 | 0.082697 | 0.084701 | 0.086552 | 0.088112 | 0.089494 | 0.090628 | 0.091696 | 0.092842 | 0.093894 | 0.094945 | 0.096619 | 0.098309 | 0.10006 | 0.10183 | 0.10364 | 0.10548
F2_Commercial_Grocery (ID)_Existing_Food Preparation_Natural Gas_Range_E2 | F2 | Commercial | Grocery (ID) | Existing | Food Preparation | Natural Gas | Range | E2 | RVT - Cost of Operation | 0.030777 | 0.031289 | 0.031914 | 0.032672 | 0.033575 | 0.034768 | 0.035992 | 0.037176 | 0.038266 | 0.039313 | 0.040388 | 0.041349 | 0.04235 | 0.043276 | 0.044056 | 0.044747 | 0.045314 | 0.045848 | 0.046421 | 0.046947 | 0.047473 | 0.04831 | 0.049155 | 0.050028 | 0.050917 | 0.051821 | 0.052742
F2_Commercial_Grocery (ID)_Existing_Food Preparation_Natural Gas_Range_E3 | F2 | Commercial | Grocery (ID) | Existing | Food Preparation | Natural Gas | Range | E3 | RVT - Cost of Operation | 0 | 0 | 0 | 0 | 0 | 0 | 0 | 0 | 0 | 0 | 0 | 0 | 0 | 0 | 0 | 0 | 0 | 0 | 0 | 0 | 0 | 0 | 0 | 0 | 0 | 0 | 0
F2_Commercial_Grocery (ID)_Existing_Food Preparation_Natural Gas_Range_E4 | F2 | Commercial | Grocery (ID) | Existing | Food Preparation | Natural Gas | Range | E4 | RVT - Cost of Operation | 0 | 0 | 0 | 0 | 0 | 0 | 0 | 0 | 0 | 0 | 0 | 0 | 0 | 0 | 0 | 0 | 0 | 0 | 0 | 0 | 0 | 0 | 0 | 0 | 0 | 0 | 0
F2_Commercial_Grocery (ID)_Existing_Food Preparation_Natural Gas_Range_E5 | F2 | Commercial | Grocery (ID) | Existing | Food Preparation | Natural Gas | Range | E5 | RVT - Cost of Operation | 0 | 0 | 0 | 0 | 0 | 0 | 0 | 0 | 0 | 0 | 0 | 0 | 0 | 0 | 0 | 0 | 0 | 0 | 0 | 0 | 0 | 0 | 0 | 0 | 0 | 0 | 0
F2_Commercial_Grocery (ID)_Existing_Food Preparation_Natural Gas_Range_E6 | F2 | Commercial | Grocery (ID) | Existing | Food Preparation | Natural Gas | Range | E6 | RVT - Cost of Operation | 0 | 0 | 0 | 0 | 0 | 0 | 0 | 0 | 0 | 0 | 0 | 0 | 0 | 0 | 0 | 0 | 0 | 0 | 0 | 0 | 0 | 0 | 0 | 0 | 0 | 0 | 0
F2_Commercial_Grocery (ID)_Existing_Food Preparation_Natural Gas_Range_E7 | F2 | Commercial | Grocery (ID) | Existing | Food Preparation | Natural Gas | Range | E7 | RVT - Cost of Operation | 0 | 0 | 0 | 0 | 0 | 0 | 0 | 0 | 0 | 0 | 0 | 0 | 0 | 0 | 0 | 0 | 0 | 0 | 0 | 0 | 0 | 0 | 0 | 0 | 0 | 0 | 0
F2_Commercial_Grocery (ID)_Existing_Food Preparation_Natural Gas_Range_E8 | F2 | Commercial | Grocery (ID) | Existing | Food Preparation | Natural Gas | Range | E8 | RVT - Cost of Operation | 0 | 0 | 0 | 0 | 0 | 0 | 0 | 0 | 0 | 0 | 0 | 0 | 0 | 0 | 0 | 0 | 0 | 0 | 0 | 0 | 0 | 0 | 0 | 0 | 0 | 0 | 0
F2_Commercial_Grocery (ID)_Existing_Food Preparation_Natural Gas_Range_E9 | F2 | Commercial | Grocery (ID) | Existing | Food Preparation | Natural Gas | Range | E9 | RVT - Cost of Operation | 0 | 0 | 0 | 0 | 0 | 0 | 0 | 0 | 0 | 0 | 0 | 0 | 0 | 0 | 0 | 0 | 0 | 0 | 0 | 0 | 0 | 0 | 0 | 0 | 0 | 0 | 0
F2_Commercial_Grocery (ID)_Existing_Food Preparation_Natural Gas_Range_E10 | F2 | Commercial | Grocery (ID) | Existing | Food Preparation | Natural Gas | Range | E10 | RVT - Cost of Operation | 0 | 0 | 0 | 0 | 0 | 0 | 0 | 0 | 0 | 0 | 0 | 0 | 0 | 0 | 0 | 0 | 0 | 0 | 0 | 0 | 0 | 0 | 0 | 0 | 0 | 0 | 0
F3_Commercial_Grocery (ID)_Existing_Food Preparation_Natural Gas_Range_E1 | F3 | Commercial | Grocery (ID) | Existing | Food Preparation | Natural Gas | Range | E1 | System - kBTUs of Consumption | 14.9201 | 14.9201 | 14.9201 | 14.9201 | 14.9201 | 14.9201 | 14.9201 | 14.9201 | 14.9201 | 14.9201 | 14.9201 | 14.9201 | 14.9201 | 14.9201 | 14.9201 | 14.9201 | 14.9201 | 14.9201 | 14.9201 | 14.9201 | 14.9201 | 14.9201 | 14.9201 | 14.9201 | 14.9201 | 14.9201 | 14.9201
F3_Commercial_Grocery (ID)_Existing_Food Preparation_Natural Gas_Range_E2 | F3 | Commercial | Grocery (ID) | Existing | Food Preparation | Natural Gas | Range | E2 | System - kBTUs of Consumption | 7.4601 | 7.4601 | 7.4601 | 7.4601 | 7.4601 | 7.4601 | 7.4601 | 7.4601 | 7.4601 | 7.4601 | 7.4601 | 7.4601 | 7.4601 | 7.4601 | 7.4601 | 7.4601 | 7.4601 | 7.4601 | 7.4601 | 7.4601 | 7.4601 | 7.4601 | 7.4601 | 7.4601 | 7.4601 | 7.4601 | 7.4601
F3_Commercial_Grocery (ID)_Existing_Food Preparation_Natural Gas_Range_E3 | F3 | Commercial | Grocery (ID) | Existing | Food Preparation | Natural Gas | Range | E3 | System - kBTUs of Consumption | 0 | 0 | 0 | 0 | 0 | 0 | 0 | 0 | 0 | 0 | 0 | 0 | 0 | 0 | 0 | 0 | 0 | 0 | 0 | 0 | 0 | 0 | 0 | 0 | 0 | 0 | 0
F3_Commercial_Grocery (ID)_Existing_Food Preparation_Natural Gas_Range_E4 | F3 | Commercial | Grocery (ID) | Existing | Food Preparation | Natural Gas | Range | E4 | System - kBTUs of Consumption | 0 | 0 | 0 | 0 | 0 | 0 | 0 | 0 | 0 | 0 | 0 | 0 | 0 | 0 | 0 | 0 | 0 | 0 | 0 | 0 | 0 | 0 | 0 | 0 | 0 | 0 | 0
F3_Commercial_Grocery (ID)_Existing_Food Preparation_Natural Gas_Range_E5 | F3 | Commercial | Grocery (ID) | Existing | Food Preparation | Natural Gas | Range | E5 | System - kBTUs of Consumption | 0 | 0 | 0 | 0 | 0 | 0 | 0 | 0 | 0 | 0 | 0 | 0 | 0 | 0 | 0 | 0 | 0 | 0 | 0 | 0 | 0 | 0 | 0 | 0 | 0 | 0 | 0
F3_Commercial_Grocery (ID)_Existing_Food Preparation_Natural Gas_Range_E6 | F3 | Commercial | Grocery (ID) | Existing | Food Preparation | Natural Gas | Range | E6 | System - kBTUs of Consumption | 0 | 0 | 0 | 0 | 0 | 0 | 0 | 0 | 0 | 0 | 0 | 0 | 0 | 0 | 0 | 0 | 0 | 0 | 0 | 0 | 0 | 0 | 0 | 0 | 0 | 0 | 0
F3_Commercial_Grocery (ID)_Existing_Food Preparation_Natural Gas_Range_E7 | F3 | Commercial | Grocery (ID) | Existing | Food Preparation | Natural Gas | Range | E7 | System - kBTUs of Consumption | 0 | 0 | 0 | 0 | 0 | 0 | 0 | 0 | 0 | 0 | 0 | 0 | 0 | 0 | 0 | 0 | 0 | 0 | 0 | 0 | 0 | 0 | 0 | 0 | 0 | 0 | 0
F3_Commercial_Grocery (ID)_Existing_Food Preparation_Natural Gas_Range_E8 | F3 | Commercial | Grocery (ID) | Existing | Food Preparation | Natural Gas | Range | E8 | System - kBTUs of Consumption | 0 | 0 | 0 | 0 | 0 | 0 | 0 | 0 | 0 | 0 | 0 | 0 | 0 | 0 | 0 | 0 | 0 | 0 | 0 | 0 | 0 | 0 | 0 | 0 | 0 | 0 | 0
F3_Commercial_Grocery (ID)_Existing_Food Preparation_Natural Gas_Range_E9 | F3 | Commercial | Grocery (ID) | Existing | Food Preparation | Natural Gas | Range | E9 | System - kBTUs of Consumption | 0 | 0 | 0 | 0 | 0 | 0 | 0 | 0 | 0 | 0 | 0 | 0 | 0 | 0 | 0 | 0 | 0 | 0 | 0 | 0 | 0 | 0 | 0 | 0 | 0 | 0 | 0
F3_Commercial_Grocery (ID)_Existing_Food Preparation_Natural Gas_Range_E10 | F3 | Commercial | Grocery (ID) | Existing | Food Preparation | Natural Gas | Range | E10 | System - kBTUs of Consumption | 0 | 0 | 0 | 0 | 0 | 0 | 0 | 0 | 0 | 0 | 0 | 0 | 0 | 0 | 0 | 0 | 0 | 0 | 0 | 0 | 0 | 0 | 0 | 0 | 0 | 0 | 0
F4_Commercial_Grocery (ID)_Existing_Food Preparation_Natural Gas_Range_E1 | F4 | Commercial | Grocery (ID) | Existing | Food Preparation | Natural Gas | Range | E1 | Utility - Cost of Equipment | 0.020777 | 0.020777 | 0.020777 | 0.020777 | 0.020777 | 0.020777 | 0.020777 | 0.020777 | 0.020777 | 0.020777 | 0.020777 | 0.020777 | 0.020777 | 0.020777 | 0.020777 | 0.020777 | 0.020777 | 0.020777 | 0.020777 | 0.020777 | 0.020777 | 0.020777 | 0.020777 | 0.020777 | 0.020777 | 0.020777 | 0.020777
F4_Commercial_Grocery (ID)_Existing_Food Preparation_Natural Gas_Range_E2 | F4 | Commercial | Grocery (ID) | Existing | Food Preparation | Natural Gas | Range | E2 | Utility - Cost of Equipment | 0.022624 | 0.022624 | 0.022624 | 0.022624 | 0.022624 | 0.022624 | 0.022624 | 0.022624 | 0.022624 | 0.022624 | 0.022624 | 0.022624 | 0.022624 | 0.022624 | 0.022624 | 0.022624 | 0.022624 | 0.022624 | 0.022624 | 0.022624 | 0.022624 | 0.022624 | 0.022624 | 0.022624 | 0.022624 | 0.022624 | 0.022624
F4_Commercial_Grocery (ID)_Existing_Food Preparation_Natural Gas_Range_E3 | F4 | Commercial | Grocery (ID) | Existing | Food Preparation | Natural Gas | Range | E3 | Utility - Cost of Equipment | 0 | 0 | 0 | 0 | 0 | 0 | 0 | 0 | 0 | 0 | 0 | 0 | 0 | 0 | 0 | 0 | 0 | 0 | 0 | 0 | 0 | 0 | 0 | 0 | 0 | 0 | 0
F4_Commercial_Grocery (ID)_Existing_Food Preparation_Natural Gas_Range_E4 | F4 | Commercial | Grocery (ID) | Existing | Food Preparation | Natural Gas | Range | E4 | Utility - Cost of Equipment | 0 | 0 | 0 | 0 | 0 | 0 | 0 | 0 | 0 | 0 | 0 | 0 | 0 | 0 | 0 | 0 | 0 | 0 | 0 | 0 | 0 | 0 | 0 | 0 | 0 | 0 | 0
F4_Commercial_Grocery (ID)_Existing_Food Preparation_Natural Gas_Range_E5 | F4 | Commercial | Grocery (ID) | Existing | Food Preparation | Natural Gas | Range | E5 | Utility - Cost of Equipment | 0 | 0 | 0 | 0 | 0 | 0 | 0 | 0 | 0 | 0 | 0 | 0 | 0 | 0 | 0 | 0 | 0 | 0 | 0 | 0 | 0 | 0 | 0 | 0 | 0 | 0 | 0
F4_Commercial_Grocery (ID)_Existing_Food Preparation_Natural Gas_Range_E6 | F4 | Commercial | Grocery (ID) | Existing | Food Preparation | Natural Gas | Range | E6 | Utility - Cost of Equipment | 0 | 0 | 0 | 0 | 0 | 0 | 0 | 0 | 0 | 0 | 0 | 0 | 0 | 0 | 0 | 0 | 0 | 0 | 0 | 0 | 0 | 0 | 0 | 0 | 0 | 0 | 0
F4_Commercial_Grocery (ID)_Existing_Food Preparation_Natural Gas_Range_E7 | F4 | Commercial | Grocery (ID) | Existing | Food Preparation | Natural Gas | Range | E7 | Utility - Cost of Equipment | 0 | 0 | 0 | 0 | 0 | 0 | 0 | 0 | 0 | 0 | 0 | 0 | 0 | 0 | 0 | 0 | 0 | 0 | 0 | 0 | 0 | 0 | 0 | 0 | 0 | 0 | 0
F4_Commercial_Grocery (ID)_Existing_Food Preparation_Natural Gas_Range_E8 | F4 | Commercial | Grocery (ID) | Existing | Food Preparation | Natural Gas | Range | E8 | Utility - Cost of Equipment | 0 | 0 | 0 | 0 | 0 | 0 | 0 | 0 | 0 | 0 | 0 | 0 | 0 | 0 | 0 | 0 | 0 | 0 | 0 | 0 | 0 | 0 | 0 | 0 | 0 | 0 | 0
F4_Commercial_Grocery (ID)_Existing_Food Preparation_Natural Gas_Range_E9 | F4 | Commercial | Grocery (ID) | Existing | Food Preparation | Natural Gas | Range | E9 | Utility - Cost of Equipment | 0 | 0 | 0 | 0 | 0 | 0 | 0 | 0 | 0 | 0 | 0 | 0 | 0 | 0 | 0 | 0 | 0 | 0 | 0 | 0 | 0 | 0 | 0 | 0 | 0 | 0 | 0
F4_Commercial_Grocery (ID)_Existing_Food Preparation_Natural Gas_Range_E10 | F4 | Commercial | Grocery (ID) | Existing | Food Preparation | Natural Gas | Range | E10 | Utility - Cost of Equipment | 0 | 0 | 0 | 0 | 0 | 0 | 0 | 0 | 0 | 0 | 0 | 0 | 0 | 0 | 0 | 0 | 0 | 0 | 0 | 0 | 0 | 0 | 0 | 0 | 0 | 0 | 0
F5_Commercial_Grocery (ID)_Existing_Food Preparation_Natural Gas_Range_E1 | F5 | Commercial | Grocery (ID) | Existing | Food Preparation | Natural Gas | Range | E1 | Utility - Cost of Operation | 0.051744 | 0.052939 | 0.054442 | 0.056214 | 0.058276 | 0.060875 | 0.063583 | 0.066283 | 0.068887 | 0.071527 | 0.073587 | 0.075504 | 0.07757 | 0.079583 | 0.081359 | 0.083002 | 0.084452 | 0.085877 | 0.08741 | 0.088896 | 0.090424 | 0.092018 | 0.093628 | 0.095291 | 0.096984 | 0.098707 | 0.10046
F5_Commercial_Grocery (ID)_Existing_Food Preparation_Natural Gas_Range_E2 | F5 | Commercial | Grocery (ID) | Existing | Food Preparation | Natural Gas | Range | E2 | Utility - Cost of Operation | 0.025872 | 0.026469 | 0.027221 | 0.028107 | 0.029138 | 0.030438 | 0.031792 | 0.033141 | 0.034444 | 0.035764 | 0.036794 | 0.037752 | 0.038785 | 0.039792 | 0.040679 | 0.041501 | 0.042226 | 0.042939 | 0.043705 | 0.044448 | 0.045212 | 0.046009 | 0.046814 | 0.047646 | 0.048492 | 0.049354 | 0.05023
F5_Commercial_Grocery (ID)_Existing_Food Preparation_Natural Gas_Range_E3 | F5 | Commercial | Grocery (ID) | Existing | Food Preparation | Natural Gas | Range | E3 | Utility - Cost of Operation | 0 | 0 | 0 | 0 | 0 | 0 | 0 | 0 | 0 | 0 | 0 | 0 | 0 | 0 | 0 | 0 | 0 | 0 | 0 | 0 | 0 | 0 | 0 | 0 | 0 | 0 | 0
F5_Commercial_Grocery (ID)_Existing_Food Preparation_Natural Gas_Range_E4 | F5 | Commercial | Grocery (ID) | Existing | Food Preparation | Natural Gas | Range | E4 | Utility - Cost of Operation | 0 | 0 | 0 | 0 | 0 | 0 | 0 | 0 | 0 | 0 | 0 | 0 | 0 | 0 | 0 | 0 | 0 | 0 | 0 | 0 | 0 | 0 | 0 | 0 | 0 | 0 | 0
F5_Commercial_Grocery (ID)_Existing_Food Preparation_Natural Gas_Range_E5 | F5 | Commercial | Grocery (ID) | Existing | Food Preparation | Natural Gas | Range | E5 | Utility - Cost of Operation | 0 | 0 | 0 | 0 | 0 | 0 | 0 | 0 | 0 | 0 | 0 | 0 | 0 | 0 | 0 | 0 | 0 | 0 | 0 | 0 | 0 | 0 | 0 | 0 | 0 | 0 | 0
F5_Commercial_Grocery (ID)_Existing_Food Preparation_Natural Gas_Range_E6 | F5 | Commercial | Grocery (ID) | Existing | Food Preparation | Natural Gas | Range | E6 | Utility - Cost of Operation | 0 | 0 | 0 | 0 | 0 | 0 | 0 | 0 | 0 | 0 | 0 | 0 | 0 | 0 | 0 | 0 | 0 | 0 | 0 | 0 | 0 | 0 | 0 | 0 | 0 | 0 | 0
F5_Commercial_Grocery (ID)_Existing_Food Preparation_Natural Gas_Range_E7 | F5 | Commercial | Grocery (ID) | Existing | Food Preparation | Natural Gas | Range | E7 | Utility - Cost of Operation | 0 | 0 | 0 | 0 | 0 | 0 | 0 | 0 | 0 | 0 | 0 | 0 | 0 | 0 | 0 | 0 | 0 | 0 | 0 | 0 | 0 | 0 | 0 | 0 | 0 | 0 | 0
F5_Commercial_Grocery (ID)_Existing_Food Preparation_Natural Gas_Range_E8 | F5 | Commercial | Grocery (ID) | Existing | Food Preparation | Natural Gas | Range | E8 | Utility - Cost of Operation | 0 | 0 | 0 | 0 | 0 | 0 | 0 | 0 | 0 | 0 | 0 | 0 | 0 | 0 | 0 | 0 | 0 | 0 | 0 | 0 | 0 | 0 | 0 | 0 | 0 | 0 | 0
F5_Commercial_Grocery (ID)_Existing_Food Preparation_Natural Gas_Range_E9 | F5 | Commercial | Grocery (ID) | Existing | Food Preparation | Natural Gas | Range | E9 | Utility - Cost of Operation | 0 | 0 | 0 | 0 | 0 | 0 | 0 | 0 | 0 | 0 | 0 | 0 | 0 | 0 | 0 | 0 | 0 | 0 | 0 | 0 | 0 | 0 | 0 | 0 | 0 | 0 | 0
F5_Commercial_Grocery (ID)_Existing_Food Preparation_Natural Gas_Range_E10 | F5 | Commercial | Grocery (ID) | Existing | Food Preparation | Natural Gas | Range | E10 | Utility - Cost of Operation | 0 | 0 | 0 | 0 | 0 | 0 | 0 | 0 | 0 | 0 | 0 | 0 | 0 | 0 | 0 | 0 | 0 | 0 | 0 | 0 | 0 | 0 | 0 | 0 | 0 | 0 | 0
F6_Commercial_Grocery (ID)_Existing_Food Preparation_Natural Gas_Range_E1 | F6 | Commercial | Grocery (ID) | Existing | Food Preparation | Natural Gas | Range | E1 | Utility - Value of Sales | 0.061554 | 0.062579 | 0.063827 | 0.065345 | 0.06715 | 0.069537 | 0.071985 | 0.074353 | 0.076533 | 0.078626 | 0.080776 | 0.082697 | 0.084701 | 0.086552 | 0.088112 | 0.089494 | 0.090628 | 0.091696 | 0.092842 | 0.093894 | 0.094945 | 0.096619 | 0.098309 | 0.10006 | 0.10183 | 0.10364 | 0.10548
F6_Commercial_Grocery (ID)_Existing_Food Preparation_Natural Gas_Range_E2 | F6 | Commercial | Grocery (ID) | Existing | Food Preparation | Natural Gas | Range | E2 | Utility - Value of Sales | 0.030777 | 0.031289 | 0.031914 | 0.032672 | 0.033575 | 0.034768 | 0.035992 | 0.037176 | 0.038266 | 0.039313 | 0.040388 | 0.041349 | 0.04235 | 0.043276 | 0.044056 | 0.044747 | 0.045314 | 0.045848 | 0.046421 | 0.046947 | 0.047473 | 0.04831 | 0.049155 | 0.050028 | 0.050917 | 0.051821 | 0.052742
F6_Commercial_Grocery (ID)_Existing_Food Preparation_Natural Gas_Range_E3 | F6 | Commercial | Grocery (ID) | Existing | Food Preparation | Natural Gas | Range | E3 | Utility - Value of Sales | 0 | 0 | 0 | 0 | 0 | 0 | 0 | 0 | 0 | 0 | 0 | 0 | 0 | 0 | 0 | 0 | 0 | 0 | 0 | 0 | 0 | 0 | 0 | 0 | 0 | 0 | 0
F6_Commercial_Grocery (ID)_Existing_Food Preparation_Natural Gas_Range_E4 | F6 | Commercial | Grocery (ID) | Existing | Food Preparation | Natural Gas | Range | E4 | Utility - Value of Sales | 0 | 0 | 0 | 0 | 0 | 0 | 0 | 0 | 0 | 0 | 0 | 0 | 0 | 0 | 0 | 0 | 0 | 0 | 0 | 0 | 0 | 0 | 0 | 0 | 0 | 0 | 0
F6_Commercial_Grocery (ID)_Existing_Food Preparation_Natural Gas_Range_E5 | F6 | Commercial | Grocery (ID) | Existing | Food Preparation | Natural Gas | Range | E5 | Utility - Value of Sales | 0 | 0 | 0 | 0 | 0 | 0 | 0 | 0 | 0 | 0 | 0 | 0 | 0 | 0 | 0 | 0 | 0 | 0 | 0 | 0 | 0 | 0 | 0 | 0 | 0 | 0 | 0
F6_Commercial_Grocery (ID)_Existing_Food Preparation_Natural Gas_Range_E6 | F6 | Commercial | Grocery (ID) | Existing | Food Preparation | Natural Gas | Range | E6 | Utility - Value of Sales | 0 | 0 | 0 | 0 | 0 | 0 | 0 | 0 | 0 | 0 | 0 | 0 | 0 | 0 | 0 | 0 | 0 | 0 | 0 | 0 | 0 | 0 | 0 | 0 | 0 | 0 | 0
F6_Commercial_Grocery (ID)_Existing_Food Preparation_Natural Gas_Range_E7 | F6 | Commercial | Grocery (ID) | Existing | Food Preparation | Natural Gas | Range | E7 | Utility - Value of Sales | 0 | 0 | 0 | 0 | 0 | 0 | 0 | 0 | 0 | 0 | 0 | 0 | 0 | 0 | 0 | 0 | 0 | 0 | 0 | 0 | 0 | 0 | 0 | 0 | 0 | 0 | 0
F6_Commercial_Grocery (ID)_Existing_Food Preparation_Natural Gas_Range_E8 | F6 | Commercial | Grocery (ID) | Existing | Food Preparation | Natural Gas | Range | E8 | Utility - Value of Sales | 0 | 0 | 0 | 0 | 0 | 0 | 0 | 0 | 0 | 0 | 0 | 0 | 0 | 0 | 0 | 0 | 0 | 0 | 0 | 0 | 0 | 0 | 0 | 0 | 0 | 0 | 0
F6_Commercial_Grocery (ID)_Existing_Food Preparation_Natural Gas_Range_E9 | F6 | Commercial | Grocery (ID) | Existing | Food Preparation | Natural Gas | Range | E9 | Utility - Value of Sales | 0 | 0 | 0 | 0 | 0 | 0 | 0 | 0 | 0 | 0 | 0 | 0 | 0 | 0 | 0 | 0 | 0 | 0 | 0 | 0 | 0 | 0 | 0 | 0 | 0 | 0 | 0
F6_Commercial_Grocery (ID)_Existing_Food Preparation_Natural Gas_Range_E10 | F6 | Commercial | Grocery (ID) | Existing | Food Preparation | Natural Gas | Range | E10 | Utility - Value of Sales | 0 | 0 | 0 | 0 | 0 | 0 | 0 | 0 | 0 | 0 | 0 | 0 | 0 | 0 | 0 | 0 | 0 | 0 | 0 | 0 | 0 | 0 | 0 | 0 | 0 | 0 | 0
F1_Commercial_Grocery (ID)_Existing_Food Preparation_Natural Gas_Steamer_E1 | F1 | Commercial | Grocery (ID) | Existing | Food Preparation | Natural Gas | Steamer | E1 | RVT - Cost of Equipment | 0.0041012 | 0.0041012 | 0.0041012 | 0.0041012 | 0.0041012 | 0.0041012 | 0.0041012 | 0.0041012 | 0.0041012 | 0.0041012 | 0.0041012 | 0.0041012 | 0.0041012 | 0.0041012 | 0.0041012 | 0.0041012 | 0.0041012 | 0.0041012 | 0.0041012 | 0.0041012 | 0.0041012 | 0.0041012 | 0.0041012 | 0.0041012 | 0.0041012 | 0.0041012 | 0.0041012
F1_Commercial_Grocery (ID)_Existing_Food Preparation_Natural Gas_Steamer_E2 | F1 | Commercial | Grocery (ID) | Existing | Food Preparation | Natural Gas | Steamer | E2 | RVT - Cost of Equipment | 0.0044067 | 0.0044067 | 0.0044067 | 0.0044067 | 0.0044067 | 0.0044067 | 0.0044067 | 0.0044067 | 0.0044067 | 0.0044067 | 0.0044067 | 0.0044067 | 0.0044067 | 0.0044067 | 0.0044067 | 0.0044067 | 0.0044067 | 0.0044067 | 0.0044067 | 0.0044067 | 0.0044067 | 0.0044067 | 0.0044067 | 0.0044067 | 0.0044067 | 0.0044067 | 0.0044067
F1_Commercial_Grocery (ID)_Existing_Food Preparation_Natural Gas_Steamer_E3 | F1 | Commercial | Grocery (ID) | Existing | Food Preparation | Natural Gas | Steamer | E3 | RVT - Cost of Equipment | 0 | 0 | 0 | 0 | 0 | 0 | 0 | 0 | 0 | 0 | 0 | 0 | 0 | 0 | 0 | 0 | 0 | 0 | 0 | 0 | 0 | 0 | 0 | 0 | 0 | 0 | 0
F1_Commercial_Grocery (ID)_Existing_Food Preparation_Natural Gas_Steamer_E4 | F1 | Commercial | Grocery (ID) | Existing | Food Preparation | Natural Gas | Steamer | E4 | RVT - Cost of Equipment | 0 | 0 | 0 | 0 | 0 | 0 | 0 | 0 | 0 | 0 | 0 | 0 | 0 | 0 | 0 | 0 | 0 | 0 | 0 | 0 | 0 | 0 | 0 | 0 | 0 | 0 | 0
F1_Commercial_Grocery (ID)_Existing_Food Preparation_Natural Gas_Steamer_E5 | F1 | Commercial | Grocery (ID) | Existing | Food Preparation | Natural Gas | Steamer | E5 | RVT - Cost of Equipment | 0 | 0 | 0 | 0 | 0 | 0 | 0 | 0 | 0 | 0 | 0 | 0 | 0 | 0 | 0 | 0 | 0 | 0 | 0 | 0 | 0 | 0 | 0 | 0 | 0 | 0 | 0
F1_Commercial_Grocery (ID)_Existing_Food Preparation_Natural Gas_Steamer_E6 | F1 | Commercial | Grocery (ID) | Existing | Food Preparation | Natural Gas | Steamer | E6 | RVT - Cost of Equipment | 0 | 0 | 0 | 0 | 0 | 0 | 0 | 0 | 0 | 0 | 0 | 0 | 0 | 0 | 0 | 0 | 0 | 0 | 0 | 0 | 0 | 0 | 0 | 0 | 0 | 0 | 0
F1_Commercial_Grocery (ID)_Existing_Food Preparation_Natural Gas_Steamer_E7 | F1 | Commercial | Grocery (ID) | Existing | Food Preparation | Natural Gas | Steamer | E7 | RVT - Cost of Equipment | 0 | 0 | 0 | 0 | 0 | 0 | 0 | 0 | 0 | 0 | 0 | 0 | 0 | 0 | 0 | 0 | 0 | 0 | 0 | 0 | 0 | 0 | 0 | 0 | 0 | 0 | 0
F1_Commercial_Grocery (ID)_Existing_Food Preparation_Natural Gas_Steamer_E8 | F1 | Commercial | Grocery (ID) | Existing | Food Preparation | Natural Gas | Steamer | E8 | RVT - Cost of Equipment | 0 | 0 | 0 | 0 | 0 | 0 | 0 | 0 | 0 | 0 | 0 | 0 | 0 | 0 | 0 | 0 | 0 | 0 | 0 | 0 | 0 | 0 | 0 | 0 | 0 | 0 | 0
F1_Commercial_Grocery (ID)_Existing_Food Preparation_Natural Gas_Steamer_E9 | F1 | Commercial | Grocery (ID) | Existing | Food Preparation | Natural Gas | Steamer | E9 | RVT - Cost of Equipment | 0 | 0 | 0 | 0 | 0 | 0 | 0 | 0 | 0 | 0 | 0 | 0 | 0 | 0 | 0 | 0 | 0 | 0 | 0 | 0 | 0 | 0 | 0 | 0 | 0 | 0 | 0
F1_Commercial_Grocery (ID)_Existing_Food Preparation_Natural Gas_Steamer_E10 | F1 | Commercial | Grocery (ID) | Existing | Food Preparation | Natural Gas | Steamer | E10 | RVT - Cost of Equipment | 0 | 0 | 0 | 0 | 0 | 0 | 0 | 0 | 0 | 0 | 0 | 0 | 0 | 0 | 0 | 0 | 0 | 0 | 0 | 0 | 0 | 0 | 0 | 0 | 0 | 0 | 0
F2_Commercial_Grocery (ID)_Existing_Food Preparation_Natural Gas_Steamer_E1 | F2 | Commercial | Grocery (ID) | Existing | Food Preparation | Natural Gas | Steamer | E1 | RVT - Cost of Operation | 0.085731 | 0.08735 | 0.089251 | 0.091467 | 0.094006 | 0.097174 | 0.10035 | 0.10337 | 0.1061 | 0.10875 | 0.11149 | 0.11398 | 0.11661 | 0.1191 | 0.12124 | 0.12318 | 0.12481 | 0.12637 | 0.12803 | 0.12958 | 0.13114 | 0.13345 | 0.13579 | 0.1382 | 0.14066 | 0.14316 | 0.1457
F2_Commercial_Grocery (ID)_Existing_Food Preparation_Natural Gas_Steamer_E2 | F2 | Commercial | Grocery (ID) | Existing | Food Preparation | Natural Gas | Steamer | E2 | RVT - Cost of Operation | 0.016175 | 0.016481 | 0.016839 | 0.017257 | 0.017736 | 0.018334 | 0.018934 | 0.019503 | 0.020018 | 0.020518 | 0.021035 | 0.021505 | 0.022002 | 0.022472 | 0.022876 | 0.02324 | 0.023549 | 0.023843 | 0.024156 | 0.024449 | 0.024742 | 0.025179 | 0.02562 | 0.026075 | 0.026539 | 0.02701 | 0.02749
F2_Commercial_Grocery (ID)_Existing_Food Preparation_Natural Gas_Steamer_E3 | F2 | Commercial | Grocery (ID) | Existing | Food Preparation | Natural Gas | Steamer | E3 | RVT - Cost of Operation | 0 | 0 | 0 | 0 | 0 | 0 | 0 | 0 | 0 | 0 | 0 | 0 | 0 | 0 | 0 | 0 | 0 | 0 | 0 | 0 | 0 | 0 | 0 | 0 | 0 | 0 | 0
F2_Commercial_Grocery (ID)_Existing_Food Preparation_Natural Gas_Steamer_E4 | F2 | Commercial | Grocery (ID) | Existing | Food Preparation | Natural Gas | Steamer | E4 | RVT - Cost of Operation | 0 | 0 | 0 | 0 | 0 | 0 | 0 | 0 | 0 | 0 | 0 | 0 | 0 | 0 | 0 | 0 | 0 | 0 | 0 | 0 | 0 | 0 | 0 | 0 | 0 | 0 | 0
F2_Commercial_Grocery (ID)_Existing_Food Preparation_Natural Gas_Steamer_E5 | F2 | Commercial | Grocery (ID) | Existing | Food Preparation | Natural Gas | Steamer | E5 | RVT - Cost of Operation | 0 | 0 | 0 | 0 | 0 | 0 | 0 | 0 | 0 | 0 | 0 | 0 | 0 | 0 | 0 | 0 | 0 | 0 | 0 | 0 | 0 | 0 | 0 | 0 | 0 | 0 | 0
F2_Commercial_Grocery (ID)_Existing_Food Preparation_Natural Gas_Steamer_E6 | F2 | Commercial | Grocery (ID) | Existing | Food Preparation | Natural Gas | Steamer | E6 | RVT - Cost of Operation | 0 | 0 | 0 | 0 | 0 | 0 | 0 | 0 | 0 | 0 | 0 | 0 | 0 | 0 | 0 | 0 | 0 | 0 | 0 | 0 | 0 | 0 | 0 | 0 | 0 | 0 | 0
F2_Commercial_Grocery (ID)_Existing_Food Preparation_Natural Gas_Steamer_E7 | F2 | Commercial | Grocery (ID) | Existing | Food Preparation | Natural Gas | Steamer | E7 | RVT - Cost of Operation | 0 | 0 | 0 | 0 | 0 | 0 | 0 | 0 | 0 | 0 | 0 | 0 | 0 | 0 | 0 | 0 | 0 | 0 | 0 | 0 | 0 | 0 | 0 | 0 | 0 | 0 | 0
F2_Commercial_Grocery (ID)_Existing_Food Preparation_Natural Gas_Steamer_E8 | F2 | Commercial | Grocery (ID) | Existing | Food Preparation | Natural Gas | Steamer | E8 | RVT - Cost of Operation | 0 | 0 | 0 | 0 | 0 | 0 | 0 | 0 | 0 | 0 | 0 | 0 | 0 | 0 | 0 | 0 | 0 | 0 | 0 | 0 | 0 | 0 | 0 | 0 | 0 | 0 | 0
F2_Commercial_Grocery (ID)_Existing_Food Preparation_Natural Gas_Steamer_E9 | F2 | Commercial | Grocery (ID) | Existing | Food Preparation | Natural Gas | Steamer | E9 | RVT - Cost of Operation | 0 | 0 | 0 | 0 | 0 | 0 | 0 | 0 | 0 | 0 | 0 | 0 | 0 | 0 | 0 | 0 | 0 | 0 | 0 | 0 | 0 | 0 | 0 | 0 | 0 | 0 | 0
F2_Commercial_Grocery (ID)_Existing_Food Preparation_Natural Gas_Steamer_E10 | F2 | Commercial | Grocery (ID) | Existing | Food Preparation | Natural Gas | Steamer | E10 | RVT - Cost of Operation | 0 | 0 | 0 | 0 | 0 | 0 | 0 | 0 | 0 | 0 | 0 | 0 | 0 | 0 | 0 | 0 | 0 | 0 | 0 | 0 | 0 | 0 | 0 | 0 | 0 | 0 | 0
F3_Commercial_Grocery (ID)_Existing_Food Preparation_Natural Gas_Steamer_E1 | F3 | Commercial | Grocery (ID) | Existing | Food Preparation | Natural Gas | Steamer | E1 | System - kBTUs of Consumption | 20.452 | 20.452 | 20.452 | 20.452 | 20.452 | 20.452 | 20.452 | 20.452 | 20.452 | 20.452 | 20.452 | 20.452 | 20.452 | 20.452 | 20.452 | 20.452 | 20.452 | 20.452 | 20.452 | 20.452 | 20.452 | 20.452 | 20.452 | 20.452 | 20.452 | 20.452 | 20.452
F3_Commercial_Grocery (ID)_Existing_Food Preparation_Natural Gas_Steamer_E2 | F3 | Commercial | Grocery (ID) | Existing | Food Preparation | Natural Gas | Steamer | E2 | System - kBTUs of Consumption | 3.8588 | 3.8588 | 3.8588 | 3.8588 | 3.8588 | 3.8588 | 3.8588 | 3.8588 | 3.8588 | 3.8588 | 3.8588 | 3.8588 | 3.8588 | 3.8588 | 3.8588 | 3.8588 | 3.8588 | 3.8588 | 3.8588 | 3.8588 | 3.8588 | 3.8588 | 3.8588 | 3.8588 | 3.8588 | 3.8588 | 3.8588
F3_Commercial_Grocery (ID)_Existing_Food Preparation_Natural Gas_Steamer_E3 | F3 | Commercial | Grocery (ID) | Existing | Food Preparation | Natural Gas | Steamer | E3 | System - kBTUs of Consumption | 0 | 0 | 0 | 0 | 0 | 0 | 0 | 0 | 0 | 0 | 0 | 0 | 0 | 0 | 0 | 0 | 0 | 0 | 0 | 0 | 0 | 0 | 0 | 0 | 0 | 0 | 0
F3_Commercial_Grocery (ID)_Existing_Food Preparation_Natural Gas_Steamer_E4 | F3 | Commercial | Grocery (ID) | Existing | Food Preparation | Natural Gas | Steamer | E4 | System - kBTUs of Consumption | 0 | 0 | 0 | 0 | 0 | 0 | 0 | 0 | 0 | 0 | 0 | 0 | 0 | 0 | 0 | 0 | 0 | 0 | 0 | 0 | 0 | 0 | 0 | 0 | 0 | 0 | 0
F3_Commercial_Grocery (ID)_Existing_Food Preparation_Natural Gas_Steamer_E5 | F3 | Commercial | Grocery (ID) | Existing | Food Preparation | Natural Gas | Steamer | E5 | System - kBTUs of Consumption | 0 | 0 | 0 | 0 | 0 | 0 | 0 | 0 | 0 | 0 | 0 | 0 | 0 | 0 | 0 | 0 | 0 | 0 | 0 | 0 | 0 | 0 | 0 | 0 | 0 | 0 | 0
F3_Commercial_Grocery (ID)_Existing_Food Preparation_Natural Gas_Steamer_E6 | F3 | Commercial | Grocery (ID) | Existing | Food Preparation | Natural Gas | Steamer | E6 | System - kBTUs of Consumption | 0 | 0 | 0 | 0 | 0 | 0 | 0 | 0 | 0 | 0 | 0 | 0 | 0 | 0 | 0 | 0 | 0 | 0 | 0 | 0 | 0 | 0 | 0 | 0 | 0 | 0 | 0
F3_Commercial_Grocery (ID)_Existing_Food Preparation_Natural Gas_Steamer_E7 | F3 | Commercial | Grocery (ID) | Existing | Food Preparation | Natural Gas | Steamer | E7 | System - kBTUs of Consumption | 0 | 0 | 0 | 0 | 0 | 0 | 0 | 0 | 0 | 0 | 0 | 0 | 0 | 0 | 0 | 0 | 0 | 0 | 0 | 0 | 0 | 0 | 0 | 0 | 0 | 0 | 0
F3_Commercial_Grocery (ID)_Existing_Food Preparation_Natural Gas_Steamer_E8 | F3 | Commercial | Grocery (ID) | Existing | Food Preparation | Natural Gas | Steamer | E8 | System - kBTUs of Consumption | 0 | 0 | 0 | 0 | 0 | 0 | 0 | 0 | 0 | 0 | 0 | 0 | 0 | 0 | 0 | 0 | 0 | 0 | 0 | 0 | 0 | 0 | 0 | 0 | 0 | 0 | 0
F3_Commercial_Grocery (ID)_Existing_Food Preparation_Natural Gas_Steamer_E9 | F3 | Commercial | Grocery (ID) | Existing | Food Preparation | Natural Gas | Steamer | E9 | System - kBTUs of Consumption | 0 | 0 | 0 | 0 | 0 | 0 | 0 | 0 | 0 | 0 | 0 | 0 | 0 | 0 | 0 | 0 | 0 | 0 | 0 | 0 | 0 | 0 | 0 | 0 | 0 | 0 | 0
F3_Commercial_Grocery (ID)_Existing_Food Preparation_Natural Gas_Steamer_E10 | F3 | Commercial | Grocery (ID) | Existing | Food Preparation | Natural Gas | Steamer | E10 | System - kBTUs of Consumption | 0 | 0 | 0 | 0 | 0 | 0 | 0 | 0 | 0 | 0 | 0 | 0 | 0 | 0 | 0 | 0 | 0 | 0 | 0 | 0 | 0 | 0 | 0 | 0 | 0 | 0 | 0
F4_Commercial_Grocery (ID)_Existing_Food Preparation_Natural Gas_Steamer_E1 | F4 | Commercial | Grocery (ID) | Existing | Food Preparation | Natural Gas | Steamer | E1 | Utility - Cost of Equipment | 0.0041012 | 0.0041012 | 0.0041012 | 0.0041012 | 0.0041012 | 0.0041012 | 0.0041012 | 0.0041012 | 0.0041012 | 0.0041012 | 0.0041012 | 0.0041012 | 0.0041012 | 0.0041012 | 0.0041012 | 0.0041012 | 0.0041012 | 0.0041012 | 0.0041012 | 0.0041012 | 0.0041012 | 0.0041012 | 0.0041012 | 0.0041012 | 0.0041012 | 0.0041012 | 0.0041012
F4_Commercial_Grocery (ID)_Existing_Food Preparation_Natural Gas_Steamer_E2 | F4 | Commercial | Grocery (ID) | Existing | Food Preparation | Natural Gas | Steamer | E2 | Utility - Cost of Equipment | 0.0044067 | 0.0044067 | 0.0044067 | 0.0044067 | 0.0044067 | 0.0044067 | 0.0044067 | 0.0044067 | 0.0044067 | 0.0044067 | 0.0044067 | 0.0044067 | 0.0044067 | 0.0044067 | 0.0044067 | 0.0044067 | 0.0044067 | 0.0044067 | 0.0044067 | 0.0044067 | 0.0044067 | 0.0044067 | 0.0044067 | 0.0044067 | 0.0044067 | 0.0044067 | 0.0044067
F4_Commercial_Grocery (ID)_Existing_Food Preparation_Natural Gas_Steamer_E3 | F4 | Commercial | Grocery (ID) | Existing | Food Preparation | Natural Gas | Steamer | E3 | Utility - Cost of Equipment | 0 | 0 | 0 | 0 | 0 | 0 | 0 | 0 | 0 | 0 | 0 | 0 | 0 | 0 | 0 | 0 | 0 | 0 | 0 | 0 | 0 | 0 | 0 | 0 | 0 | 0 | 0
F4_Commercial_Grocery (ID)_Existing_Food Preparation_Natural Gas_Steamer_E4 | F4 | Commercial | Grocery (ID) | Existing | Food Preparation | Natural Gas | Steamer | E4 | Utility - Cost of Equipment | 0 | 0 | 0 | 0 | 0 | 0 | 0 | 0 | 0 | 0 | 0 | 0 | 0 | 0 | 0 | 0 | 0 | 0 | 0 | 0 | 0 | 0 | 0 | 0 | 0 | 0 | 0
F4_Commercial_Grocery (ID)_Existing_Food Preparation_Natural Gas_Steamer_E5 | F4 | Commercial | Grocery (ID) | Existing | Food Preparation | Natural Gas | Steamer | E5 | Utility - Cost of Equipment | 0 | 0 | 0 | 0 | 0 | 0 | 0 | 0 | 0 | 0 | 0 | 0 | 0 | 0 | 0 | 0 | 0 | 0 | 0 | 0 | 0 | 0 | 0 | 0 | 0 | 0 | 0
F4_Commercial_Grocery (ID)_Existing_Food Preparation_Natural Gas_Steamer_E6 | F4 | Commercial | Grocery (ID) | Existing | Food Preparation | Natural Gas | Steamer | E6 | Utility - Cost of Equipment | 0 | 0 | 0 | 0 | 0 | 0 | 0 | 0 | 0 | 0 | 0 | 0 | 0 | 0 | 0 | 0 | 0 | 0 | 0 | 0 | 0 | 0 | 0 | 0 | 0 | 0 | 0
F4_Commercial_Grocery (ID)_Existing_Food Preparation_Natural Gas_Steamer_E7 | F4 | Commercial | Grocery (ID) | Existing | Food Preparation | Natural Gas | Steamer | E7 | Utility - Cost of Equipment | 0 | 0 | 0 | 0 | 0 | 0 | 0 | 0 | 0 | 0 | 0 | 0 | 0 | 0 | 0 | 0 | 0 | 0 | 0 | 0 | 0 | 0 | 0 | 0 | 0 | 0 | 0
F4_Commercial_Grocery (ID)_Existing_Food Preparation_Natural Gas_Steamer_E8 | F4 | Commercial | Grocery (ID) | Existing | Food Preparation | Natural Gas | Steamer | E8 | Utility - Cost of Equipment | 0 | 0 | 0 | 0 | 0 | 0 | 0 | 0 | 0 | 0 | 0 | 0 | 0 | 0 | 0 | 0 | 0 | 0 | 0 | 0 | 0 | 0 | 0 | 0 | 0 | 0 | 0
F4_Commercial_Grocery (ID)_Existing_Food Preparation_Natural Gas_Steamer_E9 | F4 | Commercial | Grocery (ID) | Existing | Food Preparation | Natural Gas | Steamer | E9 | Utility - Cost of Equipment | 0 | 0 | 0 | 0 | 0 | 0 | 0 | 0 | 0 | 0 | 0 | 0 | 0 | 0 | 0 | 0 | 0 | 0 | 0 | 0 | 0 | 0 | 0 | 0 | 0 | 0 | 0
F4_Commercial_Grocery (ID)_Existing_Food Preparation_Natural Gas_Steamer_E10 | F4 | Commercial | Grocery (ID) | Existing | Food Preparation | Natural Gas | Steamer | E10 | Utility - Cost of Equipment | 0 | 0 | 0 | 0 | 0 | 0 | 0 | 0 | 0 | 0 | 0 | 0 | 0 | 0 | 0 | 0 | 0 | 0 | 0 | 0 | 0 | 0 | 0 | 0 | 0 | 0 | 0
F5_Commercial_Grocery (ID)_Existing_Food Preparation_Natural Gas_Steamer_E1 | F5 | Commercial | Grocery (ID) | Existing | Food Preparation | Natural Gas | Steamer | E1 | Utility - Cost of Operation | 0.072789 | 0.074623 | 0.076797 | 0.079287 | 0.082104 | 0.085531 | 0.089058 | 0.092551 | 0.095914 | 0.099324 | 0.10204 | 0.10458 | 0.10731 | 0.10998 | 0.11237 | 0.11461 | 0.11661 | 0.1186 | 0.12071 | 0.12277 | 0.12489 | 0.1271 | 0.12933 | 0.13162 | 0.13396 | 0.13634 | 0.13876
F5_Commercial_Grocery (ID)_Existing_Food Preparation_Natural Gas_Steamer_E2 | F5 | Commercial | Grocery (ID) | Existing | Food Preparation | Natural Gas | Steamer | E2 | Utility - Cost of Operation | 0.013733 | 0.014079 | 0.01449 | 0.014959 | 0.015491 | 0.016137 | 0.016803 | 0.017462 | 0.018096 | 0.01874 | 0.019252 | 0.019731 | 0.020246 | 0.020751 | 0.021202 | 0.021624 | 0.022002 | 0.022376 | 0.022775 | 0.023164 | 0.023564 | 0.02398 | 0.0244 | 0.024834 | 0.025275 | 0.025724 | 0.026181
F5_Commercial_Grocery (ID)_Existing_Food Preparation_Natural Gas_Steamer_E3 | F5 | Commercial | Grocery (ID) | Existing | Food Preparation | Natural Gas | Steamer | E3 | Utility - Cost of Operation | 0 | 0 | 0 | 0 | 0 | 0 | 0 | 0 | 0 | 0 | 0 | 0 | 0 | 0 | 0 | 0 | 0 | 0 | 0 | 0 | 0 | 0 | 0 | 0 | 0 | 0 | 0
F5_Commercial_Grocery (ID)_Existing_Food Preparation_Natural Gas_Steamer_E4 | F5 | Commercial | Grocery (ID) | Existing | Food Preparation | Natural Gas | Steamer | E4 | Utility - Cost of Operation | 0 | 0 | 0 | 0 | 0 | 0 | 0 | 0 | 0 | 0 | 0 | 0 | 0 | 0 | 0 | 0 | 0 | 0 | 0 | 0 | 0 | 0 | 0 | 0 | 0 | 0 | 0
F5_Commercial_Grocery (ID)_Existing_Food Preparation_Natural Gas_Steamer_E5 | F5 | Commercial | Grocery (ID) | Existing | Food Preparation | Natural Gas | Steamer | E5 | Utility - Cost of Operation | 0 | 0 | 0 | 0 | 0 | 0 | 0 | 0 | 0 | 0 | 0 | 0 | 0 | 0 | 0 | 0 | 0 | 0 | 0 | 0 | 0 | 0 | 0 | 0 | 0 | 0 | 0
F5_Commercial_Grocery (ID)_Existing_Food Preparation_Natural Gas_Steamer_E6 | F5 | Commercial | Grocery (ID) | Existing | Food Preparation | Natural Gas | Steamer | E6 | Utility - Cost of Operation | 0 | 0 | 0 | 0 | 0 | 0 | 0 | 0 | 0 | 0 | 0 | 0 | 0 | 0 | 0 | 0 | 0 | 0 | 0 | 0 | 0 | 0 | 0 | 0 | 0 | 0 | 0
F5_Commercial_Grocery (ID)_Existing_Food Preparation_Natural Gas_Steamer_E7 | F5 | Commercial | Grocery (ID) | Existing | Food Preparation | Natural Gas | Steamer | E7 | Utility - Cost of Operation | 0 | 0 | 0 | 0 | 0 | 0 | 0 | 0 | 0 | 0 | 0 | 0 | 0 | 0 | 0 | 0 | 0 | 0 | 0 | 0 | 0 | 0 | 0 | 0 | 0 | 0 | 0
F5_Commercial_Grocery (ID)_Existing_Food Preparation_Natural Gas_Steamer_E8 | F5 | Commercial | Grocery (ID) | Existing | Food Preparation | Natural Gas | Steamer | E8 | Utility - Cost of Operation | 0 | 0 | 0 | 0 | 0 | 0 | 0 | 0 | 0 | 0 | 0 | 0 | 0 | 0 | 0 | 0 | 0 | 0 | 0 | 0 | 0 | 0 | 0 | 0 | 0 | 0 | 0
F5_Commercial_Grocery (ID)_Existing_Food Preparation_Natural Gas_Steamer_E9 | F5 | Commercial | Grocery (ID) | Existing | Food Preparation | Natural Gas | Steamer | E9 | Utility - Cost of Operation | 0 | 0 | 0 | 0 | 0 | 0 | 0 | 0 | 0 | 0 | 0 | 0 | 0 | 0 | 0 | 0 | 0 | 0 | 0 | 0 | 0 | 0 | 0 | 0 | 0 | 0 | 0
F5_Commercial_Grocery (ID)_Existing_Food Preparation_Natural Gas_Steamer_E10 | F5 | Commercial | Grocery (ID) | Existing | Food Preparation | Natural Gas | Steamer | E10 | Utility - Cost of Operation | 0 | 0 | 0 | 0 | 0 | 0 | 0 | 0 | 0 | 0 | 0 | 0 | 0 | 0 | 0 | 0 | 0 | 0 | 0 | 0 | 0 | 0 | 0 | 0 | 0 | 0 | 0
F6_Commercial_Grocery (ID)_Existing_Food Preparation_Natural Gas_Steamer_E1 | F6 | Commercial | Grocery (ID) | Existing | Food Preparation | Natural Gas | Steamer | E1 | Utility - Value of Sales | 0.085731 | 0.08735 | 0.089251 | 0.091467 | 0.094006 | 0.097174 | 0.10035 | 0.10337 | 0.1061 | 0.10875 | 0.11149 | 0.11398 | 0.11661 | 0.1191 | 0.12124 | 0.12318 | 0.12481 | 0.12637 | 0.12803 | 0.12958 | 0.13114 | 0.13345 | 0.13579 | 0.1382 | 0.14066 | 0.14316 | 0.1457
F6_Commercial_Grocery (ID)_Existing_Food Preparation_Natural Gas_Steamer_E2 | F6 | Commercial | Grocery (ID) | Existing | Food Preparation | Natural Gas | Steamer | E2 | Utility - Value of Sales | 0.016175 | 0.016481 | 0.016839 | 0.017257 | 0.017736 | 0.018334 | 0.018934 | 0.019503 | 0.020018 | 0.020518 | 0.021035 | 0.021505 | 0.022002 | 0.022472 | 0.022876 | 0.02324 | 0.023549 | 0.023843 | 0.024156 | 0.024449 | 0.024742 | 0.025179 | 0.02562 | 0.026075 | 0.026539 | 0.02701 | 0.02749
F6_Commercial_Grocery (ID)_Existing_Food Preparation_Natural Gas_Steamer_E3 | F6 | Commercial | Grocery (ID) | Existing | Food Preparation | Natural Gas | Steamer | E3 | Utility - Value of Sales | 0 | 0 | 0 | 0 | 0 | 0 | 0 | 0 | 0 | 0 | 0 | 0 | 0 | 0 | 0 | 0 | 0 | 0 | 0 | 0 | 0 | 0 | 0 | 0 | 0 | 0 | 0
F6_Commercial_Grocery (ID)_Existing_Food Preparation_Natural Gas_Steamer_E4 | F6 | Commercial | Grocery (ID) | Existing | Food Preparation | Natural Gas | Steamer | E4 | Utility - Value of Sales | 0 | 0 | 0 | 0 | 0 | 0 | 0 | 0 | 0 | 0 | 0 | 0 | 0 | 0 | 0 | 0 | 0 | 0 | 0 | 0 | 0 | 0 | 0 | 0 | 0 | 0 | 0
F6_Commercial_Grocery (ID)_Existing_Food Preparation_Natural Gas_Steamer_E5 | F6 | Commercial | Grocery (ID) | Existing | Food Preparation | Natural Gas | Steamer | E5 | Utility - Value of Sales | 0 | 0 | 0 | 0 | 0 | 0 | 0 | 0 | 0 | 0 | 0 | 0 | 0 | 0 | 0 | 0 | 0 | 0 | 0 | 0 | 0 | 0 | 0 | 0 | 0 | 0 | 0
F6_Commercial_Grocery (ID)_Existing_Food Preparation_Natural Gas_Steamer_E6 | F6 | Commercial | Grocery (ID) | Existing | Food Preparation | Natural Gas | Steamer | E6 | Utility - Value of Sales | 0 | 0 | 0 | 0 | 0 | 0 | 0 | 0 | 0 | 0 | 0 | 0 | 0 | 0 | 0 | 0 | 0 | 0 | 0 | 0 | 0 | 0 | 0 | 0 | 0 | 0 | 0
F6_Commercial_Grocery (ID)_Existing_Food Preparation_Natural Gas_Steamer_E7 | F6 | Commercial | Grocery (ID) | Existing | Food Preparation | Natural Gas | Steamer | E7 | Utility - Value of Sales | 0 | 0 | 0 | 0 | 0 | 0 | 0 | 0 | 0 | 0 | 0 | 0 | 0 | 0 | 0 | 0 | 0 | 0 | 0 | 0 | 0 | 0 | 0 | 0 | 0 | 0 | 0
F6_Commercial_Grocery (ID)_Existing_Food Preparation_Natural Gas_Steamer_E8 | F6 | Commercial | Grocery (ID) | Existing | Food Preparation | Natural Gas | Steamer | E8 | Utility - Value of Sales | 0 | 0 | 0 | 0 | 0 | 0 | 0 | 0 | 0 | 0 | 0 | 0 | 0 | 0 | 0 | 0 | 0 | 0 | 0 | 0 | 0 | 0 | 0 | 0 | 0 | 0 | 0
F6_Commercial_Grocery (ID)_Existing_Food Preparation_Natural Gas_Steamer_E9 | F6 | Commercial | Grocery (ID) | Existing | Food Preparation | Natural Gas | Steamer | E9 | Utility - Value of Sales | 0 | 0 | 0 | 0 | 0 | 0 | 0 | 0 | 0 | 0 | 0 | 0 | 0 | 0 | 0 | 0 | 0 | 0 | 0 | 0 | 0 | 0 | 0 | 0 | 0 | 0 | 0
F6_Commercial_Grocery (ID)_Existing_Food Preparation_Natural Gas_Steamer_E10 | F6 | Commercial | Grocery (ID) | Existing | Food Preparation | Natural Gas | Steamer | E10 | Utility - Value of Sales | 0 | 0 | 0 | 0 | 0 | 0 | 0 | 0 | 0 | 0 | 0 | 0 | 0 | 0 | 0 | 0 | 0 | 0 | 0 | 0 | 0 | 0 | 0 | 0 | 0 | 0 | 0
F1_Commercial_Grocery (ID)_Existing_Food Preparation_Natural Gas_Food Prep Other_E1 | F1 | Commercial | Grocery (ID) | Existing | Food Preparation | Natural Gas | Food Prep Other | E1 | RVT - Cost of Equipment | 0.0048988 | 0.0048988 | 0.0048988 | 0.0048988 | 0.0048988 | 0.0048988 | 0.0048988 | 0.0048988 | 0.0048988 | 0.0048988 | 0.0048988 | 0.0048988 | 0.0048988 | 0.0048988 | 0.0048988 | 0.0048988 | 0.0048988 | 0.0048988 | 0.0048988 | 0.0048988 | 0.0048988 | 0.0048988 | 0.0048988 | 0.0048988 | 0.0048988 | 0.0048988 | 0.0048988
F1_Commercial_Grocery (ID)_Existing_Food Preparation_Natural Gas_Food Prep Other_E2 | F1 | Commercial | Grocery (ID) | Existing | Food Preparation | Natural Gas | Food Prep Other | E2 | RVT - Cost of Equipment | 0.0049037 | 0.0049037 | 0.0049037 | 0.0049037 | 0.0049037 | 0.0049037 | 0.0049037 | 0.0049037 | 0.0049037 | 0.0049037 | 0.0049037 | 0.0049037 | 0.0049037 | 0.0049037 | 0.0049037 | 0.0049037 | 0.0049037 | 0.0049037 | 0.0049037 | 0.0049037 | 0.0049037 | 0.0049037 | 0.0049037 | 0.0049037 | 0.0049037 | 0.0049037 | 0.0049037
F1_Commercial_Grocery (ID)_Existing_Food Preparation_Natural Gas_Food Prep Other_E3 | F1 | Commercial | Grocery (ID) | Existing | Food Preparation | Natural Gas | Food Prep Other | E3 | RVT - Cost of Equipment | 0 | 0 | 0 | 0 | 0 | 0 | 0 | 0 | 0 | 0 | 0 | 0 | 0 | 0 | 0 | 0 | 0 | 0 | 0 | 0 | 0 | 0 | 0 | 0 | 0 | 0 | 0
F1_Commercial_Grocery (ID)_Existing_Food Preparation_Natural Gas_Food Prep Other_E4 | F1 | Commercial | Grocery (ID) | Existing | Food Preparation | Natural Gas | Food Prep Other | E4 | RVT - Cost of Equipment | 0 | 0 | 0 | 0 | 0 | 0 | 0 | 0 | 0 | 0 | 0 | 0 | 0 | 0 | 0 | 0 | 0 | 0 | 0 | 0 | 0 | 0 | 0 | 0 | 0 | 0 | 0
F1_Commercial_Grocery (ID)_Existing_Food Preparation_Natural Gas_Food Prep Other_E5 | F1 | Commercial | Grocery (ID) | Existing | Food Preparation | Natural Gas | Food Prep Other | E5 | RVT - Cost of Equipment | 0 | 0 | 0 | 0 | 0 | 0 | 0 | 0 | 0 | 0 | 0 | 0 | 0 | 0 | 0 | 0 | 0 | 0 | 0 | 0 | 0 | 0 | 0 | 0 | 0 | 0 | 0
F1_Commercial_Grocery (ID)_Existing_Food Preparation_Natural Gas_Food Prep Other_E6 | F1 | Commercial | Grocery (ID) | Existing | Food Preparation | Natural Gas | Food Prep Other | E6 | RVT - Cost of Equipment | 0 | 0 | 0 | 0 | 0 | 0 | 0 | 0 | 0 | 0 | 0 | 0 | 0 | 0 | 0 | 0 | 0 | 0 | 0 | 0 | 0 | 0 | 0 | 0 | 0 | 0 | 0
F1_Commercial_Grocery (ID)_Existing_Food Preparation_Natural Gas_Food Prep Other_E7 | F1 | Commercial | Grocery (ID) | Existing | Food Preparation | Natural Gas | Food Prep Other | E7 | RVT - Cost of Equipment | 0 | 0 | 0 | 0 | 0 | 0 | 0 | 0 | 0 | 0 | 0 | 0 | 0 | 0 | 0 | 0 | 0 | 0 | 0 | 0 | 0 | 0 | 0 | 0 | 0 | 0 | 0
F1_Commercial_Grocery (ID)_Existing_Food Preparation_Natural Gas_Food Prep Other_E8 | F1 | Commercial | Grocery (ID) | Existing | Food Preparation | Natural Gas | Food Prep Other | E8 | RVT - Cost of Equipment | 0 | 0 | 0 | 0 | 0 | 0 | 0 | 0 | 0 | 0 | 0 | 0 | 0 | 0 | 0 | 0 | 0 | 0 | 0 | 0 | 0 | 0 | 0 | 0 | 0 | 0 | 0
F1_Commercial_Grocery (ID)_Existing_Food Preparation_Natural Gas_Food Prep Other_E9 | F1 | Commercial | Grocery (ID) | Existing | Food Preparation | Natural Gas | Food Prep Other | E9 | RVT - Cost of Equipment | 0 | 0 | 0 | 0 | 0 | 0 | 0 | 0 | 0 | 0 | 0 | 0 | 0 | 0 | 0 | 0 | 0 | 0 | 0 | 0 | 0 | 0 | 0 | 0 | 0 | 0 | 0
F1_Commercial_Grocery (ID)_Existing_Food Preparation_Natural Gas_Food Prep Other_E10 | F1 | Commercial | Grocery (ID) | Existing | Food Preparation | Natural Gas | Food Prep Other | E10 | RVT - Cost of Equipment | 0 | 0 | 0 | 0 | 0 | 0 | 0 | 0 | 0 | 0 | 0 | 0 | 0 | 0 | 0 | 0 | 0 | 0 | 0 | 0 | 0 | 0 | 0 | 0 | 0 | 0 | 0
F2_Commercial_Grocery (ID)_Existing_Food Preparation_Natural Gas_Food Prep Other_E1 | F2 | Commercial | Grocery (ID) | Existing | Food Preparation | Natural Gas | Food Prep Other | E1 | RVT - Cost of Operation | 0.018111 | 0.018412 | 0.018779 | 0.019226 | 0.019757 | 0.020459 | 0.021179 | 0.021876 | 0.022517 | 0.023133 | 0.023766 | 0.024331 | 0.024921 | 0.025466 | 0.025924 | 0.026331 | 0.026665 | 0.026979 | 0.027316 | 0.027626 | 0.027935 | 0.028427 | 0.028925 | 0.029439 | 0.029962 | 0.030494 | 0.031036
F2_Commercial_Grocery (ID)_Existing_Food Preparation_Natural Gas_Food Prep Other_E2 | F2 | Commercial | Grocery (ID) | Existing | Food Preparation | Natural Gas | Food Prep Other | E2 | RVT - Cost of Operation | 0.01811 | 0.018412 | 0.018779 | 0.019226 | 0.019757 | 0.020459 | 0.021179 | 0.021876 | 0.022517 | 0.023133 | 0.023766 | 0.024331 | 0.024921 | 0.025465 | 0.025924 | 0.026331 | 0.026664 | 0.026979 | 0.027316 | 0.027625 | 0.027935 | 0.028427 | 0.028924 | 0.029438 | 0.029961 | 0.030494 | 0.031035
F2_Commercial_Grocery (ID)_Existing_Food Preparation_Natural Gas_Food Prep Other_E3 | F2 | Commercial | Grocery (ID) | Existing | Food Preparation | Natural Gas | Food Prep Other | E3 | RVT - Cost of Operation | 0 | 0 | 0 | 0 | 0 | 0 | 0 | 0 | 0 | 0 | 0 | 0 | 0 | 0 | 0 | 0 | 0 | 0 | 0 | 0 | 0 | 0 | 0 | 0 | 0 | 0 | 0
F2_Commercial_Grocery (ID)_Existing_Food Preparation_Natural Gas_Food Prep Other_E4 | F2 | Commercial | Grocery (ID) | Existing | Food Preparation | Natural Gas | Food Prep Other | E4 | RVT - Cost of Operation | 0 | 0 | 0 | 0 | 0 | 0 | 0 | 0 | 0 | 0 | 0 | 0 | 0 | 0 | 0 | 0 | 0 | 0 | 0 | 0 | 0 | 0 | 0 | 0 | 0 | 0 | 0
F2_Commercial_Grocery (ID)_Existing_Food Preparation_Natural Gas_Food Prep Other_E5 | F2 | Commercial | Grocery (ID) | Existing | Food Preparation | Natural Gas | Food Prep Other | E5 | RVT - Cost of Operation | 0 | 0 | 0 | 0 | 0 | 0 | 0 | 0 | 0 | 0 | 0 | 0 | 0 | 0 | 0 | 0 | 0 | 0 | 0 | 0 | 0 | 0 | 0 | 0 | 0 | 0 | 0
F2_Commercial_Grocery (ID)_Existing_Food Preparation_Natural Gas_Food Prep Other_E6 | F2 | Commercial | Grocery (ID) | Existing | Food Preparation | Natural Gas | Food Prep Other | E6 | RVT - Cost of Operation | 0 | 0 | 0 | 0 | 0 | 0 | 0 | 0 | 0 | 0 | 0 | 0 | 0 | 0 | 0 | 0 | 0 | 0 | 0 | 0 | 0 | 0 | 0 | 0 | 0 | 0 | 0
F2_Commercial_Grocery (ID)_Existing_Food Preparation_Natural Gas_Food Prep Other_E7 | F2 | Commercial | Grocery (ID) | Existing | Food Preparation | Natural Gas | Food Prep Other | E7 | RVT - Cost of Operation | 0 | 0 | 0 | 0 | 0 | 0 | 0 | 0 | 0 | 0 | 0 | 0 | 0 | 0 | 0 | 0 | 0 | 0 | 0 | 0 | 0 | 0 | 0 | 0 | 0 | 0 | 0
F2_Commercial_Grocery (ID)_Existing_Food Preparation_Natural Gas_Food Prep Other_E8 | F2 | Commercial | Grocery (ID) | Existing | Food Preparation | Natural Gas | Food Prep Other | E8 | RVT - Cost of Operation | 0 | 0 | 0 | 0 | 0 | 0 | 0 | 0 | 0 | 0 | 0 | 0 | 0 | 0 | 0 | 0 | 0 | 0 | 0 | 0 | 0 | 0 | 0 | 0 | 0 | 0 | 0
F2_Commercial_Grocery (ID)_Existing_Food Preparation_Natural Gas_Food Prep Other_E9 | F2 | Commercial | Grocery (ID) | Existing | Food Preparation | Natural Gas | Food Prep Other | E9 | RVT - Cost of Operation | 0 | 0 | 0 | 0 | 0 | 0 | 0 | 0 | 0 | 0 | 0 | 0 | 0 | 0 | 0 | 0 | 0 | 0 | 0 | 0 | 0 | 0 | 0 | 0 | 0 | 0 | 0
F2_Commercial_Grocery (ID)_Existing_Food Preparation_Natural Gas_Food Prep Other_E10 | F2 | Commercial | Grocery (ID) | Existing | Food Preparation | Natural Gas | Food Prep Other | E10 | RVT - Cost of Operation | 0 | 0 | 0 | 0 | 0 | 0 | 0 | 0 | 0 | 0 | 0 | 0 | 0 | 0 | 0 | 0 | 0 | 0 | 0 | 0 | 0 | 0 | 0 | 0 | 0 | 0 | 0
F3_Commercial_Grocery (ID)_Existing_Food Preparation_Natural Gas_Food Prep Other_E1 | F3 | Commercial | Grocery (ID) | Existing | Food Preparation | Natural Gas | Food Prep Other | E1 | System - kBTUs of Consumption | 4.3898 | 4.3898 | 4.3898 | 4.3898 | 4.3898 | 4.3898 | 4.3898 | 4.3898 | 4.3898 | 4.3898 | 4.3898 | 4.3898 | 4.3898 | 4.3898 | 4.3898 | 4.3898 | 4.3898 | 4.3898 | 4.3898 | 4.3898 | 4.3898 | 4.3898 | 4.3898 | 4.3898 | 4.3898 | 4.3898 | 4.3898
F3_Commercial_Grocery (ID)_Existing_Food Preparation_Natural Gas_Food Prep Other_E2 | F3 | Commercial | Grocery (ID) | Existing | Food Preparation | Natural Gas | Food Prep Other | E2 | System - kBTUs of Consumption | 4.3898 | 4.3898 | 4.3898 | 4.3898 | 4.3898 | 4.3898 | 4.3898 | 4.3898 | 4.3898 | 4.3898 | 4.3898 | 4.3898 | 4.3898 | 4.3898 | 4.3898 | 4.3898 | 4.3898 | 4.3898 | 4.3898 | 4.3898 | 4.3898 | 4.3898 | 4.3898 | 4.3898 | 4.3898 | 4.3898 | 4.3898
F3_Commercial_Grocery (ID)_Existing_Food Preparation_Natural Gas_Food Prep Other_E3 | F3 | Commercial | Grocery (ID) | Existing | Food Preparation | Natural Gas | Food Prep Other | E3 | System - kBTUs of Consumption | 0 | 0 | 0 | 0 | 0 | 0 | 0 | 0 | 0 | 0 | 0 | 0 | 0 | 0 | 0 | 0 | 0 | 0 | 0 | 0 | 0 | 0 | 0 | 0 | 0 | 0 | 0
F3_Commercial_Grocery (ID)_Existing_Food Preparation_Natural Gas_Food Prep Other_E4 | F3 | Commercial | Grocery (ID) | Existing | Food Preparation | Natural Gas | Food Prep Other | E4 | System - kBTUs of Consumption | 0 | 0 | 0 | 0 | 0 | 0 | 0 | 0 | 0 | 0 | 0 | 0 | 0 | 0 | 0 | 0 | 0 | 0 | 0 | 0 | 0 | 0 | 0 | 0 | 0 | 0 | 0
F3_Commercial_Grocery (ID)_Existing_Food Preparation_Natural Gas_Food Prep Other_E5 | F3 | Commercial | Grocery (ID) | Existing | Food Preparation | Natural Gas | Food Prep Other | E5 | System - kBTUs of Consumption | 0 | 0 | 0 | 0 | 0 | 0 | 0 | 0 | 0 | 0 | 0 | 0 | 0 | 0 | 0 | 0 | 0 | 0 | 0 | 0 | 0 | 0 | 0 | 0 | 0 | 0 | 0
F3_Commercial_Grocery (ID)_Existing_Food Preparation_Natural Gas_Food Prep Other_E6 | F3 | Commercial | Grocery (ID) | Existing | Food Preparation | Natural Gas | Food Prep Other | E6 | System - kBTUs of Consumption | 0 | 0 | 0 | 0 | 0 | 0 | 0 | 0 | 0 | 0 | 0 | 0 | 0 | 0 | 0 | 0 | 0 | 0 | 0 | 0 | 0 | 0 | 0 | 0 | 0 | 0 | 0
F3_Commercial_Grocery (ID)_Existing_Food Preparation_Natural Gas_Food Prep Other_E7 | F3 | Commercial | Grocery (ID) | Existing | Food Preparation | Natural Gas | Food Prep Other | E7 | System - kBTUs of Consumption | 0 | 0 | 0 | 0 | 0 | 0 | 0 | 0 | 0 | 0 | 0 | 0 | 0 | 0 | 0 | 0 | 0 | 0 | 0 | 0 | 0 | 0 | 0 | 0 | 0 | 0 | 0
F3_Commercial_Grocery (ID)_Existing_Food Preparation_Natural Gas_Food Prep Other_E8 | F3 | Commercial | Grocery (ID) | Existing | Food Preparation | Natural Gas | Food Prep Other | E8 | System - kBTUs of Consumption | 0 | 0 | 0 | 0 | 0 | 0 | 0 | 0 | 0 | 0 | 0 | 0 | 0 | 0 | 0 | 0 | 0 | 0 | 0 | 0 | 0 | 0 | 0 | 0 | 0 | 0 | 0
F3_Commercial_Grocery (ID)_Existing_Food Preparation_Natural Gas_Food Prep Other_E9 | F3 | Commercial | Grocery (ID) | Existing | Food Preparation | Natural Gas | Food Prep Other | E9 | System - kBTUs of Consumption | 0 | 0 | 0 | 0 | 0 | 0 | 0 | 0 | 0 | 0 | 0 | 0 | 0 | 0 | 0 | 0 | 0 | 0 | 0 | 0 | 0 | 0 | 0 | 0 | 0 | 0 | 0
F3_Commercial_Grocery (ID)_Existing_Food Preparation_Natural Gas_Food Prep Other_E10 | F3 | Commercial | Grocery (ID) | Existing | Food Preparation | Natural Gas | Food Prep Other | E10 | System - kBTUs of Consumption | 0 | 0 | 0 | 0 | 0 | 0 | 0 | 0 | 0 | 0 | 0 | 0 | 0 | 0 | 0 | 0 | 0 | 0 | 0 | 0 | 0 | 0 | 0 | 0 | 0 | 0 | 0
F4_Commercial_Grocery (ID)_Existing_Food Preparation_Natural Gas_Food Prep Other_E1 | F4 | Commercial | Grocery (ID) | Existing | Food Preparation | Natural Gas | Food Prep Other | E1 | Utility - Cost of Equipment | 0.0048988 | 0.0048988 | 0.0048988 | 0.0048988 | 0.0048988 | 0.0048988 | 0.0048988 | 0.0048988 | 0.0048988 | 0.0048988 | 0.0048988 | 0.0048988 | 0.0048988 | 0.0048988 | 0.0048988 | 0.0048988 | 0.0048988 | 0.0048988 | 0.0048988 | 0.0048988 | 0.0048988 | 0.0048988 | 0.0048988 | 0.0048988 | 0.0048988 | 0.0048988 | 0.0048988
F4_Commercial_Grocery (ID)_Existing_Food Preparation_Natural Gas_Food Prep Other_E2 | F4 | Commercial | Grocery (ID) | Existing | Food Preparation | Natural Gas | Food Prep Other | E2 | Utility - Cost of Equipment | 0.0049037 | 0.0049037 | 0.0049037 | 0.0049037 | 0.0049037 | 0.0049037 | 0.0049037 | 0.0049037 | 0.0049037 | 0.0049037 | 0.0049037 | 0.0049037 | 0.0049037 | 0.0049037 | 0.0049037 | 0.0049037 | 0.0049037 | 0.0049037 | 0.0049037 | 0.0049037 | 0.0049037 | 0.0049037 | 0.0049037 | 0.0049037 | 0.0049037 | 0.0049037 | 0.0049037
F4_Commercial_Grocery (ID)_Existing_Food Preparation_Natural Gas_Food Prep Other_E3 | F4 | Commercial | Grocery (ID) | Existing | Food Preparation | Natural Gas | Food Prep Other | E3 | Utility - Cost of Equipment | 0 | 0 | 0 | 0 | 0 | 0 | 0 | 0 | 0 | 0 | 0 | 0 | 0 | 0 | 0 | 0 | 0 | 0 | 0 | 0 | 0 | 0 | 0 | 0 | 0 | 0 | 0
F4_Commercial_Grocery (ID)_Existing_Food Preparation_Natural Gas_Food Prep Other_E4 | F4 | Commercial | Grocery (ID) | Existing | Food Preparation | Natural Gas | Food Prep Other | E4 | Utility - Cost of Equipment | 0 | 0 | 0 | 0 | 0 | 0 | 0 | 0 | 0 | 0 | 0 | 0 | 0 | 0 | 0 | 0 | 0 | 0 | 0 | 0 | 0 | 0 | 0 | 0 | 0 | 0 | 0
F4_Commercial_Grocery (ID)_Existing_Food Preparation_Natural Gas_Food Prep Other_E5 | F4 | Commercial | Grocery (ID) | Existing | Food Preparation | Natural Gas | Food Prep Other | E5 | Utility - Cost of Equipment | 0 | 0 | 0 | 0 | 0 | 0 | 0 | 0 | 0 | 0 | 0 | 0 | 0 | 0 | 0 | 0 | 0 | 0 | 0 | 0 | 0 | 0 | 0 | 0 | 0 | 0 | 0
F4_Commercial_Grocery (ID)_Existing_Food Preparation_Natural Gas_Food Prep Other_E6 | F4 | Commercial | Grocery (ID) | Existing | Food Preparation | Natural Gas | Food Prep Other | E6 | Utility - Cost of Equipment | 0 | 0 | 0 | 0 | 0 | 0 | 0 | 0 | 0 | 0 | 0 | 0 | 0 | 0 | 0 | 0 | 0 | 0 | 0 | 0 | 0 | 0 | 0 | 0 | 0 | 0 | 0
F4_Commercial_Grocery (ID)_Existing_Food Preparation_Natural Gas_Food Prep Other_E7 | F4 | Commercial | Grocery (ID) | Existing | Food Preparation | Natural Gas | Food Prep Other | E7 | Utility - Cost of Equipment | 0 | 0 | 0 | 0 | 0 | 0 | 0 | 0 | 0 | 0 | 0 | 0 | 0 | 0 | 0 | 0 | 0 | 0 | 0 | 0 | 0 | 0 | 0 | 0 | 0 | 0 | 0
F4_Commercial_Grocery (ID)_Existing_Food Preparation_Natural Gas_Food Prep Other_E8 | F4 | Commercial | Grocery (ID) | Existing | Food Preparation | Natural Gas | Food Prep Other | E8 | Utility - Cost of Equipment | 0 | 0 | 0 | 0 | 0 | 0 | 0 | 0 | 0 | 0 | 0 | 0 | 0 | 0 | 0 | 0 | 0 | 0 | 0 | 0 | 0 | 0 | 0 | 0 | 0 | 0 | 0
F4_Commercial_Grocery (ID)_Existing_Food Preparation_Natural Gas_Food Prep Other_E9 | F4 | Commercial | Grocery (ID) | Existing | Food Preparation | Natural Gas | Food Prep Other | E9 | Utility - Cost of Equipment | 0 | 0 | 0 | 0 | 0 | 0 | 0 | 0 | 0 | 0 | 0 | 0 | 0 | 0 | 0 | 0 | 0 | 0 | 0 | 0 | 0 | 0 | 0 | 0 | 0 | 0 | 0
F4_Commercial_Grocery (ID)_Existing_Food Preparation_Natural Gas_Food Prep Other_E10 | F4 | Commercial | Grocery (ID) | Existing | Food Preparation | Natural Gas | Food Prep Other | E10 | Utility - Cost of Equipment | 0 | 0 | 0 | 0 | 0 | 0 | 0 | 0 | 0 | 0 | 0 | 0 | 0 | 0 | 0 | 0 | 0 | 0 | 0 | 0 | 0 | 0 | 0 | 0 | 0 | 0 | 0
F5_Commercial_Grocery (ID)_Existing_Food Preparation_Natural Gas_Food Prep Other_E1 | F5 | Commercial | Grocery (ID) | Existing | Food Preparation | Natural Gas | Food Prep Other | E1 | Utility - Cost of Operation | 0.015224 | 0.015576 | 0.016018 | 0.016539 | 0.017146 | 0.017911 | 0.018707 | 0.019502 | 0.020268 | 0.021045 | 0.021651 | 0.022215 | 0.022823 | 0.023415 | 0.023937 | 0.024421 | 0.024848 | 0.025267 | 0.025718 | 0.026155 | 0.026605 | 0.027074 | 0.027547 | 0.028037 | 0.028535 | 0.029042 | 0.029558
F5_Commercial_Grocery (ID)_Existing_Food Preparation_Natural Gas_Food Prep Other_E2 | F5 | Commercial | Grocery (ID) | Existing | Food Preparation | Natural Gas | Food Prep Other | E2 | Utility - Cost of Operation | 0.015224 | 0.015576 | 0.016018 | 0.016539 | 0.017146 | 0.017911 | 0.018707 | 0.019502 | 0.020268 | 0.021045 | 0.021651 | 0.022215 | 0.022823 | 0.023415 | 0.023937 | 0.024421 | 0.024847 | 0.025267 | 0.025718 | 0.026155 | 0.026605 | 0.027074 | 0.027547 | 0.028036 | 0.028535 | 0.029042 | 0.029557
F5_Commercial_Grocery (ID)_Existing_Food Preparation_Natural Gas_Food Prep Other_E3 | F5 | Commercial | Grocery (ID) | Existing | Food Preparation | Natural Gas | Food Prep Other | E3 | Utility - Cost of Operation | 0 | 0 | 0 | 0 | 0 | 0 | 0 | 0 | 0 | 0 | 0 | 0 | 0 | 0 | 0 | 0 | 0 | 0 | 0 | 0 | 0 | 0 | 0 | 0 | 0 | 0 | 0
F5_Commercial_Grocery (ID)_Existing_Food Preparation_Natural Gas_Food Prep Other_E4 | F5 | Commercial | Grocery (ID) | Existing | Food Preparation | Natural Gas | Food Prep Other | E4 | Utility - Cost of Operation | 0 | 0 | 0 | 0 | 0 | 0 | 0 | 0 | 0 | 0 | 0 | 0 | 0 | 0 | 0 | 0 | 0 | 0 | 0 | 0 | 0 | 0 | 0 | 0 | 0 | 0 | 0
F5_Commercial_Grocery (ID)_Existing_Food Preparation_Natural Gas_Food Prep Other_E5 | F5 | Commercial | Grocery (ID) | Existing | Food Preparation | Natural Gas | Food Prep Other | E5 | Utility - Cost of Operation | 0 | 0 | 0 | 0 | 0 | 0 | 0 | 0 | 0 | 0 | 0 | 0 | 0 | 0 | 0 | 0 | 0 | 0 | 0 | 0 | 0 | 0 | 0 | 0 | 0 | 0 | 0
F5_Commercial_Grocery (ID)_Existing_Food Preparation_Natural Gas_Food Prep Other_E6 | F5 | Commercial | Grocery (ID) | Existing | Food Preparation | Natural Gas | Food Prep Other | E6 | Utility - Cost of Operation | 0 | 0 | 0 | 0 | 0 | 0 | 0 | 0 | 0 | 0 | 0 | 0 | 0 | 0 | 0 | 0 | 0 | 0 | 0 | 0 | 0 | 0 | 0 | 0 | 0 | 0 | 0
F5_Commercial_Grocery (ID)_Existing_Food Preparation_Natural Gas_Food Prep Other_E7 | F5 | Commercial | Grocery (ID) | Existing | Food Preparation | Natural Gas | Food Prep Other | E7 | Utility - Cost of Operation | 0 | 0 | 0 | 0 | 0 | 0 | 0 | 0 | 0 | 0 | 0 | 0 | 0 | 0 | 0 | 0 | 0 | 0 | 0 | 0 | 0 | 0 | 0 | 0 | 0 | 0 | 0
F5_Commercial_Grocery (ID)_Existing_Food Preparation_Natural Gas_Food Prep Other_E8 | F5 | Commercial | Grocery (ID) | Existing | Food Preparation | Natural Gas | Food Prep Other | E8 | Utility - Cost of Operation | 0 | 0 | 0 | 0 | 0 | 0 | 0 | 0 | 0 | 0 | 0 | 0 | 0 | 0 | 0 | 0 | 0 | 0 | 0 | 0 | 0 | 0 | 0 | 0 | 0 | 0 | 0
F5_Commercial_Grocery (ID)_Existing_Food Preparation_Natural Gas_Food Prep Other_E9 | F5 | Commercial | Grocery (ID) | Existing | Food Preparation | Natural Gas | Food Prep Other | E9 | Utility - Cost of Operation | 0 | 0 | 0 | 0 | 0 | 0 | 0 | 0 | 0 | 0 | 0 | 0 | 0 | 0 | 0 | 0 | 0 | 0 | 0 | 0 | 0 | 0 | 0 | 0 | 0 | 0 | 0
F5_Commercial_Grocery (ID)_Existing_Food Preparation_Natural Gas_Food Prep Other_E10 | F5 | Commercial | Grocery (ID) | Existing | Food Preparation | Natural Gas | Food Prep Other | E10 | Utility - Cost of Operation | 0 | 0 | 0 | 0 | 0 | 0 | 0 | 0 | 0 | 0 | 0 | 0 | 0 | 0 | 0 | 0 | 0 | 0 | 0 | 0 | 0 | 0 | 0 | 0 | 0 | 0 | 0
F6_Commercial_Grocery (ID)_Existing_Food Preparation_Natural Gas_Food Prep Other_E1 | F6 | Commercial | Grocery (ID) | Existing | Food Preparation | Natural Gas | Food Prep Other | E1 | Utility - Value of Sales | 0.018111 | 0.018412 | 0.018779 | 0.019226 | 0.019757 | 0.020459 | 0.021179 | 0.021876 | 0.022517 | 0.023133 | 0.023766 | 0.024331 | 0.024921 | 0.025466 | 0.025924 | 0.026331 | 0.026665 | 0.026979 | 0.027316 | 0.027626 | 0.027935 | 0.028427 | 0.028925 | 0.029439 | 0.029962 | 0.030494 | 0.031036
F6_Commercial_Grocery (ID)_Existing_Food Preparation_Natural Gas_Food Prep Other_E2 | F6 | Commercial | Grocery (ID) | Existing | Food Preparation | Natural Gas | Food Prep Other | E2 | Utility - Value of Sales | 0.01811 | 0.018412 | 0.018779 | 0.019226 | 0.019757 | 0.020459 | 0.021179 | 0.021876 | 0.022517 | 0.023133 | 0.023766 | 0.024331 | 0.024921 | 0.025465 | 0.025924 | 0.026331 | 0.026664 | 0.026979 | 0.027316 | 0.027625 | 0.027935 | 0.028427 | 0.028924 | 0.029438 | 0.029961 | 0.030494 | 0.031035
F6_Commercial_Grocery (ID)_Existing_Food Preparation_Natural Gas_Food Prep Other_E3 | F6 | Commercial | Grocery (ID) | Existing | Food Preparation | Natural Gas | Food Prep Other | E3 | Utility - Value of Sales | 0 | 0 | 0 | 0 | 0 | 0 | 0 | 0 | 0 | 0 | 0 | 0 | 0 | 0 | 0 | 0 | 0 | 0 | 0 | 0 | 0 | 0 | 0 | 0 | 0 | 0 | 0
F6_Commercial_Grocery (ID)_Existing_Food Preparation_Natural Gas_Food Prep Other_E4 | F6 | Commercial | Grocery (ID) | Existing | Food Preparation | Natural Gas | Food Prep Other | E4 | Utility - Value of Sales | 0 | 0 | 0 | 0 | 0 | 0 | 0 | 0 | 0 | 0 | 0 | 0 | 0 | 0 | 0 | 0 | 0 | 0 | 0 | 0 | 0 | 0 | 0 | 0 | 0 | 0 | 0
F6_Commercial_Grocery (ID)_Existing_Food Preparation_Natural Gas_Food Prep Other_E5 | F6 | Commercial | Grocery (ID) | Existing | Food Preparation | Natural Gas | Food Prep Other | E5 | Utility - Value of Sales | 0 | 0 | 0 | 0 | 0 | 0 | 0 | 0 | 0 | 0 | 0 | 0 | 0 | 0 | 0 | 0 | 0 | 0 | 0 | 0 | 0 | 0 | 0 | 0 | 0 | 0 | 0
F6_Commercial_Grocery (ID)_Existing_Food Preparation_Natural Gas_Food Prep Other_E6 | F6 | Commercial | Grocery (ID) | Existing | Food Preparation | Natural Gas | Food Prep Other | E6 | Utility - Value of Sales | 0 | 0 | 0 | 0 | 0 | 0 | 0 | 0 | 0 | 0 | 0 | 0 | 0 | 0 | 0 | 0 | 0 | 0 | 0 | 0 | 0 | 0 | 0 | 0 | 0 | 0 | 0
F6_Commercial_Grocery (ID)_Existing_Food Preparation_Natural Gas_Food Prep Other_E7 | F6 | Commercial | Grocery (ID) | Existing | Food Preparation | Natural Gas | Food Prep Other | E7 | Utility - Value of Sales | 0 | 0 | 0 | 0 | 0 | 0 | 0 | 0 | 0 | 0 | 0 | 0 | 0 | 0 | 0 | 0 | 0 | 0 | 0 | 0 | 0 | 0 | 0 | 0 | 0 | 0 | 0
F6_Commercial_Grocery (ID)_Existing_Food Preparation_Natural Gas_Food Prep Other_E8 | F6 | Commercial | Grocery (ID) | Existing | Food Preparation | Natural Gas | Food Prep Other | E8 | Utility - Value of Sales | 0 | 0 | 0 | 0 | 0 | 0 | 0 | 0 | 0 | 0 | 0 | 0 | 0 | 0 | 0 | 0 | 0 | 0 | 0 | 0 | 0 | 0 | 0 | 0 | 0 | 0 | 0
F6_Commercial_Grocery (ID)_Existing_Food Preparation_Natural Gas_Food Prep Other_E9 | F6 | Commercial | Grocery (ID) | Existing | Food Preparation | Natural Gas | Food Prep Other | E9 | Utility - Value of Sales | 0 | 0 | 0 | 0 | 0 | 0 | 0 | 0 | 0 | 0 | 0 | 0 | 0 | 0 | 0 | 0 | 0 | 0 | 0 | 0 | 0 | 0 | 0 | 0 | 0 | 0 | 0
F6_Commercial_Grocery (ID)_Existing_Food Preparation_Natural Gas_Food Prep Other_E10 | F6 | Commercial | Grocery (ID) | Existing | Food Preparation | Natural Gas | Food Prep Other | E10 | Utility - Value of Sales | 0 | 0 | 0 | 0 | 0 | 0 | 0 | 0 | 0 | 0 | 0 | 0 | 0 | 0 | 0 | 0 | 0 | 0 | 0 | 0 | 0 | 0 | 0 | 0 | 0 | 0 | 0
F1_Commercial_Grocery (ID)_Existing_Miscellaneous_Natural Gas_Pool Heater_E1 | F1 | Commercial | Grocery (ID) | Existing | Miscellaneous | Natural Gas | Pool Heater | E1 | RVT - Cost of Equipment | 0.0026828 | 0.0026828 | 0.0026828 | 0.0026828 | 0.0026828 | 0.0026828 | 0.0026828 | 0.0026828 | 0.0026828 | 0.0026828 | 0.0026828 | 0.0026828 | 0.0026828 | 0.0026828 | 0.0026828 | 0.0026828 | 0.0026828 | 0.0026828 | 0.0026828 | 0.0026828 | 0.0026828 | 0.0026828 | 0.0026828 | 0.0026828 | 0.0026828 | 0.0026828 | 0.0026828
F1_Commercial_Grocery (ID)_Existing_Miscellaneous_Natural Gas_Pool Heater_E2 | F1 | Commercial | Grocery (ID) | Existing | Miscellaneous | Natural Gas | Pool Heater | E2 | RVT - Cost of Equipment | 0.0043927 | 0.0043927 | 0.0043927 | 0.0043927 | 0.0043927 | 0.0043927 | 0.0043927 | 0.0043927 | 0.0043927 | 0.0043927 | 0.0043927 | 0.0043927 | 0.0043927 | 0.0043927 | 0.0043927 | 0.0043927 | 0.0043927 | 0.0043927 | 0.0043927 | 0.0043927 | 0.0043927 | 0.0043927 | 0.0043927 | 0.0043927 | 0.0043927 | 0.0043927 | 0.0043927
F1_Commercial_Grocery (ID)_Existing_Miscellaneous_Natural Gas_Pool Heater_E3 | F1 | Commercial | Grocery (ID) | Existing | Miscellaneous | Natural Gas | Pool Heater | E3 | RVT - Cost of Equipment | 0 | 0 | 0 | 0 | 0 | 0 | 0 | 0 | 0 | 0 | 0 | 0 | 0 | 0 | 0 | 0 | 0 | 0 | 0 | 0 | 0 | 0 | 0 | 0 | 0 | 0 | 0
F1_Commercial_Grocery (ID)_Existing_Miscellaneous_Natural Gas_Pool Heater_E4 | F1 | Commercial | Grocery (ID) | Existing | Miscellaneous | Natural Gas | Pool Heater | E4 | RVT - Cost of Equipment | 0 | 0 | 0 | 0 | 0 | 0 | 0 | 0 | 0 | 0 | 0 | 0 | 0 | 0 | 0 | 0 | 0 | 0 | 0 | 0 | 0 | 0 | 0 | 0 | 0 | 0 | 0
F1_Commercial_Grocery (ID)_Existing_Miscellaneous_Natural Gas_Pool Heater_E5 | F1 | Commercial | Grocery (ID) | Existing | Miscellaneous | Natural Gas | Pool Heater | E5 | RVT - Cost of Equipment | 0 | 0 | 0 | 0 | 0 | 0 | 0 | 0 | 0 | 0 | 0 | 0 | 0 | 0 | 0 | 0 | 0 | 0 | 0 | 0 | 0 | 0 | 0 | 0 | 0 | 0 | 0
F1_Commercial_Grocery (ID)_Existing_Miscellaneous_Natural Gas_Pool Heater_E6 | F1 | Commercial | Grocery (ID) | Existing | Miscellaneous | Natural Gas | Pool Heater | E6 | RVT - Cost of Equipment | 0 | 0 | 0 | 0 | 0 | 0 | 0 | 0 | 0 | 0 | 0 | 0 | 0 | 0 | 0 | 0 | 0 | 0 | 0 | 0 | 0 | 0 | 0 | 0 | 0 | 0 | 0
F1_Commercial_Grocery (ID)_Existing_Miscellaneous_Natural Gas_Pool Heater_E7 | F1 | Commercial | Grocery (ID) | Existing | Miscellaneous | Natural Gas | Pool Heater | E7 | RVT - Cost of Equipment | 0 | 0 | 0 | 0 | 0 | 0 | 0 | 0 | 0 | 0 | 0 | 0 | 0 | 0 | 0 | 0 | 0 | 0 | 0 | 0 | 0 | 0 | 0 | 0 | 0 | 0 | 0
F1_Commercial_Grocery (ID)_Existing_Miscellaneous_Natural Gas_Pool Heater_E8 | F1 | Commercial | Grocery (ID) | Existing | Miscellaneous | Natural Gas | Pool Heater | E8 | RVT - Cost of Equipment | 0 | 0 | 0 | 0 | 0 | 0 | 0 | 0 | 0 | 0 | 0 | 0 | 0 | 0 | 0 | 0 | 0 | 0 | 0 | 0 | 0 | 0 | 0 | 0 | 0 | 0 | 0
F1_Commercial_Grocery (ID)_Existing_Miscellaneous_Natural Gas_Pool Heater_E9 | F1 | Commercial | Grocery (ID) | Existing | Miscellaneous | Natural Gas | Pool Heater | E9 | RVT - Cost of Equipment | 0 | 0 | 0 | 0 | 0 | 0 | 0 | 0 | 0 | 0 | 0 | 0 | 0 | 0 | 0 | 0 | 0 | 0 | 0 | 0 | 0 | 0 | 0 | 0 | 0 | 0 | 0
F1_Commercial_Grocery (ID)_Existing_Miscellaneous_Natural Gas_Pool Heater_E10 | F1 | Commercial | Grocery (ID) | Existing | Miscellaneous | Natural Gas | Pool Heater | E10 | RVT - Cost of Equipment | 0 | 0 | 0 | 0 | 0 | 0 | 0 | 0 | 0 | 0 | 0 | 0 | 0 | 0 | 0 | 0 | 0 | 0 | 0 | 0 | 0 | 0 | 0 | 0 | 0 | 0 | 0
F2_Commercial_Grocery (ID)_Existing_Miscellaneous_Natural Gas_Pool Heater_E1 | F2 | Commercial | Grocery (ID) | Existing | Miscellaneous | Natural Gas | Pool Heater | E1 | RVT - Cost of Operation | 0.0040313 | 0.0040618 | 0.0041171 | 0.0042004 | 0.0043098 | 0.0044691 | 0.0046299 | 0.0047841 | 0.0049232 | 0.0050695 | 0.0052372 | 0.0053946 | 0.0055725 | 0.0057371 | 0.0058657 | 0.0059701 | 0.0060403 | 0.0060938 | 0.006154 | 0.0062033 | 0.0062516 | 0.0063614 | 0.0064717 | 0.0065867 | 0.0067037 | 0.0068228 | 0.006944
F2_Commercial_Grocery (ID)_Existing_Miscellaneous_Natural Gas_Pool Heater_E2 | F2 | Commercial | Grocery (ID) | Existing | Miscellaneous | Natural Gas | Pool Heater | E2 | RVT - Cost of Operation | 0.0034266 | 0.0034526 | 0.0034995 | 0.0035703 | 0.0036633 | 0.0037987 | 0.0039354 | 0.0040665 | 0.0041847 | 0.0043091 | 0.0044516 | 0.0045854 | 0.0047366 | 0.0048765 | 0.0049858 | 0.0050746 | 0.0051343 | 0.0051797 | 0.0052309 | 0.0052728 | 0.0053139 | 0.0054072 | 0.005501 | 0.0055987 | 0.0056982 | 0.0057994 | 0.0059024
F2_Commercial_Grocery (ID)_Existing_Miscellaneous_Natural Gas_Pool Heater_E3 | F2 | Commercial | Grocery (ID) | Existing | Miscellaneous | Natural Gas | Pool Heater | E3 | RVT - Cost of Operation | 0 | 0 | 0 | 0 | 0 | 0 | 0 | 0 | 0 | 0 | 0 | 0 | 0 | 0 | 0 | 0 | 0 | 0 | 0 | 0 | 0 | 0 | 0 | 0 | 0 | 0 | 0
F2_Commercial_Grocery (ID)_Existing_Miscellaneous_Natural Gas_Pool Heater_E4 | F2 | Commercial | Grocery (ID) | Existing | Miscellaneous | Natural Gas | Pool Heater | E4 | RVT - Cost of Operation | 0 | 0 | 0 | 0 | 0 | 0 | 0 | 0 | 0 | 0 | 0 | 0 | 0 | 0 | 0 | 0 | 0 | 0 | 0 | 0 | 0 | 0 | 0 | 0 | 0 | 0 | 0
F2_Commercial_Grocery (ID)_Existing_Miscellaneous_Natural Gas_Pool Heater_E5 | F2 | Commercial | Grocery (ID) | Existing | Miscellaneous | Natural Gas | Pool Heater | E5 | RVT - Cost of Operation | 0 | 0 | 0 | 0 | 0 | 0 | 0 | 0 | 0 | 0 | 0 | 0 | 0 | 0 | 0 | 0 | 0 | 0 | 0 | 0 | 0 | 0 | 0 | 0 | 0 | 0 | 0
F2_Commercial_Grocery (ID)_Existing_Miscellaneous_Natural Gas_Pool Heater_E6 | F2 | Commercial | Grocery (ID) | Existing | Miscellaneous | Natural Gas | Pool Heater | E6 | RVT - Cost of Operation | 0 | 0 | 0 | 0 | 0 | 0 | 0 | 0 | 0 | 0 | 0 | 0 | 0 | 0 | 0 | 0 | 0 | 0 | 0 | 0 | 0 | 0 | 0 | 0 | 0 | 0 | 0
F2_Commercial_Grocery (ID)_Existing_Miscellaneous_Natural Gas_Pool Heater_E7 | F2 | Commercial | Grocery (ID) | Existing | Miscellaneous | Natural Gas | Pool Heater | E7 | RVT - Cost of Operation | 0 | 0 | 0 | 0 | 0 | 0 | 0 | 0 | 0 | 0 | 0 | 0 | 0 | 0 | 0 | 0 | 0 | 0 | 0 | 0 | 0 | 0 | 0 | 0 | 0 | 0 | 0
F2_Commercial_Grocery (ID)_Existing_Miscellaneous_Natural Gas_Pool Heater_E8 | F2 | Commercial | Grocery (ID) | Existing | Miscellaneous | Natural Gas | Pool Heater | E8 | RVT - Cost of Operation | 0 | 0 | 0 | 0 | 0 | 0 | 0 | 0 | 0 | 0 | 0 | 0 | 0 | 0 | 0 | 0 | 0 | 0 | 0 | 0 | 0 | 0 | 0 | 0 | 0 | 0 | 0
F2_Commercial_Grocery (ID)_Existing_Miscellaneous_Natural Gas_Pool Heater_E9 | F2 | Commercial | Grocery (ID) | Existing | Miscellaneous | Natural Gas | Pool Heater | E9 | RVT - Cost of Operation | 0 | 0 | 0 | 0 | 0 | 0 | 0 | 0 | 0 | 0 | 0 | 0 | 0 | 0 | 0 | 0 | 0 | 0 | 0 | 0 | 0 | 0 | 0 | 0 | 0 | 0 | 0
F2_Commercial_Grocery (ID)_Existing_Miscellaneous_Natural Gas_Pool Heater_E10 | F2 | Commercial | Grocery (ID) | Existing | Miscellaneous | Natural Gas | Pool Heater | E10 | RVT - Cost of Operation | 0 | 0 | 0 | 0 | 0 | 0 | 0 | 0 | 0 | 0 | 0 | 0 | 0 | 0 | 0 | 0 | 0 | 0 | 0 | 0 | 0 | 0 | 0 | 0 | 0 | 0 | 0
F3_Commercial_Grocery (ID)_Existing_Miscellaneous_Natural Gas_Pool Heater_E1 | F3 | Commercial | Grocery (ID) | Existing | Miscellaneous | Natural Gas | Pool Heater | E1 | System - kBTUs of Consumption | 1.0152 | 1.0152 | 1.0152 | 1.0152 | 1.0152 | 1.0152 | 1.0152 | 1.0152 | 1.0152 | 1.0152 | 1.0152 | 1.0152 | 1.0152 | 1.0152 | 1.0152 | 1.0152 | 1.0152 | 1.0152 | 1.0152 | 1.0152 | 1.0152 | 1.0152 | 1.0152 | 1.0152 | 1.0152 | 1.0152 | 1.0152
F3_Commercial_Grocery (ID)_Existing_Miscellaneous_Natural Gas_Pool Heater_E2 | F3 | Commercial | Grocery (ID) | Existing | Miscellaneous | Natural Gas | Pool Heater | E2 | System - kBTUs of Consumption | 0.86294 | 0.86294 | 0.86294 | 0.86294 | 0.86294 | 0.86294 | 0.86294 | 0.86294 | 0.86294 | 0.86294 | 0.86294 | 0.86294 | 0.86294 | 0.86294 | 0.86294 | 0.86294 | 0.86294 | 0.86294 | 0.86294 | 0.86294 | 0.86294 | 0.86294 | 0.86294 | 0.86294 | 0.86294 | 0.86294 | 0.86294
F3_Commercial_Grocery (ID)_Existing_Miscellaneous_Natural Gas_Pool Heater_E3 | F3 | Commercial | Grocery (ID) | Existing | Miscellaneous | Natural Gas | Pool Heater | E3 | System - kBTUs of Consumption | 0 | 0 | 0 | 0 | 0 | 0 | 0 | 0 | 0 | 0 | 0 | 0 | 0 | 0 | 0 | 0 | 0 | 0 | 0 | 0 | 0 | 0 | 0 | 0 | 0 | 0 | 0
F3_Commercial_Grocery (ID)_Existing_Miscellaneous_Natural Gas_Pool Heater_E4 | F3 | Commercial | Grocery (ID) | Existing | Miscellaneous | Natural Gas | Pool Heater | E4 | System - kBTUs of Consumption | 0 | 0 | 0 | 0 | 0 | 0 | 0 | 0 | 0 | 0 | 0 | 0 | 0 | 0 | 0 | 0 | 0 | 0 | 0 | 0 | 0 | 0 | 0 | 0 | 0 | 0 | 0
F3_Commercial_Grocery (ID)_Existing_Miscellaneous_Natural Gas_Pool Heater_E5 | F3 | Commercial | Grocery (ID) | Existing | Miscellaneous | Natural Gas | Pool Heater | E5 | System - kBTUs of Consumption | 0 | 0 | 0 | 0 | 0 | 0 | 0 | 0 | 0 | 0 | 0 | 0 | 0 | 0 | 0 | 0 | 0 | 0 | 0 | 0 | 0 | 0 | 0 | 0 | 0 | 0 | 0
F3_Commercial_Grocery (ID)_Existing_Miscellaneous_Natural Gas_Pool Heater_E6 | F3 | Commercial | Grocery (ID) | Existing | Miscellaneous | Natural Gas | Pool Heater | E6 | System - kBTUs of Consumption | 0 | 0 | 0 | 0 | 0 | 0 | 0 | 0 | 0 | 0 | 0 | 0 | 0 | 0 | 0 | 0 | 0 | 0 | 0 | 0 | 0 | 0 | 0 | 0 | 0 | 0 | 0
F3_Commercial_Grocery (ID)_Existing_Miscellaneous_Natural Gas_Pool Heater_E7 | F3 | Commercial | Grocery (ID) | Existing | Miscellaneous | Natural Gas | Pool Heater | E7 | System - kBTUs of Consumption | 0 | 0 | 0 | 0 | 0 | 0 | 0 | 0 | 0 | 0 | 0 | 0 | 0 | 0 | 0 | 0 | 0 | 0 | 0 | 0 | 0 | 0 | 0 | 0 | 0 | 0 | 0
F3_Commercial_Grocery (ID)_Existing_Miscellaneous_Natural Gas_Pool Heater_E8 | F3 | Commercial | Grocery (ID) | Existing | Miscellaneous | Natural Gas | Pool Heater | E8 | System - kBTUs of Consumption | 0 | 0 | 0 | 0 | 0 | 0 | 0 | 0 | 0 | 0 | 0 | 0 | 0 | 0 | 0 | 0 | 0 | 0 | 0 | 0 | 0 | 0 | 0 | 0 | 0 | 0 | 0
F3_Commercial_Grocery (ID)_Existing_Miscellaneous_Natural Gas_Pool Heater_E9 | F3 | Commercial | Grocery (ID) | Existing | Miscellaneous | Natural Gas | Pool Heater | E9 | System - kBTUs of Consumption | 0 | 0 | 0 | 0 | 0 | 0 | 0 | 0 | 0 | 0 | 0 | 0 | 0 | 0 | 0 | 0 | 0 | 0 | 0 | 0 | 0 | 0 | 0 | 0 | 0 | 0 | 0
F3_Commercial_Grocery (ID)_Existing_Miscellaneous_Natural Gas_Pool Heater_E10 | F3 | Commercial | Grocery (ID) | Existing | Miscellaneous | Natural Gas | Pool Heater | E10 | System - kBTUs of Consumption | 0 | 0 | 0 | 0 | 0 | 0 | 0 | 0 | 0 | 0 | 0 | 0 | 0 | 0 | 0 | 0 | 0 | 0 | 0 | 0 | 0 | 0 | 0 | 0 | 0 | 0 | 0
F4_Commercial_Grocery (ID)_Existing_Miscellaneous_Natural Gas_Pool Heater_E1 | F4 | Commercial | Grocery (ID) | Existing | Miscellaneous | Natural Gas | Pool Heater | E1 | Utility - Cost of Equipment | 0.0026828 | 0.0026828 | 0.0026828 | 0.0026828 | 0.0026828 | 0.0026828 | 0.0026828 | 0.0026828 | 0.0026828 | 0.0026828 | 0.0026828 | 0.0026828 | 0.0026828 | 0.0026828 | 0.0026828 | 0.0026828 | 0.0026828 | 0.0026828 | 0.0026828 | 0.0026828 | 0.0026828 | 0.0026828 | 0.0026828 | 0.0026828 | 0.0026828 | 0.0026828 | 0.0026828
F4_Commercial_Grocery (ID)_Existing_Miscellaneous_Natural Gas_Pool Heater_E2 | F4 | Commercial | Grocery (ID) | Existing | Miscellaneous | Natural Gas | Pool Heater | E2 | Utility - Cost of Equipment | 0.0043927 | 0.0043927 | 0.0043927 | 0.0043927 | 0.0043927 | 0.0043927 | 0.0043927 | 0.0043927 | 0.0043927 | 0.0043927 | 0.0043927 | 0.0043927 | 0.0043927 | 0.0043927 | 0.0043927 | 0.0043927 | 0.0043927 | 0.0043927 | 0.0043927 | 0.0043927 | 0.0043927 | 0.0043927 | 0.0043927 | 0.0043927 | 0.0043927 | 0.0043927 | 0.0043927
F4_Commercial_Grocery (ID)_Existing_Miscellaneous_Natural Gas_Pool Heater_E3 | F4 | Commercial | Grocery (ID) | Existing | Miscellaneous | Natural Gas | Pool Heater | E3 | Utility - Cost of Equipment | 0 | 0 | 0 | 0 | 0 | 0 | 0 | 0 | 0 | 0 | 0 | 0 | 0 | 0 | 0 | 0 | 0 | 0 | 0 | 0 | 0 | 0 | 0 | 0 | 0 | 0 | 0
F4_Commercial_Grocery (ID)_Existing_Miscellaneous_Natural Gas_Pool Heater_E4 | F4 | Commercial | Grocery (ID) | Existing | Miscellaneous | Natural Gas | Pool Heater | E4 | Utility - Cost of Equipment | 0 | 0 | 0 | 0 | 0 | 0 | 0 | 0 | 0 | 0 | 0 | 0 | 0 | 0 | 0 | 0 | 0 | 0 | 0 | 0 | 0 | 0 | 0 | 0 | 0 | 0 | 0
F4_Commercial_Grocery (ID)_Existing_Miscellaneous_Natural Gas_Pool Heater_E5 | F4 | Commercial | Grocery (ID) | Existing | Miscellaneous | Natural Gas | Pool Heater | E5 | Utility - Cost of Equipment | 0 | 0 | 0 | 0 | 0 | 0 | 0 | 0 | 0 | 0 | 0 | 0 | 0 | 0 | 0 | 0 | 0 | 0 | 0 | 0 | 0 | 0 | 0 | 0 | 0 | 0 | 0
F4_Commercial_Grocery (ID)_Existing_Miscellaneous_Natural Gas_Pool Heater_E6 | F4 | Commercial | Grocery (ID) | Existing | Miscellaneous | Natural Gas | Pool Heater | E6 | Utility - Cost of Equipment | 0 | 0 | 0 | 0 | 0 | 0 | 0 | 0 | 0 | 0 | 0 | 0 | 0 | 0 | 0 | 0 | 0 | 0 | 0 | 0 | 0 | 0 | 0 | 0 | 0 | 0 | 0
F4_Commercial_Grocery (ID)_Existing_Miscellaneous_Natural Gas_Pool Heater_E7 | F4 | Commercial | Grocery (ID) | Existing | Miscellaneous | Natural Gas | Pool Heater | E7 | Utility - Cost of Equipment | 0 | 0 | 0 | 0 | 0 | 0 | 0 | 0 | 0 | 0 | 0 | 0 | 0 | 0 | 0 | 0 | 0 | 0 | 0 | 0 | 0 | 0 | 0 | 0 | 0 | 0 | 0
F4_Commercial_Grocery (ID)_Existing_Miscellaneous_Natural Gas_Pool Heater_E8 | F4 | Commercial | Grocery (ID) | Existing | Miscellaneous | Natural Gas | Pool Heater | E8 | Utility - Cost of Equipment | 0 | 0 | 0 | 0 | 0 | 0 | 0 | 0 | 0 | 0 | 0 | 0 | 0 | 0 | 0 | 0 | 0 | 0 | 0 | 0 | 0 | 0 | 0 | 0 | 0 | 0 | 0
F4_Commercial_Grocery (ID)_Existing_Miscellaneous_Natural Gas_Pool Heater_E9 | F4 | Commercial | Grocery (ID) | Existing | Miscellaneous | Natural Gas | Pool Heater | E9 | Utility - Cost of Equipment | 0 | 0 | 0 | 0 | 0 | 0 | 0 | 0 | 0 | 0 | 0 | 0 | 0 | 0 | 0 | 0 | 0 | 0 | 0 | 0 | 0 | 0 | 0 | 0 | 0 | 0 | 0
F4_Commercial_Grocery (ID)_Existing_Miscellaneous_Natural Gas_Pool Heater_E10 | F4 | Commercial | Grocery (ID) | Existing | Miscellaneous | Natural Gas | Pool Heater | E10 | Utility - Cost of Equipment | 0 | 0 | 0 | 0 | 0 | 0 | 0 | 0 | 0 | 0 | 0 | 0 | 0 | 0 | 0 | 0 | 0 | 0 | 0 | 0 | 0 | 0 | 0 | 0 | 0 | 0 | 0
F5_Commercial_Grocery (ID)_Existing_Miscellaneous_Natural Gas_Pool Heater_E1 | F5 | Commercial | Grocery (ID) | Existing | Miscellaneous | Natural Gas | Pool Heater | E1 | Utility - Cost of Operation | 0.0033594 | 0.0033849 | 0.0034397 | 0.0035283 | 0.0036504 | 0.0038279 | 0.0040225 | 0.0042176 | 0.0044066 | 0.0046086 | 0.0047611 | 0.0049042 | 0.0050659 | 0.005222 | 0.0053527 | 0.00547 | 0.0055659 | 0.0056578 | 0.0057594 | 0.005855 | 0.0059539 | 0.0060585 | 0.0061636 | 0.0062731 | 0.0063845 | 0.0064979 | 0.0066134
F5_Commercial_Grocery (ID)_Existing_Miscellaneous_Natural Gas_Pool Heater_E2 | F5 | Commercial | Grocery (ID) | Existing | Miscellaneous | Natural Gas | Pool Heater | E2 | Utility - Cost of Operation | 0.0028555 | 0.0028771 | 0.0029237 | 0.002999 | 0.0031029 | 0.0032537 | 0.0034191 | 0.003585 | 0.0037456 | 0.0039173 | 0.0040469 | 0.0041685 | 0.004306 | 0.0044387 | 0.0045498 | 0.0046495 | 0.004731 | 0.0048091 | 0.0048955 | 0.0049767 | 0.0050608 | 0.0051497 | 0.005239 | 0.0053321 | 0.0054268 | 0.0055232 | 0.0056214
F5_Commercial_Grocery (ID)_Existing_Miscellaneous_Natural Gas_Pool Heater_E3 | F5 | Commercial | Grocery (ID) | Existing | Miscellaneous | Natural Gas | Pool Heater | E3 | Utility - Cost of Operation | 0 | 0 | 0 | 0 | 0 | 0 | 0 | 0 | 0 | 0 | 0 | 0 | 0 | 0 | 0 | 0 | 0 | 0 | 0 | 0 | 0 | 0 | 0 | 0 | 0 | 0 | 0
F5_Commercial_Grocery (ID)_Existing_Miscellaneous_Natural Gas_Pool Heater_E4 | F5 | Commercial | Grocery (ID) | Existing | Miscellaneous | Natural Gas | Pool Heater | E4 | Utility - Cost of Operation | 0 | 0 | 0 | 0 | 0 | 0 | 0 | 0 | 0 | 0 | 0 | 0 | 0 | 0 | 0 | 0 | 0 | 0 | 0 | 0 | 0 | 0 | 0 | 0 | 0 | 0 | 0
F5_Commercial_Grocery (ID)_Existing_Miscellaneous_Natural Gas_Pool Heater_E5 | F5 | Commercial | Grocery (ID) | Existing | Miscellaneous | Natural Gas | Pool Heater | E5 | Utility - Cost of Operation | 0 | 0 | 0 | 0 | 0 | 0 | 0 | 0 | 0 | 0 | 0 | 0 | 0 | 0 | 0 | 0 | 0 | 0 | 0 | 0 | 0 | 0 | 0 | 0 | 0 | 0 | 0
F5_Commercial_Grocery (ID)_Existing_Miscellaneous_Natural Gas_Pool Heater_E6 | F5 | Commercial | Grocery (ID) | Existing | Miscellaneous | Natural Gas | Pool Heater | E6 | Utility - Cost of Operation | 0 | 0 | 0 | 0 | 0 | 0 | 0 | 0 | 0 | 0 | 0 | 0 | 0 | 0 | 0 | 0 | 0 | 0 | 0 | 0 | 0 | 0 | 0 | 0 | 0 | 0 | 0
F5_Commercial_Grocery (ID)_Existing_Miscellaneous_Natural Gas_Pool Heater_E7 | F5 | Commercial | Grocery (ID) | Existing | Miscellaneous | Natural Gas | Pool Heater | E7 | Utility - Cost of Operation | 0 | 0 | 0 | 0 | 0 | 0 | 0 | 0 | 0 | 0 | 0 | 0 | 0 | 0 | 0 | 0 | 0 | 0 | 0 | 0 | 0 | 0 | 0 | 0 | 0 | 0 | 0
F5_Commercial_Grocery (ID)_Existing_Miscellaneous_Natural Gas_Pool Heater_E8 | F5 | Commercial | Grocery (ID) | Existing | Miscellaneous | Natural Gas | Pool Heater | E8 | Utility - Cost of Operation | 0 | 0 | 0 | 0 | 0 | 0 | 0 | 0 | 0 | 0 | 0 | 0 | 0 | 0 | 0 | 0 | 0 | 0 | 0 | 0 | 0 | 0 | 0 | 0 | 0 | 0 | 0
F5_Commercial_Grocery (ID)_Existing_Miscellaneous_Natural Gas_Pool Heater_E9 | F5 | Commercial | Grocery (ID) | Existing | Miscellaneous | Natural Gas | Pool Heater | E9 | Utility - Cost of Operation | 0 | 0 | 0 | 0 | 0 | 0 | 0 | 0 | 0 | 0 | 0 | 0 | 0 | 0 | 0 | 0 | 0 | 0 | 0 | 0 | 0 | 0 | 0 | 0 | 0 | 0 | 0
F5_Commercial_Grocery (ID)_Existing_Miscellaneous_Natural Gas_Pool Heater_E10 | F5 | Commercial | Grocery (ID) | Existing | Miscellaneous | Natural Gas | Pool Heater | E10 | Utility - Cost of Operation | 0 | 0 | 0 | 0 | 0 | 0 | 0 | 0 | 0 | 0 | 0 | 0 | 0 | 0 | 0 | 0 | 0 | 0 | 0 | 0 | 0 | 0 | 0 | 0 | 0 | 0 | 0
F6_Commercial_Grocery (ID)_Existing_Miscellaneous_Natural Gas_Pool Heater_E1 | F6 | Commercial | Grocery (ID) | Existing | Miscellaneous | Natural Gas | Pool Heater | E1 | Utility - Value of Sales | 0.0040313 | 0.0040618 | 0.0041171 | 0.0042004 | 0.0043098 | 0.0044691 | 0.0046299 | 0.0047841 | 0.0049232 | 0.0050695 | 0.0052372 | 0.0053946 | 0.0055725 | 0.0057371 | 0.0058657 | 0.0059701 | 0.0060403 | 0.0060938 | 0.006154 | 0.0062033 | 0.0062516 | 0.0063614 | 0.0064717 | 0.0065867 | 0.0067037 | 0.0068228 | 0.006944
F6_Commercial_Grocery (ID)_Existing_Miscellaneous_Natural Gas_Pool Heater_E2 | F6 | Commercial | Grocery (ID) | Existing | Miscellaneous | Natural Gas | Pool Heater | E2 | Utility - Value of Sales | 0.0034266 | 0.0034526 | 0.0034995 | 0.0035703 | 0.0036633 | 0.0037987 | 0.0039354 | 0.0040665 | 0.0041847 | 0.0043091 | 0.0044516 | 0.0045854 | 0.0047366 | 0.0048765 | 0.0049858 | 0.0050746 | 0.0051343 | 0.0051797 | 0.0052309 | 0.0052728 | 0.0053139 | 0.0054072 | 0.005501 | 0.0055987 | 0.0056982 | 0.0057994 | 0.0059024
F6_Commercial_Grocery (ID)_Existing_Miscellaneous_Natural Gas_Pool Heater_E3 | F6 | Commercial | Grocery (ID) | Existing | Miscellaneous | Natural Gas | Pool Heater | E3 | Utility - Value of Sales | 0 | 0 | 0 | 0 | 0 | 0 | 0 | 0 | 0 | 0 | 0 | 0 | 0 | 0 | 0 | 0 | 0 | 0 | 0 | 0 | 0 | 0 | 0 | 0 | 0 | 0 | 0
F6_Commercial_Grocery (ID)_Existing_Miscellaneous_Natural Gas_Pool Heater_E4 | F6 | Commercial | Grocery (ID) | Existing | Miscellaneous | Natural Gas | Pool Heater | E4 | Utility - Value of Sales | 0 | 0 | 0 | 0 | 0 | 0 | 0 | 0 | 0 | 0 | 0 | 0 | 0 | 0 | 0 | 0 | 0 | 0 | 0 | 0 | 0 | 0 | 0 | 0 | 0 | 0 | 0
F6_Commercial_Grocery (ID)_Existing_Miscellaneous_Natural Gas_Pool Heater_E5 | F6 | Commercial | Grocery (ID) | Existing | Miscellaneous | Natural Gas | Pool Heater | E5 | Utility - Value of Sales | 0 | 0 | 0 | 0 | 0 | 0 | 0 | 0 | 0 | 0 | 0 | 0 | 0 | 0 | 0 | 0 | 0 | 0 | 0 | 0 | 0 | 0 | 0 | 0 | 0 | 0 | 0
F6_Commercial_Grocery (ID)_Existing_Miscellaneous_Natural Gas_Pool Heater_E6 | F6 | Commercial | Grocery (ID) | Existing | Miscellaneous | Natural Gas | Pool Heater | E6 | Utility - Value of Sales | 0 | 0 | 0 | 0 | 0 | 0 | 0 | 0 | 0 | 0 | 0 | 0 | 0 | 0 | 0 | 0 | 0 | 0 | 0 | 0 | 0 | 0 | 0 | 0 | 0 | 0 | 0
F6_Commercial_Grocery (ID)_Existing_Miscellaneous_Natural Gas_Pool Heater_E7 | F6 | Commercial | Grocery (ID) | Existing | Miscellaneous | Natural Gas | Pool Heater | E7 | Utility - Value of Sales | 0 | 0 | 0 | 0 | 0 | 0 | 0 | 0 | 0 | 0 | 0 | 0 | 0 | 0 | 0 | 0 | 0 | 0 | 0 | 0 | 0 | 0 | 0 | 0 | 0 | 0 | 0
F6_Commercial_Grocery (ID)_Existing_Miscellaneous_Natural Gas_Pool Heater_E8 | F6 | Commercial | Grocery (ID) | Existing | Miscellaneous | Natural Gas | Pool Heater | E8 | Utility - Value of Sales | 0 | 0 | 0 | 0 | 0 | 0 | 0 | 0 | 0 | 0 | 0 | 0 | 0 | 0 | 0 | 0 | 0 | 0 | 0 | 0 | 0 | 0 | 0 | 0 | 0 | 0 | 0
F6_Commercial_Grocery (ID)_Existing_Miscellaneous_Natural Gas_Pool Heater_E9 | F6 | Commercial | Grocery (ID) | Existing | Miscellaneous | Natural Gas | Pool Heater | E9 | Utility - Value of Sales | 0 | 0 | 0 | 0 | 0 | 0 | 0 | 0 | 0 | 0 | 0 | 0 | 0 | 0 | 0 | 0 | 0 | 0 | 0 | 0 | 0 | 0 | 0 | 0 | 0 | 0 | 0
F6_Commercial_Grocery (ID)_Existing_Miscellaneous_Natural Gas_Pool Heater_E10 | F6 | Commercial | Grocery (ID) | Existing | Miscellaneous | Natural Gas | Pool Heater | E10 | Utility - Value of Sales | 0 | 0 | 0 | 0 | 0 | 0 | 0 | 0 | 0 | 0 | 0 | 0 | 0 | 0 | 0 | 0 | 0 | 0 | 0 | 0 | 0 | 0 | 0 | 0 | 0 | 0 | 0
F1_Commercial_Grocery (ID)_Existing_Miscellaneous_Natural Gas_Miscellaneous_E1 | F1 | Commercial | Grocery (ID) | Existing | Miscellaneous | Natural Gas | Miscellaneous | E1 | RVT - Cost of Equipment | 0.0016138 | 0.0016138 | 0.0016138 | 0.0016138 | 0.0016138 | 0.0016138 | 0.0016138 | 0.0016138 | 0.0016138 | 0.0016138 | 0.0016138 | 0.0016138 | 0.0016138 | 0.0016138 | 0.0016138 | 0.0016138 | 0.0016138 | 0.0016138 | 0.0016138 | 0.0016138 | 0.0016138 | 0.0016138 | 0.0016138 | 0.0016138 | 0.0016138 | 0.0016138 | 0.0016138
F1_Commercial_Grocery (ID)_Existing_Miscellaneous_Natural Gas_Miscellaneous_E2 | F1 | Commercial | Grocery (ID) | Existing | Miscellaneous | Natural Gas | Miscellaneous | E2 | RVT - Cost of Equipment | 0 | 0 | 0 | 0 | 0 | 0 | 0 | 0 | 0 | 0 | 0 | 0 | 0 | 0 | 0 | 0 | 0 | 0 | 0 | 0 | 0 | 0 | 0 | 0 | 0 | 0 | 0
F1_Commercial_Grocery (ID)_Existing_Miscellaneous_Natural Gas_Miscellaneous_E3 | F1 | Commercial | Grocery (ID) | Existing | Miscellaneous | Natural Gas | Miscellaneous | E3 | RVT - Cost of Equipment | 0 | 0 | 0 | 0 | 0 | 0 | 0 | 0 | 0 | 0 | 0 | 0 | 0 | 0 | 0 | 0 | 0 | 0 | 0 | 0 | 0 | 0 | 0 | 0 | 0 | 0 | 0
F1_Commercial_Grocery (ID)_Existing_Miscellaneous_Natural Gas_Miscellaneous_E4 | F1 | Commercial | Grocery (ID) | Existing | Miscellaneous | Natural Gas | Miscellaneous | E4 | RVT - Cost of Equipment | 0 | 0 | 0 | 0 | 0 | 0 | 0 | 0 | 0 | 0 | 0 | 0 | 0 | 0 | 0 | 0 | 0 | 0 | 0 | 0 | 0 | 0 | 0 | 0 | 0 | 0 | 0
F1_Commercial_Grocery (ID)_Existing_Miscellaneous_Natural Gas_Miscellaneous_E5 | F1 | Commercial | Grocery (ID) | Existing | Miscellaneous | Natural Gas | Miscellaneous | E5 | RVT - Cost of Equipment | 0 | 0 | 0 | 0 | 0 | 0 | 0 | 0 | 0 | 0 | 0 | 0 | 0 | 0 | 0 | 0 | 0 | 0 | 0 | 0 | 0 | 0 | 0 | 0 | 0 | 0 | 0
F1_Commercial_Grocery (ID)_Existing_Miscellaneous_Natural Gas_Miscellaneous_E6 | F1 | Commercial | Grocery (ID) | Existing | Miscellaneous | Natural Gas | Miscellaneous | E6 | RVT - Cost of Equipment | 0 | 0 | 0 | 0 | 0 | 0 | 0 | 0 | 0 | 0 | 0 | 0 | 0 | 0 | 0 | 0 | 0 | 0 | 0 | 0 | 0 | 0 | 0 | 0 | 0 | 0 | 0
F1_Commercial_Grocery (ID)_Existing_Miscellaneous_Natural Gas_Miscellaneous_E7 | F1 | Commercial | Grocery (ID) | Existing | Miscellaneous | Natural Gas | Miscellaneous | E7 | RVT - Cost of Equipment | 0 | 0 | 0 | 0 | 0 | 0 | 0 | 0 | 0 | 0 | 0 | 0 | 0 | 0 | 0 | 0 | 0 | 0 | 0 | 0 | 0 | 0 | 0 | 0 | 0 | 0 | 0
F1_Commercial_Grocery (ID)_Existing_Miscellaneous_Natural Gas_Miscellaneous_E8 | F1 | Commercial | Grocery (ID) | Existing | Miscellaneous | Natural Gas | Miscellaneous | E8 | RVT - Cost of Equipment | 0 | 0 | 0 | 0 | 0 | 0 | 0 | 0 | 0 | 0 | 0 | 0 | 0 | 0 | 0 | 0 | 0 | 0 | 0 | 0 | 0 | 0 | 0 | 0 | 0 | 0 | 0
F1_Commercial_Grocery (ID)_Existing_Miscellaneous_Natural Gas_Miscellaneous_E9 | F1 | Commercial | Grocery (ID) | Existing | Miscellaneous | Natural Gas | Miscellaneous | E9 | RVT - Cost of Equipment | 0 | 0 | 0 | 0 | 0 | 0 | 0 | 0 | 0 | 0 | 0 | 0 | 0 | 0 | 0 | 0 | 0 | 0 | 0 | 0 | 0 | 0 | 0 | 0 | 0 | 0 | 0
F1_Commercial_Grocery (ID)_Existing_Miscellaneous_Natural Gas_Miscellaneous_E10 | F1 | Commercial | Grocery (ID) | Existing | Miscellaneous | Natural Gas | Miscellaneous | E10 | RVT - Cost of Equipment | 0 | 0 | 0 | 0 | 0 | 0 | 0 | 0 | 0 | 0 | 0 | 0 | 0 | 0 | 0 | 0 | 0 | 0 | 0 | 0 | 0 | 0 | 0 | 0 | 0 | 0 | 0
F2_Commercial_Grocery (ID)_Existing_Miscellaneous_Natural Gas_Miscellaneous_E1 | F2 | Commercial | Grocery (ID) | Existing | Miscellaneous | Natural Gas | Miscellaneous | E1 | RVT - Cost of Operation | 0.0025525 | 0.0025688 | 0.0025961 | 0.0026385 | 0.002701 | 0.002804 | 0.00291 | 0.003009 | 0.0030955 | 0.0031852 | 0.003288 | 0.0033848 | 0.0034999 | 0.0036102 | 0.003698 | 0.0037691 | 0.003817 | 0.0038555 | 0.0038939 | 0.0039186 | 0.0039422 | 0.0040113 | 0.0040806 | 0.004153 | 0.0042268 | 0.0043019 | 0.0043783
F2_Commercial_Grocery (ID)_Existing_Miscellaneous_Natural Gas_Miscellaneous_E2 | F2 | Commercial | Grocery (ID) | Existing | Miscellaneous | Natural Gas | Miscellaneous | E2 | RVT - Cost of Operation | 0 | 0 | 0 | 0 | 0 | 0 | 0 | 0 | 0 | 0 | 0 | 0 | 0 | 0 | 0 | 0 | 0 | 0 | 0 | 0 | 0 | 0 | 0 | 0 | 0 | 0 | 0
F2_Commercial_Grocery (ID)_Existing_Miscellaneous_Natural Gas_Miscellaneous_E3 | F2 | Commercial | Grocery (ID) | Existing | Miscellaneous | Natural Gas | Miscellaneous | E3 | RVT - Cost of Operation | 0 | 0 | 0 | 0 | 0 | 0 | 0 | 0 | 0 | 0 | 0 | 0 | 0 | 0 | 0 | 0 | 0 | 0 | 0 | 0 | 0 | 0 | 0 | 0 | 0 | 0 | 0
F2_Commercial_Grocery (ID)_Existing_Miscellaneous_Natural Gas_Miscellaneous_E4 | F2 | Commercial | Grocery (ID) | Existing | Miscellaneous | Natural Gas | Miscellaneous | E4 | RVT - Cost of Operation | 0 | 0 | 0 | 0 | 0 | 0 | 0 | 0 | 0 | 0 | 0 | 0 | 0 | 0 | 0 | 0 | 0 | 0 | 0 | 0 | 0 | 0 | 0 | 0 | 0 | 0 | 0
F2_Commercial_Grocery (ID)_Existing_Miscellaneous_Natural Gas_Miscellaneous_E5 | F2 | Commercial | Grocery (ID) | Existing | Miscellaneous | Natural Gas | Miscellaneous | E5 | RVT - Cost of Operation | 0 | 0 | 0 | 0 | 0 | 0 | 0 | 0 | 0 | 0 | 0 | 0 | 0 | 0 | 0 | 0 | 0 | 0 | 0 | 0 | 0 | 0 | 0 | 0 | 0 | 0 | 0
F2_Commercial_Grocery (ID)_Existing_Miscellaneous_Natural Gas_Miscellaneous_E6 | F2 | Commercial | Grocery (ID) | Existing | Miscellaneous | Natural Gas | Miscellaneous | E6 | RVT - Cost of Operation | 0 | 0 | 0 | 0 | 0 | 0 | 0 | 0 | 0 | 0 | 0 | 0 | 0 | 0 | 0 | 0 | 0 | 0 | 0 | 0 | 0 | 0 | 0 | 0 | 0 | 0 | 0
F2_Commercial_Grocery (ID)_Existing_Miscellaneous_Natural Gas_Miscellaneous_E7 | F2 | Commercial | Grocery (ID) | Existing | Miscellaneous | Natural Gas | Miscellaneous | E7 | RVT - Cost of Operation | 0 | 0 | 0 | 0 | 0 | 0 | 0 | 0 | 0 | 0 | 0 | 0 | 0 | 0 | 0 | 0 | 0 | 0 | 0 | 0 | 0 | 0 | 0 | 0 | 0 | 0 | 0
F2_Commercial_Grocery (ID)_Existing_Miscellaneous_Natural Gas_Miscellaneous_E8 | F2 | Commercial | Grocery (ID) | Existing | Miscellaneous | Natural Gas | Miscellaneous | E8 | RVT - Cost of Operation | 0 | 0 | 0 | 0 | 0 | 0 | 0 | 0 | 0 | 0 | 0 | 0 | 0 | 0 | 0 | 0 | 0 | 0 | 0 | 0 | 0 | 0 | 0 | 0 | 0 | 0 | 0
F2_Commercial_Grocery (ID)_Existing_Miscellaneous_Natural Gas_Miscellaneous_E9 | F2 | Commercial | Grocery (ID) | Existing | Miscellaneous | Natural Gas | Miscellaneous | E9 | RVT - Cost of Operation | 0 | 0 | 0 | 0 | 0 | 0 | 0 | 0 | 0 | 0 | 0 | 0 | 0 | 0 | 0 | 0 | 0 | 0 | 0 | 0 | 0 | 0 | 0 | 0 | 0 | 0 | 0
F2_Commercial_Grocery (ID)_Existing_Miscellaneous_Natural Gas_Miscellaneous_E10 | F2 | Commercial | Grocery (ID) | Existing | Miscellaneous | Natural Gas | Miscellaneous | E10 | RVT - Cost of Operation | 0 | 0 | 0 | 0 | 0 | 0 | 0 | 0 | 0 | 0 | 0 | 0 | 0 | 0 | 0 | 0 | 0 | 0 | 0 | 0 | 0 | 0 | 0 | 0 | 0 | 0 | 0
F3_Commercial_Grocery (ID)_Existing_Miscellaneous_Natural Gas_Miscellaneous_E1 | F3 | Commercial | Grocery (ID) | Existing | Miscellaneous | Natural Gas | Miscellaneous | E1 | System - kBTUs of Consumption | 0.65196 | 0.65196 | 0.65196 | 0.65196 | 0.65196 | 0.65196 | 0.65196 | 0.65196 | 0.65196 | 0.65196 | 0.65196 | 0.65196 | 0.65196 | 0.65196 | 0.65196 | 0.65196 | 0.65196 | 0.65196 | 0.65196 | 0.65196 | 0.65196 | 0.65196 | 0.65196 | 0.65196 | 0.65196 | 0.65196 | 0.65196
F3_Commercial_Grocery (ID)_Existing_Miscellaneous_Natural Gas_Miscellaneous_E2 | F3 | Commercial | Grocery (ID) | Existing | Miscellaneous | Natural Gas | Miscellaneous | E2 | System - kBTUs of Consumption | 0 | 0 | 0 | 0 | 0 | 0 | 0 | 0 | 0 | 0 | 0 | 0 | 0 | 0 | 0 | 0 | 0 | 0 | 0 | 0 | 0 | 0 | 0 | 0 | 0 | 0 | 0
F3_Commercial_Grocery (ID)_Existing_Miscellaneous_Natural Gas_Miscellaneous_E3 | F3 | Commercial | Grocery (ID) | Existing | Miscellaneous | Natural Gas | Miscellaneous | E3 | System - kBTUs of Consumption | 0 | 0 | 0 | 0 | 0 | 0 | 0 | 0 | 0 | 0 | 0 | 0 | 0 | 0 | 0 | 0 | 0 | 0 | 0 | 0 | 0 | 0 | 0 | 0 | 0 | 0 | 0
F3_Commercial_Grocery (ID)_Existing_Miscellaneous_Natural Gas_Miscellaneous_E4 | F3 | Commercial | Grocery (ID) | Existing | Miscellaneous | Natural Gas | Miscellaneous | E4 | System - kBTUs of Consumption | 0 | 0 | 0 | 0 | 0 | 0 | 0 | 0 | 0 | 0 | 0 | 0 | 0 | 0 | 0 | 0 | 0 | 0 | 0 | 0 | 0 | 0 | 0 | 0 | 0 | 0 | 0
F3_Commercial_Grocery (ID)_Existing_Miscellaneous_Natural Gas_Miscellaneous_E5 | F3 | Commercial | Grocery (ID) | Existing | Miscellaneous | Natural Gas | Miscellaneous | E5 | System - kBTUs of Consumption | 0 | 0 | 0 | 0 | 0 | 0 | 0 | 0 | 0 | 0 | 0 | 0 | 0 | 0 | 0 | 0 | 0 | 0 | 0 | 0 | 0 | 0 | 0 | 0 | 0 | 0 | 0
F3_Commercial_Grocery (ID)_Existing_Miscellaneous_Natural Gas_Miscellaneous_E6 | F3 | Commercial | Grocery (ID) | Existing | Miscellaneous | Natural Gas | Miscellaneous | E6 | System - kBTUs of Consumption | 0 | 0 | 0 | 0 | 0 | 0 | 0 | 0 | 0 | 0 | 0 | 0 | 0 | 0 | 0 | 0 | 0 | 0 | 0 | 0 | 0 | 0 | 0 | 0 | 0 | 0 | 0
F3_Commercial_Grocery (ID)_Existing_Miscellaneous_Natural Gas_Miscellaneous_E7 | F3 | Commercial | Grocery (ID) | Existing | Miscellaneous | Natural Gas | Miscellaneous | E7 | System - kBTUs of Consumption | 0 | 0 | 0 | 0 | 0 | 0 | 0 | 0 | 0 | 0 | 0 | 0 | 0 | 0 | 0 | 0 | 0 | 0 | 0 | 0 | 0 | 0 | 0 | 0 | 0 | 0 | 0
F3_Commercial_Grocery (ID)_Existing_Miscellaneous_Natural Gas_Miscellaneous_E8 | F3 | Commercial | Grocery (ID) | Existing | Miscellaneous | Natural Gas | Miscellaneous | E8 | System - kBTUs of Consumption | 0 | 0 | 0 | 0 | 0 | 0 | 0 | 0 | 0 | 0 | 0 | 0 | 0 | 0 | 0 | 0 | 0 | 0 | 0 | 0 | 0 | 0 | 0 | 0 | 0 | 0 | 0
F3_Commercial_Grocery (ID)_Existing_Miscellaneous_Natural Gas_Miscellaneous_E9 | F3 | Commercial | Grocery (ID) | Existing | Miscellaneous | Natural Gas | Miscellaneous | E9 | System - kBTUs of Consumption | 0 | 0 | 0 | 0 | 0 | 0 | 0 | 0 | 0 | 0 | 0 | 0 | 0 | 0 | 0 | 0 | 0 | 0 | 0 | 0 | 0 | 0 | 0 | 0 | 0 | 0 | 0
F3_Commercial_Grocery (ID)_Existing_Miscellaneous_Natural Gas_Miscellaneous_E10 | F3 | Commercial | Grocery (ID) | Existing | Miscellaneous | Natural Gas | Miscellaneous | E10 | System - kBTUs of Consumption | 0 | 0 | 0 | 0 | 0 | 0 | 0 | 0 | 0 | 0 | 0 | 0 | 0 | 0 | 0 | 0 | 0 | 0 | 0 | 0 | 0 | 0 | 0 | 0 | 0 | 0 | 0
F4_Commercial_Grocery (ID)_Existing_Miscellaneous_Natural Gas_Miscellaneous_E1 | F4 | Commercial | Grocery (ID) | Existing | Miscellaneous | Natural Gas | Miscellaneous | E1 | Utility - Cost of Equipment | 0.0016138 | 0.0016138 | 0.0016138 | 0.0016138 | 0.0016138 | 0.0016138 | 0.0016138 | 0.0016138 | 0.0016138 | 0.0016138 | 0.0016138 | 0.0016138 | 0.0016138 | 0.0016138 | 0.0016138 | 0.0016138 | 0.0016138 | 0.0016138 | 0.0016138 | 0.0016138 | 0.0016138 | 0.0016138 | 0.0016138 | 0.0016138 | 0.0016138 | 0.0016138 | 0.0016138
F4_Commercial_Grocery (ID)_Existing_Miscellaneous_Natural Gas_Miscellaneous_E2 | F4 | Commercial | Grocery (ID) | Existing | Miscellaneous | Natural Gas | Miscellaneous | E2 | Utility - Cost of Equipment | 0 | 0 | 0 | 0 | 0 | 0 | 0 | 0 | 0 | 0 | 0 | 0 | 0 | 0 | 0 | 0 | 0 | 0 | 0 | 0 | 0 | 0 | 0 | 0 | 0 | 0 | 0
F4_Commercial_Grocery (ID)_Existing_Miscellaneous_Natural Gas_Miscellaneous_E3 | F4 | Commercial | Grocery (ID) | Existing | Miscellaneous | Natural Gas | Miscellaneous | E3 | Utility - Cost of Equipment | 0 | 0 | 0 | 0 | 0 | 0 | 0 | 0 | 0 | 0 | 0 | 0 | 0 | 0 | 0 | 0 | 0 | 0 | 0 | 0 | 0 | 0 | 0 | 0 | 0 | 0 | 0
F4_Commercial_Grocery (ID)_Existing_Miscellaneous_Natural Gas_Miscellaneous_E4 | F4 | Commercial | Grocery (ID) | Existing | Miscellaneous | Natural Gas | Miscellaneous | E4 | Utility - Cost of Equipment | 0 | 0 | 0 | 0 | 0 | 0 | 0 | 0 | 0 | 0 | 0 | 0 | 0 | 0 | 0 | 0 | 0 | 0 | 0 | 0 | 0 | 0 | 0 | 0 | 0 | 0 | 0
F4_Commercial_Grocery (ID)_Existing_Miscellaneous_Natural Gas_Miscellaneous_E5 | F4 | Commercial | Grocery (ID) | Existing | Miscellaneous | Natural Gas | Miscellaneous | E5 | Utility - Cost of Equipment | 0 | 0 | 0 | 0 | 0 | 0 | 0 | 0 | 0 | 0 | 0 | 0 | 0 | 0 | 0 | 0 | 0 | 0 | 0 | 0 | 0 | 0 | 0 | 0 | 0 | 0 | 0
F4_Commercial_Grocery (ID)_Existing_Miscellaneous_Natural Gas_Miscellaneous_E6 | F4 | Commercial | Grocery (ID) | Existing | Miscellaneous | Natural Gas | Miscellaneous | E6 | Utility - Cost of Equipment | 0 | 0 | 0 | 0 | 0 | 0 | 0 | 0 | 0 | 0 | 0 | 0 | 0 | 0 | 0 | 0 | 0 | 0 | 0 | 0 | 0 | 0 | 0 | 0 | 0 | 0 | 0
F4_Commercial_Grocery (ID)_Existing_Miscellaneous_Natural Gas_Miscellaneous_E7 | F4 | Commercial | Grocery (ID) | Existing | Miscellaneous | Natural Gas | Miscellaneous | E7 | Utility - Cost of Equipment | 0 | 0 | 0 | 0 | 0 | 0 | 0 | 0 | 0 | 0 | 0 | 0 | 0 | 0 | 0 | 0 | 0 | 0 | 0 | 0 | 0 | 0 | 0 | 0 | 0 | 0 | 0
F4_Commercial_Grocery (ID)_Existing_Miscellaneous_Natural Gas_Miscellaneous_E8 | F4 | Commercial | Grocery (ID) | Existing | Miscellaneous | Natural Gas | Miscellaneous | E8 | Utility - Cost of Equipment | 0 | 0 | 0 | 0 | 0 | 0 | 0 | 0 | 0 | 0 | 0 | 0 | 0 | 0 | 0 | 0 | 0 | 0 | 0 | 0 | 0 | 0 | 0 | 0 | 0 | 0 | 0
F4_Commercial_Grocery (ID)_Existing_Miscellaneous_Natural Gas_Miscellaneous_E9 | F4 | Commercial | Grocery (ID) | Existing | Miscellaneous | Natural Gas | Miscellaneous | E9 | Utility - Cost of Equipment | 0 | 0 | 0 | 0 | 0 | 0 | 0 | 0 | 0 | 0 | 0 | 0 | 0 | 0 | 0 | 0 | 0 | 0 | 0 | 0 | 0 | 0 | 0 | 0 | 0 | 0 | 0
F4_Commercial_Grocery (ID)_Existing_Miscellaneous_Natural Gas_Miscellaneous_E10 | F4 | Commercial | Grocery (ID) | Existing | Miscellaneous | Natural Gas | Miscellaneous | E10 | Utility - Cost of Equipment | 0 | 0 | 0 | 0 | 0 | 0 | 0 | 0 | 0 | 0 | 0 | 0 | 0 | 0 | 0 | 0 | 0 | 0 | 0 | 0 | 0 | 0 | 0 | 0 | 0 | 0 | 0
F5_Commercial_Grocery (ID)_Existing_Miscellaneous_Natural Gas_Miscellaneous_E1 | F5 | Commercial | Grocery (ID) | Existing | Miscellaneous | Natural Gas | Miscellaneous | E1 | Utility - Cost of Operation | 0.0021271 | 0.0021407 | 0.0021681 | 0.0022136 | 0.0022823 | 0.002392 | 0.0025126 | 0.0026372 | 0.0027625 | 0.0028957 | 0.0029891 | 0.0030771 | 0.0031817 | 0.0032854 | 0.0033726 | 0.0034492 | 0.0035098 | 0.0035679 | 0.0036326 | 0.0036925 | 0.0037545 | 0.0038203 | 0.0038862 | 0.0039553 | 0.0040256 | 0.0040971 | 0.0041699
F5_Commercial_Grocery (ID)_Existing_Miscellaneous_Natural Gas_Miscellaneous_E2 | F5 | Commercial | Grocery (ID) | Existing | Miscellaneous | Natural Gas | Miscellaneous | E2 | Utility - Cost of Operation | 0 | 0 | 0 | 0 | 0 | 0 | 0 | 0 | 0 | 0 | 0 | 0 | 0 | 0 | 0 | 0 | 0 | 0 | 0 | 0 | 0 | 0 | 0 | 0 | 0 | 0 | 0
F5_Commercial_Grocery (ID)_Existing_Miscellaneous_Natural Gas_Miscellaneous_E3 | F5 | Commercial | Grocery (ID) | Existing | Miscellaneous | Natural Gas | Miscellaneous | E3 | Utility - Cost of Operation | 0 | 0 | 0 | 0 | 0 | 0 | 0 | 0 | 0 | 0 | 0 | 0 | 0 | 0 | 0 | 0 | 0 | 0 | 0 | 0 | 0 | 0 | 0 | 0 | 0 | 0 | 0
F5_Commercial_Grocery (ID)_Existing_Miscellaneous_Natural Gas_Miscellaneous_E4 | F5 | Commercial | Grocery (ID) | Existing | Miscellaneous | Natural Gas | Miscellaneous | E4 | Utility - Cost of Operation | 0 | 0 | 0 | 0 | 0 | 0 | 0 | 0 | 0 | 0 | 0 | 0 | 0 | 0 | 0 | 0 | 0 | 0 | 0 | 0 | 0 | 0 | 0 | 0 | 0 | 0 | 0
F5_Commercial_Grocery (ID)_Existing_Miscellaneous_Natural Gas_Miscellaneous_E5 | F5 | Commercial | Grocery (ID) | Existing | Miscellaneous | Natural Gas | Miscellaneous | E5 | Utility - Cost of Operation | 0 | 0 | 0 | 0 | 0 | 0 | 0 | 0 | 0 | 0 | 0 | 0 | 0 | 0 | 0 | 0 | 0 | 0 | 0 | 0 | 0 | 0 | 0 | 0 | 0 | 0 | 0
F5_Commercial_Grocery (ID)_Existing_Miscellaneous_Natural Gas_Miscellaneous_E6 | F5 | Commercial | Grocery (ID) | Existing | Miscellaneous | Natural Gas | Miscellaneous | E6 | Utility - Cost of Operation | 0 | 0 | 0 | 0 | 0 | 0 | 0 | 0 | 0 | 0 | 0 | 0 | 0 | 0 | 0 | 0 | 0 | 0 | 0 | 0 | 0 | 0 | 0 | 0 | 0 | 0 | 0
F5_Commercial_Grocery (ID)_Existing_Miscellaneous_Natural Gas_Miscellaneous_E7 | F5 | Commercial | Grocery (ID) | Existing | Miscellaneous | Natural Gas | Miscellaneous | E7 | Utility - Cost of Operation | 0 | 0 | 0 | 0 | 0 | 0 | 0 | 0 | 0 | 0 | 0 | 0 | 0 | 0 | 0 | 0 | 0 | 0 | 0 | 0 | 0 | 0 | 0 | 0 | 0 | 0 | 0
F5_Commercial_Grocery (ID)_Existing_Miscellaneous_Natural Gas_Miscellaneous_E8 | F5 | Commercial | Grocery (ID) | Existing | Miscellaneous | Natural Gas | Miscellaneous | E8 | Utility - Cost of Operation | 0 | 0 | 0 | 0 | 0 | 0 | 0 | 0 | 0 | 0 | 0 | 0 | 0 | 0 | 0 | 0 | 0 | 0 | 0 | 0 | 0 | 0 | 0 | 0 | 0 | 0 | 0
F5_Commercial_Grocery (ID)_Existing_Miscellaneous_Natural Gas_Miscellaneous_E9 | F5 | Commercial | Grocery (ID) | Existing | Miscellaneous | Natural Gas | Miscellaneous | E9 | Utility - Cost of Operation | 0 | 0 | 0 | 0 | 0 | 0 | 0 | 0 | 0 | 0 | 0 | 0 | 0 | 0 | 0 | 0 | 0 | 0 | 0 | 0 | 0 | 0 | 0 | 0 | 0 | 0 | 0
F5_Commercial_Grocery (ID)_Existing_Miscellaneous_Natural Gas_Miscellaneous_E10 | F5 | Commercial | Grocery (ID) | Existing | Miscellaneous | Natural Gas | Miscellaneous | E10 | Utility - Cost of Operation | 0 | 0 | 0 | 0 | 0 | 0 | 0 | 0 | 0 | 0 | 0 | 0 | 0 | 0 | 0 | 0 | 0 | 0 | 0 | 0 | 0 | 0 | 0 | 0 | 0 | 0 | 0
F6_Commercial_Grocery (ID)_Existing_Miscellaneous_Natural Gas_Miscellaneous_E1 | F6 | Commercial | Grocery (ID) | Existing | Miscellaneous | Natural Gas | Miscellaneous | E1 | Utility - Value of Sales | 0.0025525 | 0.0025688 | 0.0025961 | 0.0026385 | 0.002701 | 0.002804 | 0.00291 | 0.003009 | 0.0030955 | 0.0031852 | 0.003288 | 0.0033848 | 0.0034999 | 0.0036102 | 0.003698 | 0.0037691 | 0.003817 | 0.0038555 | 0.0038939 | 0.0039186 | 0.0039422 | 0.0040113 | 0.0040806 | 0.004153 | 0.0042268 | 0.0043019 | 0.0043783
F6_Commercial_Grocery (ID)_Existing_Miscellaneous_Natural Gas_Miscellaneous_E2 | F6 | Commercial | Grocery (ID) | Existing | Miscellaneous | Natural Gas | Miscellaneous | E2 | Utility - Value of Sales | 0 | 0 | 0 | 0 | 0 | 0 | 0 | 0 | 0 | 0 | 0 | 0 | 0 | 0 | 0 | 0 | 0 | 0 | 0 | 0 | 0 | 0 | 0 | 0 | 0 | 0 | 0
F6_Commercial_Grocery (ID)_Existing_Miscellaneous_Natural Gas_Miscellaneous_E3 | F6 | Commercial | Grocery (ID) | Existing | Miscellaneous | Natural Gas | Miscellaneous | E3 | Utility - Value of Sales | 0 | 0 | 0 | 0 | 0 | 0 | 0 | 0 | 0 | 0 | 0 | 0 | 0 | 0 | 0 | 0 | 0 | 0 | 0 | 0 | 0 | 0 | 0 | 0 | 0 | 0 | 0
F6_Commercial_Grocery (ID)_Existing_Miscellaneous_Natural Gas_Miscellaneous_E4 | F6 | Commercial | Grocery (ID) | Existing | Miscellaneous | Natural Gas | Miscellaneous | E4 | Utility - Value of Sales | 0 | 0 | 0 | 0 | 0 | 0 | 0 | 0 | 0 | 0 | 0 | 0 | 0 | 0 | 0 | 0 | 0 | 0 | 0 | 0 | 0 | 0 | 0 | 0 | 0 | 0 | 0
F6_Commercial_Grocery (ID)_Existing_Miscellaneous_Natural Gas_Miscellaneous_E5 | F6 | Commercial | Grocery (ID) | Existing | Miscellaneous | Natural Gas | Miscellaneous | E5 | Utility - Value of Sales | 0 | 0 | 0 | 0 | 0 | 0 | 0 | 0 | 0 | 0 | 0 | 0 | 0 | 0 | 0 | 0 | 0 | 0 | 0 | 0 | 0 | 0 | 0 | 0 | 0 | 0 | 0
F6_Commercial_Grocery (ID)_Existing_Miscellaneous_Natural Gas_Miscellaneous_E6 | F6 | Commercial | Grocery (ID) | Existing | Miscellaneous | Natural Gas | Miscellaneous | E6 | Utility - Value of Sales | 0 | 0 | 0 | 0 | 0 | 0 | 0 | 0 | 0 | 0 | 0 | 0 | 0 | 0 | 0 | 0 | 0 | 0 | 0 | 0 | 0 | 0 | 0 | 0 | 0 | 0 | 0
F6_Commercial_Grocery (ID)_Existing_Miscellaneous_Natural Gas_Miscellaneous_E7 | F6 | Commercial | Grocery (ID) | Existing | Miscellaneous | Natural Gas | Miscellaneous | E7 | Utility - Value of Sales | 0 | 0 | 0 | 0 | 0 | 0 | 0 | 0 | 0 | 0 | 0 | 0 | 0 | 0 | 0 | 0 | 0 | 0 | 0 | 0 | 0 | 0 | 0 | 0 | 0 | 0 | 0
F6_Commercial_Grocery (ID)_Existing_Miscellaneous_Natural Gas_Miscellaneous_E8 | F6 | Commercial | Grocery (ID) | Existing | Miscellaneous | Natural Gas | Miscellaneous | E8 | Utility - Value of Sales | 0 | 0 | 0 | 0 | 0 | 0 | 0 | 0 | 0 | 0 | 0 | 0 | 0 | 0 | 0 | 0 | 0 | 0 | 0 | 0 | 0 | 0 | 0 | 0 | 0 | 0 | 0
F6_Commercial_Grocery (ID)_Existing_Miscellaneous_Natural Gas_Miscellaneous_E9 | F6 | Commercial | Grocery (ID) | Existing | Miscellaneous | Natural Gas | Miscellaneous | E9 | Utility - Value of Sales | 0 | 0 | 0 | 0 | 0 | 0 | 0 | 0 | 0 | 0 | 0 | 0 | 0 | 0 | 0 | 0 | 0 | 0 | 0 | 0 | 0 | 0 | 0 | 0 | 0 | 0 | 0
F6_Commercial_Grocery (ID)_Existing_Miscellaneous_Natural Gas_Miscellaneous_E10 | F6 | Commercial | Grocery (ID) | Existing | Miscellaneous | Natural Gas | Miscellaneous | E10 | Utility - Value of Sales | 0 | 0 | 0 | 0 | 0 | 0 | 0 | 0 | 0 | 0 | 0 | 0 | 0 | 0 | 0 | 0 | 0 | 0 | 0 | 0 | 0 | 0 | 0 | 0 | 0 | 0 | 0
F1_Commercial_Grocery (ID)_New_Space Heating_Natural Gas_Furnace_E1 | F1 | Commercial | Grocery (ID) | New | Space Heating | Natural Gas | Furnace | E1 | RVT - Cost of Equipment | 0.075113 | 0.075113 | 0.075113 | 0.075113 | 0.075113 | 0.075113 | 0.075113 | 0.075113 | 0.075113 | 0.075113 | 0.075113 | 0.075113 | 0.075113 | 0.075113 | 0.075113 | 0.075113 | 0.075113 | 0.075113 | 0.075113 | 0.075113 | 0.075113 | 0.075113 | 0.075113 | 0.075113 | 0.075113 | 0.075113 | 0.075113
F1_Commercial_Grocery (ID)_New_Space Heating_Natural Gas_Furnace_E2 | F1 | Commercial | Grocery (ID) | New | Space Heating | Natural Gas | Furnace | E2 | RVT - Cost of Equipment | 0.15182 | 0.15182 | 0.15182 | 0.15182 | 0.15182 | 0.15182 | 0.15182 | 0.15182 | 0.15182 | 0.15182 | 0.15182 | 0.15182 | 0.15182 | 0.15182 | 0.15182 | 0.15182 | 0.15182 | 0.15182 | 0.15182 | 0.15182 | 0.15182 | 0.15182 | 0.15182 | 0.15182 | 0.15182 | 0.15182 | 0.15182
F1_Commercial_Grocery (ID)_New_Space Heating_Natural Gas_Furnace_E3 | F1 | Commercial | Grocery (ID) | New | Space Heating | Natural Gas | Furnace | E3 | RVT - Cost of Equipment | 0.092292 | 0.092292 | 0.092292 | 0.092292 | 0.092292 | 0.092292 | 0.092292 | 0.092292 | 0.092292 | 0.092292 | 0.092292 | 0.092292 | 0.092292 | 0.092292 | 0.092292 | 0.092292 | 0.092292 | 0.092292 | 0.092292 | 0.092292 | 0.092292 | 0.092292 | 0.092292 | 0.092292 | 0.092292 | 0.092292 | 0.092292
F1_Commercial_Grocery (ID)_New_Space Heating_Natural Gas_Furnace_E4 | F1 | Commercial | Grocery (ID) | New | Space Heating | Natural Gas | Furnace | E4 | RVT - Cost of Equipment | 0 | 0 | 0 | 0 | 0 | 0 | 0 | 0 | 0 | 0 | 0 | 0 | 0 | 0 | 0 | 0 | 0 | 0 | 0 | 0 | 0 | 0 | 0 | 0 | 0 | 0 | 0
F1_Commercial_Grocery (ID)_New_Space Heating_Natural Gas_Furnace_E5 | F1 | Commercial | Grocery (ID) | New | Space Heating | Natural Gas | Furnace | E5 | RVT - Cost of Equipment | 0 | 0 | 0 | 0 | 0 | 0 | 0 | 0 | 0 | 0 | 0 | 0 | 0 | 0 | 0 | 0 | 0 | 0 | 0 | 0 | 0 | 0 | 0 | 0 | 0 | 0 | 0
F1_Commercial_Grocery (ID)_New_Space Heating_Natural Gas_Furnace_E6 | F1 | Commercial | Grocery (ID) | New | Space Heating | Natural Gas | Furnace | E6 | RVT - Cost of Equipment | 0 | 0 | 0 | 0 | 0 | 0 | 0 | 0 | 0 | 0 | 0 | 0 | 0 | 0 | 0 | 0 | 0 | 0 | 0 | 0 | 0 | 0 | 0 | 0 | 0 | 0 | 0
F1_Commercial_Grocery (ID)_New_Space Heating_Natural Gas_Furnace_E7 | F1 | Commercial | Grocery (ID) | New | Space Heating | Natural Gas | Furnace | E7 | RVT - Cost of Equipment | 0 | 0 | 0 | 0 | 0 | 0 | 0 | 0 | 0 | 0 | 0 | 0 | 0 | 0 | 0 | 0 | 0 | 0 | 0 | 0 | 0 | 0 | 0 | 0 | 0 | 0 | 0
F1_Commercial_Grocery (ID)_New_Space Heating_Natural Gas_Furnace_E8 | F1 | Commercial | Grocery (ID) | New | Space Heating | Natural Gas | Furnace | E8 | RVT - Cost of Equipment | 0 | 0 | 0 | 0 | 0 | 0 | 0 | 0 | 0 | 0 | 0 | 0 | 0 | 0 | 0 | 0 | 0 | 0 | 0 | 0 | 0 | 0 | 0 | 0 | 0 | 0 | 0
F1_Commercial_Grocery (ID)_New_Space Heating_Natural Gas_Furnace_E9 | F1 | Commercial | Grocery (ID) | New | Space Heating | Natural Gas | Furnace | E9 | RVT - Cost of Equipment | 0 | 0 | 0 | 0 | 0 | 0 | 0 | 0 | 0 | 0 | 0 | 0 | 0 | 0 | 0 | 0 | 0 | 0 | 0 | 0 | 0 | 0 | 0 | 0 | 0 | 0 | 0
F1_Commercial_Grocery (ID)_New_Space Heating_Natural Gas_Furnace_E10 | F1 | Commercial | Grocery (ID) | New | Space Heating | Natural Gas | Furnace | E10 | RVT - Cost of Equipment | 0 | 0 | 0 | 0 | 0 | 0 | 0 | 0 | 0 | 0 | 0 | 0 | 0 | 0 | 0 | 0 | 0 | 0 | 0 | 0 | 0 | 0 | 0 | 0 | 0 | 0 | 0
F2_Commercial_Grocery (ID)_New_Space Heating_Natural Gas_Furnace_E1 | F2 | Commercial | Grocery (ID) | New | Space Heating | Natural Gas | Furnace | E1 | RVT - Cost of Operation | 0.24084 | 0.24284 | 0.24617 | 0.25002 | 0.25443 | 0.26162 | 0.26874 | 0.27619 | 0.28273 | 0.28908 | 0.29627 | 0.30256 | 0.30955 | 0.31676 | 0.32317 | 0.32933 | 0.33475 | 0.34029 | 0.34603 | 0.35184 | 0.35765 | 0.36545 | 0.3747 | 0.38265 | 0.39077 | 0.39907 | 0.40754
F2_Commercial_Grocery (ID)_New_Space Heating_Natural Gas_Furnace_E2 | F2 | Commercial | Grocery (ID) | New | Space Heating | Natural Gas | Furnace | E2 | RVT - Cost of Operation | 0.21407 | 0.21585 | 0.21881 | 0.22224 | 0.22616 | 0.23254 | 0.23888 | 0.2455 | 0.25131 | 0.25695 | 0.26335 | 0.26893 | 0.27515 | 0.28156 | 0.28726 | 0.29273 | 0.29755 | 0.30247 | 0.30757 | 0.31274 | 0.3179 | 0.32484 | 0.33306 | 0.34013 | 0.34735 | 0.35472 | 0.36225
F2_Commercial_Grocery (ID)_New_Space Heating_Natural Gas_Furnace_E3 | F2 | Commercial | Grocery (ID) | New | Space Heating | Natural Gas | Furnace | E3 | RVT - Cost of Operation | 0.2007 | 0.20237 | 0.20514 | 0.20835 | 0.21203 | 0.21801 | 0.22395 | 0.23016 | 0.23561 | 0.2409 | 0.24689 | 0.25213 | 0.25796 | 0.26396 | 0.26931 | 0.27444 | 0.27896 | 0.28357 | 0.28836 | 0.2932 | 0.29804 | 0.30454 | 0.31225 | 0.31888 | 0.32564 | 0.33256 | 0.33961
F2_Commercial_Grocery (ID)_New_Space Heating_Natural Gas_Furnace_E4 | F2 | Commercial | Grocery (ID) | New | Space Heating | Natural Gas | Furnace | E4 | RVT - Cost of Operation | 0 | 0 | 0 | 0 | 0 | 0 | 0 | 0 | 0 | 0 | 0 | 0 | 0 | 0 | 0 | 0 | 0 | 0 | 0 | 0 | 0 | 0 | 0 | 0 | 0 | 0 | 0
F2_Commercial_Grocery (ID)_New_Space Heating_Natural Gas_Furnace_E5 | F2 | Commercial | Grocery (ID) | New | Space Heating | Natural Gas | Furnace | E5 | RVT - Cost of Operation | 0 | 0 | 0 | 0 | 0 | 0 | 0 | 0 | 0 | 0 | 0 | 0 | 0 | 0 | 0 | 0 | 0 | 0 | 0 | 0 | 0 | 0 | 0 | 0 | 0 | 0 | 0
F2_Commercial_Grocery (ID)_New_Space Heating_Natural Gas_Furnace_E6 | F2 | Commercial | Grocery (ID) | New | Space Heating | Natural Gas | Furnace | E6 | RVT - Cost of Operation | 0 | 0 | 0 | 0 | 0 | 0 | 0 | 0 | 0 | 0 | 0 | 0 | 0 | 0 | 0 | 0 | 0 | 0 | 0 | 0 | 0 | 0 | 0 | 0 | 0 | 0 | 0
F2_Commercial_Grocery (ID)_New_Space Heating_Natural Gas_Furnace_E7 | F2 | Commercial | Grocery (ID) | New | Space Heating | Natural Gas | Furnace | E7 | RVT - Cost of Operation | 0 | 0 | 0 | 0 | 0 | 0 | 0 | 0 | 0 | 0 | 0 | 0 | 0 | 0 | 0 | 0 | 0 | 0 | 0 | 0 | 0 | 0 | 0 | 0 | 0 | 0 | 0
F2_Commercial_Grocery (ID)_New_Space Heating_Natural Gas_Furnace_E8 | F2 | Commercial | Grocery (ID) | New | Space Heating | Natural Gas | Furnace | E8 | RVT - Cost of Operation | 0 | 0 | 0 | 0 | 0 | 0 | 0 | 0 | 0 | 0 | 0 | 0 | 0 | 0 | 0 | 0 | 0 | 0 | 0 | 0 | 0 | 0 | 0 | 0 | 0 | 0 | 0
F2_Commercial_Grocery (ID)_New_Space Heating_Natural Gas_Furnace_E9 | F2 | Commercial | Grocery (ID) | New | Space Heating | Natural Gas | Furnace | E9 | RVT - Cost of Operation | 0 | 0 | 0 | 0 | 0 | 0 | 0 | 0 | 0 | 0 | 0 | 0 | 0 | 0 | 0 | 0 | 0 | 0 | 0 | 0 | 0 | 0 | 0 | 0 | 0 | 0 | 0
F2_Commercial_Grocery (ID)_New_Space Heating_Natural Gas_Furnace_E10 | F2 | Commercial | Grocery (ID) | New | Space Heating | Natural Gas | Furnace | E10 | RVT - Cost of Operation | 0 | 0 | 0 | 0 | 0 | 0 | 0 | 0 | 0 | 0 | 0 | 0 | 0 | 0 | 0 | 0 | 0 | 0 | 0 | 0 | 0 | 0 | 0 | 0 | 0 | 0 | 0
F3_Commercial_Grocery (ID)_New_Space Heating_Natural Gas_Furnace_E1 | F3 | Commercial | Grocery (ID) | New | Space Heating | Natural Gas | Furnace | E1 | System - kBTUs of Consumption | 53.0003 | 52.8673 | 52.8673 | 52.8673 | 52.8673 | 52.8673 | 52.8673 | 52.8673 | 52.8673 | 52.8673 | 52.8673 | 52.8673 | 52.8673 | 52.8673 | 52.8673 | 52.8673 | 52.8673 | 52.8673 | 52.8673 | 52.8673 | 52.8673 | 52.8673 | 52.8673 | 52.8673 | 52.8673 | 52.8673 | 52.8673
F3_Commercial_Grocery (ID)_New_Space Heating_Natural Gas_Furnace_E2 | F3 | Commercial | Grocery (ID) | New | Space Heating | Natural Gas | Furnace | E2 | System - kBTUs of Consumption | 47.1101 | 46.9918 | 46.9918 | 46.9918 | 46.9918 | 46.9918 | 46.9918 | 46.9918 | 46.9918 | 46.9918 | 46.9918 | 46.9918 | 46.9918 | 46.9918 | 46.9918 | 46.9918 | 46.9918 | 46.9918 | 46.9918 | 46.9918 | 46.9918 | 46.9918 | 46.9918 | 46.9918 | 46.9918 | 46.9918 | 46.9918
F3_Commercial_Grocery (ID)_New_Space Heating_Natural Gas_Furnace_E3 | F3 | Commercial | Grocery (ID) | New | Space Heating | Natural Gas | Furnace | E3 | System - kBTUs of Consumption | 44.1667 | 44.0558 | 44.0558 | 44.0558 | 44.0558 | 44.0558 | 44.0558 | 44.0558 | 44.0558 | 44.0558 | 44.0558 | 44.0558 | 44.0558 | 44.0558 | 44.0558 | 44.0558 | 44.0558 | 44.0558 | 44.0558 | 44.0558 | 44.0558 | 44.0558 | 44.0558 | 44.0558 | 44.0558 | 44.0558 | 44.0558
F3_Commercial_Grocery (ID)_New_Space Heating_Natural Gas_Furnace_E4 | F3 | Commercial | Grocery (ID) | New | Space Heating | Natural Gas | Furnace | E4 | System - kBTUs of Consumption | 0 | 0 | 0 | 0 | 0 | 0 | 0 | 0 | 0 | 0 | 0 | 0 | 0 | 0 | 0 | 0 | 0 | 0 | 0 | 0 | 0 | 0 | 0 | 0 | 0 | 0 | 0
F3_Commercial_Grocery (ID)_New_Space Heating_Natural Gas_Furnace_E5 | F3 | Commercial | Grocery (ID) | New | Space Heating | Natural Gas | Furnace | E5 | System - kBTUs of Consumption | 0 | 0 | 0 | 0 | 0 | 0 | 0 | 0 | 0 | 0 | 0 | 0 | 0 | 0 | 0 | 0 | 0 | 0 | 0 | 0 | 0 | 0 | 0 | 0 | 0 | 0 | 0
F3_Commercial_Grocery (ID)_New_Space Heating_Natural Gas_Furnace_E6 | F3 | Commercial | Grocery (ID) | New | Space Heating | Natural Gas | Furnace | E6 | System - kBTUs of Consumption | 0 | 0 | 0 | 0 | 0 | 0 | 0 | 0 | 0 | 0 | 0 | 0 | 0 | 0 | 0 | 0 | 0 | 0 | 0 | 0 | 0 | 0 | 0 | 0 | 0 | 0 | 0
F3_Commercial_Grocery (ID)_New_Space Heating_Natural Gas_Furnace_E7 | F3 | Commercial | Grocery (ID) | New | Space Heating | Natural Gas | Furnace | E7 | System - kBTUs of Consumption | 0 | 0 | 0 | 0 | 0 | 0 | 0 | 0 | 0 | 0 | 0 | 0 | 0 | 0 | 0 | 0 | 0 | 0 | 0 | 0 | 0 | 0 | 0 | 0 | 0 | 0 | 0
F3_Commercial_Grocery (ID)_New_Space Heating_Natural Gas_Furnace_E8 | F3 | Commercial | Grocery (ID) | New | Space Heating | Natural Gas | Furnace | E8 | System - kBTUs of Consumption | 0 | 0 | 0 | 0 | 0 | 0 | 0 | 0 | 0 | 0 | 0 | 0 | 0 | 0 | 0 | 0 | 0 | 0 | 0 | 0 | 0 | 0 | 0 | 0 | 0 | 0 | 0
F3_Commercial_Grocery (ID)_New_Space Heating_Natural Gas_Furnace_E9 | F3 | Commercial | Grocery (ID) | New | Space Heating | Natural Gas | Furnace | E9 | System - kBTUs of Consumption | 0 | 0 | 0 | 0 | 0 | 0 | 0 | 0 | 0 | 0 | 0 | 0 | 0 | 0 | 0 | 0 | 0 | 0 | 0 | 0 | 0 | 0 | 0 | 0 | 0 | 0 | 0
F3_Commercial_Grocery (ID)_New_Space Heating_Natural Gas_Furnace_E10 | F3 | Commercial | Grocery (ID) | New | Space Heating | Natural Gas | Furnace | E10 | System - kBTUs of Consumption | 0 | 0 | 0 | 0 | 0 | 0 | 0 | 0 | 0 | 0 | 0 | 0 | 0 | 0 | 0 | 0 | 0 | 0 | 0 | 0 | 0 | 0 | 0 | 0 | 0 | 0 | 0
F4_Commercial_Grocery (ID)_New_Space Heating_Natural Gas_Furnace_E1 | F4 | Commercial | Grocery (ID) | New | Space Heating | Natural Gas | Furnace | E1 | Utility - Cost of Equipment | 0.075113 | 0.075113 | 0.075113 | 0.075113 | 0.075113 | 0.075113 | 0.075113 | 0.075113 | 0.075113 | 0.075113 | 0.075113 | 0.075113 | 0.075113 | 0.075113 | 0.075113 | 0.075113 | 0.075113 | 0.075113 | 0.075113 | 0.075113 | 0.075113 | 0.075113 | 0.075113 | 0.075113 | 0.075113 | 0.075113 | 0.075113
F4_Commercial_Grocery (ID)_New_Space Heating_Natural Gas_Furnace_E2 | F4 | Commercial | Grocery (ID) | New | Space Heating | Natural Gas | Furnace | E2 | Utility - Cost of Equipment | 0.15182 | 0.15182 | 0.15182 | 0.15182 | 0.15182 | 0.15182 | 0.15182 | 0.15182 | 0.15182 | 0.15182 | 0.15182 | 0.15182 | 0.15182 | 0.15182 | 0.15182 | 0.15182 | 0.15182 | 0.15182 | 0.15182 | 0.15182 | 0.15182 | 0.15182 | 0.15182 | 0.15182 | 0.15182 | 0.15182 | 0.15182
F4_Commercial_Grocery (ID)_New_Space Heating_Natural Gas_Furnace_E3 | F4 | Commercial | Grocery (ID) | New | Space Heating | Natural Gas | Furnace | E3 | Utility - Cost of Equipment | 0.092292 | 0.092292 | 0.092292 | 0.092292 | 0.092292 | 0.092292 | 0.092292 | 0.092292 | 0.092292 | 0.092292 | 0.092292 | 0.092292 | 0.092292 | 0.092292 | 0.092292 | 0.092292 | 0.092292 | 0.092292 | 0.092292 | 0.092292 | 0.092292 | 0.092292 | 0.092292 | 0.092292 | 0.092292 | 0.092292 | 0.092292
F4_Commercial_Grocery (ID)_New_Space Heating_Natural Gas_Furnace_E4 | F4 | Commercial | Grocery (ID) | New | Space Heating | Natural Gas | Furnace | E4 | Utility - Cost of Equipment | 0 | 0 | 0 | 0 | 0 | 0 | 0 | 0 | 0 | 0 | 0 | 0 | 0 | 0 | 0 | 0 | 0 | 0 | 0 | 0 | 0 | 0 | 0 | 0 | 0 | 0 | 0
F4_Commercial_Grocery (ID)_New_Space Heating_Natural Gas_Furnace_E5 | F4 | Commercial | Grocery (ID) | New | Space Heating | Natural Gas | Furnace | E5 | Utility - Cost of Equipment | 0 | 0 | 0 | 0 | 0 | 0 | 0 | 0 | 0 | 0 | 0 | 0 | 0 | 0 | 0 | 0 | 0 | 0 | 0 | 0 | 0 | 0 | 0 | 0 | 0 | 0 | 0
F4_Commercial_Grocery (ID)_New_Space Heating_Natural Gas_Furnace_E6 | F4 | Commercial | Grocery (ID) | New | Space Heating | Natural Gas | Furnace | E6 | Utility - Cost of Equipment | 0 | 0 | 0 | 0 | 0 | 0 | 0 | 0 | 0 | 0 | 0 | 0 | 0 | 0 | 0 | 0 | 0 | 0 | 0 | 0 | 0 | 0 | 0 | 0 | 0 | 0 | 0
F4_Commercial_Grocery (ID)_New_Space Heating_Natural Gas_Furnace_E7 | F4 | Commercial | Grocery (ID) | New | Space Heating | Natural Gas | Furnace | E7 | Utility - Cost of Equipment | 0 | 0 | 0 | 0 | 0 | 0 | 0 | 0 | 0 | 0 | 0 | 0 | 0 | 0 | 0 | 0 | 0 | 0 | 0 | 0 | 0 | 0 | 0 | 0 | 0 | 0 | 0
F4_Commercial_Grocery (ID)_New_Space Heating_Natural Gas_Furnace_E8 | F4 | Commercial | Grocery (ID) | New | Space Heating | Natural Gas | Furnace | E8 | Utility - Cost of Equipment | 0 | 0 | 0 | 0 | 0 | 0 | 0 | 0 | 0 | 0 | 0 | 0 | 0 | 0 | 0 | 0 | 0 | 0 | 0 | 0 | 0 | 0 | 0 | 0 | 0 | 0 | 0
F4_Commercial_Grocery (ID)_New_Space Heating_Natural Gas_Furnace_E9 | F4 | Commercial | Grocery (ID) | New | Space Heating | Natural Gas | Furnace | E9 | Utility - Cost of Equipment | 0 | 0 | 0 | 0 | 0 | 0 | 0 | 0 | 0 | 0 | 0 | 0 | 0 | 0 | 0 | 0 | 0 | 0 | 0 | 0 | 0 | 0 | 0 | 0 | 0 | 0 | 0
F4_Commercial_Grocery (ID)_New_Space Heating_Natural Gas_Furnace_E10 | F4 | Commercial | Grocery (ID) | New | Space Heating | Natural Gas | Furnace | E10 | Utility - Cost of Equipment | 0 | 0 | 0 | 0 | 0 | 0 | 0 | 0 | 0 | 0 | 0 | 0 | 0 | 0 | 0 | 0 | 0 | 0 | 0 | 0 | 0 | 0 | 0 | 0 | 0 | 0 | 0
F5_Commercial_Grocery (ID)_New_Space Heating_Natural Gas_Furnace_E1 | F5 | Commercial | Grocery (ID) | New | Space Heating | Natural Gas | Furnace | E1 | Utility - Cost of Operation | 0.20633 | 0.20933 | 0.21358 | 0.21844 | 0.22394 | 0.23195 | 0.24012 | 0.2488 | 0.25697 | 0.26525 | 0.27249 | 0.27904 | 0.28631 | 0.29385 | 0.30076 | 0.30751 | 0.3137 | 0.32009 | 0.32677 | 0.33363 | 0.34062 | 0.34805 | 0.35686 | 0.36443 | 0.37217 | 0.38007 | 0.38813
F5_Commercial_Grocery (ID)_New_Space Heating_Natural Gas_Furnace_E2 | F5 | Commercial | Grocery (ID) | New | Space Heating | Natural Gas | Furnace | E2 | Utility - Cost of Operation | 0.1834 | 0.18607 | 0.18985 | 0.19416 | 0.19905 | 0.20617 | 0.21344 | 0.22115 | 0.22841 | 0.23577 | 0.24221 | 0.24803 | 0.25449 | 0.2612 | 0.26733 | 0.27334 | 0.27883 | 0.28451 | 0.29045 | 0.29655 | 0.30277 | 0.30937 | 0.3172 | 0.32393 | 0.33081 | 0.33783 | 0.345
F5_Commercial_Grocery (ID)_New_Space Heating_Natural Gas_Furnace_E3 | F5 | Commercial | Grocery (ID) | New | Space Heating | Natural Gas | Furnace | E3 | Utility - Cost of Operation | 0.17194 | 0.17444 | 0.17798 | 0.18203 | 0.18662 | 0.19329 | 0.2001 | 0.20733 | 0.21414 | 0.22104 | 0.22708 | 0.23253 | 0.23859 | 0.24488 | 0.25063 | 0.25626 | 0.26141 | 0.26674 | 0.27231 | 0.27802 | 0.28385 | 0.29004 | 0.29738 | 0.30369 | 0.31014 | 0.31672 | 0.32344
F5_Commercial_Grocery (ID)_New_Space Heating_Natural Gas_Furnace_E4 | F5 | Commercial | Grocery (ID) | New | Space Heating | Natural Gas | Furnace | E4 | Utility - Cost of Operation | 0 | 0 | 0 | 0 | 0 | 0 | 0 | 0 | 0 | 0 | 0 | 0 | 0 | 0 | 0 | 0 | 0 | 0 | 0 | 0 | 0 | 0 | 0 | 0 | 0 | 0 | 0
F5_Commercial_Grocery (ID)_New_Space Heating_Natural Gas_Furnace_E5 | F5 | Commercial | Grocery (ID) | New | Space Heating | Natural Gas | Furnace | E5 | Utility - Cost of Operation | 0 | 0 | 0 | 0 | 0 | 0 | 0 | 0 | 0 | 0 | 0 | 0 | 0 | 0 | 0 | 0 | 0 | 0 | 0 | 0 | 0 | 0 | 0 | 0 | 0 | 0 | 0
F5_Commercial_Grocery (ID)_New_Space Heating_Natural Gas_Furnace_E6 | F5 | Commercial | Grocery (ID) | New | Space Heating | Natural Gas | Furnace | E6 | Utility - Cost of Operation | 0 | 0 | 0 | 0 | 0 | 0 | 0 | 0 | 0 | 0 | 0 | 0 | 0 | 0 | 0 | 0 | 0 | 0 | 0 | 0 | 0 | 0 | 0 | 0 | 0 | 0 | 0
F5_Commercial_Grocery (ID)_New_Space Heating_Natural Gas_Furnace_E7 | F5 | Commercial | Grocery (ID) | New | Space Heating | Natural Gas | Furnace | E7 | Utility - Cost of Operation | 0 | 0 | 0 | 0 | 0 | 0 | 0 | 0 | 0 | 0 | 0 | 0 | 0 | 0 | 0 | 0 | 0 | 0 | 0 | 0 | 0 | 0 | 0 | 0 | 0 | 0 | 0
F5_Commercial_Grocery (ID)_New_Space Heating_Natural Gas_Furnace_E8 | F5 | Commercial | Grocery (ID) | New | Space Heating | Natural Gas | Furnace | E8 | Utility - Cost of Operation | 0 | 0 | 0 | 0 | 0 | 0 | 0 | 0 | 0 | 0 | 0 | 0 | 0 | 0 | 0 | 0 | 0 | 0 | 0 | 0 | 0 | 0 | 0 | 0 | 0 | 0 | 0
F5_Commercial_Grocery (ID)_New_Space Heating_Natural Gas_Furnace_E9 | F5 | Commercial | Grocery (ID) | New | Space Heating | Natural Gas | Furnace | E9 | Utility - Cost of Operation | 0 | 0 | 0 | 0 | 0 | 0 | 0 | 0 | 0 | 0 | 0 | 0 | 0 | 0 | 0 | 0 | 0 | 0 | 0 | 0 | 0 | 0 | 0 | 0 | 0 | 0 | 0
F5_Commercial_Grocery (ID)_New_Space Heating_Natural Gas_Furnace_E10 | F5 | Commercial | Grocery (ID) | New | Space Heating | Natural Gas | Furnace | E10 | Utility - Cost of Operation | 0 | 0 | 0 | 0 | 0 | 0 | 0 | 0 | 0 | 0 | 0 | 0 | 0 | 0 | 0 | 0 | 0 | 0 | 0 | 0 | 0 | 0 | 0 | 0 | 0 | 0 | 0
F6_Commercial_Grocery (ID)_New_Space Heating_Natural Gas_Furnace_E1 | F6 | Commercial | Grocery (ID) | New | Space Heating | Natural Gas | Furnace | E1 | Utility - Value of Sales | 0.24084 | 0.24284 | 0.24617 | 0.25002 | 0.25443 | 0.26162 | 0.26874 | 0.27619 | 0.28273 | 0.28908 | 0.29627 | 0.30256 | 0.30955 | 0.31676 | 0.32317 | 0.32933 | 0.33475 | 0.34029 | 0.34603 | 0.35184 | 0.35765 | 0.36545 | 0.3747 | 0.38265 | 0.39077 | 0.39907 | 0.40754
F6_Commercial_Grocery (ID)_New_Space Heating_Natural Gas_Furnace_E2 | F6 | Commercial | Grocery (ID) | New | Space Heating | Natural Gas | Furnace | E2 | Utility - Value of Sales | 0.21407 | 0.21585 | 0.21881 | 0.22224 | 0.22616 | 0.23254 | 0.23888 | 0.2455 | 0.25131 | 0.25695 | 0.26335 | 0.26893 | 0.27515 | 0.28156 | 0.28726 | 0.29273 | 0.29755 | 0.30247 | 0.30757 | 0.31274 | 0.3179 | 0.32484 | 0.33306 | 0.34013 | 0.34735 | 0.35472 | 0.36225
F6_Commercial_Grocery (ID)_New_Space Heating_Natural Gas_Furnace_E3 | F6 | Commercial | Grocery (ID) | New | Space Heating | Natural Gas | Furnace | E3 | Utility - Value of Sales | 0.2007 | 0.20237 | 0.20514 | 0.20835 | 0.21203 | 0.21801 | 0.22395 | 0.23016 | 0.23561 | 0.2409 | 0.24689 | 0.25213 | 0.25796 | 0.26396 | 0.26931 | 0.27444 | 0.27896 | 0.28357 | 0.28836 | 0.2932 | 0.29804 | 0.30454 | 0.31225 | 0.31888 | 0.32564 | 0.33256 | 0.33961
F6_Commercial_Grocery (ID)_New_Space Heating_Natural Gas_Furnace_E4 | F6 | Commercial | Grocery (ID) | New | Space Heating | Natural Gas | Furnace | E4 | Utility - Value of Sales | 0 | 0 | 0 | 0 | 0 | 0 | 0 | 0 | 0 | 0 | 0 | 0 | 0 | 0 | 0 | 0 | 0 | 0 | 0 | 0 | 0 | 0 | 0 | 0 | 0 | 0 | 0
F6_Commercial_Grocery (ID)_New_Space Heating_Natural Gas_Furnace_E5 | F6 | Commercial | Grocery (ID) | New | Space Heating | Natural Gas | Furnace | E5 | Utility - Value of Sales | 0 | 0 | 0 | 0 | 0 | 0 | 0 | 0 | 0 | 0 | 0 | 0 | 0 | 0 | 0 | 0 | 0 | 0 | 0 | 0 | 0 | 0 | 0 | 0 | 0 | 0 | 0
F6_Commercial_Grocery (ID)_New_Space Heating_Natural Gas_Furnace_E6 | F6 | Commercial | Grocery (ID) | New | Space Heating | Natural Gas | Furnace | E6 | Utility - Value of Sales | 0 | 0 | 0 | 0 | 0 | 0 | 0 | 0 | 0 | 0 | 0 | 0 | 0 | 0 | 0 | 0 | 0 | 0 | 0 | 0 | 0 | 0 | 0 | 0 | 0 | 0 | 0
F6_Commercial_Grocery (ID)_New_Space Heating_Natural Gas_Furnace_E7 | F6 | Commercial | Grocery (ID) | New | Space Heating | Natural Gas | Furnace | E7 | Utility - Value of Sales | 0 | 0 | 0 | 0 | 0 | 0 | 0 | 0 | 0 | 0 | 0 | 0 | 0 | 0 | 0 | 0 | 0 | 0 | 0 | 0 | 0 | 0 | 0 | 0 | 0 | 0 | 0
F6_Commercial_Grocery (ID)_New_Space Heating_Natural Gas_Furnace_E8 | F6 | Commercial | Grocery (ID) | New | Space Heating | Natural Gas | Furnace | E8 | Utility - Value of Sales | 0 | 0 | 0 | 0 | 0 | 0 | 0 | 0 | 0 | 0 | 0 | 0 | 0 | 0 | 0 | 0 | 0 | 0 | 0 | 0 | 0 | 0 | 0 | 0 | 0 | 0 | 0
F6_Commercial_Grocery (ID)_New_Space Heating_Natural Gas_Furnace_E9 | F6 | Commercial | Grocery (ID) | New | Space Heating | Natural Gas | Furnace | E9 | Utility - Value of Sales | 0 | 0 | 0 | 0 | 0 | 0 | 0 | 0 | 0 | 0 | 0 | 0 | 0 | 0 | 0 | 0 | 0 | 0 | 0 | 0 | 0 | 0 | 0 | 0 | 0 | 0 | 0
F6_Commercial_Grocery (ID)_New_Space Heating_Natural Gas_Furnace_E10 | F6 | Commercial | Grocery (ID) | New | Space Heating | Natural Gas | Furnace | E10 | Utility - Value of Sales | 0 | 0 | 0 | 0 | 0 | 0 | 0 | 0 | 0 | 0 | 0 | 0 | 0 | 0 | 0 | 0 | 0 | 0 | 0 | 0 | 0 | 0 | 0 | 0 | 0 | 0 | 0
F1_Commercial_Grocery (ID)_New_Space Heating_Natural Gas_Boiler_E1 | F1 | Commercial | Grocery (ID) | New | Space Heating | Natural Gas | Boiler | E1 | RVT - Cost of Equipment | 0.14092 | 0.14092 | 0.14092 | 0.14092 | 0.14092 | 0.14092 | 0.14092 | 0.14092 | 0.14092 | 0.14092 | 0.14092 | 0.14092 | 0.14092 | 0.14092 | 0.14092 | 0.14092 | 0.14092 | 0.14092 | 0.14092 | 0.14092 | 0.14092 | 0.14092 | 0.14092 | 0.14092 | 0.14092 | 0.14092 | 0.14092
F1_Commercial_Grocery (ID)_New_Space Heating_Natural Gas_Boiler_E2 | F1 | Commercial | Grocery (ID) | New | Space Heating | Natural Gas | Boiler | E2 | RVT - Cost of Equipment | 0.14683 | 0.14683 | 0.14683 | 0.14683 | 0.14683 | 0.14683 | 0.14683 | 0.14683 | 0.14683 | 0.14683 | 0.14683 | 0.14683 | 0.14683 | 0.14683 | 0.14683 | 0.14683 | 0.14683 | 0.14683 | 0.14683 | 0.14683 | 0.14683 | 0.14683 | 0.14683 | 0.14683 | 0.14683 | 0.14683 | 0.14683
F1_Commercial_Grocery (ID)_New_Space Heating_Natural Gas_Boiler_E3 | F1 | Commercial | Grocery (ID) | New | Space Heating | Natural Gas | Boiler | E3 | RVT - Cost of Equipment | 0.13707 | 0.13707 | 0.13707 | 0.13707 | 0.13707 | 0.13707 | 0.13707 | 0.13707 | 0.13707 | 0.13707 | 0.13707 | 0.13707 | 0.13707 | 0.13707 | 0.13707 | 0.13707 | 0.13707 | 0.13707 | 0.13707 | 0.13707 | 0.13707 | 0.13707 | 0.13707 | 0.13707 | 0.13707 | 0.13707 | 0.13707
F1_Commercial_Grocery (ID)_New_Space Heating_Natural Gas_Boiler_E4 | F1 | Commercial | Grocery (ID) | New | Space Heating | Natural Gas | Boiler | E4 | RVT - Cost of Equipment | 1.1304 | 1.1304 | 1.1304 | 1.1304 | 1.1304 | 1.1304 | 1.1304 | 1.1304 | 1.1304 | 1.1304 | 1.1304 | 1.1304 | 1.1304 | 1.1304 | 1.1304 | 1.1304 | 1.1304 | 1.1304 | 1.1304 | 1.1304 | 1.1304 | 1.1304 | 1.1304 | 1.1304 | 1.1304 | 1.1304 | 1.1304
F1_Commercial_Grocery (ID)_New_Space Heating_Natural Gas_Boiler_E5 | F1 | Commercial | Grocery (ID) | New | Space Heating | Natural Gas | Boiler | E5 | RVT - Cost of Equipment | 0 | 0 | 0 | 0 | 0 | 0 | 0 | 0 | 0 | 0 | 0 | 0 | 0 | 0 | 0 | 0 | 0 | 0 | 0 | 0 | 0 | 0 | 0 | 0 | 0 | 0 | 0
F1_Commercial_Grocery (ID)_New_Space Heating_Natural Gas_Boiler_E6 | F1 | Commercial | Grocery (ID) | New | Space Heating | Natural Gas | Boiler | E6 | RVT - Cost of Equipment | 0 | 0 | 0 | 0 | 0 | 0 | 0 | 0 | 0 | 0 | 0 | 0 | 0 | 0 | 0 | 0 | 0 | 0 | 0 | 0 | 0 | 0 | 0 | 0 | 0 | 0 | 0
F1_Commercial_Grocery (ID)_New_Space Heating_Natural Gas_Boiler_E7 | F1 | Commercial | Grocery (ID) | New | Space Heating | Natural Gas | Boiler | E7 | RVT - Cost of Equipment | 0 | 0 | 0 | 0 | 0 | 0 | 0 | 0 | 0 | 0 | 0 | 0 | 0 | 0 | 0 | 0 | 0 | 0 | 0 | 0 | 0 | 0 | 0 | 0 | 0 | 0 | 0
F1_Commercial_Grocery (ID)_New_Space Heating_Natural Gas_Boiler_E8 | F1 | Commercial | Grocery (ID) | New | Space Heating | Natural Gas | Boiler | E8 | RVT - Cost of Equipment | 0 | 0 | 0 | 0 | 0 | 0 | 0 | 0 | 0 | 0 | 0 | 0 | 0 | 0 | 0 | 0 | 0 | 0 | 0 | 0 | 0 | 0 | 0 | 0 | 0 | 0 | 0
F1_Commercial_Grocery (ID)_New_Space Heating_Natural Gas_Boiler_E9 | F1 | Commercial | Grocery (ID) | New | Space Heating | Natural Gas | Boiler | E9 | RVT - Cost of Equipment | 0 | 0 | 0 | 0 | 0 | 0 | 0 | 0 | 0 | 0 | 0 | 0 | 0 | 0 | 0 | 0 | 0 | 0 | 0 | 0 | 0 | 0 | 0 | 0 | 0 | 0 | 0
F1_Commercial_Grocery (ID)_New_Space Heating_Natural Gas_Boiler_E10 | F1 | Commercial | Grocery (ID) | New | Space Heating | Natural Gas | Boiler | E10 | RVT - Cost of Equipment | 0 | 0 | 0 | 0 | 0 | 0 | 0 | 0 | 0 | 0 | 0 | 0 | 0 | 0 | 0 | 0 | 0 | 0 | 0 | 0 | 0 | 0 | 0 | 0 | 0 | 0 | 0
F2_Commercial_Grocery (ID)_New_Space Heating_Natural Gas_Boiler_E1 | F2 | Commercial | Grocery (ID) | New | Space Heating | Natural Gas | Boiler | E1 | RVT - Cost of Operation | 0.9221 | 0.9332 | 0.94788 | 0.9639 | 0.98136 | 1.006 | 1.0307 | 1.0565 | 1.0803 | 1.1039 | 1.1301 | 1.1542 | 1.1804 | 1.207 | 1.2319 | 1.2562 | 1.2789 | 1.302 | 1.3259 | 1.3501 | 1.3745 | 1.4041 | 1.4373 | 1.4672 | 1.4974 | 1.5204 | 1.5412
F2_Commercial_Grocery (ID)_New_Space Heating_Natural Gas_Boiler_E2 | F2 | Commercial | Grocery (ID) | New | Space Heating | Natural Gas | Boiler | E2 | RVT - Cost of Operation | 0.86787 | 0.87832 | 0.89213 | 0.90721 | 0.92365 | 0.94686 | 0.9701 | 0.9944 | 1.0168 | 1.039 | 1.0636 | 1.0863 | 1.1109 | 1.136 | 1.1594 | 1.1823 | 1.2037 | 1.2254 | 1.2479 | 1.2707 | 1.2937 | 1.3215 | 1.3528 | 1.3809 | 1.4093 | 1.431 | 1.4505
F2_Commercial_Grocery (ID)_New_Space Heating_Natural Gas_Boiler_E3 | F2 | Commercial | Grocery (ID) | New | Space Heating | Natural Gas | Boiler | E3 | RVT - Cost of Operation | 0.76051 | 0.76967 | 0.78177 | 0.79498 | 0.80939 | 0.82973 | 0.85009 | 0.87139 | 0.89101 | 0.91048 | 0.93202 | 0.95194 | 0.97351 | 0.99551 | 1.016 | 1.0361 | 1.0548 | 1.0738 | 1.0935 | 1.1135 | 1.1336 | 1.158 | 1.1854 | 1.2101 | 1.235 | 1.254 | 1.2711
F2_Commercial_Grocery (ID)_New_Space Heating_Natural Gas_Boiler_E4 | F2 | Commercial | Grocery (ID) | New | Space Heating | Natural Gas | Boiler | E4 | RVT - Cost of Operation | 0.48045 | 0.48445 | 0.49109 | 0.49877 | 0.50757 | 0.5219 | 0.53612 | 0.55098 | 0.56403 | 0.57669 | 0.59104 | 0.60357 | 0.61753 | 0.6319 | 0.6447 | 0.65698 | 0.6678 | 0.67885 | 0.6903 | 0.70189 | 0.71348 | 0.72904 | 0.74749 | 0.76336 | 0.77956 | 0.79611 | 0.813
F2_Commercial_Grocery (ID)_New_Space Heating_Natural Gas_Boiler_E5 | F2 | Commercial | Grocery (ID) | New | Space Heating | Natural Gas | Boiler | E5 | RVT - Cost of Operation | 0 | 0 | 0 | 0 | 0 | 0 | 0 | 0 | 0 | 0 | 0 | 0 | 0 | 0 | 0 | 0 | 0 | 0 | 0 | 0 | 0 | 0 | 0 | 0 | 0 | 0 | 0
F2_Commercial_Grocery (ID)_New_Space Heating_Natural Gas_Boiler_E6 | F2 | Commercial | Grocery (ID) | New | Space Heating | Natural Gas | Boiler | E6 | RVT - Cost of Operation | 0 | 0 | 0 | 0 | 0 | 0 | 0 | 0 | 0 | 0 | 0 | 0 | 0 | 0 | 0 | 0 | 0 | 0 | 0 | 0 | 0 | 0 | 0 | 0 | 0 | 0 | 0
F2_Commercial_Grocery (ID)_New_Space Heating_Natural Gas_Boiler_E7 | F2 | Commercial | Grocery (ID) | New | Space Heating | Natural Gas | Boiler | E7 | RVT - Cost of Operation | 0 | 0 | 0 | 0 | 0 | 0 | 0 | 0 | 0 | 0 | 0 | 0 | 0 | 0 | 0 | 0 | 0 | 0 | 0 | 0 | 0 | 0 | 0 | 0 | 0 | 0 | 0
F2_Commercial_Grocery (ID)_New_Space Heating_Natural Gas_Boiler_E8 | F2 | Commercial | Grocery (ID) | New | Space Heating | Natural Gas | Boiler | E8 | RVT - Cost of Operation | 0 | 0 | 0 | 0 | 0 | 0 | 0 | 0 | 0 | 0 | 0 | 0 | 0 | 0 | 0 | 0 | 0 | 0 | 0 | 0 | 0 | 0 | 0 | 0 | 0 | 0 | 0
F2_Commercial_Grocery (ID)_New_Space Heating_Natural Gas_Boiler_E9 | F2 | Commercial | Grocery (ID) | New | Space Heating | Natural Gas | Boiler | E9 | RVT - Cost of Operation | 0 | 0 | 0 | 0 | 0 | 0 | 0 | 0 | 0 | 0 | 0 | 0 | 0 | 0 | 0 | 0 | 0 | 0 | 0 | 0 | 0 | 0 | 0 | 0 | 0 | 0 | 0
F2_Commercial_Grocery (ID)_New_Space Heating_Natural Gas_Boiler_E10 | F2 | Commercial | Grocery (ID) | New | Space Heating | Natural Gas | Boiler | E10 | RVT - Cost of Operation | 0 | 0 | 0 | 0 | 0 | 0 | 0 | 0 | 0 | 0 | 0 | 0 | 0 | 0 | 0 | 0 | 0 | 0 | 0 | 0 | 0 | 0 | 0 | 0 | 0 | 0 | 0
F3_Commercial_Grocery (ID)_New_Space Heating_Natural Gas_Boiler_E1 | F3 | Commercial | Grocery (ID) | New | Space Heating | Natural Gas | Boiler | E1 | System - kBTUs of Consumption | 181.4409 | 181.2086 | 181.2086 | 181.2086 | 181.2086 | 181.2086 | 181.2086 | 181.2086 | 181.2086 | 181.2086 | 181.2086 | 181.2086 | 181.2086 | 181.2086 | 181.2086 | 181.2086 | 181.2086 | 181.2086 | 181.2086 | 181.2086 | 181.2086 | 181.2086 | 181.2086 | 181.2086 | 181.2086 | 178.9715 | 176.175
F3_Commercial_Grocery (ID)_New_Space Heating_Natural Gas_Boiler_E2 | F3 | Commercial | Grocery (ID) | New | Space Heating | Natural Gas | Boiler | E2 | System - kBTUs of Consumption | 170.7701 | 170.5515 | 170.5515 | 170.5515 | 170.5515 | 170.5515 | 170.5515 | 170.5515 | 170.5515 | 170.5515 | 170.5515 | 170.5515 | 170.5515 | 170.5515 | 170.5515 | 170.5515 | 170.5515 | 170.5515 | 170.5515 | 170.5515 | 170.5515 | 170.5515 | 170.5515 | 170.5515 | 170.5515 | 168.4459 | 165.8139
F3_Commercial_Grocery (ID)_New_Space Heating_Natural Gas_Boiler_E3 | F3 | Commercial | Grocery (ID) | New | Space Heating | Natural Gas | Boiler | E3 | System - kBTUs of Consumption | 149.645 | 149.4534 | 149.4534 | 149.4534 | 149.4534 | 149.4534 | 149.4534 | 149.4534 | 149.4534 | 149.4534 | 149.4534 | 149.4534 | 149.4534 | 149.4534 | 149.4534 | 149.4534 | 149.4534 | 149.4534 | 149.4534 | 149.4534 | 149.4534 | 149.4534 | 149.4534 | 149.4534 | 149.4534 | 147.6083 | 145.3019
F3_Commercial_Grocery (ID)_New_Space Heating_Natural Gas_Boiler_E4 | F3 | Commercial | Grocery (ID) | New | Space Heating | Natural Gas | Boiler | E4 | System - kBTUs of Consumption | 105.7308 | 105.4653 | 105.4653 | 105.4653 | 105.4653 | 105.4653 | 105.4653 | 105.4653 | 105.4653 | 105.4653 | 105.4653 | 105.4653 | 105.4653 | 105.4653 | 105.4653 | 105.4653 | 105.4653 | 105.4653 | 105.4653 | 105.4653 | 105.4653 | 105.4653 | 105.4653 | 105.4653 | 105.4653 | 105.4653 | 105.4653
F3_Commercial_Grocery (ID)_New_Space Heating_Natural Gas_Boiler_E5 | F3 | Commercial | Grocery (ID) | New | Space Heating | Natural Gas | Boiler | E5 | System - kBTUs of Consumption | 0 | 0 | 0 | 0 | 0 | 0 | 0 | 0 | 0 | 0 | 0 | 0 | 0 | 0 | 0 | 0 | 0 | 0 | 0 | 0 | 0 | 0 | 0 | 0 | 0 | 0 | 0
F3_Commercial_Grocery (ID)_New_Space Heating_Natural Gas_Boiler_E6 | F3 | Commercial | Grocery (ID) | New | Space Heating | Natural Gas | Boiler | E6 | System - kBTUs of Consumption | 0 | 0 | 0 | 0 | 0 | 0 | 0 | 0 | 0 | 0 | 0 | 0 | 0 | 0 | 0 | 0 | 0 | 0 | 0 | 0 | 0 | 0 | 0 | 0 | 0 | 0 | 0
F3_Commercial_Grocery (ID)_New_Space Heating_Natural Gas_Boiler_E7 | F3 | Commercial | Grocery (ID) | New | Space Heating | Natural Gas | Boiler | E7 | System - kBTUs of Consumption | 0 | 0 | 0 | 0 | 0 | 0 | 0 | 0 | 0 | 0 | 0 | 0 | 0 | 0 | 0 | 0 | 0 | 0 | 0 | 0 | 0 | 0 | 0 | 0 | 0 | 0 | 0
F3_Commercial_Grocery (ID)_New_Space Heating_Natural Gas_Boiler_E8 | F3 | Commercial | Grocery (ID) | New | Space Heating | Natural Gas | Boiler | E8 | System - kBTUs of Consumption | 0 | 0 | 0 | 0 | 0 | 0 | 0 | 0 | 0 | 0 | 0 | 0 | 0 | 0 | 0 | 0 | 0 | 0 | 0 | 0 | 0 | 0 | 0 | 0 | 0 | 0 | 0
F3_Commercial_Grocery (ID)_New_Space Heating_Natural Gas_Boiler_E9 | F3 | Commercial | Grocery (ID) | New | Space Heating | Natural Gas | Boiler | E9 | System - kBTUs of Consumption | 0 | 0 | 0 | 0 | 0 | 0 | 0 | 0 | 0 | 0 | 0 | 0 | 0 | 0 | 0 | 0 | 0 | 0 | 0 | 0 | 0 | 0 | 0 | 0 | 0 | 0 | 0
F3_Commercial_Grocery (ID)_New_Space Heating_Natural Gas_Boiler_E10 | F3 | Commercial | Grocery (ID) | New | Space Heating | Natural Gas | Boiler | E10 | System - kBTUs of Consumption | 0 | 0 | 0 | 0 | 0 | 0 | 0 | 0 | 0 | 0 | 0 | 0 | 0 | 0 | 0 | 0 | 0 | 0 | 0 | 0 | 0 | 0 | 0 | 0 | 0 | 0 | 0
F4_Commercial_Grocery (ID)_New_Space Heating_Natural Gas_Boiler_E1 | F4 | Commercial | Grocery (ID) | New | Space Heating | Natural Gas | Boiler | E1 | Utility - Cost of Equipment | 0.14092 | 0.14092 | 0.14092 | 0.14092 | 0.14092 | 0.14092 | 0.14092 | 0.14092 | 0.14092 | 0.14092 | 0.14092 | 0.14092 | 0.14092 | 0.14092 | 0.14092 | 0.14092 | 0.14092 | 0.14092 | 0.14092 | 0.14092 | 0.14092 | 0.14092 | 0.14092 | 0.14092 | 0.14092 | 0.14092 | 0.14092
F4_Commercial_Grocery (ID)_New_Space Heating_Natural Gas_Boiler_E2 | F4 | Commercial | Grocery (ID) | New | Space Heating | Natural Gas | Boiler | E2 | Utility - Cost of Equipment | 0.14683 | 0.14683 | 0.14683 | 0.14683 | 0.14683 | 0.14683 | 0.14683 | 0.14683 | 0.14683 | 0.14683 | 0.14683 | 0.14683 | 0.14683 | 0.14683 | 0.14683 | 0.14683 | 0.14683 | 0.14683 | 0.14683 | 0.14683 | 0.14683 | 0.14683 | 0.14683 | 0.14683 | 0.14683 | 0.14683 | 0.14683
F4_Commercial_Grocery (ID)_New_Space Heating_Natural Gas_Boiler_E3 | F4 | Commercial | Grocery (ID) | New | Space Heating | Natural Gas | Boiler | E3 | Utility - Cost of Equipment | 0.13707 | 0.13707 | 0.13707 | 0.13707 | 0.13707 | 0.13707 | 0.13707 | 0.13707 | 0.13707 | 0.13707 | 0.13707 | 0.13707 | 0.13707 | 0.13707 | 0.13707 | 0.13707 | 0.13707 | 0.13707 | 0.13707 | 0.13707 | 0.13707 | 0.13707 | 0.13707 | 0.13707 | 0.13707 | 0.13707 | 0.13707
F4_Commercial_Grocery (ID)_New_Space Heating_Natural Gas_Boiler_E4 | F4 | Commercial | Grocery (ID) | New | Space Heating | Natural Gas | Boiler | E4 | Utility - Cost of Equipment | 1.1304 | 1.1304 | 1.1304 | 1.1304 | 1.1304 | 1.1304 | 1.1304 | 1.1304 | 1.1304 | 1.1304 | 1.1304 | 1.1304 | 1.1304 | 1.1304 | 1.1304 | 1.1304 | 1.1304 | 1.1304 | 1.1304 | 1.1304 | 1.1304 | 1.1304 | 1.1304 | 1.1304 | 1.1304 | 1.1304 | 1.1304
F4_Commercial_Grocery (ID)_New_Space Heating_Natural Gas_Boiler_E5 | F4 | Commercial | Grocery (ID) | New | Space Heating | Natural Gas | Boiler | E5 | Utility - Cost of Equipment | 0 | 0 | 0 | 0 | 0 | 0 | 0 | 0 | 0 | 0 | 0 | 0 | 0 | 0 | 0 | 0 | 0 | 0 | 0 | 0 | 0 | 0 | 0 | 0 | 0 | 0 | 0
F4_Commercial_Grocery (ID)_New_Space Heating_Natural Gas_Boiler_E6 | F4 | Commercial | Grocery (ID) | New | Space Heating | Natural Gas | Boiler | E6 | Utility - Cost of Equipment | 0 | 0 | 0 | 0 | 0 | 0 | 0 | 0 | 0 | 0 | 0 | 0 | 0 | 0 | 0 | 0 | 0 | 0 | 0 | 0 | 0 | 0 | 0 | 0 | 0 | 0 | 0
F4_Commercial_Grocery (ID)_New_Space Heating_Natural Gas_Boiler_E7 | F4 | Commercial | Grocery (ID) | New | Space Heating | Natural Gas | Boiler | E7 | Utility - Cost of Equipment | 0 | 0 | 0 | 0 | 0 | 0 | 0 | 0 | 0 | 0 | 0 | 0 | 0 | 0 | 0 | 0 | 0 | 0 | 0 | 0 | 0 | 0 | 0 | 0 | 0 | 0 | 0
F4_Commercial_Grocery (ID)_New_Space Heating_Natural Gas_Boiler_E8 | F4 | Commercial | Grocery (ID) | New | Space Heating | Natural Gas | Boiler | E8 | Utility - Cost of Equipment | 0 | 0 | 0 | 0 | 0 | 0 | 0 | 0 | 0 | 0 | 0 | 0 | 0 | 0 | 0 | 0 | 0 | 0 | 0 | 0 | 0 | 0 | 0 | 0 | 0 | 0 | 0
F4_Commercial_Grocery (ID)_New_Space Heating_Natural Gas_Boiler_E9 | F4 | Commercial | Grocery (ID) | New | Space Heating | Natural Gas | Boiler | E9 | Utility - Cost of Equipment | 0 | 0 | 0 | 0 | 0 | 0 | 0 | 0 | 0 | 0 | 0 | 0 | 0 | 0 | 0 | 0 | 0 | 0 | 0 | 0 | 0 | 0 | 0 | 0 | 0 | 0 | 0
F4_Commercial_Grocery (ID)_New_Space Heating_Natural Gas_Boiler_E10 | F4 | Commercial | Grocery (ID) | New | Space Heating | Natural Gas | Boiler | E10 | Utility - Cost of Equipment | 0 | 0 | 0 | 0 | 0 | 0 | 0 | 0 | 0 | 0 | 0 | 0 | 0 | 0 | 0 | 0 | 0 | 0 | 0 | 0 | 0 | 0 | 0 | 0 | 0 | 0 | 0
F5_Commercial_Grocery (ID)_New_Space Heating_Natural Gas_Boiler_E1 | F5 | Commercial | Grocery (ID) | New | Space Heating | Natural Gas | Boiler | E1 | Utility - Cost of Operation | 0.81338 | 0.82757 | 0.84511 | 0.86417 | 0.88488 | 0.91205 | 0.93975 | 0.96891 | 0.99697 | 1.0255 | 1.0515 | 1.076 | 1.1024 | 1.1296 | 1.1553 | 1.1807 | 1.2049 | 1.2298 | 1.2556 | 1.2821 | 1.3091 | 1.3372 | 1.3689 | 1.3973 | 1.4261 | 1.448 | 1.4678
F5_Commercial_Grocery (ID)_New_Space Heating_Natural Gas_Boiler_E2 | F5 | Commercial | Grocery (ID) | New | Space Heating | Natural Gas | Boiler | E2 | Utility - Cost of Operation | 0.76554 | 0.7789 | 0.7954 | 0.81335 | 0.83284 | 0.85841 | 0.88448 | 0.91193 | 0.93833 | 0.96517 | 0.9897 | 1.0127 | 1.0376 | 1.0631 | 1.0873 | 1.1113 | 1.134 | 1.1575 | 1.1818 | 1.2067 | 1.2321 | 1.2586 | 1.2884 | 1.3151 | 1.3422 | 1.3629 | 1.3815
F5_Commercial_Grocery (ID)_New_Space Heating_Natural Gas_Boiler_E3 | F5 | Commercial | Grocery (ID) | New | Space Heating | Natural Gas | Boiler | E3 | Utility - Cost of Operation | 0.67084 | 0.68254 | 0.69701 | 0.71273 | 0.72981 | 0.75222 | 0.77506 | 0.79912 | 0.82226 | 0.84578 | 0.86727 | 0.88744 | 0.90925 | 0.93163 | 0.9528 | 0.97381 | 0.99376 | 1.0143 | 1.0356 | 1.0574 | 1.0797 | 1.1029 | 1.129 | 1.1525 | 1.1762 | 1.1943 | 1.2106
F5_Commercial_Grocery (ID)_New_Space Heating_Natural Gas_Boiler_E4 | F5 | Commercial | Grocery (ID) | New | Space Heating | Natural Gas | Boiler | E4 | Utility - Cost of Operation | 0.41161 | 0.41759 | 0.42608 | 0.43576 | 0.44674 | 0.46272 | 0.47902 | 0.49633 | 0.51263 | 0.52914 | 0.5436 | 0.55667 | 0.57117 | 0.58621 | 0.59998 | 0.61346 | 0.6258 | 0.63854 | 0.65187 | 0.66556 | 0.67951 | 0.69433 | 0.7119 | 0.72701 | 0.74244 | 0.7582 | 0.77429
F5_Commercial_Grocery (ID)_New_Space Heating_Natural Gas_Boiler_E5 | F5 | Commercial | Grocery (ID) | New | Space Heating | Natural Gas | Boiler | E5 | Utility - Cost of Operation | 0 | 0 | 0 | 0 | 0 | 0 | 0 | 0 | 0 | 0 | 0 | 0 | 0 | 0 | 0 | 0 | 0 | 0 | 0 | 0 | 0 | 0 | 0 | 0 | 0 | 0 | 0
F5_Commercial_Grocery (ID)_New_Space Heating_Natural Gas_Boiler_E6 | F5 | Commercial | Grocery (ID) | New | Space Heating | Natural Gas | Boiler | E6 | Utility - Cost of Operation | 0 | 0 | 0 | 0 | 0 | 0 | 0 | 0 | 0 | 0 | 0 | 0 | 0 | 0 | 0 | 0 | 0 | 0 | 0 | 0 | 0 | 0 | 0 | 0 | 0 | 0 | 0
F5_Commercial_Grocery (ID)_New_Space Heating_Natural Gas_Boiler_E7 | F5 | Commercial | Grocery (ID) | New | Space Heating | Natural Gas | Boiler | E7 | Utility - Cost of Operation | 0 | 0 | 0 | 0 | 0 | 0 | 0 | 0 | 0 | 0 | 0 | 0 | 0 | 0 | 0 | 0 | 0 | 0 | 0 | 0 | 0 | 0 | 0 | 0 | 0 | 0 | 0
F5_Commercial_Grocery (ID)_New_Space Heating_Natural Gas_Boiler_E8 | F5 | Commercial | Grocery (ID) | New | Space Heating | Natural Gas | Boiler | E8 | Utility - Cost of Operation | 0 | 0 | 0 | 0 | 0 | 0 | 0 | 0 | 0 | 0 | 0 | 0 | 0 | 0 | 0 | 0 | 0 | 0 | 0 | 0 | 0 | 0 | 0 | 0 | 0 | 0 | 0
F5_Commercial_Grocery (ID)_New_Space Heating_Natural Gas_Boiler_E9 | F5 | Commercial | Grocery (ID) | New | Space Heating | Natural Gas | Boiler | E9 | Utility - Cost of Operation | 0 | 0 | 0 | 0 | 0 | 0 | 0 | 0 | 0 | 0 | 0 | 0 | 0 | 0 | 0 | 0 | 0 | 0 | 0 | 0 | 0 | 0 | 0 | 0 | 0 | 0 | 0
F5_Commercial_Grocery (ID)_New_Space Heating_Natural Gas_Boiler_E10 | F5 | Commercial | Grocery (ID) | New | Space Heating | Natural Gas | Boiler | E10 | Utility - Cost of Operation | 0 | 0 | 0 | 0 | 0 | 0 | 0 | 0 | 0 | 0 | 0 | 0 | 0 | 0 | 0 | 0 | 0 | 0 | 0 | 0 | 0 | 0 | 0 | 0 | 0 | 0 | 0
F6_Commercial_Grocery (ID)_New_Space Heating_Natural Gas_Boiler_E1 | F6 | Commercial | Grocery (ID) | New | Space Heating | Natural Gas | Boiler | E1 | Utility - Value of Sales | 0.9221 | 0.9332 | 0.94788 | 0.9639 | 0.98136 | 1.006 | 1.0307 | 1.0565 | 1.0803 | 1.1039 | 1.1301 | 1.1542 | 1.1804 | 1.207 | 1.2319 | 1.2562 | 1.2789 | 1.302 | 1.3259 | 1.3501 | 1.3745 | 1.4041 | 1.4373 | 1.4672 | 1.4974 | 1.5204 | 1.5412
F6_Commercial_Grocery (ID)_New_Space Heating_Natural Gas_Boiler_E2 | F6 | Commercial | Grocery (ID) | New | Space Heating | Natural Gas | Boiler | E2 | Utility - Value of Sales | 0.86787 | 0.87832 | 0.89213 | 0.90721 | 0.92365 | 0.94686 | 0.9701 | 0.9944 | 1.0168 | 1.039 | 1.0636 | 1.0863 | 1.1109 | 1.136 | 1.1594 | 1.1823 | 1.2037 | 1.2254 | 1.2479 | 1.2707 | 1.2937 | 1.3215 | 1.3528 | 1.3809 | 1.4093 | 1.431 | 1.4505
F6_Commercial_Grocery (ID)_New_Space Heating_Natural Gas_Boiler_E3 | F6 | Commercial | Grocery (ID) | New | Space Heating | Natural Gas | Boiler | E3 | Utility - Value of Sales | 0.76051 | 0.76967 | 0.78177 | 0.79498 | 0.80939 | 0.82973 | 0.85009 | 0.87139 | 0.89101 | 0.91048 | 0.93202 | 0.95194 | 0.97351 | 0.99551 | 1.016 | 1.0361 | 1.0548 | 1.0738 | 1.0935 | 1.1135 | 1.1336 | 1.158 | 1.1854 | 1.2101 | 1.235 | 1.254 | 1.2711
F6_Commercial_Grocery (ID)_New_Space Heating_Natural Gas_Boiler_E4 | F6 | Commercial | Grocery (ID) | New | Space Heating | Natural Gas | Boiler | E4 | Utility - Value of Sales | 0.48045 | 0.48445 | 0.49109 | 0.49877 | 0.50757 | 0.5219 | 0.53612 | 0.55098 | 0.56403 | 0.57669 | 0.59104 | 0.60357 | 0.61753 | 0.6319 | 0.6447 | 0.65698 | 0.6678 | 0.67885 | 0.6903 | 0.70189 | 0.71348 | 0.72904 | 0.74749 | 0.76336 | 0.77956 | 0.79611 | 0.813
F6_Commercial_Grocery (ID)_New_Space Heating_Natural Gas_Boiler_E5 | F6 | Commercial | Grocery (ID) | New | Space Heating | Natural Gas | Boiler | E5 | Utility - Value of Sales | 0 | 0 | 0 | 0 | 0 | 0 | 0 | 0 | 0 | 0 | 0 | 0 | 0 | 0 | 0 | 0 | 0 | 0 | 0 | 0 | 0 | 0 | 0 | 0 | 0 | 0 | 0
F6_Commercial_Grocery (ID)_New_Space Heating_Natural Gas_Boiler_E6 | F6 | Commercial | Grocery (ID) | New | Space Heating | Natural Gas | Boiler | E6 | Utility - Value of Sales | 0 | 0 | 0 | 0 | 0 | 0 | 0 | 0 | 0 | 0 | 0 | 0 | 0 | 0 | 0 | 0 | 0 | 0 | 0 | 0 | 0 | 0 | 0 | 0 | 0 | 0 | 0
F6_Commercial_Grocery (ID)_New_Space Heating_Natural Gas_Boiler_E7 | F6 | Commercial | Grocery (ID) | New | Space Heating | Natural Gas | Boiler | E7 | Utility - Value of Sales | 0 | 0 | 0 | 0 | 0 | 0 | 0 | 0 | 0 | 0 | 0 | 0 | 0 | 0 | 0 | 0 | 0 | 0 | 0 | 0 | 0 | 0 | 0 | 0 | 0 | 0 | 0
F6_Commercial_Grocery (ID)_New_Space Heating_Natural Gas_Boiler_E8 | F6 | Commercial | Grocery (ID) | New | Space Heating | Natural Gas | Boiler | E8 | Utility - Value of Sales | 0 | 0 | 0 | 0 | 0 | 0 | 0 | 0 | 0 | 0 | 0 | 0 | 0 | 0 | 0 | 0 | 0 | 0 | 0 | 0 | 0 | 0 | 0 | 0 | 0 | 0 | 0
F6_Commercial_Grocery (ID)_New_Space Heating_Natural Gas_Boiler_E9 | F6 | Commercial | Grocery (ID) | New | Space Heating | Natural Gas | Boiler | E9 | Utility - Value of Sales | 0 | 0 | 0 | 0 | 0 | 0 | 0 | 0 | 0 | 0 | 0 | 0 | 0 | 0 | 0 | 0 | 0 | 0 | 0 | 0 | 0 | 0 | 0 | 0 | 0 | 0 | 0
F6_Commercial_Grocery (ID)_New_Space Heating_Natural Gas_Boiler_E10 | F6 | Commercial | Grocery (ID) | New | Space Heating | Natural Gas | Boiler | E10 | Utility - Value of Sales | 0 | 0 | 0 | 0 | 0 | 0 | 0 | 0 | 0 | 0 | 0 | 0 | 0 | 0 | 0 | 0 | 0 | 0 | 0 | 0 | 0 | 0 | 0 | 0 | 0 | 0 | 0
F1_Commercial_Grocery (ID)_New_Space Heating_Natural Gas_Unit Heater_E1 | F1 | Commercial | Grocery (ID) | New | Space Heating | Natural Gas | Unit Heater | E1 | RVT - Cost of Equipment | 0.0009015 | 0.0009015 | 0.0009015 | 0.0009015 | 0.0009015 | 0.0009015 | 0.0009015 | 0.0009015 | 0.0009015 | 0.0009015 | 0.0009015 | 0.0009015 | 0.0009015 | 0.0009015 | 0.0009015 | 0.0009015 | 0.0009015 | 0.0009015 | 0.0009015 | 0.0009015 | 0.0009015 | 0.0009015 | 0.0009015 | 0.0009015 | 0.0009015 | 0.0009015 | 0.0009015
F1_Commercial_Grocery (ID)_New_Space Heating_Natural Gas_Unit Heater_E2 | F1 | Commercial | Grocery (ID) | New | Space Heating | Natural Gas | Unit Heater | E2 | RVT - Cost of Equipment | 0.0019771 | 0.0019771 | 0.0019771 | 0.0019771 | 0.0019771 | 0.0019771 | 0.0019771 | 0.0019771 | 0.0019771 | 0.0019771 | 0.0019771 | 0.0019771 | 0.0019771 | 0.0019771 | 0.0019771 | 0.0019771 | 0.0019771 | 0.0019771 | 0.0019771 | 0.0019771 | 0.0019771 | 0.0019771 | 0.0019771 | 0.0019771 | 0.0019771 | 0.0019771 | 0.0019771
F1_Commercial_Grocery (ID)_New_Space Heating_Natural Gas_Unit Heater_E3 | F1 | Commercial | Grocery (ID) | New | Space Heating | Natural Gas | Unit Heater | E3 | RVT - Cost of Equipment | 0.0012538 | 0.0012538 | 0.0012538 | 0.0012538 | 0.0012538 | 0.0012538 | 0.0012538 | 0.0012538 | 0.0012538 | 0.0012538 | 0.0012538 | 0.0012538 | 0.0012538 | 0.0012538 | 0.0012538 | 0.0012538 | 0.0012538 | 0.0012538 | 0.0012538 | 0.0012538 | 0.0012538 | 0.0012538 | 0.0012538 | 0.0012538 | 0.0012538 | 0.0012538 | 0.0012538
F1_Commercial_Grocery (ID)_New_Space Heating_Natural Gas_Unit Heater_E4 | F1 | Commercial | Grocery (ID) | New | Space Heating | Natural Gas | Unit Heater | E4 | RVT - Cost of Equipment | 0 | 0 | 0 | 0 | 0 | 0 | 0 | 0 | 0 | 0 | 0 | 0 | 0 | 0 | 0 | 0 | 0 | 0 | 0 | 0 | 0 | 0 | 0 | 0 | 0 | 0 | 0
F1_Commercial_Grocery (ID)_New_Space Heating_Natural Gas_Unit Heater_E5 | F1 | Commercial | Grocery (ID) | New | Space Heating | Natural Gas | Unit Heater | E5 | RVT - Cost of Equipment | 0 | 0 | 0 | 0 | 0 | 0 | 0 | 0 | 0 | 0 | 0 | 0 | 0 | 0 | 0 | 0 | 0 | 0 | 0 | 0 | 0 | 0 | 0 | 0 | 0 | 0 | 0
F1_Commercial_Grocery (ID)_New_Space Heating_Natural Gas_Unit Heater_E6 | F1 | Commercial | Grocery (ID) | New | Space Heating | Natural Gas | Unit Heater | E6 | RVT - Cost of Equipment | 0 | 0 | 0 | 0 | 0 | 0 | 0 | 0 | 0 | 0 | 0 | 0 | 0 | 0 | 0 | 0 | 0 | 0 | 0 | 0 | 0 | 0 | 0 | 0 | 0 | 0 | 0
F1_Commercial_Grocery (ID)_New_Space Heating_Natural Gas_Unit Heater_E7 | F1 | Commercial | Grocery (ID) | New | Space Heating | Natural Gas | Unit Heater | E7 | RVT - Cost of Equipment | 0 | 0 | 0 | 0 | 0 | 0 | 0 | 0 | 0 | 0 | 0 | 0 | 0 | 0 | 0 | 0 | 0 | 0 | 0 | 0 | 0 | 0 | 0 | 0 | 0 | 0 | 0
F1_Commercial_Grocery (ID)_New_Space Heating_Natural Gas_Unit Heater_E8 | F1 | Commercial | Grocery (ID) | New | Space Heating | Natural Gas | Unit Heater | E8 | RVT - Cost of Equipment | 0 | 0 | 0 | 0 | 0 | 0 | 0 | 0 | 0 | 0 | 0 | 0 | 0 | 0 | 0 | 0 | 0 | 0 | 0 | 0 | 0 | 0 | 0 | 0 | 0 | 0 | 0
F1_Commercial_Grocery (ID)_New_Space Heating_Natural Gas_Unit Heater_E9 | F1 | Commercial | Grocery (ID) | New | Space Heating | Natural Gas | Unit Heater | E9 | RVT - Cost of Equipment | 0 | 0 | 0 | 0 | 0 | 0 | 0 | 0 | 0 | 0 | 0 | 0 | 0 | 0 | 0 | 0 | 0 | 0 | 0 | 0 | 0 | 0 | 0 | 0 | 0 | 0 | 0
F1_Commercial_Grocery (ID)_New_Space Heating_Natural Gas_Unit Heater_E10 | F1 | Commercial | Grocery (ID) | New | Space Heating | Natural Gas | Unit Heater | E10 | RVT - Cost of Equipment | 0 | 0 | 0 | 0 | 0 | 0 | 0 | 0 | 0 | 0 | 0 | 0 | 0 | 0 | 0 | 0 | 0 | 0 | 0 | 0 | 0 | 0 | 0 | 0 | 0 | 0 | 0
F2_Commercial_Grocery (ID)_New_Space Heating_Natural Gas_Unit Heater_E1 | F2 | Commercial | Grocery (ID) | New | Space Heating | Natural Gas | Unit Heater | E1 | RVT - Cost of Operation | 0.14326 | 0.14476 | 0.14692 | 0.1493 | 0.15193 | 0.15589 | 0.15981 | 0.16394 | 0.16768 | 0.17137 | 0.17552 | 0.17928 | 0.1834 | 0.18761 | 0.19144 | 0.19516 | 0.19853 | 0.20197 | 0.20553 | 0.20914 | 0.21277 | 0.21739 | 0.22273 | 0.22746 | 0.23229 | 0.23722 | 0.24226
F2_Commercial_Grocery (ID)_New_Space Heating_Natural Gas_Unit Heater_E2 | F2 | Commercial | Grocery (ID) | New | Space Heating | Natural Gas | Unit Heater | E2 | RVT - Cost of Operation | 0.12742 | 0.12876 | 0.13068 | 0.13279 | 0.13513 | 0.13865 | 0.14214 | 0.14581 | 0.14914 | 0.15242 | 0.15611 | 0.15946 | 0.16312 | 0.16686 | 0.17027 | 0.17358 | 0.17658 | 0.17964 | 0.18281 | 0.18602 | 0.18924 | 0.19335 | 0.19811 | 0.20231 | 0.2066 | 0.21099 | 0.21547
F2_Commercial_Grocery (ID)_New_Space Heating_Natural Gas_Unit Heater_E3 | F2 | Commercial | Grocery (ID) | New | Space Heating | Natural Gas | Unit Heater | E3 | RVT - Cost of Operation | 0.12174 | 0.12275 | 0.12444 | 0.12638 | 0.12861 | 0.13224 | 0.13584 | 0.13961 | 0.14292 | 0.14613 | 0.14976 | 0.15294 | 0.15647 | 0.16012 | 0.16336 | 0.16647 | 0.16921 | 0.17201 | 0.17491 | 0.17785 | 0.18079 | 0.18473 | 0.1894 | 0.19342 | 0.19753 | 0.20172 | 0.206
F2_Commercial_Grocery (ID)_New_Space Heating_Natural Gas_Unit Heater_E4 | F2 | Commercial | Grocery (ID) | New | Space Heating | Natural Gas | Unit Heater | E4 | RVT - Cost of Operation | 0 | 0 | 0 | 0 | 0 | 0 | 0 | 0 | 0 | 0 | 0 | 0 | 0 | 0 | 0 | 0 | 0 | 0 | 0 | 0 | 0 | 0 | 0 | 0 | 0 | 0 | 0
F2_Commercial_Grocery (ID)_New_Space Heating_Natural Gas_Unit Heater_E5 | F2 | Commercial | Grocery (ID) | New | Space Heating | Natural Gas | Unit Heater | E5 | RVT - Cost of Operation | 0 | 0 | 0 | 0 | 0 | 0 | 0 | 0 | 0 | 0 | 0 | 0 | 0 | 0 | 0 | 0 | 0 | 0 | 0 | 0 | 0 | 0 | 0 | 0 | 0 | 0 | 0
F2_Commercial_Grocery (ID)_New_Space Heating_Natural Gas_Unit Heater_E6 | F2 | Commercial | Grocery (ID) | New | Space Heating | Natural Gas | Unit Heater | E6 | RVT - Cost of Operation | 0 | 0 | 0 | 0 | 0 | 0 | 0 | 0 | 0 | 0 | 0 | 0 | 0 | 0 | 0 | 0 | 0 | 0 | 0 | 0 | 0 | 0 | 0 | 0 | 0 | 0 | 0
F2_Commercial_Grocery (ID)_New_Space Heating_Natural Gas_Unit Heater_E7 | F2 | Commercial | Grocery (ID) | New | Space Heating | Natural Gas | Unit Heater | E7 | RVT - Cost of Operation | 0 | 0 | 0 | 0 | 0 | 0 | 0 | 0 | 0 | 0 | 0 | 0 | 0 | 0 | 0 | 0 | 0 | 0 | 0 | 0 | 0 | 0 | 0 | 0 | 0 | 0 | 0
F2_Commercial_Grocery (ID)_New_Space Heating_Natural Gas_Unit Heater_E8 | F2 | Commercial | Grocery (ID) | New | Space Heating | Natural Gas | Unit Heater | E8 | RVT - Cost of Operation | 0 | 0 | 0 | 0 | 0 | 0 | 0 | 0 | 0 | 0 | 0 | 0 | 0 | 0 | 0 | 0 | 0 | 0 | 0 | 0 | 0 | 0 | 0 | 0 | 0 | 0 | 0
F2_Commercial_Grocery (ID)_New_Space Heating_Natural Gas_Unit Heater_E9 | F2 | Commercial | Grocery (ID) | New | Space Heating | Natural Gas | Unit Heater | E9 | RVT - Cost of Operation | 0 | 0 | 0 | 0 | 0 | 0 | 0 | 0 | 0 | 0 | 0 | 0 | 0 | 0 | 0 | 0 | 0 | 0 | 0 | 0 | 0 | 0 | 0 | 0 | 0 | 0 | 0
F2_Commercial_Grocery (ID)_New_Space Heating_Natural Gas_Unit Heater_E10 | F2 | Commercial | Grocery (ID) | New | Space Heating | Natural Gas | Unit Heater | E10 | RVT - Cost of Operation | 0 | 0 | 0 | 0 | 0 | 0 | 0 | 0 | 0 | 0 | 0 | 0 | 0 | 0 | 0 | 0 | 0 | 0 | 0 | 0 | 0 | 0 | 0 | 0 | 0 | 0 | 0
F3_Commercial_Grocery (ID)_New_Space Heating_Natural Gas_Unit Heater_E1 | F3 | Commercial | Grocery (ID) | New | Space Heating | Natural Gas | Unit Heater | E1 | System - kBTUs of Consumption | 30.2662 | 30.2092 | 30.2092 | 30.2092 | 30.2092 | 30.2092 | 30.2092 | 30.2092 | 30.2092 | 30.2092 | 30.2092 | 30.2092 | 30.2092 | 30.2092 | 30.2092 | 30.2092 | 30.2092 | 30.2092 | 30.2092 | 30.2092 | 30.2092 | 30.2092 | 30.2092 | 30.2092 | 30.2092 | 30.2092 | 30.2092
F3_Commercial_Grocery (ID)_New_Space Heating_Natural Gas_Unit Heater_E2 | F3 | Commercial | Grocery (ID) | New | Space Heating | Natural Gas | Unit Heater | E2 | System - kBTUs of Consumption | 26.9194 | 26.8687 | 26.8687 | 26.8687 | 26.8687 | 26.8687 | 26.8687 | 26.8687 | 26.8687 | 26.8687 | 26.8687 | 26.8687 | 26.8687 | 26.8687 | 26.8687 | 26.8687 | 26.8687 | 26.8687 | 26.8687 | 26.8687 | 26.8687 | 26.8687 | 26.8687 | 26.8687 | 26.8687 | 26.8687 | 26.8687
F3_Commercial_Grocery (ID)_New_Space Heating_Natural Gas_Unit Heater_E3 | F3 | Commercial | Grocery (ID) | New | Space Heating | Natural Gas | Unit Heater | E3 | System - kBTUs of Consumption | 26.7908 | 26.7235 | 26.7235 | 26.7235 | 26.7235 | 26.7235 | 26.7235 | 26.7235 | 26.7235 | 26.7235 | 26.7235 | 26.7235 | 26.7235 | 26.7235 | 26.7235 | 26.7235 | 26.7235 | 26.7235 | 26.7235 | 26.7235 | 26.7235 | 26.7235 | 26.7235 | 26.7235 | 26.7235 | 26.7235 | 26.7235
F3_Commercial_Grocery (ID)_New_Space Heating_Natural Gas_Unit Heater_E4 | F3 | Commercial | Grocery (ID) | New | Space Heating | Natural Gas | Unit Heater | E4 | System - kBTUs of Consumption | 0 | 0 | 0 | 0 | 0 | 0 | 0 | 0 | 0 | 0 | 0 | 0 | 0 | 0 | 0 | 0 | 0 | 0 | 0 | 0 | 0 | 0 | 0 | 0 | 0 | 0 | 0
F3_Commercial_Grocery (ID)_New_Space Heating_Natural Gas_Unit Heater_E5 | F3 | Commercial | Grocery (ID) | New | Space Heating | Natural Gas | Unit Heater | E5 | System - kBTUs of Consumption | 0 | 0 | 0 | 0 | 0 | 0 | 0 | 0 | 0 | 0 | 0 | 0 | 0 | 0 | 0 | 0 | 0 | 0 | 0 | 0 | 0 | 0 | 0 | 0 | 0 | 0 | 0
F3_Commercial_Grocery (ID)_New_Space Heating_Natural Gas_Unit Heater_E6 | F3 | Commercial | Grocery (ID) | New | Space Heating | Natural Gas | Unit Heater | E6 | System - kBTUs of Consumption | 0 | 0 | 0 | 0 | 0 | 0 | 0 | 0 | 0 | 0 | 0 | 0 | 0 | 0 | 0 | 0 | 0 | 0 | 0 | 0 | 0 | 0 | 0 | 0 | 0 | 0 | 0
F3_Commercial_Grocery (ID)_New_Space Heating_Natural Gas_Unit Heater_E7 | F3 | Commercial | Grocery (ID) | New | Space Heating | Natural Gas | Unit Heater | E7 | System - kBTUs of Consumption | 0 | 0 | 0 | 0 | 0 | 0 | 0 | 0 | 0 | 0 | 0 | 0 | 0 | 0 | 0 | 0 | 0 | 0 | 0 | 0 | 0 | 0 | 0 | 0 | 0 | 0 | 0
F3_Commercial_Grocery (ID)_New_Space Heating_Natural Gas_Unit Heater_E8 | F3 | Commercial | Grocery (ID) | New | Space Heating | Natural Gas | Unit Heater | E8 | System - kBTUs of Consumption | 0 | 0 | 0 | 0 | 0 | 0 | 0 | 0 | 0 | 0 | 0 | 0 | 0 | 0 | 0 | 0 | 0 | 0 | 0 | 0 | 0 | 0 | 0 | 0 | 0 | 0 | 0
F3_Commercial_Grocery (ID)_New_Space Heating_Natural Gas_Unit Heater_E9 | F3 | Commercial | Grocery (ID) | New | Space Heating | Natural Gas | Unit Heater | E9 | System - kBTUs of Consumption | 0 | 0 | 0 | 0 | 0 | 0 | 0 | 0 | 0 | 0 | 0 | 0 | 0 | 0 | 0 | 0 | 0 | 0 | 0 | 0 | 0 | 0 | 0 | 0 | 0 | 0 | 0
F3_Commercial_Grocery (ID)_New_Space Heating_Natural Gas_Unit Heater_E10 | F3 | Commercial | Grocery (ID) | New | Space Heating | Natural Gas | Unit Heater | E10 | System - kBTUs of Consumption | 0 | 0 | 0 | 0 | 0 | 0 | 0 | 0 | 0 | 0 | 0 | 0 | 0 | 0 | 0 | 0 | 0 | 0 | 0 | 0 | 0 | 0 | 0 | 0 | 0 | 0 | 0
F4_Commercial_Grocery (ID)_New_Space Heating_Natural Gas_Unit Heater_E1 | F4 | Commercial | Grocery (ID) | New | Space Heating | Natural Gas | Unit Heater | E1 | Utility - Cost of Equipment | 0.0009015 | 0.0009015 | 0.0009015 | 0.0009015 | 0.0009015 | 0.0009015 | 0.0009015 | 0.0009015 | 0.0009015 | 0.0009015 | 0.0009015 | 0.0009015 | 0.0009015 | 0.0009015 | 0.0009015 | 0.0009015 | 0.0009015 | 0.0009015 | 0.0009015 | 0.0009015 | 0.0009015 | 0.0009015 | 0.0009015 | 0.0009015 | 0.0009015 | 0.0009015 | 0.0009015
F4_Commercial_Grocery (ID)_New_Space Heating_Natural Gas_Unit Heater_E2 | F4 | Commercial | Grocery (ID) | New | Space Heating | Natural Gas | Unit Heater | E2 | Utility - Cost of Equipment | 0.0019771 | 0.0019771 | 0.0019771 | 0.0019771 | 0.0019771 | 0.0019771 | 0.0019771 | 0.0019771 | 0.0019771 | 0.0019771 | 0.0019771 | 0.0019771 | 0.0019771 | 0.0019771 | 0.0019771 | 0.0019771 | 0.0019771 | 0.0019771 | 0.0019771 | 0.0019771 | 0.0019771 | 0.0019771 | 0.0019771 | 0.0019771 | 0.0019771 | 0.0019771 | 0.0019771
F4_Commercial_Grocery (ID)_New_Space Heating_Natural Gas_Unit Heater_E3 | F4 | Commercial | Grocery (ID) | New | Space Heating | Natural Gas | Unit Heater | E3 | Utility - Cost of Equipment | 0.0012538 | 0.0012538 | 0.0012538 | 0.0012538 | 0.0012538 | 0.0012538 | 0.0012538 | 0.0012538 | 0.0012538 | 0.0012538 | 0.0012538 | 0.0012538 | 0.0012538 | 0.0012538 | 0.0012538 | 0.0012538 | 0.0012538 | 0.0012538 | 0.0012538 | 0.0012538 | 0.0012538 | 0.0012538 | 0.0012538 | 0.0012538 | 0.0012538 | 0.0012538 | 0.0012538
F4_Commercial_Grocery (ID)_New_Space Heating_Natural Gas_Unit Heater_E4 | F4 | Commercial | Grocery (ID) | New | Space Heating | Natural Gas | Unit Heater | E4 | Utility - Cost of Equipment | 0 | 0 | 0 | 0 | 0 | 0 | 0 | 0 | 0 | 0 | 0 | 0 | 0 | 0 | 0 | 0 | 0 | 0 | 0 | 0 | 0 | 0 | 0 | 0 | 0 | 0 | 0
F4_Commercial_Grocery (ID)_New_Space Heating_Natural Gas_Unit Heater_E5 | F4 | Commercial | Grocery (ID) | New | Space Heating | Natural Gas | Unit Heater | E5 | Utility - Cost of Equipment | 0 | 0 | 0 | 0 | 0 | 0 | 0 | 0 | 0 | 0 | 0 | 0 | 0 | 0 | 0 | 0 | 0 | 0 | 0 | 0 | 0 | 0 | 0 | 0 | 0 | 0 | 0
F4_Commercial_Grocery (ID)_New_Space Heating_Natural Gas_Unit Heater_E6 | F4 | Commercial | Grocery (ID) | New | Space Heating | Natural Gas | Unit Heater | E6 | Utility - Cost of Equipment | 0 | 0 | 0 | 0 | 0 | 0 | 0 | 0 | 0 | 0 | 0 | 0 | 0 | 0 | 0 | 0 | 0 | 0 | 0 | 0 | 0 | 0 | 0 | 0 | 0 | 0 | 0
F4_Commercial_Grocery (ID)_New_Space Heating_Natural Gas_Unit Heater_E7 | F4 | Commercial | Grocery (ID) | New | Space Heating | Natural Gas | Unit Heater | E7 | Utility - Cost of Equipment | 0 | 0 | 0 | 0 | 0 | 0 | 0 | 0 | 0 | 0 | 0 | 0 | 0 | 0 | 0 | 0 | 0 | 0 | 0 | 0 | 0 | 0 | 0 | 0 | 0 | 0 | 0
F4_Commercial_Grocery (ID)_New_Space Heating_Natural Gas_Unit Heater_E8 | F4 | Commercial | Grocery (ID) | New | Space Heating | Natural Gas | Unit Heater | E8 | Utility - Cost of Equipment | 0 | 0 | 0 | 0 | 0 | 0 | 0 | 0 | 0 | 0 | 0 | 0 | 0 | 0 | 0 | 0 | 0 | 0 | 0 | 0 | 0 | 0 | 0 | 0 | 0 | 0 | 0
F4_Commercial_Grocery (ID)_New_Space Heating_Natural Gas_Unit Heater_E9 | F4 | Commercial | Grocery (ID) | New | Space Heating | Natural Gas | Unit Heater | E9 | Utility - Cost of Equipment | 0 | 0 | 0 | 0 | 0 | 0 | 0 | 0 | 0 | 0 | 0 | 0 | 0 | 0 | 0 | 0 | 0 | 0 | 0 | 0 | 0 | 0 | 0 | 0 | 0 | 0 | 0
F4_Commercial_Grocery (ID)_New_Space Heating_Natural Gas_Unit Heater_E10 | F4 | Commercial | Grocery (ID) | New | Space Heating | Natural Gas | Unit Heater | E10 | Utility - Cost of Equipment | 0 | 0 | 0 | 0 | 0 | 0 | 0 | 0 | 0 | 0 | 0 | 0 | 0 | 0 | 0 | 0 | 0 | 0 | 0 | 0 | 0 | 0 | 0 | 0 | 0 | 0 | 0
F5_Commercial_Grocery (ID)_New_Space Heating_Natural Gas_Unit Heater_E1 | F5 | Commercial | Grocery (ID) | New | Space Heating | Natural Gas | Unit Heater | E1 | Utility - Cost of Operation | 0.12428 | 0.12632 | 0.12898 | 0.13192 | 0.13516 | 0.13962 | 0.14416 | 0.14896 | 0.15356 | 0.15824 | 0.16242 | 0.16628 | 0.1705 | 0.17484 | 0.17887 | 0.18285 | 0.18657 | 0.19039 | 0.19438 | 0.19847 | 0.20264 | 0.20704 | 0.21213 | 0.21663 | 0.22123 | 0.22592 | 0.23072
F5_Commercial_Grocery (ID)_New_Space Heating_Natural Gas_Unit Heater_E2 | F5 | Commercial | Grocery (ID) | New | Space Heating | Natural Gas | Unit Heater | E2 | Utility - Cost of Operation | 0.11053 | 0.11235 | 0.11472 | 0.11733 | 0.12021 | 0.12418 | 0.12822 | 0.13249 | 0.13658 | 0.14074 | 0.14446 | 0.14789 | 0.15165 | 0.1555 | 0.15909 | 0.16263 | 0.16594 | 0.16934 | 0.17289 | 0.17652 | 0.18023 | 0.18414 | 0.18867 | 0.19268 | 0.19677 | 0.20094 | 0.20521
F5_Commercial_Grocery (ID)_New_Space Heating_Natural Gas_Unit Heater_E3 | F5 | Commercial | Grocery (ID) | New | Space Heating | Natural Gas | Unit Heater | E3 | Utility - Cost of Operation | 0.1043 | 0.10581 | 0.10796 | 0.11042 | 0.1132 | 0.11725 | 0.12138 | 0.12576 | 0.12989 | 0.13408 | 0.13774 | 0.14105 | 0.14473 | 0.14854 | 0.15203 | 0.15544 | 0.15857 | 0.1618 | 0.16518 | 0.16864 | 0.17218 | 0.17593 | 0.18039 | 0.18421 | 0.18812 | 0.19212 | 0.19619
F5_Commercial_Grocery (ID)_New_Space Heating_Natural Gas_Unit Heater_E4 | F5 | Commercial | Grocery (ID) | New | Space Heating | Natural Gas | Unit Heater | E4 | Utility - Cost of Operation | 0 | 0 | 0 | 0 | 0 | 0 | 0 | 0 | 0 | 0 | 0 | 0 | 0 | 0 | 0 | 0 | 0 | 0 | 0 | 0 | 0 | 0 | 0 | 0 | 0 | 0 | 0
F5_Commercial_Grocery (ID)_New_Space Heating_Natural Gas_Unit Heater_E5 | F5 | Commercial | Grocery (ID) | New | Space Heating | Natural Gas | Unit Heater | E5 | Utility - Cost of Operation | 0 | 0 | 0 | 0 | 0 | 0 | 0 | 0 | 0 | 0 | 0 | 0 | 0 | 0 | 0 | 0 | 0 | 0 | 0 | 0 | 0 | 0 | 0 | 0 | 0 | 0 | 0
F5_Commercial_Grocery (ID)_New_Space Heating_Natural Gas_Unit Heater_E6 | F5 | Commercial | Grocery (ID) | New | Space Heating | Natural Gas | Unit Heater | E6 | Utility - Cost of Operation | 0 | 0 | 0 | 0 | 0 | 0 | 0 | 0 | 0 | 0 | 0 | 0 | 0 | 0 | 0 | 0 | 0 | 0 | 0 | 0 | 0 | 0 | 0 | 0 | 0 | 0 | 0
F5_Commercial_Grocery (ID)_New_Space Heating_Natural Gas_Unit Heater_E7 | F5 | Commercial | Grocery (ID) | New | Space Heating | Natural Gas | Unit Heater | E7 | Utility - Cost of Operation | 0 | 0 | 0 | 0 | 0 | 0 | 0 | 0 | 0 | 0 | 0 | 0 | 0 | 0 | 0 | 0 | 0 | 0 | 0 | 0 | 0 | 0 | 0 | 0 | 0 | 0 | 0
F5_Commercial_Grocery (ID)_New_Space Heating_Natural Gas_Unit Heater_E8 | F5 | Commercial | Grocery (ID) | New | Space Heating | Natural Gas | Unit Heater | E8 | Utility - Cost of Operation | 0 | 0 | 0 | 0 | 0 | 0 | 0 | 0 | 0 | 0 | 0 | 0 | 0 | 0 | 0 | 0 | 0 | 0 | 0 | 0 | 0 | 0 | 0 | 0 | 0 | 0 | 0
F5_Commercial_Grocery (ID)_New_Space Heating_Natural Gas_Unit Heater_E9 | F5 | Commercial | Grocery (ID) | New | Space Heating | Natural Gas | Unit Heater | E9 | Utility - Cost of Operation | 0 | 0 | 0 | 0 | 0 | 0 | 0 | 0 | 0 | 0 | 0 | 0 | 0 | 0 | 0 | 0 | 0 | 0 | 0 | 0 | 0 | 0 | 0 | 0 | 0 | 0 | 0
F5_Commercial_Grocery (ID)_New_Space Heating_Natural Gas_Unit Heater_E10 | F5 | Commercial | Grocery (ID) | New | Space Heating | Natural Gas | Unit Heater | E10 | Utility - Cost of Operation | 0 | 0 | 0 | 0 | 0 | 0 | 0 | 0 | 0 | 0 | 0 | 0 | 0 | 0 | 0 | 0 | 0 | 0 | 0 | 0 | 0 | 0 | 0 | 0 | 0 | 0 | 0
F6_Commercial_Grocery (ID)_New_Space Heating_Natural Gas_Unit Heater_E1 | F6 | Commercial | Grocery (ID) | New | Space Heating | Natural Gas | Unit Heater | E1 | Utility - Value of Sales | 0.14326 | 0.14476 | 0.14692 | 0.1493 | 0.15193 | 0.15589 | 0.15981 | 0.16394 | 0.16768 | 0.17137 | 0.17552 | 0.17928 | 0.1834 | 0.18761 | 0.19144 | 0.19516 | 0.19853 | 0.20197 | 0.20553 | 0.20914 | 0.21277 | 0.21739 | 0.22273 | 0.22746 | 0.23229 | 0.23722 | 0.24226
F6_Commercial_Grocery (ID)_New_Space Heating_Natural Gas_Unit Heater_E2 | F6 | Commercial | Grocery (ID) | New | Space Heating | Natural Gas | Unit Heater | E2 | Utility - Value of Sales | 0.12742 | 0.12876 | 0.13068 | 0.13279 | 0.13513 | 0.13865 | 0.14214 | 0.14581 | 0.14914 | 0.15242 | 0.15611 | 0.15946 | 0.16312 | 0.16686 | 0.17027 | 0.17358 | 0.17658 | 0.17964 | 0.18281 | 0.18602 | 0.18924 | 0.19335 | 0.19811 | 0.20231 | 0.2066 | 0.21099 | 0.21547
F6_Commercial_Grocery (ID)_New_Space Heating_Natural Gas_Unit Heater_E3 | F6 | Commercial | Grocery (ID) | New | Space Heating | Natural Gas | Unit Heater | E3 | Utility - Value of Sales | 0.12174 | 0.12275 | 0.12444 | 0.12638 | 0.12861 | 0.13224 | 0.13584 | 0.13961 | 0.14292 | 0.14613 | 0.14976 | 0.15294 | 0.15647 | 0.16012 | 0.16336 | 0.16647 | 0.16921 | 0.17201 | 0.17491 | 0.17785 | 0.18079 | 0.18473 | 0.1894 | 0.19342 | 0.19753 | 0.20172 | 0.206
F6_Commercial_Grocery (ID)_New_Space Heating_Natural Gas_Unit Heater_E4 | F6 | Commercial | Grocery (ID) | New | Space Heating | Natural Gas | Unit Heater | E4 | Utility - Value of Sales | 0 | 0 | 0 | 0 | 0 | 0 | 0 | 0 | 0 | 0 | 0 | 0 | 0 | 0 | 0 | 0 | 0 | 0 | 0 | 0 | 0 | 0 | 0 | 0 | 0 | 0 | 0
F6_Commercial_Grocery (ID)_New_Space Heating_Natural Gas_Unit Heater_E5 | F6 | Commercial | Grocery (ID) | New | Space Heating | Natural Gas | Unit Heater | E5 | Utility - Value of Sales | 0 | 0 | 0 | 0 | 0 | 0 | 0 | 0 | 0 | 0 | 0 | 0 | 0 | 0 | 0 | 0 | 0 | 0 | 0 | 0 | 0 | 0 | 0 | 0 | 0 | 0 | 0
F6_Commercial_Grocery (ID)_New_Space Heating_Natural Gas_Unit Heater_E6 | F6 | Commercial | Grocery (ID) | New | Space Heating | Natural Gas | Unit Heater | E6 | Utility - Value of Sales | 0 | 0 | 0 | 0 | 0 | 0 | 0 | 0 | 0 | 0 | 0 | 0 | 0 | 0 | 0 | 0 | 0 | 0 | 0 | 0 | 0 | 0 | 0 | 0 | 0 | 0 | 0
F6_Commercial_Grocery (ID)_New_Space Heating_Natural Gas_Unit Heater_E7 | F6 | Commercial | Grocery (ID) | New | Space Heating | Natural Gas | Unit Heater | E7 | Utility - Value of Sales | 0 | 0 | 0 | 0 | 0 | 0 | 0 | 0 | 0 | 0 | 0 | 0 | 0 | 0 | 0 | 0 | 0 | 0 | 0 | 0 | 0 | 0 | 0 | 0 | 0 | 0 | 0
F6_Commercial_Grocery (ID)_New_Space Heating_Natural Gas_Unit Heater_E8 | F6 | Commercial | Grocery (ID) | New | Space Heating | Natural Gas | Unit Heater | E8 | Utility - Value of Sales | 0 | 0 | 0 | 0 | 0 | 0 | 0 | 0 | 0 | 0 | 0 | 0 | 0 | 0 | 0 | 0 | 0 | 0 | 0 | 0 | 0 | 0 | 0 | 0 | 0 | 0 | 0
F6_Commercial_Grocery (ID)_New_Space Heating_Natural Gas_Unit Heater_E9 | F6 | Commercial | Grocery (ID) | New | Space Heating | Natural Gas | Unit Heater | E9 | Utility - Value of Sales | 0 | 0 | 0 | 0 | 0 | 0 | 0 | 0 | 0 | 0 | 0 | 0 | 0 | 0 | 0 | 0 | 0 | 0 | 0 | 0 | 0 | 0 | 0 | 0 | 0 | 0 | 0
F6_Commercial_Grocery (ID)_New_Space Heating_Natural Gas_Unit Heater_E10 | F6 | Commercial | Grocery (ID) | New | Space Heating | Natural Gas | Unit Heater | E10 | Utility - Value of Sales | 0 | 0 | 0 | 0 | 0 | 0 | 0 | 0 | 0 | 0 | 0 | 0 | 0 | 0 | 0 | 0 | 0 | 0 | 0 | 0 | 0 | 0 | 0 | 0 | 0 | 0 | 0
F1_Commercial_Grocery (ID)_New_Water Heating_Natural Gas_Water Heater_E1 | F1 | Commercial | Grocery (ID) | New | Water Heating | Natural Gas | Water Heater | E1 | RVT - Cost of Equipment | 0.010202 | 0.010202 | 0.010202 | 0.010202 | 0.010202 | 0.010202 | 0.010202 | 0.010202 | 0.010202 | 0.010202 | 0.010202 | 0.010202 | 0.010202 | 0.010202 | 0.010202 | 0.010202 | 0.010202 | 0.010202 | 0.010202 | 0.010202 | 0.010202 | 0.010202 | 0.010202 | 0.010202 | 0.010202 | 0.010202 | 0.010202
F1_Commercial_Grocery (ID)_New_Water Heating_Natural Gas_Water Heater_E2 | F1 | Commercial | Grocery (ID) | New | Water Heating | Natural Gas | Water Heater | E2 | RVT - Cost of Equipment | 0.012243 | 0.012243 | 0.012243 | 0.012243 | 0.012243 | 0.012243 | 0.012243 | 0.012243 | 0.012243 | 0.012243 | 0.012243 | 0.012243 | 0.012243 | 0.012243 | 0.012243 | 0.012243 | 0.012243 | 0.012243 | 0.012243 | 0.012243 | 0.012243 | 0.012243 | 0.012243 | 0.012243 | 0.012243 | 0.012243 | 0.012243
F1_Commercial_Grocery (ID)_New_Water Heating_Natural Gas_Water Heater_E3 | F1 | Commercial | Grocery (ID) | New | Water Heating | Natural Gas | Water Heater | E3 | RVT - Cost of Equipment | 0.015049 | 0.015049 | 0.015049 | 0.015049 | 0.015049 | 0.015049 | 0.015049 | 0.015049 | 0.015049 | 0.015049 | 0.015049 | 0.015049 | 0.015049 | 0.015049 | 0.015049 | 0.015049 | 0.015049 | 0.015049 | 0.015049 | 0.015049 | 0.015049 | 0.015049 | 0.015049 | 0.015049 | 0.015049 | 0.015049 | 0.015049
F1_Commercial_Grocery (ID)_New_Water Heating_Natural Gas_Water Heater_E4 | F1 | Commercial | Grocery (ID) | New | Water Heating | Natural Gas | Water Heater | E4 | RVT - Cost of Equipment | 0.015168 | 0.015168 | 0.015168 | 0.015168 | 0.015168 | 0.015168 | 0.015168 | 0.015168 | 0.015168 | 0.015168 | 0.015168 | 0.015168 | 0.015168 | 0.015168 | 0.015168 | 0.015168 | 0.015168 | 0.015168 | 0.015168 | 0.015168 | 0.015168 | 0.015168 | 0.015168 | 0.015168 | 0.015168 | 0.015168 | 0.015168
F1_Commercial_Grocery (ID)_New_Water Heating_Natural Gas_Water Heater_E5 | F1 | Commercial | Grocery (ID) | New | Water Heating | Natural Gas | Water Heater | E5 | RVT - Cost of Equipment | 0.032743 | 0.032743 | 0.032743 | 0.032743 | 0.032743 | 0.032743 | 0.032743 | 0.032743 | 0.032743 | 0.032743 | 0.032743 | 0.032743 | 0.032743 | 0.032743 | 0.032743 | 0.032743 | 0.032743 | 0.032743 | 0.032743 | 0.032743 | 0.032743 | 0.032743 | 0.032743 | 0.032743 | 0.032743 | 0.032743 | 0.032743
F1_Commercial_Grocery (ID)_New_Water Heating_Natural Gas_Water Heater_E6 | F1 | Commercial | Grocery (ID) | New | Water Heating | Natural Gas | Water Heater | E6 | RVT - Cost of Equipment | 0 | 0 | 0 | 0 | 0 | 0 | 0 | 0 | 0 | 0 | 0 | 0 | 0 | 0 | 0 | 0 | 0 | 0 | 0 | 0 | 0 | 0 | 0 | 0 | 0 | 0 | 0
F1_Commercial_Grocery (ID)_New_Water Heating_Natural Gas_Water Heater_E7 | F1 | Commercial | Grocery (ID) | New | Water Heating | Natural Gas | Water Heater | E7 | RVT - Cost of Equipment | 0 | 0 | 0 | 0 | 0 | 0 | 0 | 0 | 0 | 0 | 0 | 0 | 0 | 0 | 0 | 0 | 0 | 0 | 0 | 0 | 0 | 0 | 0 | 0 | 0 | 0 | 0
F1_Commercial_Grocery (ID)_New_Water Heating_Natural Gas_Water Heater_E8 | F1 | Commercial | Grocery (ID) | New | Water Heating | Natural Gas | Water Heater | E8 | RVT - Cost of Equipment | 0 | 0 | 0 | 0 | 0 | 0 | 0 | 0 | 0 | 0 | 0 | 0 | 0 | 0 | 0 | 0 | 0 | 0 | 0 | 0 | 0 | 0 | 0 | 0 | 0 | 0 | 0
F1_Commercial_Grocery (ID)_New_Water Heating_Natural Gas_Water Heater_E9 | F1 | Commercial | Grocery (ID) | New | Water Heating | Natural Gas | Water Heater | E9 | RVT - Cost of Equipment | 0 | 0 | 0 | 0 | 0 | 0 | 0 | 0 | 0 | 0 | 0 | 0 | 0 | 0 | 0 | 0 | 0 | 0 | 0 | 0 | 0 | 0 | 0 | 0 | 0 | 0 | 0
F1_Commercial_Grocery (ID)_New_Water Heating_Natural Gas_Water Heater_E10 | F1 | Commercial | Grocery (ID) | New | Water Heating | Natural Gas | Water Heater | E10 | RVT - Cost of Equipment | 0 | 0 | 0 | 0 | 0 | 0 | 0 | 0 | 0 | 0 | 0 | 0 | 0 | 0 | 0 | 0 | 0 | 0 | 0 | 0 | 0 | 0 | 0 | 0 | 0 | 0 | 0
F2_Commercial_Grocery (ID)_New_Water Heating_Natural Gas_Water Heater_E1 | F2 | Commercial | Grocery (ID) | New | Water Heating | Natural Gas | Water Heater | E1 | RVT - Cost of Operation | 0.099344 | 0.10134 | 0.10359 | 0.10611 | 0.10893 | 0.11233 | 0.1157 | 0.11889 | 0.12179 | 0.12461 | 0.12753 | 0.1302 | 0.13306 | 0.13583 | 0.13827 | 0.1405 | 0.14246 | 0.14435 | 0.14634 | 0.14823 | 0.15013 | 0.15278 | 0.15547 | 0.15823 | 0.16104 | 0.1639 | 0.16681
F2_Commercial_Grocery (ID)_New_Water Heating_Natural Gas_Water Heater_E2 | F2 | Commercial | Grocery (ID) | New | Water Heating | Natural Gas | Water Heater | E2 | RVT - Cost of Operation | 0.088306 | 0.090081 | 0.092078 | 0.094321 | 0.096823 | 0.099846 | 0.10285 | 0.10568 | 0.10826 | 0.11076 | 0.11336 | 0.11574 | 0.11828 | 0.12074 | 0.1229 | 0.12489 | 0.12663 | 0.12831 | 0.13008 | 0.13176 | 0.13345 | 0.13581 | 0.13819 | 0.14065 | 0.14315 | 0.14569 | 0.14828
F2_Commercial_Grocery (ID)_New_Water Heating_Natural Gas_Water Heater_E3 | F2 | Commercial | Grocery (ID) | New | Water Heating | Natural Gas | Water Heater | E3 | RVT - Cost of Operation | 0.084548 | 0.086247 | 0.08816 | 0.090308 | 0.092703 | 0.095598 | 0.09847 | 0.10119 | 0.10365 | 0.10605 | 0.10853 | 0.11081 | 0.11324 | 0.1156 | 0.11767 | 0.11958 | 0.12124 | 0.12285 | 0.12454 | 0.12615 | 0.12777 | 0.13003 | 0.13231 | 0.13466 | 0.13706 | 0.13949 | 0.14197
F2_Commercial_Grocery (ID)_New_Water Heating_Natural Gas_Water Heater_E4 | F2 | Commercial | Grocery (ID) | New | Water Heating | Natural Gas | Water Heater | E4 | RVT - Cost of Operation | 0.088639 | 0.090422 | 0.092366 | 0.094482 | 0.096784 | 0.099496 | 0.10218 | 0.10474 | 0.1071 | 0.10944 | 0.11187 | 0.11416 | 0.11658 | 0.11895 | 0.12108 | 0.12307 | 0.12486 | 0.12661 | 0.12844 | 0.13021 | 0.13198 | 0.13432 | 0.13668 | 0.13911 | 0.14158 | 0.1441 | 0.14666
F2_Commercial_Grocery (ID)_New_Water Heating_Natural Gas_Water Heater_E5 | F2 | Commercial | Grocery (ID) | New | Water Heating | Natural Gas | Water Heater | E5 | RVT - Cost of Operation | 0.052119 | 0.053142 | 0.05433 | 0.055704 | 0.057273 | 0.059187 | 0.061085 | 0.062868 | 0.064469 | 0.066018 | 0.067613 | 0.069053 | 0.070597 | 0.072088 | 0.073382 | 0.074559 | 0.075569 | 0.076537 | 0.077564 | 0.07853 | 0.0795 | 0.080903 | 0.082322 | 0.083785 | 0.085273 | 0.086788 | 0.08833
F2_Commercial_Grocery (ID)_New_Water Heating_Natural Gas_Water Heater_E6 | F2 | Commercial | Grocery (ID) | New | Water Heating | Natural Gas | Water Heater | E6 | RVT - Cost of Operation | 0 | 0 | 0 | 0 | 0 | 0 | 0 | 0 | 0 | 0 | 0 | 0 | 0 | 0 | 0 | 0 | 0 | 0 | 0 | 0 | 0 | 0 | 0 | 0 | 0 | 0 | 0
F2_Commercial_Grocery (ID)_New_Water Heating_Natural Gas_Water Heater_E7 | F2 | Commercial | Grocery (ID) | New | Water Heating | Natural Gas | Water Heater | E7 | RVT - Cost of Operation | 0 | 0 | 0 | 0 | 0 | 0 | 0 | 0 | 0 | 0 | 0 | 0 | 0 | 0 | 0 | 0 | 0 | 0 | 0 | 0 | 0 | 0 | 0 | 0 | 0 | 0 | 0
F2_Commercial_Grocery (ID)_New_Water Heating_Natural Gas_Water Heater_E8 | F2 | Commercial | Grocery (ID) | New | Water Heating | Natural Gas | Water Heater | E8 | RVT - Cost of Operation | 0 | 0 | 0 | 0 | 0 | 0 | 0 | 0 | 0 | 0 | 0 | 0 | 0 | 0 | 0 | 0 | 0 | 0 | 0 | 0 | 0 | 0 | 0 | 0 | 0 | 0 | 0
F2_Commercial_Grocery (ID)_New_Water Heating_Natural Gas_Water Heater_E9 | F2 | Commercial | Grocery (ID) | New | Water Heating | Natural Gas | Water Heater | E9 | RVT - Cost of Operation | 0 | 0 | 0 | 0 | 0 | 0 | 0 | 0 | 0 | 0 | 0 | 0 | 0 | 0 | 0 | 0 | 0 | 0 | 0 | 0 | 0 | 0 | 0 | 0 | 0 | 0 | 0
F2_Commercial_Grocery (ID)_New_Water Heating_Natural Gas_Water Heater_E10 | F2 | Commercial | Grocery (ID) | New | Water Heating | Natural Gas | Water Heater | E10 | RVT - Cost of Operation | 0 | 0 | 0 | 0 | 0 | 0 | 0 | 0 | 0 | 0 | 0 | 0 | 0 | 0 | 0 | 0 | 0 | 0 | 0 | 0 | 0 | 0 | 0 | 0 | 0 | 0 | 0
F3_Commercial_Grocery (ID)_New_Water Heating_Natural Gas_Water Heater_E1 | F3 | Commercial | Grocery (ID) | New | Water Heating | Natural Gas | Water Heater | E1 | System - kBTUs of Consumption | 22.9845 | 22.9845 | 22.9845 | 22.9845 | 22.9845 | 22.9845 | 22.9845 | 22.9845 | 22.9845 | 22.9845 | 22.9845 | 22.9845 | 22.9845 | 22.9845 | 22.9845 | 22.9845 | 22.9845 | 22.9845 | 22.9845 | 22.9845 | 22.9845 | 22.9845 | 22.9845 | 22.9845 | 22.9845 | 22.9845 | 22.9845
F3_Commercial_Grocery (ID)_New_Water Heating_Natural Gas_Water Heater_E2 | F3 | Commercial | Grocery (ID) | New | Water Heating | Natural Gas | Water Heater | E2 | System - kBTUs of Consumption | 20.4307 | 20.4307 | 20.4307 | 20.4307 | 20.4307 | 20.4307 | 20.4307 | 20.4307 | 20.4307 | 20.4307 | 20.4307 | 20.4307 | 20.4307 | 20.4307 | 20.4307 | 20.4307 | 20.4307 | 20.4307 | 20.4307 | 20.4307 | 20.4307 | 20.4307 | 20.4307 | 20.4307 | 20.4307 | 20.4307 | 20.4307
F3_Commercial_Grocery (ID)_New_Water Heating_Natural Gas_Water Heater_E3 | F3 | Commercial | Grocery (ID) | New | Water Heating | Natural Gas | Water Heater | E3 | System - kBTUs of Consumption | 19.5613 | 19.5613 | 19.5613 | 19.5613 | 19.5613 | 19.5613 | 19.5613 | 19.5613 | 19.5613 | 19.5613 | 19.5613 | 19.5613 | 19.5613 | 19.5613 | 19.5613 | 19.5613 | 19.5613 | 19.5613 | 19.5613 | 19.5613 | 19.5613 | 19.5613 | 19.5613 | 19.5613 | 19.5613 | 19.5613 | 19.5613
F3_Commercial_Grocery (ID)_New_Water Heating_Natural Gas_Water Heater_E4 | F3 | Commercial | Grocery (ID) | New | Water Heating | Natural Gas | Water Heater | E4 | System - kBTUs of Consumption | 19.5405 | 19.5405 | 19.5405 | 19.5405 | 19.5405 | 19.5405 | 19.5405 | 19.5405 | 19.5405 | 19.5405 | 19.5405 | 19.5405 | 19.5405 | 19.5405 | 19.5405 | 19.5405 | 19.5405 | 19.5405 | 19.5405 | 19.5405 | 19.5405 | 19.5405 | 19.5405 | 19.5405 | 19.5405 | 19.5405 | 19.5405
F3_Commercial_Grocery (ID)_New_Water Heating_Natural Gas_Water Heater_E5 | F3 | Commercial | Grocery (ID) | New | Water Heating | Natural Gas | Water Heater | E5 | System - kBTUs of Consumption | 12.2584 | 12.2584 | 12.2584 | 12.2584 | 12.2584 | 12.2584 | 12.2584 | 12.2584 | 12.2584 | 12.2584 | 12.2584 | 12.2584 | 12.2584 | 12.2584 | 12.2584 | 12.2584 | 12.2584 | 12.2584 | 12.2584 | 12.2584 | 12.2584 | 12.2584 | 12.2584 | 12.2584 | 12.2584 | 12.2584 | 12.2584
F3_Commercial_Grocery (ID)_New_Water Heating_Natural Gas_Water Heater_E6 | F3 | Commercial | Grocery (ID) | New | Water Heating | Natural Gas | Water Heater | E6 | System - kBTUs of Consumption | 0 | 0 | 0 | 0 | 0 | 0 | 0 | 0 | 0 | 0 | 0 | 0 | 0 | 0 | 0 | 0 | 0 | 0 | 0 | 0 | 0 | 0 | 0 | 0 | 0 | 0 | 0
F3_Commercial_Grocery (ID)_New_Water Heating_Natural Gas_Water Heater_E7 | F3 | Commercial | Grocery (ID) | New | Water Heating | Natural Gas | Water Heater | E7 | System - kBTUs of Consumption | 0 | 0 | 0 | 0 | 0 | 0 | 0 | 0 | 0 | 0 | 0 | 0 | 0 | 0 | 0 | 0 | 0 | 0 | 0 | 0 | 0 | 0 | 0 | 0 | 0 | 0 | 0
F3_Commercial_Grocery (ID)_New_Water Heating_Natural Gas_Water Heater_E8 | F3 | Commercial | Grocery (ID) | New | Water Heating | Natural Gas | Water Heater | E8 | System - kBTUs of Consumption | 0 | 0 | 0 | 0 | 0 | 0 | 0 | 0 | 0 | 0 | 0 | 0 | 0 | 0 | 0 | 0 | 0 | 0 | 0 | 0 | 0 | 0 | 0 | 0 | 0 | 0 | 0
F3_Commercial_Grocery (ID)_New_Water Heating_Natural Gas_Water Heater_E9 | F3 | Commercial | Grocery (ID) | New | Water Heating | Natural Gas | Water Heater | E9 | System - kBTUs of Consumption | 0 | 0 | 0 | 0 | 0 | 0 | 0 | 0 | 0 | 0 | 0 | 0 | 0 | 0 | 0 | 0 | 0 | 0 | 0 | 0 | 0 | 0 | 0 | 0 | 0 | 0 | 0
F3_Commercial_Grocery (ID)_New_Water Heating_Natural Gas_Water Heater_E10 | F3 | Commercial | Grocery (ID) | New | Water Heating | Natural Gas | Water Heater | E10 | System - kBTUs of Consumption | 0 | 0 | 0 | 0 | 0 | 0 | 0 | 0 | 0 | 0 | 0 | 0 | 0 | 0 | 0 | 0 | 0 | 0 | 0 | 0 | 0 | 0 | 0 | 0 | 0 | 0 | 0
F4_Commercial_Grocery (ID)_New_Water Heating_Natural Gas_Water Heater_E1 | F4 | Commercial | Grocery (ID) | New | Water Heating | Natural Gas | Water Heater | E1 | Utility - Cost of Equipment | 0.010202 | 0.010202 | 0.010202 | 0.010202 | 0.010202 | 0.010202 | 0.010202 | 0.010202 | 0.010202 | 0.010202 | 0.010202 | 0.010202 | 0.010202 | 0.010202 | 0.010202 | 0.010202 | 0.010202 | 0.010202 | 0.010202 | 0.010202 | 0.010202 | 0.010202 | 0.010202 | 0.010202 | 0.010202 | 0.010202 | 0.010202
F4_Commercial_Grocery (ID)_New_Water Heating_Natural Gas_Water Heater_E2 | F4 | Commercial | Grocery (ID) | New | Water Heating | Natural Gas | Water Heater | E2 | Utility - Cost of Equipment | 0.012243 | 0.012243 | 0.012243 | 0.012243 | 0.012243 | 0.012243 | 0.012243 | 0.012243 | 0.012243 | 0.012243 | 0.012243 | 0.012243 | 0.012243 | 0.012243 | 0.012243 | 0.012243 | 0.012243 | 0.012243 | 0.012243 | 0.012243 | 0.012243 | 0.012243 | 0.012243 | 0.012243 | 0.012243 | 0.012243 | 0.012243
F4_Commercial_Grocery (ID)_New_Water Heating_Natural Gas_Water Heater_E3 | F4 | Commercial | Grocery (ID) | New | Water Heating | Natural Gas | Water Heater | E3 | Utility - Cost of Equipment | 0.015049 | 0.015049 | 0.015049 | 0.015049 | 0.015049 | 0.015049 | 0.015049 | 0.015049 | 0.015049 | 0.015049 | 0.015049 | 0.015049 | 0.015049 | 0.015049 | 0.015049 | 0.015049 | 0.015049 | 0.015049 | 0.015049 | 0.015049 | 0.015049 | 0.015049 | 0.015049 | 0.015049 | 0.015049 | 0.015049 | 0.015049
F4_Commercial_Grocery (ID)_New_Water Heating_Natural Gas_Water Heater_E4 | F4 | Commercial | Grocery (ID) | New | Water Heating | Natural Gas | Water Heater | E4 | Utility - Cost of Equipment | 0.015168 | 0.015168 | 0.015168 | 0.015168 | 0.015168 | 0.015168 | 0.015168 | 0.015168 | 0.015168 | 0.015168 | 0.015168 | 0.015168 | 0.015168 | 0.015168 | 0.015168 | 0.015168 | 0.015168 | 0.015168 | 0.015168 | 0.015168 | 0.015168 | 0.015168 | 0.015168 | 0.015168 | 0.015168 | 0.015168 | 0.015168
F4_Commercial_Grocery (ID)_New_Water Heating_Natural Gas_Water Heater_E5 | F4 | Commercial | Grocery (ID) | New | Water Heating | Natural Gas | Water Heater | E5 | Utility - Cost of Equipment | 0.032743 | 0.032743 | 0.032743 | 0.032743 | 0.032743 | 0.032743 | 0.032743 | 0.032743 | 0.032743 | 0.032743 | 0.032743 | 0.032743 | 0.032743 | 0.032743 | 0.032743 | 0.032743 | 0.032743 | 0.032743 | 0.032743 | 0.032743 | 0.032743 | 0.032743 | 0.032743 | 0.032743 | 0.032743 | 0.032743 | 0.032743
F4_Commercial_Grocery (ID)_New_Water Heating_Natural Gas_Water Heater_E6 | F4 | Commercial | Grocery (ID) | New | Water Heating | Natural Gas | Water Heater | E6 | Utility - Cost of Equipment | 0 | 0 | 0 | 0 | 0 | 0 | 0 | 0 | 0 | 0 | 0 | 0 | 0 | 0 | 0 | 0 | 0 | 0 | 0 | 0 | 0 | 0 | 0 | 0 | 0 | 0 | 0
F4_Commercial_Grocery (ID)_New_Water Heating_Natural Gas_Water Heater_E7 | F4 | Commercial | Grocery (ID) | New | Water Heating | Natural Gas | Water Heater | E7 | Utility - Cost of Equipment | 0 | 0 | 0 | 0 | 0 | 0 | 0 | 0 | 0 | 0 | 0 | 0 | 0 | 0 | 0 | 0 | 0 | 0 | 0 | 0 | 0 | 0 | 0 | 0 | 0 | 0 | 0
F4_Commercial_Grocery (ID)_New_Water Heating_Natural Gas_Water Heater_E8 | F4 | Commercial | Grocery (ID) | New | Water Heating | Natural Gas | Water Heater | E8 | Utility - Cost of Equipment | 0 | 0 | 0 | 0 | 0 | 0 | 0 | 0 | 0 | 0 | 0 | 0 | 0 | 0 | 0 | 0 | 0 | 0 | 0 | 0 | 0 | 0 | 0 | 0 | 0 | 0 | 0
F4_Commercial_Grocery (ID)_New_Water Heating_Natural Gas_Water Heater_E9 | F4 | Commercial | Grocery (ID) | New | Water Heating | Natural Gas | Water Heater | E9 | Utility - Cost of Equipment | 0 | 0 | 0 | 0 | 0 | 0 | 0 | 0 | 0 | 0 | 0 | 0 | 0 | 0 | 0 | 0 | 0 | 0 | 0 | 0 | 0 | 0 | 0 | 0 | 0 | 0 | 0
F4_Commercial_Grocery (ID)_New_Water Heating_Natural Gas_Water Heater_E10 | F4 | Commercial | Grocery (ID) | New | Water Heating | Natural Gas | Water Heater | E10 | Utility - Cost of Equipment | 0 | 0 | 0 | 0 | 0 | 0 | 0 | 0 | 0 | 0 | 0 | 0 | 0 | 0 | 0 | 0 | 0 | 0 | 0 | 0 | 0 | 0 | 0 | 0 | 0 | 0 | 0
F5_Commercial_Grocery (ID)_New_Water Heating_Natural Gas_Water Heater_E1 | F5 | Commercial | Grocery (ID) | New | Water Heating | Natural Gas | Water Heater | E1 | Utility - Cost of Operation | 0.085219 | 0.087457 | 0.08997 | 0.092784 | 0.095917 | 0.099624 | 0.1034 | 0.10712 | 0.1107 | 0.11433 | 0.11728 | 0.12007 | 0.12305 | 0.12598 | 0.12865 | 0.13117 | 0.13347 | 0.13575 | 0.13817 | 0.14055 | 0.14298 | 0.14551 | 0.14806 | 0.15069 | 0.15337 | 0.1561 | 0.15887
F5_Commercial_Grocery (ID)_New_Water Heating_Natural Gas_Water Heater_E2 | F5 | Commercial | Grocery (ID) | New | Water Heating | Natural Gas | Water Heater | E2 | Utility - Cost of Operation | 0.07575 | 0.07774 | 0.079973 | 0.082474 | 0.08526 | 0.088555 | 0.091911 | 0.095217 | 0.098396 | 0.10162 | 0.10425 | 0.10673 | 0.10938 | 0.11199 | 0.11435 | 0.11659 | 0.11864 | 0.12067 | 0.12282 | 0.12493 | 0.1271 | 0.12934 | 0.13161 | 0.13395 | 0.13633 | 0.13875 | 0.14122
F5_Commercial_Grocery (ID)_New_Water Heating_Natural Gas_Water Heater_E3 | F5 | Commercial | Grocery (ID) | New | Water Heating | Natural Gas | Water Heater | E3 | Utility - Cost of Operation | 0.072527 | 0.074432 | 0.07657 | 0.078965 | 0.081632 | 0.084787 | 0.088 | 0.091165 | 0.094209 | 0.097298 | 0.099813 | 0.10219 | 0.10472 | 0.10722 | 0.10949 | 0.11163 | 0.11359 | 0.11553 | 0.11759 | 0.11961 | 0.12169 | 0.12384 | 0.12601 | 0.12825 | 0.13053 | 0.13285 | 0.13521
F5_Commercial_Grocery (ID)_New_Water Heating_Natural Gas_Water Heater_E4 | F5 | Commercial | Grocery (ID) | New | Water Heating | Natural Gas | Water Heater | E4 | Utility - Cost of Operation | 0.077011 | 0.079 | 0.081174 | 0.083546 | 0.086134 | 0.089129 | 0.092168 | 0.095173 | 0.09808 | 0.10103 | 0.1035 | 0.10585 | 0.10835 | 0.11082 | 0.1131 | 0.11528 | 0.1173 | 0.11932 | 0.12145 | 0.12355 | 0.1257 | 0.12792 | 0.13017 | 0.13249 | 0.13484 | 0.13723 | 0.13967
F5_Commercial_Grocery (ID)_New_Water Heating_Natural Gas_Water Heater_E5 | F5 | Commercial | Grocery (ID) | New | Water Heating | Natural Gas | Water Heater | E5 | Utility - Cost of Operation | 0.044418 | 0.045586 | 0.046919 | 0.048439 | 0.050156 | 0.052211 | 0.054308 | 0.056371 | 0.058349 | 0.060355 | 0.061966 | 0.063477 | 0.065099 | 0.066691 | 0.068123 | 0.06947 | 0.070687 | 0.071891 | 0.073173 | 0.074427 | 0.075714 | 0.077051 | 0.078402 | 0.079795 | 0.081212 | 0.082655 | 0.084124
F5_Commercial_Grocery (ID)_New_Water Heating_Natural Gas_Water Heater_E6 | F5 | Commercial | Grocery (ID) | New | Water Heating | Natural Gas | Water Heater | E6 | Utility - Cost of Operation | 0 | 0 | 0 | 0 | 0 | 0 | 0 | 0 | 0 | 0 | 0 | 0 | 0 | 0 | 0 | 0 | 0 | 0 | 0 | 0 | 0 | 0 | 0 | 0 | 0 | 0 | 0
F5_Commercial_Grocery (ID)_New_Water Heating_Natural Gas_Water Heater_E7 | F5 | Commercial | Grocery (ID) | New | Water Heating | Natural Gas | Water Heater | E7 | Utility - Cost of Operation | 0 | 0 | 0 | 0 | 0 | 0 | 0 | 0 | 0 | 0 | 0 | 0 | 0 | 0 | 0 | 0 | 0 | 0 | 0 | 0 | 0 | 0 | 0 | 0 | 0 | 0 | 0
F5_Commercial_Grocery (ID)_New_Water Heating_Natural Gas_Water Heater_E8 | F5 | Commercial | Grocery (ID) | New | Water Heating | Natural Gas | Water Heater | E8 | Utility - Cost of Operation | 0 | 0 | 0 | 0 | 0 | 0 | 0 | 0 | 0 | 0 | 0 | 0 | 0 | 0 | 0 | 0 | 0 | 0 | 0 | 0 | 0 | 0 | 0 | 0 | 0 | 0 | 0
F5_Commercial_Grocery (ID)_New_Water Heating_Natural Gas_Water Heater_E9 | F5 | Commercial | Grocery (ID) | New | Water Heating | Natural Gas | Water Heater | E9 | Utility - Cost of Operation | 0 | 0 | 0 | 0 | 0 | 0 | 0 | 0 | 0 | 0 | 0 | 0 | 0 | 0 | 0 | 0 | 0 | 0 | 0 | 0 | 0 | 0 | 0 | 0 | 0 | 0 | 0
F5_Commercial_Grocery (ID)_New_Water Heating_Natural Gas_Water Heater_E10 | F5 | Commercial | Grocery (ID) | New | Water Heating | Natural Gas | Water Heater | E10 | Utility - Cost of Operation | 0 | 0 | 0 | 0 | 0 | 0 | 0 | 0 | 0 | 0 | 0 | 0 | 0 | 0 | 0 | 0 | 0 | 0 | 0 | 0 | 0 | 0 | 0 | 0 | 0 | 0 | 0
F6_Commercial_Grocery (ID)_New_Water Heating_Natural Gas_Water Heater_E1 | F6 | Commercial | Grocery (ID) | New | Water Heating | Natural Gas | Water Heater | E1 | Utility - Value of Sales | 0.099344 | 0.10134 | 0.10359 | 0.10611 | 0.10893 | 0.11233 | 0.1157 | 0.11889 | 0.12179 | 0.12461 | 0.12753 | 0.1302 | 0.13306 | 0.13583 | 0.13827 | 0.1405 | 0.14246 | 0.14435 | 0.14634 | 0.14823 | 0.15013 | 0.15278 | 0.15547 | 0.15823 | 0.16104 | 0.1639 | 0.16681
F6_Commercial_Grocery (ID)_New_Water Heating_Natural Gas_Water Heater_E2 | F6 | Commercial | Grocery (ID) | New | Water Heating | Natural Gas | Water Heater | E2 | Utility - Value of Sales | 0.088306 | 0.090081 | 0.092078 | 0.094321 | 0.096823 | 0.099846 | 0.10285 | 0.10568 | 0.10826 | 0.11076 | 0.11336 | 0.11574 | 0.11828 | 0.12074 | 0.1229 | 0.12489 | 0.12663 | 0.12831 | 0.13008 | 0.13176 | 0.13345 | 0.13581 | 0.13819 | 0.14065 | 0.14315 | 0.14569 | 0.14828
F6_Commercial_Grocery (ID)_New_Water Heating_Natural Gas_Water Heater_E3 | F6 | Commercial | Grocery (ID) | New | Water Heating | Natural Gas | Water Heater | E3 | Utility - Value of Sales | 0.084548 | 0.086247 | 0.08816 | 0.090308 | 0.092703 | 0.095598 | 0.09847 | 0.10119 | 0.10365 | 0.10605 | 0.10853 | 0.11081 | 0.11324 | 0.1156 | 0.11767 | 0.11958 | 0.12124 | 0.12285 | 0.12454 | 0.12615 | 0.12777 | 0.13003 | 0.13231 | 0.13466 | 0.13706 | 0.13949 | 0.14197
F6_Commercial_Grocery (ID)_New_Water Heating_Natural Gas_Water Heater_E4 | F6 | Commercial | Grocery (ID) | New | Water Heating | Natural Gas | Water Heater | E4 | Utility - Value of Sales | 0.088639 | 0.090422 | 0.092366 | 0.094482 | 0.096784 | 0.099496 | 0.10218 | 0.10474 | 0.1071 | 0.10944 | 0.11187 | 0.11416 | 0.11658 | 0.11895 | 0.12108 | 0.12307 | 0.12486 | 0.12661 | 0.12844 | 0.13021 | 0.13198 | 0.13432 | 0.13668 | 0.13911 | 0.14158 | 0.1441 | 0.14666
F6_Commercial_Grocery (ID)_New_Water Heating_Natural Gas_Water Heater_E5 | F6 | Commercial | Grocery (ID) | New | Water Heating | Natural Gas | Water Heater | E5 | Utility - Value of Sales | 0.052119 | 0.053142 | 0.05433 | 0.055704 | 0.057273 | 0.059187 | 0.061085 | 0.062868 | 0.064469 | 0.066018 | 0.067613 | 0.069053 | 0.070597 | 0.072088 | 0.073382 | 0.074559 | 0.075569 | 0.076537 | 0.077564 | 0.07853 | 0.0795 | 0.080903 | 0.082322 | 0.083785 | 0.085273 | 0.086788 | 0.08833
F6_Commercial_Grocery (ID)_New_Water Heating_Natural Gas_Water Heater_E6 | F6 | Commercial | Grocery (ID) | New | Water Heating | Natural Gas | Water Heater | E6 | Utility - Value of Sales | 0 | 0 | 0 | 0 | 0 | 0 | 0 | 0 | 0 | 0 | 0 | 0 | 0 | 0 | 0 | 0 | 0 | 0 | 0 | 0 | 0 | 0 | 0 | 0 | 0 | 0 | 0
F6_Commercial_Grocery (ID)_New_Water Heating_Natural Gas_Water Heater_E7 | F6 | Commercial | Grocery (ID) | New | Water Heating | Natural Gas | Water Heater | E7 | Utility - Value of Sales | 0 | 0 | 0 | 0 | 0 | 0 | 0 | 0 | 0 | 0 | 0 | 0 | 0 | 0 | 0 | 0 | 0 | 0 | 0 | 0 | 0 | 0 | 0 | 0 | 0 | 0 | 0
F6_Commercial_Grocery (ID)_New_Water Heating_Natural Gas_Water Heater_E8 | F6 | Commercial | Grocery (ID) | New | Water Heating | Natural Gas | Water Heater | E8 | Utility - Value of Sales | 0 | 0 | 0 | 0 | 0 | 0 | 0 | 0 | 0 | 0 | 0 | 0 | 0 | 0 | 0 | 0 | 0 | 0 | 0 | 0 | 0 | 0 | 0 | 0 | 0 | 0 | 0
F6_Commercial_Grocery (ID)_New_Water Heating_Natural Gas_Water Heater_E9 | F6 | Commercial | Grocery (ID) | New | Water Heating | Natural Gas | Water Heater | E9 | Utility - Value of Sales | 0 | 0 | 0 | 0 | 0 | 0 | 0 | 0 | 0 | 0 | 0 | 0 | 0 | 0 | 0 | 0 | 0 | 0 | 0 | 0 | 0 | 0 | 0 | 0 | 0 | 0 | 0
F6_Commercial_Grocery (ID)_New_Water Heating_Natural Gas_Water Heater_E10 | F6 | Commercial | Grocery (ID) | New | Water Heating | Natural Gas | Water Heater | E10 | Utility - Value of Sales | 0 | 0 | 0 | 0 | 0 | 0 | 0 | 0 | 0 | 0 | 0 | 0 | 0 | 0 | 0 | 0 | 0 | 0 | 0 | 0 | 0 | 0 | 0 | 0 | 0 | 0 | 0
F1_Commercial_Grocery (ID)_New_Food Preparation_Natural Gas_Oven_E1 | F1 | Commercial | Grocery (ID) | New | Food Preparation | Natural Gas | Oven | E1 | RVT - Cost of Equipment | 0.0011178 | 0.0011178 | 0.0011178 | 0.0011178 | 0.0011178 | 0.0011178 | 0.0011178 | 0.0011178 | 0.0011178 | 0.0011178 | 0.0011178 | 0.0011178 | 0.0011178 | 0.0011178 | 0.0011178 | 0.0011178 | 0.0011178 | 0.0011178 | 0.0011178 | 0.0011178 | 0.0011178 | 0.0011178 | 0.0011178 | 0.0011178 | 0.0011178 | 0.0011178 | 0.0011178
F1_Commercial_Grocery (ID)_New_Food Preparation_Natural Gas_Oven_E2 | F1 | Commercial | Grocery (ID) | New | Food Preparation | Natural Gas | Oven | E2 | RVT - Cost of Equipment | 0.0015231 | 0.0015231 | 0.0015231 | 0.0015231 | 0.0015231 | 0.0015231 | 0.0015231 | 0.0015231 | 0.0015231 | 0.0015231 | 0.0015231 | 0.0015231 | 0.0015231 | 0.0015231 | 0.0015231 | 0.0015231 | 0.0015231 | 0.0015231 | 0.0015231 | 0.0015231 | 0.0015231 | 0.0015231 | 0.0015231 | 0.0015231 | 0.0015231 | 0.0015231 | 0.0015231
F1_Commercial_Grocery (ID)_New_Food Preparation_Natural Gas_Oven_E3 | F1 | Commercial | Grocery (ID) | New | Food Preparation | Natural Gas | Oven | E3 | RVT - Cost of Equipment | 0 | 0 | 0 | 0 | 0 | 0 | 0 | 0 | 0 | 0 | 0 | 0 | 0 | 0 | 0 | 0 | 0 | 0 | 0 | 0 | 0 | 0 | 0 | 0 | 0 | 0 | 0
F1_Commercial_Grocery (ID)_New_Food Preparation_Natural Gas_Oven_E4 | F1 | Commercial | Grocery (ID) | New | Food Preparation | Natural Gas | Oven | E4 | RVT - Cost of Equipment | 0 | 0 | 0 | 0 | 0 | 0 | 0 | 0 | 0 | 0 | 0 | 0 | 0 | 0 | 0 | 0 | 0 | 0 | 0 | 0 | 0 | 0 | 0 | 0 | 0 | 0 | 0
F1_Commercial_Grocery (ID)_New_Food Preparation_Natural Gas_Oven_E5 | F1 | Commercial | Grocery (ID) | New | Food Preparation | Natural Gas | Oven | E5 | RVT - Cost of Equipment | 0 | 0 | 0 | 0 | 0 | 0 | 0 | 0 | 0 | 0 | 0 | 0 | 0 | 0 | 0 | 0 | 0 | 0 | 0 | 0 | 0 | 0 | 0 | 0 | 0 | 0 | 0
F1_Commercial_Grocery (ID)_New_Food Preparation_Natural Gas_Oven_E6 | F1 | Commercial | Grocery (ID) | New | Food Preparation | Natural Gas | Oven | E6 | RVT - Cost of Equipment | 0 | 0 | 0 | 0 | 0 | 0 | 0 | 0 | 0 | 0 | 0 | 0 | 0 | 0 | 0 | 0 | 0 | 0 | 0 | 0 | 0 | 0 | 0 | 0 | 0 | 0 | 0
F1_Commercial_Grocery (ID)_New_Food Preparation_Natural Gas_Oven_E7 | F1 | Commercial | Grocery (ID) | New | Food Preparation | Natural Gas | Oven | E7 | RVT - Cost of Equipment | 0 | 0 | 0 | 0 | 0 | 0 | 0 | 0 | 0 | 0 | 0 | 0 | 0 | 0 | 0 | 0 | 0 | 0 | 0 | 0 | 0 | 0 | 0 | 0 | 0 | 0 | 0
F1_Commercial_Grocery (ID)_New_Food Preparation_Natural Gas_Oven_E8 | F1 | Commercial | Grocery (ID) | New | Food Preparation | Natural Gas | Oven | E8 | RVT - Cost of Equipment | 0 | 0 | 0 | 0 | 0 | 0 | 0 | 0 | 0 | 0 | 0 | 0 | 0 | 0 | 0 | 0 | 0 | 0 | 0 | 0 | 0 | 0 | 0 | 0 | 0 | 0 | 0
F1_Commercial_Grocery (ID)_New_Food Preparation_Natural Gas_Oven_E9 | F1 | Commercial | Grocery (ID) | New | Food Preparation | Natural Gas | Oven | E9 | RVT - Cost of Equipment | 0 | 0 | 0 | 0 | 0 | 0 | 0 | 0 | 0 | 0 | 0 | 0 | 0 | 0 | 0 | 0 | 0 | 0 | 0 | 0 | 0 | 0 | 0 | 0 | 0 | 0 | 0
F1_Commercial_Grocery (ID)_New_Food Preparation_Natural Gas_Oven_E10 | F1 | Commercial | Grocery (ID) | New | Food Preparation | Natural Gas | Oven | E10 | RVT - Cost of Equipment | 0 | 0 | 0 | 0 | 0 | 0 | 0 | 0 | 0 | 0 | 0 | 0 | 0 | 0 | 0 | 0 | 0 | 0 | 0 | 0 | 0 | 0 | 0 | 0 | 0 | 0 | 0
F2_Commercial_Grocery (ID)_New_Food Preparation_Natural Gas_Oven_E1 | F2 | Commercial | Grocery (ID) | New | Food Preparation | Natural Gas | Oven | E1 | RVT - Cost of Operation | 0.045921 | 0.046685 | 0.047617 | 0.048749 | 0.050096 | 0.051876 | 0.053702 | 0.055469 | 0.057095 | 0.058657 | 0.060261 | 0.061694 | 0.063189 | 0.06457 | 0.065734 | 0.066765 | 0.06761 | 0.068407 | 0.069262 | 0.070047 | 0.070831 | 0.07208 | 0.073341 | 0.074644 | 0.07597 | 0.07732 | 0.078693
F2_Commercial_Grocery (ID)_New_Food Preparation_Natural Gas_Oven_E2 | F2 | Commercial | Grocery (ID) | New | Food Preparation | Natural Gas | Oven | E2 | RVT - Cost of Operation | 0.032608 | 0.033151 | 0.033812 | 0.034616 | 0.035573 | 0.036837 | 0.038134 | 0.039388 | 0.040543 | 0.041652 | 0.042791 | 0.043809 | 0.04487 | 0.045851 | 0.046677 | 0.047409 | 0.04801 | 0.048576 | 0.049183 | 0.04974 | 0.050297 | 0.051184 | 0.052079 | 0.053004 | 0.053946 | 0.054904 | 0.05588
F2_Commercial_Grocery (ID)_New_Food Preparation_Natural Gas_Oven_E3 | F2 | Commercial | Grocery (ID) | New | Food Preparation | Natural Gas | Oven | E3 | RVT - Cost of Operation | 0 | 0 | 0 | 0 | 0 | 0 | 0 | 0 | 0 | 0 | 0 | 0 | 0 | 0 | 0 | 0 | 0 | 0 | 0 | 0 | 0 | 0 | 0 | 0 | 0 | 0 | 0
F2_Commercial_Grocery (ID)_New_Food Preparation_Natural Gas_Oven_E4 | F2 | Commercial | Grocery (ID) | New | Food Preparation | Natural Gas | Oven | E4 | RVT - Cost of Operation | 0 | 0 | 0 | 0 | 0 | 0 | 0 | 0 | 0 | 0 | 0 | 0 | 0 | 0 | 0 | 0 | 0 | 0 | 0 | 0 | 0 | 0 | 0 | 0 | 0 | 0 | 0
F2_Commercial_Grocery (ID)_New_Food Preparation_Natural Gas_Oven_E5 | F2 | Commercial | Grocery (ID) | New | Food Preparation | Natural Gas | Oven | E5 | RVT - Cost of Operation | 0 | 0 | 0 | 0 | 0 | 0 | 0 | 0 | 0 | 0 | 0 | 0 | 0 | 0 | 0 | 0 | 0 | 0 | 0 | 0 | 0 | 0 | 0 | 0 | 0 | 0 | 0
F2_Commercial_Grocery (ID)_New_Food Preparation_Natural Gas_Oven_E6 | F2 | Commercial | Grocery (ID) | New | Food Preparation | Natural Gas | Oven | E6 | RVT - Cost of Operation | 0 | 0 | 0 | 0 | 0 | 0 | 0 | 0 | 0 | 0 | 0 | 0 | 0 | 0 | 0 | 0 | 0 | 0 | 0 | 0 | 0 | 0 | 0 | 0 | 0 | 0 | 0
F2_Commercial_Grocery (ID)_New_Food Preparation_Natural Gas_Oven_E7 | F2 | Commercial | Grocery (ID) | New | Food Preparation | Natural Gas | Oven | E7 | RVT - Cost of Operation | 0 | 0 | 0 | 0 | 0 | 0 | 0 | 0 | 0 | 0 | 0 | 0 | 0 | 0 | 0 | 0 | 0 | 0 | 0 | 0 | 0 | 0 | 0 | 0 | 0 | 0 | 0
F2_Commercial_Grocery (ID)_New_Food Preparation_Natural Gas_Oven_E8 | F2 | Commercial | Grocery (ID) | New | Food Preparation | Natural Gas | Oven | E8 | RVT - Cost of Operation | 0 | 0 | 0 | 0 | 0 | 0 | 0 | 0 | 0 | 0 | 0 | 0 | 0 | 0 | 0 | 0 | 0 | 0 | 0 | 0 | 0 | 0 | 0 | 0 | 0 | 0 | 0
F2_Commercial_Grocery (ID)_New_Food Preparation_Natural Gas_Oven_E9 | F2 | Commercial | Grocery (ID) | New | Food Preparation | Natural Gas | Oven | E9 | RVT - Cost of Operation | 0 | 0 | 0 | 0 | 0 | 0 | 0 | 0 | 0 | 0 | 0 | 0 | 0 | 0 | 0 | 0 | 0 | 0 | 0 | 0 | 0 | 0 | 0 | 0 | 0 | 0 | 0
F2_Commercial_Grocery (ID)_New_Food Preparation_Natural Gas_Oven_E10 | F2 | Commercial | Grocery (ID) | New | Food Preparation | Natural Gas | Oven | E10 | RVT - Cost of Operation | 0 | 0 | 0 | 0 | 0 | 0 | 0 | 0 | 0 | 0 | 0 | 0 | 0 | 0 | 0 | 0 | 0 | 0 | 0 | 0 | 0 | 0 | 0 | 0 | 0 | 0 | 0
F3_Commercial_Grocery (ID)_New_Food Preparation_Natural Gas_Oven_E1 | F3 | Commercial | Grocery (ID) | New | Food Preparation | Natural Gas | Oven | E1 | System - kBTUs of Consumption | 11.1308 | 11.1308 | 11.1308 | 11.1308 | 11.1308 | 11.1308 | 11.1308 | 11.1308 | 11.1308 | 11.1308 | 11.1308 | 11.1308 | 11.1308 | 11.1308 | 11.1308 | 11.1308 | 11.1308 | 11.1308 | 11.1308 | 11.1308 | 11.1308 | 11.1308 | 11.1308 | 11.1308 | 11.1308 | 11.1308 | 11.1308
F3_Commercial_Grocery (ID)_New_Food Preparation_Natural Gas_Oven_E2 | F3 | Commercial | Grocery (ID) | New | Food Preparation | Natural Gas | Oven | E2 | System - kBTUs of Consumption | 7.9039 | 7.9039 | 7.9039 | 7.9039 | 7.9039 | 7.9039 | 7.9039 | 7.9039 | 7.9039 | 7.9039 | 7.9039 | 7.9039 | 7.9039 | 7.9039 | 7.9039 | 7.9039 | 7.9039 | 7.9039 | 7.9039 | 7.9039 | 7.9039 | 7.9039 | 7.9039 | 7.9039 | 7.9039 | 7.9039 | 7.9039
F3_Commercial_Grocery (ID)_New_Food Preparation_Natural Gas_Oven_E3 | F3 | Commercial | Grocery (ID) | New | Food Preparation | Natural Gas | Oven | E3 | System - kBTUs of Consumption | 0 | 0 | 0 | 0 | 0 | 0 | 0 | 0 | 0 | 0 | 0 | 0 | 0 | 0 | 0 | 0 | 0 | 0 | 0 | 0 | 0 | 0 | 0 | 0 | 0 | 0 | 0
F3_Commercial_Grocery (ID)_New_Food Preparation_Natural Gas_Oven_E4 | F3 | Commercial | Grocery (ID) | New | Food Preparation | Natural Gas | Oven | E4 | System - kBTUs of Consumption | 0 | 0 | 0 | 0 | 0 | 0 | 0 | 0 | 0 | 0 | 0 | 0 | 0 | 0 | 0 | 0 | 0 | 0 | 0 | 0 | 0 | 0 | 0 | 0 | 0 | 0 | 0
F3_Commercial_Grocery (ID)_New_Food Preparation_Natural Gas_Oven_E5 | F3 | Commercial | Grocery (ID) | New | Food Preparation | Natural Gas | Oven | E5 | System - kBTUs of Consumption | 0 | 0 | 0 | 0 | 0 | 0 | 0 | 0 | 0 | 0 | 0 | 0 | 0 | 0 | 0 | 0 | 0 | 0 | 0 | 0 | 0 | 0 | 0 | 0 | 0 | 0 | 0
F3_Commercial_Grocery (ID)_New_Food Preparation_Natural Gas_Oven_E6 | F3 | Commercial | Grocery (ID) | New | Food Preparation | Natural Gas | Oven | E6 | System - kBTUs of Consumption | 0 | 0 | 0 | 0 | 0 | 0 | 0 | 0 | 0 | 0 | 0 | 0 | 0 | 0 | 0 | 0 | 0 | 0 | 0 | 0 | 0 | 0 | 0 | 0 | 0 | 0 | 0
F3_Commercial_Grocery (ID)_New_Food Preparation_Natural Gas_Oven_E7 | F3 | Commercial | Grocery (ID) | New | Food Preparation | Natural Gas | Oven | E7 | System - kBTUs of Consumption | 0 | 0 | 0 | 0 | 0 | 0 | 0 | 0 | 0 | 0 | 0 | 0 | 0 | 0 | 0 | 0 | 0 | 0 | 0 | 0 | 0 | 0 | 0 | 0 | 0 | 0 | 0
F3_Commercial_Grocery (ID)_New_Food Preparation_Natural Gas_Oven_E8 | F3 | Commercial | Grocery (ID) | New | Food Preparation | Natural Gas | Oven | E8 | System - kBTUs of Consumption | 0 | 0 | 0 | 0 | 0 | 0 | 0 | 0 | 0 | 0 | 0 | 0 | 0 | 0 | 0 | 0 | 0 | 0 | 0 | 0 | 0 | 0 | 0 | 0 | 0 | 0 | 0
F3_Commercial_Grocery (ID)_New_Food Preparation_Natural Gas_Oven_E9 | F3 | Commercial | Grocery (ID) | New | Food Preparation | Natural Gas | Oven | E9 | System - kBTUs of Consumption | 0 | 0 | 0 | 0 | 0 | 0 | 0 | 0 | 0 | 0 | 0 | 0 | 0 | 0 | 0 | 0 | 0 | 0 | 0 | 0 | 0 | 0 | 0 | 0 | 0 | 0 | 0
F3_Commercial_Grocery (ID)_New_Food Preparation_Natural Gas_Oven_E10 | F3 | Commercial | Grocery (ID) | New | Food Preparation | Natural Gas | Oven | E10 | System - kBTUs of Consumption | 0 | 0 | 0 | 0 | 0 | 0 | 0 | 0 | 0 | 0 | 0 | 0 | 0 | 0 | 0 | 0 | 0 | 0 | 0 | 0 | 0 | 0 | 0 | 0 | 0 | 0 | 0
F4_Commercial_Grocery (ID)_New_Food Preparation_Natural Gas_Oven_E1 | F4 | Commercial | Grocery (ID) | New | Food Preparation | Natural Gas | Oven | E1 | Utility - Cost of Equipment | 0.0011178 | 0.0011178 | 0.0011178 | 0.0011178 | 0.0011178 | 0.0011178 | 0.0011178 | 0.0011178 | 0.0011178 | 0.0011178 | 0.0011178 | 0.0011178 | 0.0011178 | 0.0011178 | 0.0011178 | 0.0011178 | 0.0011178 | 0.0011178 | 0.0011178 | 0.0011178 | 0.0011178 | 0.0011178 | 0.0011178 | 0.0011178 | 0.0011178 | 0.0011178 | 0.0011178
F4_Commercial_Grocery (ID)_New_Food Preparation_Natural Gas_Oven_E2 | F4 | Commercial | Grocery (ID) | New | Food Preparation | Natural Gas | Oven | E2 | Utility - Cost of Equipment | 0.0015231 | 0.0015231 | 0.0015231 | 0.0015231 | 0.0015231 | 0.0015231 | 0.0015231 | 0.0015231 | 0.0015231 | 0.0015231 | 0.0015231 | 0.0015231 | 0.0015231 | 0.0015231 | 0.0015231 | 0.0015231 | 0.0015231 | 0.0015231 | 0.0015231 | 0.0015231 | 0.0015231 | 0.0015231 | 0.0015231 | 0.0015231 | 0.0015231 | 0.0015231 | 0.0015231
F4_Commercial_Grocery (ID)_New_Food Preparation_Natural Gas_Oven_E3 | F4 | Commercial | Grocery (ID) | New | Food Preparation | Natural Gas | Oven | E3 | Utility - Cost of Equipment | 0 | 0 | 0 | 0 | 0 | 0 | 0 | 0 | 0 | 0 | 0 | 0 | 0 | 0 | 0 | 0 | 0 | 0 | 0 | 0 | 0 | 0 | 0 | 0 | 0 | 0 | 0
F4_Commercial_Grocery (ID)_New_Food Preparation_Natural Gas_Oven_E4 | F4 | Commercial | Grocery (ID) | New | Food Preparation | Natural Gas | Oven | E4 | Utility - Cost of Equipment | 0 | 0 | 0 | 0 | 0 | 0 | 0 | 0 | 0 | 0 | 0 | 0 | 0 | 0 | 0 | 0 | 0 | 0 | 0 | 0 | 0 | 0 | 0 | 0 | 0 | 0 | 0
F4_Commercial_Grocery (ID)_New_Food Preparation_Natural Gas_Oven_E5 | F4 | Commercial | Grocery (ID) | New | Food Preparation | Natural Gas | Oven | E5 | Utility - Cost of Equipment | 0 | 0 | 0 | 0 | 0 | 0 | 0 | 0 | 0 | 0 | 0 | 0 | 0 | 0 | 0 | 0 | 0 | 0 | 0 | 0 | 0 | 0 | 0 | 0 | 0 | 0 | 0
F4_Commercial_Grocery (ID)_New_Food Preparation_Natural Gas_Oven_E6 | F4 | Commercial | Grocery (ID) | New | Food Preparation | Natural Gas | Oven | E6 | Utility - Cost of Equipment | 0 | 0 | 0 | 0 | 0 | 0 | 0 | 0 | 0 | 0 | 0 | 0 | 0 | 0 | 0 | 0 | 0 | 0 | 0 | 0 | 0 | 0 | 0 | 0 | 0 | 0 | 0
F4_Commercial_Grocery (ID)_New_Food Preparation_Natural Gas_Oven_E7 | F4 | Commercial | Grocery (ID) | New | Food Preparation | Natural Gas | Oven | E7 | Utility - Cost of Equipment | 0 | 0 | 0 | 0 | 0 | 0 | 0 | 0 | 0 | 0 | 0 | 0 | 0 | 0 | 0 | 0 | 0 | 0 | 0 | 0 | 0 | 0 | 0 | 0 | 0 | 0 | 0
F4_Commercial_Grocery (ID)_New_Food Preparation_Natural Gas_Oven_E8 | F4 | Commercial | Grocery (ID) | New | Food Preparation | Natural Gas | Oven | E8 | Utility - Cost of Equipment | 0 | 0 | 0 | 0 | 0 | 0 | 0 | 0 | 0 | 0 | 0 | 0 | 0 | 0 | 0 | 0 | 0 | 0 | 0 | 0 | 0 | 0 | 0 | 0 | 0 | 0 | 0
F4_Commercial_Grocery (ID)_New_Food Preparation_Natural Gas_Oven_E9 | F4 | Commercial | Grocery (ID) | New | Food Preparation | Natural Gas | Oven | E9 | Utility - Cost of Equipment | 0 | 0 | 0 | 0 | 0 | 0 | 0 | 0 | 0 | 0 | 0 | 0 | 0 | 0 | 0 | 0 | 0 | 0 | 0 | 0 | 0 | 0 | 0 | 0 | 0 | 0 | 0
F4_Commercial_Grocery (ID)_New_Food Preparation_Natural Gas_Oven_E10 | F4 | Commercial | Grocery (ID) | New | Food Preparation | Natural Gas | Oven | E10 | Utility - Cost of Equipment | 0 | 0 | 0 | 0 | 0 | 0 | 0 | 0 | 0 | 0 | 0 | 0 | 0 | 0 | 0 | 0 | 0 | 0 | 0 | 0 | 0 | 0 | 0 | 0 | 0 | 0 | 0
F5_Commercial_Grocery (ID)_New_Food Preparation_Natural Gas_Oven_E1 | F5 | Commercial | Grocery (ID) | New | Food Preparation | Natural Gas | Oven | E1 | Utility - Cost of Operation | 0.038602 | 0.039494 | 0.040615 | 0.041937 | 0.043475 | 0.045414 | 0.047434 | 0.049449 | 0.051391 | 0.053361 | 0.054898 | 0.056328 | 0.057869 | 0.059371 | 0.060695 | 0.061922 | 0.063003 | 0.064066 | 0.06521 | 0.066318 | 0.067459 | 0.068648 | 0.069848 | 0.071089 | 0.072352 | 0.073638 | 0.074946
F5_Commercial_Grocery (ID)_New_Food Preparation_Natural Gas_Oven_E2 | F5 | Commercial | Grocery (ID) | New | Food Preparation | Natural Gas | Oven | E2 | Utility - Cost of Operation | 0.027411 | 0.028044 | 0.02884 | 0.029779 | 0.030871 | 0.032249 | 0.033683 | 0.035113 | 0.036493 | 0.037891 | 0.038983 | 0.039998 | 0.041093 | 0.042159 | 0.0431 | 0.04397 | 0.044738 | 0.045493 | 0.046305 | 0.047092 | 0.047902 | 0.048746 | 0.049599 | 0.05048 | 0.051377 | 0.05229 | 0.053219
F5_Commercial_Grocery (ID)_New_Food Preparation_Natural Gas_Oven_E3 | F5 | Commercial | Grocery (ID) | New | Food Preparation | Natural Gas | Oven | E3 | Utility - Cost of Operation | 0 | 0 | 0 | 0 | 0 | 0 | 0 | 0 | 0 | 0 | 0 | 0 | 0 | 0 | 0 | 0 | 0 | 0 | 0 | 0 | 0 | 0 | 0 | 0 | 0 | 0 | 0
F5_Commercial_Grocery (ID)_New_Food Preparation_Natural Gas_Oven_E4 | F5 | Commercial | Grocery (ID) | New | Food Preparation | Natural Gas | Oven | E4 | Utility - Cost of Operation | 0 | 0 | 0 | 0 | 0 | 0 | 0 | 0 | 0 | 0 | 0 | 0 | 0 | 0 | 0 | 0 | 0 | 0 | 0 | 0 | 0 | 0 | 0 | 0 | 0 | 0 | 0
F5_Commercial_Grocery (ID)_New_Food Preparation_Natural Gas_Oven_E5 | F5 | Commercial | Grocery (ID) | New | Food Preparation | Natural Gas | Oven | E5 | Utility - Cost of Operation | 0 | 0 | 0 | 0 | 0 | 0 | 0 | 0 | 0 | 0 | 0 | 0 | 0 | 0 | 0 | 0 | 0 | 0 | 0 | 0 | 0 | 0 | 0 | 0 | 0 | 0 | 0
F5_Commercial_Grocery (ID)_New_Food Preparation_Natural Gas_Oven_E6 | F5 | Commercial | Grocery (ID) | New | Food Preparation | Natural Gas | Oven | E6 | Utility - Cost of Operation | 0 | 0 | 0 | 0 | 0 | 0 | 0 | 0 | 0 | 0 | 0 | 0 | 0 | 0 | 0 | 0 | 0 | 0 | 0 | 0 | 0 | 0 | 0 | 0 | 0 | 0 | 0
F5_Commercial_Grocery (ID)_New_Food Preparation_Natural Gas_Oven_E7 | F5 | Commercial | Grocery (ID) | New | Food Preparation | Natural Gas | Oven | E7 | Utility - Cost of Operation | 0 | 0 | 0 | 0 | 0 | 0 | 0 | 0 | 0 | 0 | 0 | 0 | 0 | 0 | 0 | 0 | 0 | 0 | 0 | 0 | 0 | 0 | 0 | 0 | 0 | 0 | 0
F5_Commercial_Grocery (ID)_New_Food Preparation_Natural Gas_Oven_E8 | F5 | Commercial | Grocery (ID) | New | Food Preparation | Natural Gas | Oven | E8 | Utility - Cost of Operation | 0 | 0 | 0 | 0 | 0 | 0 | 0 | 0 | 0 | 0 | 0 | 0 | 0 | 0 | 0 | 0 | 0 | 0 | 0 | 0 | 0 | 0 | 0 | 0 | 0 | 0 | 0
F5_Commercial_Grocery (ID)_New_Food Preparation_Natural Gas_Oven_E9 | F5 | Commercial | Grocery (ID) | New | Food Preparation | Natural Gas | Oven | E9 | Utility - Cost of Operation | 0 | 0 | 0 | 0 | 0 | 0 | 0 | 0 | 0 | 0 | 0 | 0 | 0 | 0 | 0 | 0 | 0 | 0 | 0 | 0 | 0 | 0 | 0 | 0 | 0 | 0 | 0
F5_Commercial_Grocery (ID)_New_Food Preparation_Natural Gas_Oven_E10 | F5 | Commercial | Grocery (ID) | New | Food Preparation | Natural Gas | Oven | E10 | Utility - Cost of Operation | 0 | 0 | 0 | 0 | 0 | 0 | 0 | 0 | 0 | 0 | 0 | 0 | 0 | 0 | 0 | 0 | 0 | 0 | 0 | 0 | 0 | 0 | 0 | 0 | 0 | 0 | 0
F6_Commercial_Grocery (ID)_New_Food Preparation_Natural Gas_Oven_E1 | F6 | Commercial | Grocery (ID) | New | Food Preparation | Natural Gas | Oven | E1 | Utility - Value of Sales | 0.045921 | 0.046685 | 0.047617 | 0.048749 | 0.050096 | 0.051876 | 0.053702 | 0.055469 | 0.057095 | 0.058657 | 0.060261 | 0.061694 | 0.063189 | 0.06457 | 0.065734 | 0.066765 | 0.06761 | 0.068407 | 0.069262 | 0.070047 | 0.070831 | 0.07208 | 0.073341 | 0.074644 | 0.07597 | 0.07732 | 0.078693
F6_Commercial_Grocery (ID)_New_Food Preparation_Natural Gas_Oven_E2 | F6 | Commercial | Grocery (ID) | New | Food Preparation | Natural Gas | Oven | E2 | Utility - Value of Sales | 0.032608 | 0.033151 | 0.033812 | 0.034616 | 0.035573 | 0.036837 | 0.038134 | 0.039388 | 0.040543 | 0.041652 | 0.042791 | 0.043809 | 0.04487 | 0.045851 | 0.046677 | 0.047409 | 0.04801 | 0.048576 | 0.049183 | 0.04974 | 0.050297 | 0.051184 | 0.052079 | 0.053004 | 0.053946 | 0.054904 | 0.05588
F6_Commercial_Grocery (ID)_New_Food Preparation_Natural Gas_Oven_E3 | F6 | Commercial | Grocery (ID) | New | Food Preparation | Natural Gas | Oven | E3 | Utility - Value of Sales | 0 | 0 | 0 | 0 | 0 | 0 | 0 | 0 | 0 | 0 | 0 | 0 | 0 | 0 | 0 | 0 | 0 | 0 | 0 | 0 | 0 | 0 | 0 | 0 | 0 | 0 | 0
F6_Commercial_Grocery (ID)_New_Food Preparation_Natural Gas_Oven_E4 | F6 | Commercial | Grocery (ID) | New | Food Preparation | Natural Gas | Oven | E4 | Utility - Value of Sales | 0 | 0 | 0 | 0 | 0 | 0 | 0 | 0 | 0 | 0 | 0 | 0 | 0 | 0 | 0 | 0 | 0 | 0 | 0 | 0 | 0 | 0 | 0 | 0 | 0 | 0 | 0
F6_Commercial_Grocery (ID)_New_Food Preparation_Natural Gas_Oven_E5 | F6 | Commercial | Grocery (ID) | New | Food Preparation | Natural Gas | Oven | E5 | Utility - Value of Sales | 0 | 0 | 0 | 0 | 0 | 0 | 0 | 0 | 0 | 0 | 0 | 0 | 0 | 0 | 0 | 0 | 0 | 0 | 0 | 0 | 0 | 0 | 0 | 0 | 0 | 0 | 0
F6_Commercial_Grocery (ID)_New_Food Preparation_Natural Gas_Oven_E6 | F6 | Commercial | Grocery (ID) | New | Food Preparation | Natural Gas | Oven | E6 | Utility - Value of Sales | 0 | 0 | 0 | 0 | 0 | 0 | 0 | 0 | 0 | 0 | 0 | 0 | 0 | 0 | 0 | 0 | 0 | 0 | 0 | 0 | 0 | 0 | 0 | 0 | 0 | 0 | 0
F6_Commercial_Grocery (ID)_New_Food Preparation_Natural Gas_Oven_E7 | F6 | Commercial | Grocery (ID) | New | Food Preparation | Natural Gas | Oven | E7 | Utility - Value of Sales | 0 | 0 | 0 | 0 | 0 | 0 | 0 | 0 | 0 | 0 | 0 | 0 | 0 | 0 | 0 | 0 | 0 | 0 | 0 | 0 | 0 | 0 | 0 | 0 | 0 | 0 | 0
F6_Commercial_Grocery (ID)_New_Food Preparation_Natural Gas_Oven_E8 | F6 | Commercial | Grocery (ID) | New | Food Preparation | Natural Gas | Oven | E8 | Utility - Value of Sales | 0 | 0 | 0 | 0 | 0 | 0 | 0 | 0 | 0 | 0 | 0 | 0 | 0 | 0 | 0 | 0 | 0 | 0 | 0 | 0 | 0 | 0 | 0 | 0 | 0 | 0 | 0
F6_Commercial_Grocery (ID)_New_Food Preparation_Natural Gas_Oven_E9 | F6 | Commercial | Grocery (ID) | New | Food Preparation | Natural Gas | Oven | E9 | Utility - Value of Sales | 0 | 0 | 0 | 0 | 0 | 0 | 0 | 0 | 0 | 0 | 0 | 0 | 0 | 0 | 0 | 0 | 0 | 0 | 0 | 0 | 0 | 0 | 0 | 0 | 0 | 0 | 0
F6_Commercial_Grocery (ID)_New_Food Preparation_Natural Gas_Oven_E10 | F6 | Commercial | Grocery (ID) | New | Food Preparation | Natural Gas | Oven | E10 | Utility - Value of Sales | 0 | 0 | 0 | 0 | 0 | 0 | 0 | 0 | 0 | 0 | 0 | 0 | 0 | 0 | 0 | 0 | 0 | 0 | 0 | 0 | 0 | 0 | 0 | 0 | 0 | 0 | 0
F1_Commercial_Grocery (ID)_New_Food Preparation_Natural Gas_Conveyor Oven_E1 | F1 | Commercial | Grocery (ID) | New | Food Preparation | Natural Gas | Conveyor Oven | E1 | RVT - Cost of Equipment | 0.00064752 | 0.00064752 | 0.00064752 | 0.00064752 | 0.00064752 | 0.00064752 | 0.00064752 | 0.00064752 | 0.00064752 | 0.00064752 | 0.00064752 | 0.00064752 | 0.00064752 | 0.00064752 | 0.00064752 | 0.00064752 | 0.00064752 | 0.00064752 | 0.00064752 | 0.00064752 | 0.00064752 | 0.00064752 | 0.00064752 | 0.00064752 | 0.00064752 | 0.00064752 | 0.00064752
F1_Commercial_Grocery (ID)_New_Food Preparation_Natural Gas_Conveyor Oven_E2 | F1 | Commercial | Grocery (ID) | New | Food Preparation | Natural Gas | Conveyor Oven | E2 | RVT - Cost of Equipment | 0.0013718 | 0.0013718 | 0.0013718 | 0.0013718 | 0.0013718 | 0.0013718 | 0.0013718 | 0.0013718 | 0.0013718 | 0.0013718 | 0.0013718 | 0.0013718 | 0.0013718 | 0.0013718 | 0.0013718 | 0.0013718 | 0.0013718 | 0.0013718 | 0.0013718 | 0.0013718 | 0.0013718 | 0.0013718 | 0.0013718 | 0.0013718 | 0.0013718 | 0.0013718 | 0.0013718
F1_Commercial_Grocery (ID)_New_Food Preparation_Natural Gas_Conveyor Oven_E3 | F1 | Commercial | Grocery (ID) | New | Food Preparation | Natural Gas | Conveyor Oven | E3 | RVT - Cost of Equipment | 0 | 0 | 0 | 0 | 0 | 0 | 0 | 0 | 0 | 0 | 0 | 0 | 0 | 0 | 0 | 0 | 0 | 0 | 0 | 0 | 0 | 0 | 0 | 0 | 0 | 0 | 0
F1_Commercial_Grocery (ID)_New_Food Preparation_Natural Gas_Conveyor Oven_E4 | F1 | Commercial | Grocery (ID) | New | Food Preparation | Natural Gas | Conveyor Oven | E4 | RVT - Cost of Equipment | 0 | 0 | 0 | 0 | 0 | 0 | 0 | 0 | 0 | 0 | 0 | 0 | 0 | 0 | 0 | 0 | 0 | 0 | 0 | 0 | 0 | 0 | 0 | 0 | 0 | 0 | 0
F1_Commercial_Grocery (ID)_New_Food Preparation_Natural Gas_Conveyor Oven_E5 | F1 | Commercial | Grocery (ID) | New | Food Preparation | Natural Gas | Conveyor Oven | E5 | RVT - Cost of Equipment | 0 | 0 | 0 | 0 | 0 | 0 | 0 | 0 | 0 | 0 | 0 | 0 | 0 | 0 | 0 | 0 | 0 | 0 | 0 | 0 | 0 | 0 | 0 | 0 | 0 | 0 | 0
F1_Commercial_Grocery (ID)_New_Food Preparation_Natural Gas_Conveyor Oven_E6 | F1 | Commercial | Grocery (ID) | New | Food Preparation | Natural Gas | Conveyor Oven | E6 | RVT - Cost of Equipment | 0 | 0 | 0 | 0 | 0 | 0 | 0 | 0 | 0 | 0 | 0 | 0 | 0 | 0 | 0 | 0 | 0 | 0 | 0 | 0 | 0 | 0 | 0 | 0 | 0 | 0 | 0
F1_Commercial_Grocery (ID)_New_Food Preparation_Natural Gas_Conveyor Oven_E7 | F1 | Commercial | Grocery (ID) | New | Food Preparation | Natural Gas | Conveyor Oven | E7 | RVT - Cost of Equipment | 0 | 0 | 0 | 0 | 0 | 0 | 0 | 0 | 0 | 0 | 0 | 0 | 0 | 0 | 0 | 0 | 0 | 0 | 0 | 0 | 0 | 0 | 0 | 0 | 0 | 0 | 0
F1_Commercial_Grocery (ID)_New_Food Preparation_Natural Gas_Conveyor Oven_E8 | F1 | Commercial | Grocery (ID) | New | Food Preparation | Natural Gas | Conveyor Oven | E8 | RVT - Cost of Equipment | 0 | 0 | 0 | 0 | 0 | 0 | 0 | 0 | 0 | 0 | 0 | 0 | 0 | 0 | 0 | 0 | 0 | 0 | 0 | 0 | 0 | 0 | 0 | 0 | 0 | 0 | 0
F1_Commercial_Grocery (ID)_New_Food Preparation_Natural Gas_Conveyor Oven_E9 | F1 | Commercial | Grocery (ID) | New | Food Preparation | Natural Gas | Conveyor Oven | E9 | RVT - Cost of Equipment | 0 | 0 | 0 | 0 | 0 | 0 | 0 | 0 | 0 | 0 | 0 | 0 | 0 | 0 | 0 | 0 | 0 | 0 | 0 | 0 | 0 | 0 | 0 | 0 | 0 | 0 | 0
F1_Commercial_Grocery (ID)_New_Food Preparation_Natural Gas_Conveyor Oven_E10 | F1 | Commercial | Grocery (ID) | New | Food Preparation | Natural Gas | Conveyor Oven | E10 | RVT - Cost of Equipment | 0 | 0 | 0 | 0 | 0 | 0 | 0 | 0 | 0 | 0 | 0 | 0 | 0 | 0 | 0 | 0 | 0 | 0 | 0 | 0 | 0 | 0 | 0 | 0 | 0 | 0 | 0
F2_Commercial_Grocery (ID)_New_Food Preparation_Natural Gas_Conveyor Oven_E1 | F2 | Commercial | Grocery (ID) | New | Food Preparation | Natural Gas | Conveyor Oven | E1 | RVT - Cost of Operation | 0.079888 | 0.081595 | 0.083452 | 0.085465 | 0.087647 | 0.090217 | 0.092732 | 0.095127 | 0.097321 | 0.099479 | 0.10173 | 0.10384 | 0.10608 | 0.10826 | 0.1102 | 0.112 | 0.11359 | 0.11514 | 0.11677 | 0.11833 | 0.1199 | 0.12202 | 0.12416 | 0.12637 | 0.12861 | 0.1309 | 0.13322
F2_Commercial_Grocery (ID)_New_Food Preparation_Natural Gas_Conveyor Oven_E2 | F2 | Commercial | Grocery (ID) | New | Food Preparation | Natural Gas | Conveyor Oven | E2 | RVT - Cost of Operation | 0.06349 | 0.064847 | 0.066323 | 0.067922 | 0.069656 | 0.071699 | 0.073698 | 0.0756 | 0.077345 | 0.079059 | 0.080852 | 0.082524 | 0.084305 | 0.086038 | 0.08758 | 0.08901 | 0.090277 | 0.091509 | 0.092803 | 0.094041 | 0.095289 | 0.096973 | 0.098677 | 0.10043 | 0.10221 | 0.10403 | 0.10588
F2_Commercial_Grocery (ID)_New_Food Preparation_Natural Gas_Conveyor Oven_E3 | F2 | Commercial | Grocery (ID) | New | Food Preparation | Natural Gas | Conveyor Oven | E3 | RVT - Cost of Operation | 0 | 0 | 0 | 0 | 0 | 0 | 0 | 0 | 0 | 0 | 0 | 0 | 0 | 0 | 0 | 0 | 0 | 0 | 0 | 0 | 0 | 0 | 0 | 0 | 0 | 0 | 0
F2_Commercial_Grocery (ID)_New_Food Preparation_Natural Gas_Conveyor Oven_E4 | F2 | Commercial | Grocery (ID) | New | Food Preparation | Natural Gas | Conveyor Oven | E4 | RVT - Cost of Operation | 0 | 0 | 0 | 0 | 0 | 0 | 0 | 0 | 0 | 0 | 0 | 0 | 0 | 0 | 0 | 0 | 0 | 0 | 0 | 0 | 0 | 0 | 0 | 0 | 0 | 0 | 0
F2_Commercial_Grocery (ID)_New_Food Preparation_Natural Gas_Conveyor Oven_E5 | F2 | Commercial | Grocery (ID) | New | Food Preparation | Natural Gas | Conveyor Oven | E5 | RVT - Cost of Operation | 0 | 0 | 0 | 0 | 0 | 0 | 0 | 0 | 0 | 0 | 0 | 0 | 0 | 0 | 0 | 0 | 0 | 0 | 0 | 0 | 0 | 0 | 0 | 0 | 0 | 0 | 0
F2_Commercial_Grocery (ID)_New_Food Preparation_Natural Gas_Conveyor Oven_E6 | F2 | Commercial | Grocery (ID) | New | Food Preparation | Natural Gas | Conveyor Oven | E6 | RVT - Cost of Operation | 0 | 0 | 0 | 0 | 0 | 0 | 0 | 0 | 0 | 0 | 0 | 0 | 0 | 0 | 0 | 0 | 0 | 0 | 0 | 0 | 0 | 0 | 0 | 0 | 0 | 0 | 0
F2_Commercial_Grocery (ID)_New_Food Preparation_Natural Gas_Conveyor Oven_E7 | F2 | Commercial | Grocery (ID) | New | Food Preparation | Natural Gas | Conveyor Oven | E7 | RVT - Cost of Operation | 0 | 0 | 0 | 0 | 0 | 0 | 0 | 0 | 0 | 0 | 0 | 0 | 0 | 0 | 0 | 0 | 0 | 0 | 0 | 0 | 0 | 0 | 0 | 0 | 0 | 0 | 0
F2_Commercial_Grocery (ID)_New_Food Preparation_Natural Gas_Conveyor Oven_E8 | F2 | Commercial | Grocery (ID) | New | Food Preparation | Natural Gas | Conveyor Oven | E8 | RVT - Cost of Operation | 0 | 0 | 0 | 0 | 0 | 0 | 0 | 0 | 0 | 0 | 0 | 0 | 0 | 0 | 0 | 0 | 0 | 0 | 0 | 0 | 0 | 0 | 0 | 0 | 0 | 0 | 0
F2_Commercial_Grocery (ID)_New_Food Preparation_Natural Gas_Conveyor Oven_E9 | F2 | Commercial | Grocery (ID) | New | Food Preparation | Natural Gas | Conveyor Oven | E9 | RVT - Cost of Operation | 0 | 0 | 0 | 0 | 0 | 0 | 0 | 0 | 0 | 0 | 0 | 0 | 0 | 0 | 0 | 0 | 0 | 0 | 0 | 0 | 0 | 0 | 0 | 0 | 0 | 0 | 0
F2_Commercial_Grocery (ID)_New_Food Preparation_Natural Gas_Conveyor Oven_E10 | F2 | Commercial | Grocery (ID) | New | Food Preparation | Natural Gas | Conveyor Oven | E10 | RVT - Cost of Operation | 0 | 0 | 0 | 0 | 0 | 0 | 0 | 0 | 0 | 0 | 0 | 0 | 0 | 0 | 0 | 0 | 0 | 0 | 0 | 0 | 0 | 0 | 0 | 0 | 0 | 0 | 0
F3_Commercial_Grocery (ID)_New_Food Preparation_Natural Gas_Conveyor Oven_E1 | F3 | Commercial | Grocery (ID) | New | Food Preparation | Natural Gas | Conveyor Oven | E1 | System - kBTUs of Consumption | 17.9634 | 17.9634 | 17.9634 | 17.9634 | 17.9634 | 17.9634 | 17.9634 | 17.9634 | 17.9634 | 17.9634 | 17.9634 | 17.9634 | 17.9634 | 17.9634 | 17.9634 | 17.9634 | 17.9634 | 17.9634 | 17.9634 | 17.9634 | 17.9634 | 17.9634 | 17.9634 | 17.9634 | 17.9634 | 17.9634 | 17.9634
F3_Commercial_Grocery (ID)_New_Food Preparation_Natural Gas_Conveyor Oven_E2 | F3 | Commercial | Grocery (ID) | New | Food Preparation | Natural Gas | Conveyor Oven | E2 | System - kBTUs of Consumption | 14.2761 | 14.2761 | 14.2761 | 14.2761 | 14.2761 | 14.2761 | 14.2761 | 14.2761 | 14.2761 | 14.2761 | 14.2761 | 14.2761 | 14.2761 | 14.2761 | 14.2761 | 14.2761 | 14.2761 | 14.2761 | 14.2761 | 14.2761 | 14.2761 | 14.2761 | 14.2761 | 14.2761 | 14.2761 | 14.2761 | 14.2761
F3_Commercial_Grocery (ID)_New_Food Preparation_Natural Gas_Conveyor Oven_E3 | F3 | Commercial | Grocery (ID) | New | Food Preparation | Natural Gas | Conveyor Oven | E3 | System - kBTUs of Consumption | 0 | 0 | 0 | 0 | 0 | 0 | 0 | 0 | 0 | 0 | 0 | 0 | 0 | 0 | 0 | 0 | 0 | 0 | 0 | 0 | 0 | 0 | 0 | 0 | 0 | 0 | 0
F3_Commercial_Grocery (ID)_New_Food Preparation_Natural Gas_Conveyor Oven_E4 | F3 | Commercial | Grocery (ID) | New | Food Preparation | Natural Gas | Conveyor Oven | E4 | System - kBTUs of Consumption | 0 | 0 | 0 | 0 | 0 | 0 | 0 | 0 | 0 | 0 | 0 | 0 | 0 | 0 | 0 | 0 | 0 | 0 | 0 | 0 | 0 | 0 | 0 | 0 | 0 | 0 | 0
F3_Commercial_Grocery (ID)_New_Food Preparation_Natural Gas_Conveyor Oven_E5 | F3 | Commercial | Grocery (ID) | New | Food Preparation | Natural Gas | Conveyor Oven | E5 | System - kBTUs of Consumption | 0 | 0 | 0 | 0 | 0 | 0 | 0 | 0 | 0 | 0 | 0 | 0 | 0 | 0 | 0 | 0 | 0 | 0 | 0 | 0 | 0 | 0 | 0 | 0 | 0 | 0 | 0
F3_Commercial_Grocery (ID)_New_Food Preparation_Natural Gas_Conveyor Oven_E6 | F3 | Commercial | Grocery (ID) | New | Food Preparation | Natural Gas | Conveyor Oven | E6 | System - kBTUs of Consumption | 0 | 0 | 0 | 0 | 0 | 0 | 0 | 0 | 0 | 0 | 0 | 0 | 0 | 0 | 0 | 0 | 0 | 0 | 0 | 0 | 0 | 0 | 0 | 0 | 0 | 0 | 0
F3_Commercial_Grocery (ID)_New_Food Preparation_Natural Gas_Conveyor Oven_E7 | F3 | Commercial | Grocery (ID) | New | Food Preparation | Natural Gas | Conveyor Oven | E7 | System - kBTUs of Consumption | 0 | 0 | 0 | 0 | 0 | 0 | 0 | 0 | 0 | 0 | 0 | 0 | 0 | 0 | 0 | 0 | 0 | 0 | 0 | 0 | 0 | 0 | 0 | 0 | 0 | 0 | 0
F3_Commercial_Grocery (ID)_New_Food Preparation_Natural Gas_Conveyor Oven_E8 | F3 | Commercial | Grocery (ID) | New | Food Preparation | Natural Gas | Conveyor Oven | E8 | System - kBTUs of Consumption | 0 | 0 | 0 | 0 | 0 | 0 | 0 | 0 | 0 | 0 | 0 | 0 | 0 | 0 | 0 | 0 | 0 | 0 | 0 | 0 | 0 | 0 | 0 | 0 | 0 | 0 | 0
F3_Commercial_Grocery (ID)_New_Food Preparation_Natural Gas_Conveyor Oven_E9 | F3 | Commercial | Grocery (ID) | New | Food Preparation | Natural Gas | Conveyor Oven | E9 | System - kBTUs of Consumption | 0 | 0 | 0 | 0 | 0 | 0 | 0 | 0 | 0 | 0 | 0 | 0 | 0 | 0 | 0 | 0 | 0 | 0 | 0 | 0 | 0 | 0 | 0 | 0 | 0 | 0 | 0
F3_Commercial_Grocery (ID)_New_Food Preparation_Natural Gas_Conveyor Oven_E10 | F3 | Commercial | Grocery (ID) | New | Food Preparation | Natural Gas | Conveyor Oven | E10 | System - kBTUs of Consumption | 0 | 0 | 0 | 0 | 0 | 0 | 0 | 0 | 0 | 0 | 0 | 0 | 0 | 0 | 0 | 0 | 0 | 0 | 0 | 0 | 0 | 0 | 0 | 0 | 0 | 0 | 0
F4_Commercial_Grocery (ID)_New_Food Preparation_Natural Gas_Conveyor Oven_E1 | F4 | Commercial | Grocery (ID) | New | Food Preparation | Natural Gas | Conveyor Oven | E1 | Utility - Cost of Equipment | 0.00064752 | 0.00064752 | 0.00064752 | 0.00064752 | 0.00064752 | 0.00064752 | 0.00064752 | 0.00064752 | 0.00064752 | 0.00064752 | 0.00064752 | 0.00064752 | 0.00064752 | 0.00064752 | 0.00064752 | 0.00064752 | 0.00064752 | 0.00064752 | 0.00064752 | 0.00064752 | 0.00064752 | 0.00064752 | 0.00064752 | 0.00064752 | 0.00064752 | 0.00064752 | 0.00064752
F4_Commercial_Grocery (ID)_New_Food Preparation_Natural Gas_Conveyor Oven_E2 | F4 | Commercial | Grocery (ID) | New | Food Preparation | Natural Gas | Conveyor Oven | E2 | Utility - Cost of Equipment | 0.0013718 | 0.0013718 | 0.0013718 | 0.0013718 | 0.0013718 | 0.0013718 | 0.0013718 | 0.0013718 | 0.0013718 | 0.0013718 | 0.0013718 | 0.0013718 | 0.0013718 | 0.0013718 | 0.0013718 | 0.0013718 | 0.0013718 | 0.0013718 | 0.0013718 | 0.0013718 | 0.0013718 | 0.0013718 | 0.0013718 | 0.0013718 | 0.0013718 | 0.0013718 | 0.0013718
F4_Commercial_Grocery (ID)_New_Food Preparation_Natural Gas_Conveyor Oven_E3 | F4 | Commercial | Grocery (ID) | New | Food Preparation | Natural Gas | Conveyor Oven | E3 | Utility - Cost of Equipment | 0 | 0 | 0 | 0 | 0 | 0 | 0 | 0 | 0 | 0 | 0 | 0 | 0 | 0 | 0 | 0 | 0 | 0 | 0 | 0 | 0 | 0 | 0 | 0 | 0 | 0 | 0
F4_Commercial_Grocery (ID)_New_Food Preparation_Natural Gas_Conveyor Oven_E4 | F4 | Commercial | Grocery (ID) | New | Food Preparation | Natural Gas | Conveyor Oven | E4 | Utility - Cost of Equipment | 0 | 0 | 0 | 0 | 0 | 0 | 0 | 0 | 0 | 0 | 0 | 0 | 0 | 0 | 0 | 0 | 0 | 0 | 0 | 0 | 0 | 0 | 0 | 0 | 0 | 0 | 0
F4_Commercial_Grocery (ID)_New_Food Preparation_Natural Gas_Conveyor Oven_E5 | F4 | Commercial | Grocery (ID) | New | Food Preparation | Natural Gas | Conveyor Oven | E5 | Utility - Cost of Equipment | 0 | 0 | 0 | 0 | 0 | 0 | 0 | 0 | 0 | 0 | 0 | 0 | 0 | 0 | 0 | 0 | 0 | 0 | 0 | 0 | 0 | 0 | 0 | 0 | 0 | 0 | 0
F4_Commercial_Grocery (ID)_New_Food Preparation_Natural Gas_Conveyor Oven_E6 | F4 | Commercial | Grocery (ID) | New | Food Preparation | Natural Gas | Conveyor Oven | E6 | Utility - Cost of Equipment | 0 | 0 | 0 | 0 | 0 | 0 | 0 | 0 | 0 | 0 | 0 | 0 | 0 | 0 | 0 | 0 | 0 | 0 | 0 | 0 | 0 | 0 | 0 | 0 | 0 | 0 | 0
F4_Commercial_Grocery (ID)_New_Food Preparation_Natural Gas_Conveyor Oven_E7 | F4 | Commercial | Grocery (ID) | New | Food Preparation | Natural Gas | Conveyor Oven | E7 | Utility - Cost of Equipment | 0 | 0 | 0 | 0 | 0 | 0 | 0 | 0 | 0 | 0 | 0 | 0 | 0 | 0 | 0 | 0 | 0 | 0 | 0 | 0 | 0 | 0 | 0 | 0 | 0 | 0 | 0
F4_Commercial_Grocery (ID)_New_Food Preparation_Natural Gas_Conveyor Oven_E8 | F4 | Commercial | Grocery (ID) | New | Food Preparation | Natural Gas | Conveyor Oven | E8 | Utility - Cost of Equipment | 0 | 0 | 0 | 0 | 0 | 0 | 0 | 0 | 0 | 0 | 0 | 0 | 0 | 0 | 0 | 0 | 0 | 0 | 0 | 0 | 0 | 0 | 0 | 0 | 0 | 0 | 0
F4_Commercial_Grocery (ID)_New_Food Preparation_Natural Gas_Conveyor Oven_E9 | F4 | Commercial | Grocery (ID) | New | Food Preparation | Natural Gas | Conveyor Oven | E9 | Utility - Cost of Equipment | 0 | 0 | 0 | 0 | 0 | 0 | 0 | 0 | 0 | 0 | 0 | 0 | 0 | 0 | 0 | 0 | 0 | 0 | 0 | 0 | 0 | 0 | 0 | 0 | 0 | 0 | 0
F4_Commercial_Grocery (ID)_New_Food Preparation_Natural Gas_Conveyor Oven_E10 | F4 | Commercial | Grocery (ID) | New | Food Preparation | Natural Gas | Conveyor Oven | E10 | Utility - Cost of Equipment | 0 | 0 | 0 | 0 | 0 | 0 | 0 | 0 | 0 | 0 | 0 | 0 | 0 | 0 | 0 | 0 | 0 | 0 | 0 | 0 | 0 | 0 | 0 | 0 | 0 | 0 | 0
F5_Commercial_Grocery (ID)_New_Food Preparation_Natural Gas_Conveyor Oven_E1 | F5 | Commercial | Grocery (ID) | New | Food Preparation | Natural Gas | Conveyor Oven | E1 | Utility - Cost of Operation | 0.068914 | 0.070763 | 0.072795 | 0.075021 | 0.07746 | 0.080302 | 0.083183 | 0.086026 | 0.088769 | 0.091552 | 0.093848 | 0.096027 | 0.098351 | 0.10064 | 0.10274 | 0.10474 | 0.10658 | 0.10841 | 0.11034 | 0.11224 | 0.11419 | 0.11621 | 0.11825 | 0.12035 | 0.12249 | 0.12467 | 0.12688
F5_Commercial_Grocery (ID)_New_Food Preparation_Natural Gas_Conveyor Oven_E2 | F5 | Commercial | Grocery (ID) | New | Food Preparation | Natural Gas | Conveyor Oven | E2 | Utility - Cost of Operation | 0.054768 | 0.056238 | 0.057853 | 0.059622 | 0.061561 | 0.063819 | 0.066109 | 0.068368 | 0.070548 | 0.07276 | 0.074584 | 0.076316 | 0.078163 | 0.079985 | 0.081652 | 0.083239 | 0.084701 | 0.086154 | 0.087689 | 0.089201 | 0.090751 | 0.092355 | 0.093978 | 0.095648 | 0.097347 | 0.099077 | 0.10084
F5_Commercial_Grocery (ID)_New_Food Preparation_Natural Gas_Conveyor Oven_E3 | F5 | Commercial | Grocery (ID) | New | Food Preparation | Natural Gas | Conveyor Oven | E3 | Utility - Cost of Operation | 0 | 0 | 0 | 0 | 0 | 0 | 0 | 0 | 0 | 0 | 0 | 0 | 0 | 0 | 0 | 0 | 0 | 0 | 0 | 0 | 0 | 0 | 0 | 0 | 0 | 0 | 0
F5_Commercial_Grocery (ID)_New_Food Preparation_Natural Gas_Conveyor Oven_E4 | F5 | Commercial | Grocery (ID) | New | Food Preparation | Natural Gas | Conveyor Oven | E4 | Utility - Cost of Operation | 0 | 0 | 0 | 0 | 0 | 0 | 0 | 0 | 0 | 0 | 0 | 0 | 0 | 0 | 0 | 0 | 0 | 0 | 0 | 0 | 0 | 0 | 0 | 0 | 0 | 0 | 0
F5_Commercial_Grocery (ID)_New_Food Preparation_Natural Gas_Conveyor Oven_E5 | F5 | Commercial | Grocery (ID) | New | Food Preparation | Natural Gas | Conveyor Oven | E5 | Utility - Cost of Operation | 0 | 0 | 0 | 0 | 0 | 0 | 0 | 0 | 0 | 0 | 0 | 0 | 0 | 0 | 0 | 0 | 0 | 0 | 0 | 0 | 0 | 0 | 0 | 0 | 0 | 0 | 0
F5_Commercial_Grocery (ID)_New_Food Preparation_Natural Gas_Conveyor Oven_E6 | F5 | Commercial | Grocery (ID) | New | Food Preparation | Natural Gas | Conveyor Oven | E6 | Utility - Cost of Operation | 0 | 0 | 0 | 0 | 0 | 0 | 0 | 0 | 0 | 0 | 0 | 0 | 0 | 0 | 0 | 0 | 0 | 0 | 0 | 0 | 0 | 0 | 0 | 0 | 0 | 0 | 0
F5_Commercial_Grocery (ID)_New_Food Preparation_Natural Gas_Conveyor Oven_E7 | F5 | Commercial | Grocery (ID) | New | Food Preparation | Natural Gas | Conveyor Oven | E7 | Utility - Cost of Operation | 0 | 0 | 0 | 0 | 0 | 0 | 0 | 0 | 0 | 0 | 0 | 0 | 0 | 0 | 0 | 0 | 0 | 0 | 0 | 0 | 0 | 0 | 0 | 0 | 0 | 0 | 0
F5_Commercial_Grocery (ID)_New_Food Preparation_Natural Gas_Conveyor Oven_E8 | F5 | Commercial | Grocery (ID) | New | Food Preparation | Natural Gas | Conveyor Oven | E8 | Utility - Cost of Operation | 0 | 0 | 0 | 0 | 0 | 0 | 0 | 0 | 0 | 0 | 0 | 0 | 0 | 0 | 0 | 0 | 0 | 0 | 0 | 0 | 0 | 0 | 0 | 0 | 0 | 0 | 0
F5_Commercial_Grocery (ID)_New_Food Preparation_Natural Gas_Conveyor Oven_E9 | F5 | Commercial | Grocery (ID) | New | Food Preparation | Natural Gas | Conveyor Oven | E9 | Utility - Cost of Operation | 0 | 0 | 0 | 0 | 0 | 0 | 0 | 0 | 0 | 0 | 0 | 0 | 0 | 0 | 0 | 0 | 0 | 0 | 0 | 0 | 0 | 0 | 0 | 0 | 0 | 0 | 0
F5_Commercial_Grocery (ID)_New_Food Preparation_Natural Gas_Conveyor Oven_E10 | F5 | Commercial | Grocery (ID) | New | Food Preparation | Natural Gas | Conveyor Oven | E10 | Utility - Cost of Operation | 0 | 0 | 0 | 0 | 0 | 0 | 0 | 0 | 0 | 0 | 0 | 0 | 0 | 0 | 0 | 0 | 0 | 0 | 0 | 0 | 0 | 0 | 0 | 0 | 0 | 0 | 0
F6_Commercial_Grocery (ID)_New_Food Preparation_Natural Gas_Conveyor Oven_E1 | F6 | Commercial | Grocery (ID) | New | Food Preparation | Natural Gas | Conveyor Oven | E1 | Utility - Value of Sales | 0.079888 | 0.081595 | 0.083452 | 0.085465 | 0.087647 | 0.090217 | 0.092732 | 0.095127 | 0.097321 | 0.099479 | 0.10173 | 0.10384 | 0.10608 | 0.10826 | 0.1102 | 0.112 | 0.11359 | 0.11514 | 0.11677 | 0.11833 | 0.1199 | 0.12202 | 0.12416 | 0.12637 | 0.12861 | 0.1309 | 0.13322
F6_Commercial_Grocery (ID)_New_Food Preparation_Natural Gas_Conveyor Oven_E2 | F6 | Commercial | Grocery (ID) | New | Food Preparation | Natural Gas | Conveyor Oven | E2 | Utility - Value of Sales | 0.06349 | 0.064847 | 0.066323 | 0.067922 | 0.069656 | 0.071699 | 0.073698 | 0.0756 | 0.077345 | 0.079059 | 0.080852 | 0.082524 | 0.084305 | 0.086038 | 0.08758 | 0.08901 | 0.090277 | 0.091509 | 0.092803 | 0.094041 | 0.095289 | 0.096973 | 0.098677 | 0.10043 | 0.10221 | 0.10403 | 0.10588
F6_Commercial_Grocery (ID)_New_Food Preparation_Natural Gas_Conveyor Oven_E3 | F6 | Commercial | Grocery (ID) | New | Food Preparation | Natural Gas | Conveyor Oven | E3 | Utility - Value of Sales | 0 | 0 | 0 | 0 | 0 | 0 | 0 | 0 | 0 | 0 | 0 | 0 | 0 | 0 | 0 | 0 | 0 | 0 | 0 | 0 | 0 | 0 | 0 | 0 | 0 | 0 | 0
F6_Commercial_Grocery (ID)_New_Food Preparation_Natural Gas_Conveyor Oven_E4 | F6 | Commercial | Grocery (ID) | New | Food Preparation | Natural Gas | Conveyor Oven | E4 | Utility - Value of Sales | 0 | 0 | 0 | 0 | 0 | 0 | 0 | 0 | 0 | 0 | 0 | 0 | 0 | 0 | 0 | 0 | 0 | 0 | 0 | 0 | 0 | 0 | 0 | 0 | 0 | 0 | 0
F6_Commercial_Grocery (ID)_New_Food Preparation_Natural Gas_Conveyor Oven_E5 | F6 | Commercial | Grocery (ID) | New | Food Preparation | Natural Gas | Conveyor Oven | E5 | Utility - Value of Sales | 0 | 0 | 0 | 0 | 0 | 0 | 0 | 0 | 0 | 0 | 0 | 0 | 0 | 0 | 0 | 0 | 0 | 0 | 0 | 0 | 0 | 0 | 0 | 0 | 0 | 0 | 0
F6_Commercial_Grocery (ID)_New_Food Preparation_Natural Gas_Conveyor Oven_E6 | F6 | Commercial | Grocery (ID) | New | Food Preparation | Natural Gas | Conveyor Oven | E6 | Utility - Value of Sales | 0 | 0 | 0 | 0 | 0 | 0 | 0 | 0 | 0 | 0 | 0 | 0 | 0 | 0 | 0 | 0 | 0 | 0 | 0 | 0 | 0 | 0 | 0 | 0 | 0 | 0 | 0
F6_Commercial_Grocery (ID)_New_Food Preparation_Natural Gas_Conveyor Oven_E7 | F6 | Commercial | Grocery (ID) | New | Food Preparation | Natural Gas | Conveyor Oven | E7 | Utility - Value of Sales | 0 | 0 | 0 | 0 | 0 | 0 | 0 | 0 | 0 | 0 | 0 | 0 | 0 | 0 | 0 | 0 | 0 | 0 | 0 | 0 | 0 | 0 | 0 | 0 | 0 | 0 | 0
F6_Commercial_Grocery (ID)_New_Food Preparation_Natural Gas_Conveyor Oven_E8 | F6 | Commercial | Grocery (ID) | New | Food Preparation | Natural Gas | Conveyor Oven | E8 | Utility - Value of Sales | 0 | 0 | 0 | 0 | 0 | 0 | 0 | 0 | 0 | 0 | 0 | 0 | 0 | 0 | 0 | 0 | 0 | 0 | 0 | 0 | 0 | 0 | 0 | 0 | 0 | 0 | 0
F6_Commercial_Grocery (ID)_New_Food Preparation_Natural Gas_Conveyor Oven_E9 | F6 | Commercial | Grocery (ID) | New | Food Preparation | Natural Gas | Conveyor Oven | E9 | Utility - Value of Sales | 0 | 0 | 0 | 0 | 0 | 0 | 0 | 0 | 0 | 0 | 0 | 0 | 0 | 0 | 0 | 0 | 0 | 0 | 0 | 0 | 0 | 0 | 0 | 0 | 0 | 0 | 0
F6_Commercial_Grocery (ID)_New_Food Preparation_Natural Gas_Conveyor Oven_E10 | F6 | Commercial | Grocery (ID) | New | Food Preparation | Natural Gas | Conveyor Oven | E10 | Utility - Value of Sales | 0 | 0 | 0 | 0 | 0 | 0 | 0 | 0 | 0 | 0 | 0 | 0 | 0 | 0 | 0 | 0 | 0 | 0 | 0 | 0 | 0 | 0 | 0 | 0 | 0 | 0 | 0
F1_Commercial_Grocery (ID)_New_Food Preparation_Natural Gas_Double Rack Oven_E1 | F1 | Commercial | Grocery (ID) | New | Food Preparation | Natural Gas | Double Rack Oven | E1 | RVT - Cost of Equipment | 0.0013723 | 0.0013723 | 0.0013723 | 0.0013723 | 0.0013723 | 0.0013723 | 0.0013723 | 0.0013723 | 0.0013723 | 0.0013723 | 0.0013723 | 0.0013723 | 0.0013723 | 0.0013723 | 0.0013723 | 0.0013723 | 0.0013723 | 0.0013723 | 0.0013723 | 0.0013723 | 0.0013723 | 0.0013723 | 0.0013723 | 0.0013723 | 0.0013723 | 0.0013723 | 0.0013723
F1_Commercial_Grocery (ID)_New_Food Preparation_Natural Gas_Double Rack Oven_E2 | F1 | Commercial | Grocery (ID) | New | Food Preparation | Natural Gas | Double Rack Oven | E2 | RVT - Cost of Equipment | 0.0062258 | 0.0062258 | 0.0062258 | 0.0062258 | 0.0062258 | 0.0062258 | 0.0062258 | 0.0062258 | 0.0062258 | 0.0062258 | 0.0062258 | 0.0062258 | 0.0062258 | 0.0062258 | 0.0062258 | 0.0062258 | 0.0062258 | 0.0062258 | 0.0062258 | 0.0062258 | 0.0062258 | 0.0062258 | 0.0062258 | 0.0062258 | 0.0062258 | 0.0062258 | 0.0062258
F1_Commercial_Grocery (ID)_New_Food Preparation_Natural Gas_Double Rack Oven_E3 | F1 | Commercial | Grocery (ID) | New | Food Preparation | Natural Gas | Double Rack Oven | E3 | RVT - Cost of Equipment | 0 | 0 | 0 | 0 | 0 | 0 | 0 | 0 | 0 | 0 | 0 | 0 | 0 | 0 | 0 | 0 | 0 | 0 | 0 | 0 | 0 | 0 | 0 | 0 | 0 | 0 | 0
F1_Commercial_Grocery (ID)_New_Food Preparation_Natural Gas_Double Rack Oven_E4 | F1 | Commercial | Grocery (ID) | New | Food Preparation | Natural Gas | Double Rack Oven | E4 | RVT - Cost of Equipment | 0 | 0 | 0 | 0 | 0 | 0 | 0 | 0 | 0 | 0 | 0 | 0 | 0 | 0 | 0 | 0 | 0 | 0 | 0 | 0 | 0 | 0 | 0 | 0 | 0 | 0 | 0
F1_Commercial_Grocery (ID)_New_Food Preparation_Natural Gas_Double Rack Oven_E5 | F1 | Commercial | Grocery (ID) | New | Food Preparation | Natural Gas | Double Rack Oven | E5 | RVT - Cost of Equipment | 0 | 0 | 0 | 0 | 0 | 0 | 0 | 0 | 0 | 0 | 0 | 0 | 0 | 0 | 0 | 0 | 0 | 0 | 0 | 0 | 0 | 0 | 0 | 0 | 0 | 0 | 0
F1_Commercial_Grocery (ID)_New_Food Preparation_Natural Gas_Double Rack Oven_E6 | F1 | Commercial | Grocery (ID) | New | Food Preparation | Natural Gas | Double Rack Oven | E6 | RVT - Cost of Equipment | 0 | 0 | 0 | 0 | 0 | 0 | 0 | 0 | 0 | 0 | 0 | 0 | 0 | 0 | 0 | 0 | 0 | 0 | 0 | 0 | 0 | 0 | 0 | 0 | 0 | 0 | 0
F1_Commercial_Grocery (ID)_New_Food Preparation_Natural Gas_Double Rack Oven_E7 | F1 | Commercial | Grocery (ID) | New | Food Preparation | Natural Gas | Double Rack Oven | E7 | RVT - Cost of Equipment | 0 | 0 | 0 | 0 | 0 | 0 | 0 | 0 | 0 | 0 | 0 | 0 | 0 | 0 | 0 | 0 | 0 | 0 | 0 | 0 | 0 | 0 | 0 | 0 | 0 | 0 | 0
F1_Commercial_Grocery (ID)_New_Food Preparation_Natural Gas_Double Rack Oven_E8 | F1 | Commercial | Grocery (ID) | New | Food Preparation | Natural Gas | Double Rack Oven | E8 | RVT - Cost of Equipment | 0 | 0 | 0 | 0 | 0 | 0 | 0 | 0 | 0 | 0 | 0 | 0 | 0 | 0 | 0 | 0 | 0 | 0 | 0 | 0 | 0 | 0 | 0 | 0 | 0 | 0 | 0
F1_Commercial_Grocery (ID)_New_Food Preparation_Natural Gas_Double Rack Oven_E9 | F1 | Commercial | Grocery (ID) | New | Food Preparation | Natural Gas | Double Rack Oven | E9 | RVT - Cost of Equipment | 0 | 0 | 0 | 0 | 0 | 0 | 0 | 0 | 0 | 0 | 0 | 0 | 0 | 0 | 0 | 0 | 0 | 0 | 0 | 0 | 0 | 0 | 0 | 0 | 0 | 0 | 0
F1_Commercial_Grocery (ID)_New_Food Preparation_Natural Gas_Double Rack Oven_E10 | F1 | Commercial | Grocery (ID) | New | Food Preparation | Natural Gas | Double Rack Oven | E10 | RVT - Cost of Equipment | 0 | 0 | 0 | 0 | 0 | 0 | 0 | 0 | 0 | 0 | 0 | 0 | 0 | 0 | 0 | 0 | 0 | 0 | 0 | 0 | 0 | 0 | 0 | 0 | 0 | 0 | 0
F2_Commercial_Grocery (ID)_New_Food Preparation_Natural Gas_Double Rack Oven_E1 | F2 | Commercial | Grocery (ID) | New | Food Preparation | Natural Gas | Double Rack Oven | E1 | RVT - Cost of Operation | 0.12964 | 0.13209 | 0.13496 | 0.13831 | 0.14215 | 0.14694 | 0.15175 | 0.15631 | 0.16044 | 0.16444 | 0.16859 | 0.17236 | 0.17634 | 0.1801 | 0.18334 | 0.18626 | 0.18874 | 0.1911 | 0.19361 | 0.19595 | 0.1983 | 0.2018 | 0.20534 | 0.20899 | 0.2127 | 0.21648 | 0.22032
F2_Commercial_Grocery (ID)_New_Food Preparation_Natural Gas_Double Rack Oven_E2 | F2 | Commercial | Grocery (ID) | New | Food Preparation | Natural Gas | Double Rack Oven | E2 | RVT - Cost of Operation | 0.080316 | 0.081834 | 0.083615 | 0.085691 | 0.088069 | 0.091037 | 0.094014 | 0.09684 | 0.099399 | 0.10188 | 0.10445 | 0.10678 | 0.10925 | 0.11158 | 0.11359 | 0.1154 | 0.11693 | 0.11839 | 0.11995 | 0.1214 | 0.12286 | 0.12502 | 0.12722 | 0.12948 | 0.13178 | 0.13412 | 0.1365
F2_Commercial_Grocery (ID)_New_Food Preparation_Natural Gas_Double Rack Oven_E3 | F2 | Commercial | Grocery (ID) | New | Food Preparation | Natural Gas | Double Rack Oven | E3 | RVT - Cost of Operation | 0 | 0 | 0 | 0 | 0 | 0 | 0 | 0 | 0 | 0 | 0 | 0 | 0 | 0 | 0 | 0 | 0 | 0 | 0 | 0 | 0 | 0 | 0 | 0 | 0 | 0 | 0
F2_Commercial_Grocery (ID)_New_Food Preparation_Natural Gas_Double Rack Oven_E4 | F2 | Commercial | Grocery (ID) | New | Food Preparation | Natural Gas | Double Rack Oven | E4 | RVT - Cost of Operation | 0 | 0 | 0 | 0 | 0 | 0 | 0 | 0 | 0 | 0 | 0 | 0 | 0 | 0 | 0 | 0 | 0 | 0 | 0 | 0 | 0 | 0 | 0 | 0 | 0 | 0 | 0
F2_Commercial_Grocery (ID)_New_Food Preparation_Natural Gas_Double Rack Oven_E5 | F2 | Commercial | Grocery (ID) | New | Food Preparation | Natural Gas | Double Rack Oven | E5 | RVT - Cost of Operation | 0 | 0 | 0 | 0 | 0 | 0 | 0 | 0 | 0 | 0 | 0 | 0 | 0 | 0 | 0 | 0 | 0 | 0 | 0 | 0 | 0 | 0 | 0 | 0 | 0 | 0 | 0
F2_Commercial_Grocery (ID)_New_Food Preparation_Natural Gas_Double Rack Oven_E6 | F2 | Commercial | Grocery (ID) | New | Food Preparation | Natural Gas | Double Rack Oven | E6 | RVT - Cost of Operation | 0 | 0 | 0 | 0 | 0 | 0 | 0 | 0 | 0 | 0 | 0 | 0 | 0 | 0 | 0 | 0 | 0 | 0 | 0 | 0 | 0 | 0 | 0 | 0 | 0 | 0 | 0
F2_Commercial_Grocery (ID)_New_Food Preparation_Natural Gas_Double Rack Oven_E7 | F2 | Commercial | Grocery (ID) | New | Food Preparation | Natural Gas | Double Rack Oven | E7 | RVT - Cost of Operation | 0 | 0 | 0 | 0 | 0 | 0 | 0 | 0 | 0 | 0 | 0 | 0 | 0 | 0 | 0 | 0 | 0 | 0 | 0 | 0 | 0 | 0 | 0 | 0 | 0 | 0 | 0
F2_Commercial_Grocery (ID)_New_Food Preparation_Natural Gas_Double Rack Oven_E8 | F2 | Commercial | Grocery (ID) | New | Food Preparation | Natural Gas | Double Rack Oven | E8 | RVT - Cost of Operation | 0 | 0 | 0 | 0 | 0 | 0 | 0 | 0 | 0 | 0 | 0 | 0 | 0 | 0 | 0 | 0 | 0 | 0 | 0 | 0 | 0 | 0 | 0 | 0 | 0 | 0 | 0
F2_Commercial_Grocery (ID)_New_Food Preparation_Natural Gas_Double Rack Oven_E9 | F2 | Commercial | Grocery (ID) | New | Food Preparation | Natural Gas | Double Rack Oven | E9 | RVT - Cost of Operation | 0 | 0 | 0 | 0 | 0 | 0 | 0 | 0 | 0 | 0 | 0 | 0 | 0 | 0 | 0 | 0 | 0 | 0 | 0 | 0 | 0 | 0 | 0 | 0 | 0 | 0 | 0
F2_Commercial_Grocery (ID)_New_Food Preparation_Natural Gas_Double Rack Oven_E10 | F2 | Commercial | Grocery (ID) | New | Food Preparation | Natural Gas | Double Rack Oven | E10 | RVT - Cost of Operation | 0 | 0 | 0 | 0 | 0 | 0 | 0 | 0 | 0 | 0 | 0 | 0 | 0 | 0 | 0 | 0 | 0 | 0 | 0 | 0 | 0 | 0 | 0 | 0 | 0 | 0 | 0
F3_Commercial_Grocery (ID)_New_Food Preparation_Natural Gas_Double Rack Oven_E1 | F3 | Commercial | Grocery (ID) | New | Food Preparation | Natural Gas | Double Rack Oven | E1 | System - kBTUs of Consumption | 30.9269 | 30.9269 | 30.9269 | 30.9269 | 30.9269 | 30.9269 | 30.9269 | 30.9269 | 30.9269 | 30.9269 | 30.9269 | 30.9269 | 30.9269 | 30.9269 | 30.9269 | 30.9269 | 30.9269 | 30.9269 | 30.9269 | 30.9269 | 30.9269 | 30.9269 | 30.9269 | 30.9269 | 30.9269 | 30.9269 | 30.9269
F3_Commercial_Grocery (ID)_New_Food Preparation_Natural Gas_Double Rack Oven_E2 | F3 | Commercial | Grocery (ID) | New | Food Preparation | Natural Gas | Double Rack Oven | E2 | System - kBTUs of Consumption | 19.1604 | 19.1604 | 19.1604 | 19.1604 | 19.1604 | 19.1604 | 19.1604 | 19.1604 | 19.1604 | 19.1604 | 19.1604 | 19.1604 | 19.1604 | 19.1604 | 19.1604 | 19.1604 | 19.1604 | 19.1604 | 19.1604 | 19.1604 | 19.1604 | 19.1604 | 19.1604 | 19.1604 | 19.1604 | 19.1604 | 19.1604
F3_Commercial_Grocery (ID)_New_Food Preparation_Natural Gas_Double Rack Oven_E3 | F3 | Commercial | Grocery (ID) | New | Food Preparation | Natural Gas | Double Rack Oven | E3 | System - kBTUs of Consumption | 0 | 0 | 0 | 0 | 0 | 0 | 0 | 0 | 0 | 0 | 0 | 0 | 0 | 0 | 0 | 0 | 0 | 0 | 0 | 0 | 0 | 0 | 0 | 0 | 0 | 0 | 0
F3_Commercial_Grocery (ID)_New_Food Preparation_Natural Gas_Double Rack Oven_E4 | F3 | Commercial | Grocery (ID) | New | Food Preparation | Natural Gas | Double Rack Oven | E4 | System - kBTUs of Consumption | 0 | 0 | 0 | 0 | 0 | 0 | 0 | 0 | 0 | 0 | 0 | 0 | 0 | 0 | 0 | 0 | 0 | 0 | 0 | 0 | 0 | 0 | 0 | 0 | 0 | 0 | 0
F3_Commercial_Grocery (ID)_New_Food Preparation_Natural Gas_Double Rack Oven_E5 | F3 | Commercial | Grocery (ID) | New | Food Preparation | Natural Gas | Double Rack Oven | E5 | System - kBTUs of Consumption | 0 | 0 | 0 | 0 | 0 | 0 | 0 | 0 | 0 | 0 | 0 | 0 | 0 | 0 | 0 | 0 | 0 | 0 | 0 | 0 | 0 | 0 | 0 | 0 | 0 | 0 | 0
F3_Commercial_Grocery (ID)_New_Food Preparation_Natural Gas_Double Rack Oven_E6 | F3 | Commercial | Grocery (ID) | New | Food Preparation | Natural Gas | Double Rack Oven | E6 | System - kBTUs of Consumption | 0 | 0 | 0 | 0 | 0 | 0 | 0 | 0 | 0 | 0 | 0 | 0 | 0 | 0 | 0 | 0 | 0 | 0 | 0 | 0 | 0 | 0 | 0 | 0 | 0 | 0 | 0
F3_Commercial_Grocery (ID)_New_Food Preparation_Natural Gas_Double Rack Oven_E7 | F3 | Commercial | Grocery (ID) | New | Food Preparation | Natural Gas | Double Rack Oven | E7 | System - kBTUs of Consumption | 0 | 0 | 0 | 0 | 0 | 0 | 0 | 0 | 0 | 0 | 0 | 0 | 0 | 0 | 0 | 0 | 0 | 0 | 0 | 0 | 0 | 0 | 0 | 0 | 0 | 0 | 0
F3_Commercial_Grocery (ID)_New_Food Preparation_Natural Gas_Double Rack Oven_E8 | F3 | Commercial | Grocery (ID) | New | Food Preparation | Natural Gas | Double Rack Oven | E8 | System - kBTUs of Consumption | 0 | 0 | 0 | 0 | 0 | 0 | 0 | 0 | 0 | 0 | 0 | 0 | 0 | 0 | 0 | 0 | 0 | 0 | 0 | 0 | 0 | 0 | 0 | 0 | 0 | 0 | 0
F3_Commercial_Grocery (ID)_New_Food Preparation_Natural Gas_Double Rack Oven_E9 | F3 | Commercial | Grocery (ID) | New | Food Preparation | Natural Gas | Double Rack Oven | E9 | System - kBTUs of Consumption | 0 | 0 | 0 | 0 | 0 | 0 | 0 | 0 | 0 | 0 | 0 | 0 | 0 | 0 | 0 | 0 | 0 | 0 | 0 | 0 | 0 | 0 | 0 | 0 | 0 | 0 | 0
F3_Commercial_Grocery (ID)_New_Food Preparation_Natural Gas_Double Rack Oven_E10 | F3 | Commercial | Grocery (ID) | New | Food Preparation | Natural Gas | Double Rack Oven | E10 | System - kBTUs of Consumption | 0 | 0 | 0 | 0 | 0 | 0 | 0 | 0 | 0 | 0 | 0 | 0 | 0 | 0 | 0 | 0 | 0 | 0 | 0 | 0 | 0 | 0 | 0 | 0 | 0 | 0 | 0
F4_Commercial_Grocery (ID)_New_Food Preparation_Natural Gas_Double Rack Oven_E1 | F4 | Commercial | Grocery (ID) | New | Food Preparation | Natural Gas | Double Rack Oven | E1 | Utility - Cost of Equipment | 0.0013723 | 0.0013723 | 0.0013723 | 0.0013723 | 0.0013723 | 0.0013723 | 0.0013723 | 0.0013723 | 0.0013723 | 0.0013723 | 0.0013723 | 0.0013723 | 0.0013723 | 0.0013723 | 0.0013723 | 0.0013723 | 0.0013723 | 0.0013723 | 0.0013723 | 0.0013723 | 0.0013723 | 0.0013723 | 0.0013723 | 0.0013723 | 0.0013723 | 0.0013723 | 0.0013723
F4_Commercial_Grocery (ID)_New_Food Preparation_Natural Gas_Double Rack Oven_E2 | F4 | Commercial | Grocery (ID) | New | Food Preparation | Natural Gas | Double Rack Oven | E2 | Utility - Cost of Equipment | 0.0062258 | 0.0062258 | 0.0062258 | 0.0062258 | 0.0062258 | 0.0062258 | 0.0062258 | 0.0062258 | 0.0062258 | 0.0062258 | 0.0062258 | 0.0062258 | 0.0062258 | 0.0062258 | 0.0062258 | 0.0062258 | 0.0062258 | 0.0062258 | 0.0062258 | 0.0062258 | 0.0062258 | 0.0062258 | 0.0062258 | 0.0062258 | 0.0062258 | 0.0062258 | 0.0062258
F4_Commercial_Grocery (ID)_New_Food Preparation_Natural Gas_Double Rack Oven_E3 | F4 | Commercial | Grocery (ID) | New | Food Preparation | Natural Gas | Double Rack Oven | E3 | Utility - Cost of Equipment | 0 | 0 | 0 | 0 | 0 | 0 | 0 | 0 | 0 | 0 | 0 | 0 | 0 | 0 | 0 | 0 | 0 | 0 | 0 | 0 | 0 | 0 | 0 | 0 | 0 | 0 | 0
F4_Commercial_Grocery (ID)_New_Food Preparation_Natural Gas_Double Rack Oven_E4 | F4 | Commercial | Grocery (ID) | New | Food Preparation | Natural Gas | Double Rack Oven | E4 | Utility - Cost of Equipment | 0 | 0 | 0 | 0 | 0 | 0 | 0 | 0 | 0 | 0 | 0 | 0 | 0 | 0 | 0 | 0 | 0 | 0 | 0 | 0 | 0 | 0 | 0 | 0 | 0 | 0 | 0
F4_Commercial_Grocery (ID)_New_Food Preparation_Natural Gas_Double Rack Oven_E5 | F4 | Commercial | Grocery (ID) | New | Food Preparation | Natural Gas | Double Rack Oven | E5 | Utility - Cost of Equipment | 0 | 0 | 0 | 0 | 0 | 0 | 0 | 0 | 0 | 0 | 0 | 0 | 0 | 0 | 0 | 0 | 0 | 0 | 0 | 0 | 0 | 0 | 0 | 0 | 0 | 0 | 0
F4_Commercial_Grocery (ID)_New_Food Preparation_Natural Gas_Double Rack Oven_E6 | F4 | Commercial | Grocery (ID) | New | Food Preparation | Natural Gas | Double Rack Oven | E6 | Utility - Cost of Equipment | 0 | 0 | 0 | 0 | 0 | 0 | 0 | 0 | 0 | 0 | 0 | 0 | 0 | 0 | 0 | 0 | 0 | 0 | 0 | 0 | 0 | 0 | 0 | 0 | 0 | 0 | 0
F4_Commercial_Grocery (ID)_New_Food Preparation_Natural Gas_Double Rack Oven_E7 | F4 | Commercial | Grocery (ID) | New | Food Preparation | Natural Gas | Double Rack Oven | E7 | Utility - Cost of Equipment | 0 | 0 | 0 | 0 | 0 | 0 | 0 | 0 | 0 | 0 | 0 | 0 | 0 | 0 | 0 | 0 | 0 | 0 | 0 | 0 | 0 | 0 | 0 | 0 | 0 | 0 | 0
F4_Commercial_Grocery (ID)_New_Food Preparation_Natural Gas_Double Rack Oven_E8 | F4 | Commercial | Grocery (ID) | New | Food Preparation | Natural Gas | Double Rack Oven | E8 | Utility - Cost of Equipment | 0 | 0 | 0 | 0 | 0 | 0 | 0 | 0 | 0 | 0 | 0 | 0 | 0 | 0 | 0 | 0 | 0 | 0 | 0 | 0 | 0 | 0 | 0 | 0 | 0 | 0 | 0
F4_Commercial_Grocery (ID)_New_Food Preparation_Natural Gas_Double Rack Oven_E9 | F4 | Commercial | Grocery (ID) | New | Food Preparation | Natural Gas | Double Rack Oven | E9 | Utility - Cost of Equipment | 0 | 0 | 0 | 0 | 0 | 0 | 0 | 0 | 0 | 0 | 0 | 0 | 0 | 0 | 0 | 0 | 0 | 0 | 0 | 0 | 0 | 0 | 0 | 0 | 0 | 0 | 0
F4_Commercial_Grocery (ID)_New_Food Preparation_Natural Gas_Double Rack Oven_E10 | F4 | Commercial | Grocery (ID) | New | Food Preparation | Natural Gas | Double Rack Oven | E10 | Utility - Cost of Equipment | 0 | 0 | 0 | 0 | 0 | 0 | 0 | 0 | 0 | 0 | 0 | 0 | 0 | 0 | 0 | 0 | 0 | 0 | 0 | 0 | 0 | 0 | 0 | 0 | 0 | 0 | 0
F5_Commercial_Grocery (ID)_New_Food Preparation_Natural Gas_Double Rack Oven_E1 | F5 | Commercial | Grocery (ID) | New | Food Preparation | Natural Gas | Double Rack Oven | E1 | Utility - Cost of Operation | 0.11007 | 0.11284 | 0.11613 | 0.1199 | 0.12415 | 0.12934 | 0.13467 | 0.13995 | 0.14504 | 0.15019 | 0.1543 | 0.15814 | 0.16227 | 0.16631 | 0.16993 | 0.17331 | 0.17634 | 0.17934 | 0.18253 | 0.18565 | 0.18886 | 0.19219 | 0.19556 | 0.19904 | 0.20257 | 0.20617 | 0.20983
F5_Commercial_Grocery (ID)_New_Food Preparation_Natural Gas_Double Rack Oven_E2 | F5 | Commercial | Grocery (ID) | New | Food Preparation | Natural Gas | Double Rack Oven | E2 | Utility - Cost of Operation | 0.068192 | 0.069911 | 0.071947 | 0.07428 | 0.076919 | 0.080129 | 0.083434 | 0.086706 | 0.089857 | 0.093051 | 0.095593 | 0.097974 | 0.10053 | 0.10304 | 0.10528 | 0.10737 | 0.10925 | 0.11111 | 0.11309 | 0.11502 | 0.11701 | 0.11907 | 0.12116 | 0.12331 | 0.1255 | 0.12773 | 0.13
F5_Commercial_Grocery (ID)_New_Food Preparation_Natural Gas_Double Rack Oven_E3 | F5 | Commercial | Grocery (ID) | New | Food Preparation | Natural Gas | Double Rack Oven | E3 | Utility - Cost of Operation | 0 | 0 | 0 | 0 | 0 | 0 | 0 | 0 | 0 | 0 | 0 | 0 | 0 | 0 | 0 | 0 | 0 | 0 | 0 | 0 | 0 | 0 | 0 | 0 | 0 | 0 | 0
F5_Commercial_Grocery (ID)_New_Food Preparation_Natural Gas_Double Rack Oven_E4 | F5 | Commercial | Grocery (ID) | New | Food Preparation | Natural Gas | Double Rack Oven | E4 | Utility - Cost of Operation | 0 | 0 | 0 | 0 | 0 | 0 | 0 | 0 | 0 | 0 | 0 | 0 | 0 | 0 | 0 | 0 | 0 | 0 | 0 | 0 | 0 | 0 | 0 | 0 | 0 | 0 | 0
F5_Commercial_Grocery (ID)_New_Food Preparation_Natural Gas_Double Rack Oven_E5 | F5 | Commercial | Grocery (ID) | New | Food Preparation | Natural Gas | Double Rack Oven | E5 | Utility - Cost of Operation | 0 | 0 | 0 | 0 | 0 | 0 | 0 | 0 | 0 | 0 | 0 | 0 | 0 | 0 | 0 | 0 | 0 | 0 | 0 | 0 | 0 | 0 | 0 | 0 | 0 | 0 | 0
F5_Commercial_Grocery (ID)_New_Food Preparation_Natural Gas_Double Rack Oven_E6 | F5 | Commercial | Grocery (ID) | New | Food Preparation | Natural Gas | Double Rack Oven | E6 | Utility - Cost of Operation | 0 | 0 | 0 | 0 | 0 | 0 | 0 | 0 | 0 | 0 | 0 | 0 | 0 | 0 | 0 | 0 | 0 | 0 | 0 | 0 | 0 | 0 | 0 | 0 | 0 | 0 | 0
F5_Commercial_Grocery (ID)_New_Food Preparation_Natural Gas_Double Rack Oven_E7 | F5 | Commercial | Grocery (ID) | New | Food Preparation | Natural Gas | Double Rack Oven | E7 | Utility - Cost of Operation | 0 | 0 | 0 | 0 | 0 | 0 | 0 | 0 | 0 | 0 | 0 | 0 | 0 | 0 | 0 | 0 | 0 | 0 | 0 | 0 | 0 | 0 | 0 | 0 | 0 | 0 | 0
F5_Commercial_Grocery (ID)_New_Food Preparation_Natural Gas_Double Rack Oven_E8 | F5 | Commercial | Grocery (ID) | New | Food Preparation | Natural Gas | Double Rack Oven | E8 | Utility - Cost of Operation | 0 | 0 | 0 | 0 | 0 | 0 | 0 | 0 | 0 | 0 | 0 | 0 | 0 | 0 | 0 | 0 | 0 | 0 | 0 | 0 | 0 | 0 | 0 | 0 | 0 | 0 | 0
F5_Commercial_Grocery (ID)_New_Food Preparation_Natural Gas_Double Rack Oven_E9 | F5 | Commercial | Grocery (ID) | New | Food Preparation | Natural Gas | Double Rack Oven | E9 | Utility - Cost of Operation | 0 | 0 | 0 | 0 | 0 | 0 | 0 | 0 | 0 | 0 | 0 | 0 | 0 | 0 | 0 | 0 | 0 | 0 | 0 | 0 | 0 | 0 | 0 | 0 | 0 | 0 | 0
F5_Commercial_Grocery (ID)_New_Food Preparation_Natural Gas_Double Rack Oven_E10 | F5 | Commercial | Grocery (ID) | New | Food Preparation | Natural Gas | Double Rack Oven | E10 | Utility - Cost of Operation | 0 | 0 | 0 | 0 | 0 | 0 | 0 | 0 | 0 | 0 | 0 | 0 | 0 | 0 | 0 | 0 | 0 | 0 | 0 | 0 | 0 | 0 | 0 | 0 | 0 | 0 | 0
F6_Commercial_Grocery (ID)_New_Food Preparation_Natural Gas_Double Rack Oven_E1 | F6 | Commercial | Grocery (ID) | New | Food Preparation | Natural Gas | Double Rack Oven | E1 | Utility - Value of Sales | 0.12964 | 0.13209 | 0.13496 | 0.13831 | 0.14215 | 0.14694 | 0.15175 | 0.15631 | 0.16044 | 0.16444 | 0.16859 | 0.17236 | 0.17634 | 0.1801 | 0.18334 | 0.18626 | 0.18874 | 0.1911 | 0.19361 | 0.19595 | 0.1983 | 0.2018 | 0.20534 | 0.20899 | 0.2127 | 0.21648 | 0.22032
F6_Commercial_Grocery (ID)_New_Food Preparation_Natural Gas_Double Rack Oven_E2 | F6 | Commercial | Grocery (ID) | New | Food Preparation | Natural Gas | Double Rack Oven | E2 | Utility - Value of Sales | 0.080316 | 0.081834 | 0.083615 | 0.085691 | 0.088069 | 0.091037 | 0.094014 | 0.09684 | 0.099399 | 0.10188 | 0.10445 | 0.10678 | 0.10925 | 0.11158 | 0.11359 | 0.1154 | 0.11693 | 0.11839 | 0.11995 | 0.1214 | 0.12286 | 0.12502 | 0.12722 | 0.12948 | 0.13178 | 0.13412 | 0.1365
F6_Commercial_Grocery (ID)_New_Food Preparation_Natural Gas_Double Rack Oven_E3 | F6 | Commercial | Grocery (ID) | New | Food Preparation | Natural Gas | Double Rack Oven | E3 | Utility - Value of Sales | 0 | 0 | 0 | 0 | 0 | 0 | 0 | 0 | 0 | 0 | 0 | 0 | 0 | 0 | 0 | 0 | 0 | 0 | 0 | 0 | 0 | 0 | 0 | 0 | 0 | 0 | 0
F6_Commercial_Grocery (ID)_New_Food Preparation_Natural Gas_Double Rack Oven_E4 | F6 | Commercial | Grocery (ID) | New | Food Preparation | Natural Gas | Double Rack Oven | E4 | Utility - Value of Sales | 0 | 0 | 0 | 0 | 0 | 0 | 0 | 0 | 0 | 0 | 0 | 0 | 0 | 0 | 0 | 0 | 0 | 0 | 0 | 0 | 0 | 0 | 0 | 0 | 0 | 0 | 0
F6_Commercial_Grocery (ID)_New_Food Preparation_Natural Gas_Double Rack Oven_E5 | F6 | Commercial | Grocery (ID) | New | Food Preparation | Natural Gas | Double Rack Oven | E5 | Utility - Value of Sales | 0 | 0 | 0 | 0 | 0 | 0 | 0 | 0 | 0 | 0 | 0 | 0 | 0 | 0 | 0 | 0 | 0 | 0 | 0 | 0 | 0 | 0 | 0 | 0 | 0 | 0 | 0
F6_Commercial_Grocery (ID)_New_Food Preparation_Natural Gas_Double Rack Oven_E6 | F6 | Commercial | Grocery (ID) | New | Food Preparation | Natural Gas | Double Rack Oven | E6 | Utility - Value of Sales | 0 | 0 | 0 | 0 | 0 | 0 | 0 | 0 | 0 | 0 | 0 | 0 | 0 | 0 | 0 | 0 | 0 | 0 | 0 | 0 | 0 | 0 | 0 | 0 | 0 | 0 | 0
F6_Commercial_Grocery (ID)_New_Food Preparation_Natural Gas_Double Rack Oven_E7 | F6 | Commercial | Grocery (ID) | New | Food Preparation | Natural Gas | Double Rack Oven | E7 | Utility - Value of Sales | 0 | 0 | 0 | 0 | 0 | 0 | 0 | 0 | 0 | 0 | 0 | 0 | 0 | 0 | 0 | 0 | 0 | 0 | 0 | 0 | 0 | 0 | 0 | 0 | 0 | 0 | 0
F6_Commercial_Grocery (ID)_New_Food Preparation_Natural Gas_Double Rack Oven_E8 | F6 | Commercial | Grocery (ID) | New | Food Preparation | Natural Gas | Double Rack Oven | E8 | Utility - Value of Sales | 0 | 0 | 0 | 0 | 0 | 0 | 0 | 0 | 0 | 0 | 0 | 0 | 0 | 0 | 0 | 0 | 0 | 0 | 0 | 0 | 0 | 0 | 0 | 0 | 0 | 0 | 0
F6_Commercial_Grocery (ID)_New_Food Preparation_Natural Gas_Double Rack Oven_E9 | F6 | Commercial | Grocery (ID) | New | Food Preparation | Natural Gas | Double Rack Oven | E9 | Utility - Value of Sales | 0 | 0 | 0 | 0 | 0 | 0 | 0 | 0 | 0 | 0 | 0 | 0 | 0 | 0 | 0 | 0 | 0 | 0 | 0 | 0 | 0 | 0 | 0 | 0 | 0 | 0 | 0
F6_Commercial_Grocery (ID)_New_Food Preparation_Natural Gas_Double Rack Oven_E10 | F6 | Commercial | Grocery (ID) | New | Food Preparation | Natural Gas | Double Rack Oven | E10 | Utility - Value of Sales | 0 | 0 | 0 | 0 | 0 | 0 | 0 | 0 | 0 | 0 | 0 | 0 | 0 | 0 | 0 | 0 | 0 | 0 | 0 | 0 | 0 | 0 | 0 | 0 | 0 | 0 | 0
F1_Commercial_Grocery (ID)_New_Food Preparation_Natural Gas_Fryer_E1 | F1 | Commercial | Grocery (ID) | New | Food Preparation | Natural Gas | Fryer | E1 | RVT - Cost of Equipment | 0.0083627 | 0.0083627 | 0.0083627 | 0.0083627 | 0.0083627 | 0.0083627 | 0.0083627 | 0.0083627 | 0.0083627 | 0.0083627 | 0.0083627 | 0.0083627 | 0.0083627 | 0.0083627 | 0.0083627 | 0.0083627 | 0.0083627 | 0.0083627 | 0.0083627 | 0.0083627 | 0.0083627 | 0.0083627 | 0.0083627 | 0.0083627 | 0.0083627 | 0.0083627 | 0.0083627
F1_Commercial_Grocery (ID)_New_Food Preparation_Natural Gas_Fryer_E2 | F1 | Commercial | Grocery (ID) | New | Food Preparation | Natural Gas | Fryer | E2 | RVT - Cost of Equipment | 0.012377 | 0.012377 | 0.012377 | 0.012377 | 0.012377 | 0.012377 | 0.012377 | 0.012377 | 0.012377 | 0.012377 | 0.012377 | 0.012377 | 0.012377 | 0.012377 | 0.012377 | 0.012377 | 0.012377 | 0.012377 | 0.012377 | 0.012377 | 0.012377 | 0.012377 | 0.012377 | 0.012377 | 0.012377 | 0.012377 | 0.012377
F1_Commercial_Grocery (ID)_New_Food Preparation_Natural Gas_Fryer_E3 | F1 | Commercial | Grocery (ID) | New | Food Preparation | Natural Gas | Fryer | E3 | RVT - Cost of Equipment | 0 | 0 | 0 | 0 | 0 | 0 | 0 | 0 | 0 | 0 | 0 | 0 | 0 | 0 | 0 | 0 | 0 | 0 | 0 | 0 | 0 | 0 | 0 | 0 | 0 | 0 | 0
F1_Commercial_Grocery (ID)_New_Food Preparation_Natural Gas_Fryer_E4 | F1 | Commercial | Grocery (ID) | New | Food Preparation | Natural Gas | Fryer | E4 | RVT - Cost of Equipment | 0 | 0 | 0 | 0 | 0 | 0 | 0 | 0 | 0 | 0 | 0 | 0 | 0 | 0 | 0 | 0 | 0 | 0 | 0 | 0 | 0 | 0 | 0 | 0 | 0 | 0 | 0
F1_Commercial_Grocery (ID)_New_Food Preparation_Natural Gas_Fryer_E5 | F1 | Commercial | Grocery (ID) | New | Food Preparation | Natural Gas | Fryer | E5 | RVT - Cost of Equipment | 0 | 0 | 0 | 0 | 0 | 0 | 0 | 0 | 0 | 0 | 0 | 0 | 0 | 0 | 0 | 0 | 0 | 0 | 0 | 0 | 0 | 0 | 0 | 0 | 0 | 0 | 0
F1_Commercial_Grocery (ID)_New_Food Preparation_Natural Gas_Fryer_E6 | F1 | Commercial | Grocery (ID) | New | Food Preparation | Natural Gas | Fryer | E6 | RVT - Cost of Equipment | 0 | 0 | 0 | 0 | 0 | 0 | 0 | 0 | 0 | 0 | 0 | 0 | 0 | 0 | 0 | 0 | 0 | 0 | 0 | 0 | 0 | 0 | 0 | 0 | 0 | 0 | 0
F1_Commercial_Grocery (ID)_New_Food Preparation_Natural Gas_Fryer_E7 | F1 | Commercial | Grocery (ID) | New | Food Preparation | Natural Gas | Fryer | E7 | RVT - Cost of Equipment | 0 | 0 | 0 | 0 | 0 | 0 | 0 | 0 | 0 | 0 | 0 | 0 | 0 | 0 | 0 | 0 | 0 | 0 | 0 | 0 | 0 | 0 | 0 | 0 | 0 | 0 | 0
F1_Commercial_Grocery (ID)_New_Food Preparation_Natural Gas_Fryer_E8 | F1 | Commercial | Grocery (ID) | New | Food Preparation | Natural Gas | Fryer | E8 | RVT - Cost of Equipment | 0 | 0 | 0 | 0 | 0 | 0 | 0 | 0 | 0 | 0 | 0 | 0 | 0 | 0 | 0 | 0 | 0 | 0 | 0 | 0 | 0 | 0 | 0 | 0 | 0 | 0 | 0
F1_Commercial_Grocery (ID)_New_Food Preparation_Natural Gas_Fryer_E9 | F1 | Commercial | Grocery (ID) | New | Food Preparation | Natural Gas | Fryer | E9 | RVT - Cost of Equipment | 0 | 0 | 0 | 0 | 0 | 0 | 0 | 0 | 0 | 0 | 0 | 0 | 0 | 0 | 0 | 0 | 0 | 0 | 0 | 0 | 0 | 0 | 0 | 0 | 0 | 0 | 0
F1_Commercial_Grocery (ID)_New_Food Preparation_Natural Gas_Fryer_E10 | F1 | Commercial | Grocery (ID) | New | Food Preparation | Natural Gas | Fryer | E10 | RVT - Cost of Equipment | 0 | 0 | 0 | 0 | 0 | 0 | 0 | 0 | 0 | 0 | 0 | 0 | 0 | 0 | 0 | 0 | 0 | 0 | 0 | 0 | 0 | 0 | 0 | 0 | 0 | 0 | 0
F2_Commercial_Grocery (ID)_New_Food Preparation_Natural Gas_Fryer_E1 | F2 | Commercial | Grocery (ID) | New | Food Preparation | Natural Gas | Fryer | E1 | RVT - Cost of Operation | 0.067209 | 0.06856 | 0.070081 | 0.071788 | 0.073692 | 0.075993 | 0.078277 | 0.080436 | 0.082394 | 0.0843 | 0.086276 | 0.088086 | 0.090019 | 0.091894 | 0.093541 | 0.095056 | 0.096378 | 0.097656 | 0.099003 | 0.10028 | 0.10157 | 0.10336 | 0.10518 | 0.10705 | 0.10895 | 0.11088 | 0.11285
F2_Commercial_Grocery (ID)_New_Food Preparation_Natural Gas_Fryer_E2 | F2 | Commercial | Grocery (ID) | New | Food Preparation | Natural Gas | Fryer | E2 | RVT - Cost of Operation | 0.046355 | 0.047286 | 0.048335 | 0.049512 | 0.050825 | 0.052413 | 0.053988 | 0.055477 | 0.056827 | 0.058142 | 0.059505 | 0.060753 | 0.062087 | 0.063379 | 0.064516 | 0.065561 | 0.066473 | 0.067354 | 0.068283 | 0.069165 | 0.070053 | 0.07129 | 0.072542 | 0.073831 | 0.075142 | 0.076477 | 0.077836
F2_Commercial_Grocery (ID)_New_Food Preparation_Natural Gas_Fryer_E3 | F2 | Commercial | Grocery (ID) | New | Food Preparation | Natural Gas | Fryer | E3 | RVT - Cost of Operation | 0 | 0 | 0 | 0 | 0 | 0 | 0 | 0 | 0 | 0 | 0 | 0 | 0 | 0 | 0 | 0 | 0 | 0 | 0 | 0 | 0 | 0 | 0 | 0 | 0 | 0 | 0
F2_Commercial_Grocery (ID)_New_Food Preparation_Natural Gas_Fryer_E4 | F2 | Commercial | Grocery (ID) | New | Food Preparation | Natural Gas | Fryer | E4 | RVT - Cost of Operation | 0 | 0 | 0 | 0 | 0 | 0 | 0 | 0 | 0 | 0 | 0 | 0 | 0 | 0 | 0 | 0 | 0 | 0 | 0 | 0 | 0 | 0 | 0 | 0 | 0 | 0 | 0
F2_Commercial_Grocery (ID)_New_Food Preparation_Natural Gas_Fryer_E5 | F2 | Commercial | Grocery (ID) | New | Food Preparation | Natural Gas | Fryer | E5 | RVT - Cost of Operation | 0 | 0 | 0 | 0 | 0 | 0 | 0 | 0 | 0 | 0 | 0 | 0 | 0 | 0 | 0 | 0 | 0 | 0 | 0 | 0 | 0 | 0 | 0 | 0 | 0 | 0 | 0
F2_Commercial_Grocery (ID)_New_Food Preparation_Natural Gas_Fryer_E6 | F2 | Commercial | Grocery (ID) | New | Food Preparation | Natural Gas | Fryer | E6 | RVT - Cost of Operation | 0 | 0 | 0 | 0 | 0 | 0 | 0 | 0 | 0 | 0 | 0 | 0 | 0 | 0 | 0 | 0 | 0 | 0 | 0 | 0 | 0 | 0 | 0 | 0 | 0 | 0 | 0
F2_Commercial_Grocery (ID)_New_Food Preparation_Natural Gas_Fryer_E7 | F2 | Commercial | Grocery (ID) | New | Food Preparation | Natural Gas | Fryer | E7 | RVT - Cost of Operation | 0 | 0 | 0 | 0 | 0 | 0 | 0 | 0 | 0 | 0 | 0 | 0 | 0 | 0 | 0 | 0 | 0 | 0 | 0 | 0 | 0 | 0 | 0 | 0 | 0 | 0 | 0
F2_Commercial_Grocery (ID)_New_Food Preparation_Natural Gas_Fryer_E8 | F2 | Commercial | Grocery (ID) | New | Food Preparation | Natural Gas | Fryer | E8 | RVT - Cost of Operation | 0 | 0 | 0 | 0 | 0 | 0 | 0 | 0 | 0 | 0 | 0 | 0 | 0 | 0 | 0 | 0 | 0 | 0 | 0 | 0 | 0 | 0 | 0 | 0 | 0 | 0 | 0
F2_Commercial_Grocery (ID)_New_Food Preparation_Natural Gas_Fryer_E9 | F2 | Commercial | Grocery (ID) | New | Food Preparation | Natural Gas | Fryer | E9 | RVT - Cost of Operation | 0 | 0 | 0 | 0 | 0 | 0 | 0 | 0 | 0 | 0 | 0 | 0 | 0 | 0 | 0 | 0 | 0 | 0 | 0 | 0 | 0 | 0 | 0 | 0 | 0 | 0 | 0
F2_Commercial_Grocery (ID)_New_Food Preparation_Natural Gas_Fryer_E10 | F2 | Commercial | Grocery (ID) | New | Food Preparation | Natural Gas | Fryer | E10 | RVT - Cost of Operation | 0 | 0 | 0 | 0 | 0 | 0 | 0 | 0 | 0 | 0 | 0 | 0 | 0 | 0 | 0 | 0 | 0 | 0 | 0 | 0 | 0 | 0 | 0 | 0 | 0 | 0 | 0
F3_Commercial_Grocery (ID)_New_Food Preparation_Natural Gas_Fryer_E1 | F3 | Commercial | Grocery (ID) | New | Food Preparation | Natural Gas | Fryer | E1 | System - kBTUs of Consumption | 15.5498 | 15.5498 | 15.5498 | 15.5498 | 15.5498 | 15.5498 | 15.5498 | 15.5498 | 15.5498 | 15.5498 | 15.5498 | 15.5498 | 15.5498 | 15.5498 | 15.5498 | 15.5498 | 15.5498 | 15.5498 | 15.5498 | 15.5498 | 15.5498 | 15.5498 | 15.5498 | 15.5498 | 15.5498 | 15.5498 | 15.5498
F3_Commercial_Grocery (ID)_New_Food Preparation_Natural Gas_Fryer_E2 | F3 | Commercial | Grocery (ID) | New | Food Preparation | Natural Gas | Fryer | E2 | System - kBTUs of Consumption | 10.7247 | 10.7247 | 10.7247 | 10.7247 | 10.7247 | 10.7247 | 10.7247 | 10.7247 | 10.7247 | 10.7247 | 10.7247 | 10.7247 | 10.7247 | 10.7247 | 10.7247 | 10.7247 | 10.7247 | 10.7247 | 10.7247 | 10.7247 | 10.7247 | 10.7247 | 10.7247 | 10.7247 | 10.7247 | 10.7247 | 10.7247
F3_Commercial_Grocery (ID)_New_Food Preparation_Natural Gas_Fryer_E3 | F3 | Commercial | Grocery (ID) | New | Food Preparation | Natural Gas | Fryer | E3 | System - kBTUs of Consumption | 0 | 0 | 0 | 0 | 0 | 0 | 0 | 0 | 0 | 0 | 0 | 0 | 0 | 0 | 0 | 0 | 0 | 0 | 0 | 0 | 0 | 0 | 0 | 0 | 0 | 0 | 0
F3_Commercial_Grocery (ID)_New_Food Preparation_Natural Gas_Fryer_E4 | F3 | Commercial | Grocery (ID) | New | Food Preparation | Natural Gas | Fryer | E4 | System - kBTUs of Consumption | 0 | 0 | 0 | 0 | 0 | 0 | 0 | 0 | 0 | 0 | 0 | 0 | 0 | 0 | 0 | 0 | 0 | 0 | 0 | 0 | 0 | 0 | 0 | 0 | 0 | 0 | 0
F3_Commercial_Grocery (ID)_New_Food Preparation_Natural Gas_Fryer_E5 | F3 | Commercial | Grocery (ID) | New | Food Preparation | Natural Gas | Fryer | E5 | System - kBTUs of Consumption | 0 | 0 | 0 | 0 | 0 | 0 | 0 | 0 | 0 | 0 | 0 | 0 | 0 | 0 | 0 | 0 | 0 | 0 | 0 | 0 | 0 | 0 | 0 | 0 | 0 | 0 | 0
F3_Commercial_Grocery (ID)_New_Food Preparation_Natural Gas_Fryer_E6 | F3 | Commercial | Grocery (ID) | New | Food Preparation | Natural Gas | Fryer | E6 | System - kBTUs of Consumption | 0 | 0 | 0 | 0 | 0 | 0 | 0 | 0 | 0 | 0 | 0 | 0 | 0 | 0 | 0 | 0 | 0 | 0 | 0 | 0 | 0 | 0 | 0 | 0 | 0 | 0 | 0
F3_Commercial_Grocery (ID)_New_Food Preparation_Natural Gas_Fryer_E7 | F3 | Commercial | Grocery (ID) | New | Food Preparation | Natural Gas | Fryer | E7 | System - kBTUs of Consumption | 0 | 0 | 0 | 0 | 0 | 0 | 0 | 0 | 0 | 0 | 0 | 0 | 0 | 0 | 0 | 0 | 0 | 0 | 0 | 0 | 0 | 0 | 0 | 0 | 0 | 0 | 0
F3_Commercial_Grocery (ID)_New_Food Preparation_Natural Gas_Fryer_E8 | F3 | Commercial | Grocery (ID) | New | Food Preparation | Natural Gas | Fryer | E8 | System - kBTUs of Consumption | 0 | 0 | 0 | 0 | 0 | 0 | 0 | 0 | 0 | 0 | 0 | 0 | 0 | 0 | 0 | 0 | 0 | 0 | 0 | 0 | 0 | 0 | 0 | 0 | 0 | 0 | 0
F3_Commercial_Grocery (ID)_New_Food Preparation_Natural Gas_Fryer_E9 | F3 | Commercial | Grocery (ID) | New | Food Preparation | Natural Gas | Fryer | E9 | System - kBTUs of Consumption | 0 | 0 | 0 | 0 | 0 | 0 | 0 | 0 | 0 | 0 | 0 | 0 | 0 | 0 | 0 | 0 | 0 | 0 | 0 | 0 | 0 | 0 | 0 | 0 | 0 | 0 | 0
F3_Commercial_Grocery (ID)_New_Food Preparation_Natural Gas_Fryer_E10 | F3 | Commercial | Grocery (ID) | New | Food Preparation | Natural Gas | Fryer | E10 | System - kBTUs of Consumption | 0 | 0 | 0 | 0 | 0 | 0 | 0 | 0 | 0 | 0 | 0 | 0 | 0 | 0 | 0 | 0 | 0 | 0 | 0 | 0 | 0 | 0 | 0 | 0 | 0 | 0 | 0
F4_Commercial_Grocery (ID)_New_Food Preparation_Natural Gas_Fryer_E1 | F4 | Commercial | Grocery (ID) | New | Food Preparation | Natural Gas | Fryer | E1 | Utility - Cost of Equipment | 0.0083627 | 0.0083627 | 0.0083627 | 0.0083627 | 0.0083627 | 0.0083627 | 0.0083627 | 0.0083627 | 0.0083627 | 0.0083627 | 0.0083627 | 0.0083627 | 0.0083627 | 0.0083627 | 0.0083627 | 0.0083627 | 0.0083627 | 0.0083627 | 0.0083627 | 0.0083627 | 0.0083627 | 0.0083627 | 0.0083627 | 0.0083627 | 0.0083627 | 0.0083627 | 0.0083627
F4_Commercial_Grocery (ID)_New_Food Preparation_Natural Gas_Fryer_E2 | F4 | Commercial | Grocery (ID) | New | Food Preparation | Natural Gas | Fryer | E2 | Utility - Cost of Equipment | 0.012377 | 0.012377 | 0.012377 | 0.012377 | 0.012377 | 0.012377 | 0.012377 | 0.012377 | 0.012377 | 0.012377 | 0.012377 | 0.012377 | 0.012377 | 0.012377 | 0.012377 | 0.012377 | 0.012377 | 0.012377 | 0.012377 | 0.012377 | 0.012377 | 0.012377 | 0.012377 | 0.012377 | 0.012377 | 0.012377 | 0.012377
F4_Commercial_Grocery (ID)_New_Food Preparation_Natural Gas_Fryer_E3 | F4 | Commercial | Grocery (ID) | New | Food Preparation | Natural Gas | Fryer | E3 | Utility - Cost of Equipment | 0 | 0 | 0 | 0 | 0 | 0 | 0 | 0 | 0 | 0 | 0 | 0 | 0 | 0 | 0 | 0 | 0 | 0 | 0 | 0 | 0 | 0 | 0 | 0 | 0 | 0 | 0
F4_Commercial_Grocery (ID)_New_Food Preparation_Natural Gas_Fryer_E4 | F4 | Commercial | Grocery (ID) | New | Food Preparation | Natural Gas | Fryer | E4 | Utility - Cost of Equipment | 0 | 0 | 0 | 0 | 0 | 0 | 0 | 0 | 0 | 0 | 0 | 0 | 0 | 0 | 0 | 0 | 0 | 0 | 0 | 0 | 0 | 0 | 0 | 0 | 0 | 0 | 0
F4_Commercial_Grocery (ID)_New_Food Preparation_Natural Gas_Fryer_E5 | F4 | Commercial | Grocery (ID) | New | Food Preparation | Natural Gas | Fryer | E5 | Utility - Cost of Equipment | 0 | 0 | 0 | 0 | 0 | 0 | 0 | 0 | 0 | 0 | 0 | 0 | 0 | 0 | 0 | 0 | 0 | 0 | 0 | 0 | 0 | 0 | 0 | 0 | 0 | 0 | 0
F4_Commercial_Grocery (ID)_New_Food Preparation_Natural Gas_Fryer_E6 | F4 | Commercial | Grocery (ID) | New | Food Preparation | Natural Gas | Fryer | E6 | Utility - Cost of Equipment | 0 | 0 | 0 | 0 | 0 | 0 | 0 | 0 | 0 | 0 | 0 | 0 | 0 | 0 | 0 | 0 | 0 | 0 | 0 | 0 | 0 | 0 | 0 | 0 | 0 | 0 | 0
F4_Commercial_Grocery (ID)_New_Food Preparation_Natural Gas_Fryer_E7 | F4 | Commercial | Grocery (ID) | New | Food Preparation | Natural Gas | Fryer | E7 | Utility - Cost of Equipment | 0 | 0 | 0 | 0 | 0 | 0 | 0 | 0 | 0 | 0 | 0 | 0 | 0 | 0 | 0 | 0 | 0 | 0 | 0 | 0 | 0 | 0 | 0 | 0 | 0 | 0 | 0
F4_Commercial_Grocery (ID)_New_Food Preparation_Natural Gas_Fryer_E8 | F4 | Commercial | Grocery (ID) | New | Food Preparation | Natural Gas | Fryer | E8 | Utility - Cost of Equipment | 0 | 0 | 0 | 0 | 0 | 0 | 0 | 0 | 0 | 0 | 0 | 0 | 0 | 0 | 0 | 0 | 0 | 0 | 0 | 0 | 0 | 0 | 0 | 0 | 0 | 0 | 0
F4_Commercial_Grocery (ID)_New_Food Preparation_Natural Gas_Fryer_E9 | F4 | Commercial | Grocery (ID) | New | Food Preparation | Natural Gas | Fryer | E9 | Utility - Cost of Equipment | 0 | 0 | 0 | 0 | 0 | 0 | 0 | 0 | 0 | 0 | 0 | 0 | 0 | 0 | 0 | 0 | 0 | 0 | 0 | 0 | 0 | 0 | 0 | 0 | 0 | 0 | 0
F4_Commercial_Grocery (ID)_New_Food Preparation_Natural Gas_Fryer_E10 | F4 | Commercial | Grocery (ID) | New | Food Preparation | Natural Gas | Fryer | E10 | Utility - Cost of Equipment | 0 | 0 | 0 | 0 | 0 | 0 | 0 | 0 | 0 | 0 | 0 | 0 | 0 | 0 | 0 | 0 | 0 | 0 | 0 | 0 | 0 | 0 | 0 | 0 | 0 | 0 | 0
F5_Commercial_Grocery (ID)_New_Food Preparation_Natural Gas_Fryer_E1 | F5 | Commercial | Grocery (ID) | New | Food Preparation | Natural Gas | Fryer | E1 | Utility - Cost of Operation | 0.057653 | 0.059168 | 0.060867 | 0.062771 | 0.064891 | 0.067399 | 0.069953 | 0.072469 | 0.074889 | 0.077345 | 0.079344 | 0.08123 | 0.083248 | 0.085233 | 0.087034 | 0.08874 | 0.090296 | 0.09184 | 0.093477 | 0.095084 | 0.096733 | 0.098441 | 0.10017 | 0.10195 | 0.10376 | 0.1056 | 0.10748
F5_Commercial_Grocery (ID)_New_Food Preparation_Natural Gas_Fryer_E2 | F5 | Commercial | Grocery (ID) | New | Food Preparation | Natural Gas | Fryer | E2 | Utility - Cost of Operation | 0.039764 | 0.040808 | 0.04198 | 0.043293 | 0.044756 | 0.046485 | 0.048247 | 0.049982 | 0.051651 | 0.053345 | 0.054724 | 0.056024 | 0.057416 | 0.058785 | 0.060028 | 0.061204 | 0.062278 | 0.063342 | 0.064472 | 0.06558 | 0.066717 | 0.067895 | 0.069088 | 0.070315 | 0.071564 | 0.072836 | 0.07413
F5_Commercial_Grocery (ID)_New_Food Preparation_Natural Gas_Fryer_E3 | F5 | Commercial | Grocery (ID) | New | Food Preparation | Natural Gas | Fryer | E3 | Utility - Cost of Operation | 0 | 0 | 0 | 0 | 0 | 0 | 0 | 0 | 0 | 0 | 0 | 0 | 0 | 0 | 0 | 0 | 0 | 0 | 0 | 0 | 0 | 0 | 0 | 0 | 0 | 0 | 0
F5_Commercial_Grocery (ID)_New_Food Preparation_Natural Gas_Fryer_E4 | F5 | Commercial | Grocery (ID) | New | Food Preparation | Natural Gas | Fryer | E4 | Utility - Cost of Operation | 0 | 0 | 0 | 0 | 0 | 0 | 0 | 0 | 0 | 0 | 0 | 0 | 0 | 0 | 0 | 0 | 0 | 0 | 0 | 0 | 0 | 0 | 0 | 0 | 0 | 0 | 0
F5_Commercial_Grocery (ID)_New_Food Preparation_Natural Gas_Fryer_E5 | F5 | Commercial | Grocery (ID) | New | Food Preparation | Natural Gas | Fryer | E5 | Utility - Cost of Operation | 0 | 0 | 0 | 0 | 0 | 0 | 0 | 0 | 0 | 0 | 0 | 0 | 0 | 0 | 0 | 0 | 0 | 0 | 0 | 0 | 0 | 0 | 0 | 0 | 0 | 0 | 0
F5_Commercial_Grocery (ID)_New_Food Preparation_Natural Gas_Fryer_E6 | F5 | Commercial | Grocery (ID) | New | Food Preparation | Natural Gas | Fryer | E6 | Utility - Cost of Operation | 0 | 0 | 0 | 0 | 0 | 0 | 0 | 0 | 0 | 0 | 0 | 0 | 0 | 0 | 0 | 0 | 0 | 0 | 0 | 0 | 0 | 0 | 0 | 0 | 0 | 0 | 0
F5_Commercial_Grocery (ID)_New_Food Preparation_Natural Gas_Fryer_E7 | F5 | Commercial | Grocery (ID) | New | Food Preparation | Natural Gas | Fryer | E7 | Utility - Cost of Operation | 0 | 0 | 0 | 0 | 0 | 0 | 0 | 0 | 0 | 0 | 0 | 0 | 0 | 0 | 0 | 0 | 0 | 0 | 0 | 0 | 0 | 0 | 0 | 0 | 0 | 0 | 0
F5_Commercial_Grocery (ID)_New_Food Preparation_Natural Gas_Fryer_E8 | F5 | Commercial | Grocery (ID) | New | Food Preparation | Natural Gas | Fryer | E8 | Utility - Cost of Operation | 0 | 0 | 0 | 0 | 0 | 0 | 0 | 0 | 0 | 0 | 0 | 0 | 0 | 0 | 0 | 0 | 0 | 0 | 0 | 0 | 0 | 0 | 0 | 0 | 0 | 0 | 0
F5_Commercial_Grocery (ID)_New_Food Preparation_Natural Gas_Fryer_E9 | F5 | Commercial | Grocery (ID) | New | Food Preparation | Natural Gas | Fryer | E9 | Utility - Cost of Operation | 0 | 0 | 0 | 0 | 0 | 0 | 0 | 0 | 0 | 0 | 0 | 0 | 0 | 0 | 0 | 0 | 0 | 0 | 0 | 0 | 0 | 0 | 0 | 0 | 0 | 0 | 0
F5_Commercial_Grocery (ID)_New_Food Preparation_Natural Gas_Fryer_E10 | F5 | Commercial | Grocery (ID) | New | Food Preparation | Natural Gas | Fryer | E10 | Utility - Cost of Operation | 0 | 0 | 0 | 0 | 0 | 0 | 0 | 0 | 0 | 0 | 0 | 0 | 0 | 0 | 0 | 0 | 0 | 0 | 0 | 0 | 0 | 0 | 0 | 0 | 0 | 0 | 0
F6_Commercial_Grocery (ID)_New_Food Preparation_Natural Gas_Fryer_E1 | F6 | Commercial | Grocery (ID) | New | Food Preparation | Natural Gas | Fryer | E1 | Utility - Value of Sales | 0.067209 | 0.06856 | 0.070081 | 0.071788 | 0.073692 | 0.075993 | 0.078277 | 0.080436 | 0.082394 | 0.0843 | 0.086276 | 0.088086 | 0.090019 | 0.091894 | 0.093541 | 0.095056 | 0.096378 | 0.097656 | 0.099003 | 0.10028 | 0.10157 | 0.10336 | 0.10518 | 0.10705 | 0.10895 | 0.11088 | 0.11285
F6_Commercial_Grocery (ID)_New_Food Preparation_Natural Gas_Fryer_E2 | F6 | Commercial | Grocery (ID) | New | Food Preparation | Natural Gas | Fryer | E2 | Utility - Value of Sales | 0.046355 | 0.047286 | 0.048335 | 0.049512 | 0.050825 | 0.052413 | 0.053988 | 0.055477 | 0.056827 | 0.058142 | 0.059505 | 0.060753 | 0.062087 | 0.063379 | 0.064516 | 0.065561 | 0.066473 | 0.067354 | 0.068283 | 0.069165 | 0.070053 | 0.07129 | 0.072542 | 0.073831 | 0.075142 | 0.076477 | 0.077836
F6_Commercial_Grocery (ID)_New_Food Preparation_Natural Gas_Fryer_E3 | F6 | Commercial | Grocery (ID) | New | Food Preparation | Natural Gas | Fryer | E3 | Utility - Value of Sales | 0 | 0 | 0 | 0 | 0 | 0 | 0 | 0 | 0 | 0 | 0 | 0 | 0 | 0 | 0 | 0 | 0 | 0 | 0 | 0 | 0 | 0 | 0 | 0 | 0 | 0 | 0
F6_Commercial_Grocery (ID)_New_Food Preparation_Natural Gas_Fryer_E4 | F6 | Commercial | Grocery (ID) | New | Food Preparation | Natural Gas | Fryer | E4 | Utility - Value of Sales | 0 | 0 | 0 | 0 | 0 | 0 | 0 | 0 | 0 | 0 | 0 | 0 | 0 | 0 | 0 | 0 | 0 | 0 | 0 | 0 | 0 | 0 | 0 | 0 | 0 | 0 | 0
F6_Commercial_Grocery (ID)_New_Food Preparation_Natural Gas_Fryer_E5 | F6 | Commercial | Grocery (ID) | New | Food Preparation | Natural Gas | Fryer | E5 | Utility - Value of Sales | 0 | 0 | 0 | 0 | 0 | 0 | 0 | 0 | 0 | 0 | 0 | 0 | 0 | 0 | 0 | 0 | 0 | 0 | 0 | 0 | 0 | 0 | 0 | 0 | 0 | 0 | 0
F6_Commercial_Grocery (ID)_New_Food Preparation_Natural Gas_Fryer_E6 | F6 | Commercial | Grocery (ID) | New | Food Preparation | Natural Gas | Fryer | E6 | Utility - Value of Sales | 0 | 0 | 0 | 0 | 0 | 0 | 0 | 0 | 0 | 0 | 0 | 0 | 0 | 0 | 0 | 0 | 0 | 0 | 0 | 0 | 0 | 0 | 0 | 0 | 0 | 0 | 0
F6_Commercial_Grocery (ID)_New_Food Preparation_Natural Gas_Fryer_E7 | F6 | Commercial | Grocery (ID) | New | Food Preparation | Natural Gas | Fryer | E7 | Utility - Value of Sales | 0 | 0 | 0 | 0 | 0 | 0 | 0 | 0 | 0 | 0 | 0 | 0 | 0 | 0 | 0 | 0 | 0 | 0 | 0 | 0 | 0 | 0 | 0 | 0 | 0 | 0 | 0
F6_Commercial_Grocery (ID)_New_Food Preparation_Natural Gas_Fryer_E8 | F6 | Commercial | Grocery (ID) | New | Food Preparation | Natural Gas | Fryer | E8 | Utility - Value of Sales | 0 | 0 | 0 | 0 | 0 | 0 | 0 | 0 | 0 | 0 | 0 | 0 | 0 | 0 | 0 | 0 | 0 | 0 | 0 | 0 | 0 | 0 | 0 | 0 | 0 | 0 | 0
F6_Commercial_Grocery (ID)_New_Food Preparation_Natural Gas_Fryer_E9 | F6 | Commercial | Grocery (ID) | New | Food Preparation | Natural Gas | Fryer | E9 | Utility - Value of Sales | 0 | 0 | 0 | 0 | 0 | 0 | 0 | 0 | 0 | 0 | 0 | 0 | 0 | 0 | 0 | 0 | 0 | 0 | 0 | 0 | 0 | 0 | 0 | 0 | 0 | 0 | 0
F6_Commercial_Grocery (ID)_New_Food Preparation_Natural Gas_Fryer_E10 | F6 | Commercial | Grocery (ID) | New | Food Preparation | Natural Gas | Fryer | E10 | Utility - Value of Sales | 0 | 0 | 0 | 0 | 0 | 0 | 0 | 0 | 0 | 0 | 0 | 0 | 0 | 0 | 0 | 0 | 0 | 0 | 0 | 0 | 0 | 0 | 0 | 0 | 0 | 0 | 0
F1_Commercial_Grocery (ID)_New_Food Preparation_Natural Gas_Broiler_E1 | F1 | Commercial | Grocery (ID) | New | Food Preparation | Natural Gas | Broiler | E1 | RVT - Cost of Equipment | 0.033603 | 0.033603 | 0.033603 | 0.033603 | 0.033603 | 0.033603 | 0.033603 | 0.033603 | 0.033603 | 0.033603 | 0.033603 | 0.033603 | 0.033603 | 0.033603 | 0.033603 | 0.033603 | 0.033603 | 0.033603 | 0.033603 | 0.033603 | 0.033603 | 0.033603 | 0.033603 | 0.033603 | 0.033603 | 0.033603 | 0.033603
F1_Commercial_Grocery (ID)_New_Food Preparation_Natural Gas_Broiler_E2 | F1 | Commercial | Grocery (ID) | New | Food Preparation | Natural Gas | Broiler | E2 | RVT - Cost of Equipment | 0.047045 | 0.047045 | 0.047045 | 0.047045 | 0.047045 | 0.047045 | 0.047045 | 0.047045 | 0.047045 | 0.047045 | 0.047045 | 0.047045 | 0.047045 | 0.047045 | 0.047045 | 0.047045 | 0.047045 | 0.047045 | 0.047045 | 0.047045 | 0.047045 | 0.047045 | 0.047045 | 0.047045 | 0.047045 | 0.047045 | 0.047045
F1_Commercial_Grocery (ID)_New_Food Preparation_Natural Gas_Broiler_E3 | F1 | Commercial | Grocery (ID) | New | Food Preparation | Natural Gas | Broiler | E3 | RVT - Cost of Equipment | 0 | 0 | 0 | 0 | 0 | 0 | 0 | 0 | 0 | 0 | 0 | 0 | 0 | 0 | 0 | 0 | 0 | 0 | 0 | 0 | 0 | 0 | 0 | 0 | 0 | 0 | 0
F1_Commercial_Grocery (ID)_New_Food Preparation_Natural Gas_Broiler_E4 | F1 | Commercial | Grocery (ID) | New | Food Preparation | Natural Gas | Broiler | E4 | RVT - Cost of Equipment | 0 | 0 | 0 | 0 | 0 | 0 | 0 | 0 | 0 | 0 | 0 | 0 | 0 | 0 | 0 | 0 | 0 | 0 | 0 | 0 | 0 | 0 | 0 | 0 | 0 | 0 | 0
F1_Commercial_Grocery (ID)_New_Food Preparation_Natural Gas_Broiler_E5 | F1 | Commercial | Grocery (ID) | New | Food Preparation | Natural Gas | Broiler | E5 | RVT - Cost of Equipment | 0 | 0 | 0 | 0 | 0 | 0 | 0 | 0 | 0 | 0 | 0 | 0 | 0 | 0 | 0 | 0 | 0 | 0 | 0 | 0 | 0 | 0 | 0 | 0 | 0 | 0 | 0
F1_Commercial_Grocery (ID)_New_Food Preparation_Natural Gas_Broiler_E6 | F1 | Commercial | Grocery (ID) | New | Food Preparation | Natural Gas | Broiler | E6 | RVT - Cost of Equipment | 0 | 0 | 0 | 0 | 0 | 0 | 0 | 0 | 0 | 0 | 0 | 0 | 0 | 0 | 0 | 0 | 0 | 0 | 0 | 0 | 0 | 0 | 0 | 0 | 0 | 0 | 0
F1_Commercial_Grocery (ID)_New_Food Preparation_Natural Gas_Broiler_E7 | F1 | Commercial | Grocery (ID) | New | Food Preparation | Natural Gas | Broiler | E7 | RVT - Cost of Equipment | 0 | 0 | 0 | 0 | 0 | 0 | 0 | 0 | 0 | 0 | 0 | 0 | 0 | 0 | 0 | 0 | 0 | 0 | 0 | 0 | 0 | 0 | 0 | 0 | 0 | 0 | 0
F1_Commercial_Grocery (ID)_New_Food Preparation_Natural Gas_Broiler_E8 | F1 | Commercial | Grocery (ID) | New | Food Preparation | Natural Gas | Broiler | E8 | RVT - Cost of Equipment | 0 | 0 | 0 | 0 | 0 | 0 | 0 | 0 | 0 | 0 | 0 | 0 | 0 | 0 | 0 | 0 | 0 | 0 | 0 | 0 | 0 | 0 | 0 | 0 | 0 | 0 | 0
F1_Commercial_Grocery (ID)_New_Food Preparation_Natural Gas_Broiler_E9 | F1 | Commercial | Grocery (ID) | New | Food Preparation | Natural Gas | Broiler | E9 | RVT - Cost of Equipment | 0 | 0 | 0 | 0 | 0 | 0 | 0 | 0 | 0 | 0 | 0 | 0 | 0 | 0 | 0 | 0 | 0 | 0 | 0 | 0 | 0 | 0 | 0 | 0 | 0 | 0 | 0
F1_Commercial_Grocery (ID)_New_Food Preparation_Natural Gas_Broiler_E10 | F1 | Commercial | Grocery (ID) | New | Food Preparation | Natural Gas | Broiler | E10 | RVT - Cost of Equipment | 0 | 0 | 0 | 0 | 0 | 0 | 0 | 0 | 0 | 0 | 0 | 0 | 0 | 0 | 0 | 0 | 0 | 0 | 0 | 0 | 0 | 0 | 0 | 0 | 0 | 0 | 0
F2_Commercial_Grocery (ID)_New_Food Preparation_Natural Gas_Broiler_E1 | F2 | Commercial | Grocery (ID) | New | Food Preparation | Natural Gas | Broiler | E1 | RVT - Cost of Operation | 0.066582 | 0.06784 | 0.069316 | 0.071037 | 0.073009 | 0.07547 | 0.077937 | 0.08028 | 0.082401 | 0.084457 | 0.086588 | 0.088524 | 0.090567 | 0.092501 | 0.094164 | 0.095664 | 0.096934 | 0.098147 | 0.099436 | 0.10064 | 0.10185 | 0.10365 | 0.10546 | 0.10734 | 0.10924 | 0.11118 | 0.11316
F2_Commercial_Grocery (ID)_New_Food Preparation_Natural Gas_Broiler_E2 | F2 | Commercial | Grocery (ID) | New | Food Preparation | Natural Gas | Broiler | E2 | RVT - Cost of Operation | 0.056789 | 0.057862 | 0.059122 | 0.060589 | 0.062271 | 0.06437 | 0.066475 | 0.068473 | 0.070282 | 0.072036 | 0.073853 | 0.075504 | 0.077247 | 0.078896 | 0.080314 | 0.081594 | 0.082677 | 0.083711 | 0.084811 | 0.085838 | 0.086869 | 0.088401 | 0.089951 | 0.091549 | 0.093175 | 0.09483 | 0.096515
F2_Commercial_Grocery (ID)_New_Food Preparation_Natural Gas_Broiler_E3 | F2 | Commercial | Grocery (ID) | New | Food Preparation | Natural Gas | Broiler | E3 | RVT - Cost of Operation | 0 | 0 | 0 | 0 | 0 | 0 | 0 | 0 | 0 | 0 | 0 | 0 | 0 | 0 | 0 | 0 | 0 | 0 | 0 | 0 | 0 | 0 | 0 | 0 | 0 | 0 | 0
F2_Commercial_Grocery (ID)_New_Food Preparation_Natural Gas_Broiler_E4 | F2 | Commercial | Grocery (ID) | New | Food Preparation | Natural Gas | Broiler | E4 | RVT - Cost of Operation | 0 | 0 | 0 | 0 | 0 | 0 | 0 | 0 | 0 | 0 | 0 | 0 | 0 | 0 | 0 | 0 | 0 | 0 | 0 | 0 | 0 | 0 | 0 | 0 | 0 | 0 | 0
F2_Commercial_Grocery (ID)_New_Food Preparation_Natural Gas_Broiler_E5 | F2 | Commercial | Grocery (ID) | New | Food Preparation | Natural Gas | Broiler | E5 | RVT - Cost of Operation | 0 | 0 | 0 | 0 | 0 | 0 | 0 | 0 | 0 | 0 | 0 | 0 | 0 | 0 | 0 | 0 | 0 | 0 | 0 | 0 | 0 | 0 | 0 | 0 | 0 | 0 | 0
F2_Commercial_Grocery (ID)_New_Food Preparation_Natural Gas_Broiler_E6 | F2 | Commercial | Grocery (ID) | New | Food Preparation | Natural Gas | Broiler | E6 | RVT - Cost of Operation | 0 | 0 | 0 | 0 | 0 | 0 | 0 | 0 | 0 | 0 | 0 | 0 | 0 | 0 | 0 | 0 | 0 | 0 | 0 | 0 | 0 | 0 | 0 | 0 | 0 | 0 | 0
F2_Commercial_Grocery (ID)_New_Food Preparation_Natural Gas_Broiler_E7 | F2 | Commercial | Grocery (ID) | New | Food Preparation | Natural Gas | Broiler | E7 | RVT - Cost of Operation | 0 | 0 | 0 | 0 | 0 | 0 | 0 | 0 | 0 | 0 | 0 | 0 | 0 | 0 | 0 | 0 | 0 | 0 | 0 | 0 | 0 | 0 | 0 | 0 | 0 | 0 | 0
F2_Commercial_Grocery (ID)_New_Food Preparation_Natural Gas_Broiler_E8 | F2 | Commercial | Grocery (ID) | New | Food Preparation | Natural Gas | Broiler | E8 | RVT - Cost of Operation | 0 | 0 | 0 | 0 | 0 | 0 | 0 | 0 | 0 | 0 | 0 | 0 | 0 | 0 | 0 | 0 | 0 | 0 | 0 | 0 | 0 | 0 | 0 | 0 | 0 | 0 | 0
F2_Commercial_Grocery (ID)_New_Food Preparation_Natural Gas_Broiler_E9 | F2 | Commercial | Grocery (ID) | New | Food Preparation | Natural Gas | Broiler | E9 | RVT - Cost of Operation | 0 | 0 | 0 | 0 | 0 | 0 | 0 | 0 | 0 | 0 | 0 | 0 | 0 | 0 | 0 | 0 | 0 | 0 | 0 | 0 | 0 | 0 | 0 | 0 | 0 | 0 | 0
F2_Commercial_Grocery (ID)_New_Food Preparation_Natural Gas_Broiler_E10 | F2 | Commercial | Grocery (ID) | New | Food Preparation | Natural Gas | Broiler | E10 | RVT - Cost of Operation | 0 | 0 | 0 | 0 | 0 | 0 | 0 | 0 | 0 | 0 | 0 | 0 | 0 | 0 | 0 | 0 | 0 | 0 | 0 | 0 | 0 | 0 | 0 | 0 | 0 | 0 | 0
F3_Commercial_Grocery (ID)_New_Food Preparation_Natural Gas_Broiler_E1 | F3 | Commercial | Grocery (ID) | New | Food Preparation | Natural Gas | Broiler | E1 | System - kBTUs of Consumption | 15.884 | 15.884 | 15.884 | 15.884 | 15.884 | 15.884 | 15.884 | 15.884 | 15.884 | 15.884 | 15.884 | 15.884 | 15.884 | 15.884 | 15.884 | 15.884 | 15.884 | 15.884 | 15.884 | 15.884 | 15.884 | 15.884 | 15.884 | 15.884 | 15.884 | 15.884 | 15.884
F3_Commercial_Grocery (ID)_New_Food Preparation_Natural Gas_Broiler_E2 | F3 | Commercial | Grocery (ID) | New | Food Preparation | Natural Gas | Broiler | E2 | System - kBTUs of Consumption | 13.5478 | 13.5478 | 13.5478 | 13.5478 | 13.5478 | 13.5478 | 13.5478 | 13.5478 | 13.5478 | 13.5478 | 13.5478 | 13.5478 | 13.5478 | 13.5478 | 13.5478 | 13.5478 | 13.5478 | 13.5478 | 13.5478 | 13.5478 | 13.5478 | 13.5478 | 13.5478 | 13.5478 | 13.5478 | 13.5478 | 13.5478
F3_Commercial_Grocery (ID)_New_Food Preparation_Natural Gas_Broiler_E3 | F3 | Commercial | Grocery (ID) | New | Food Preparation | Natural Gas | Broiler | E3 | System - kBTUs of Consumption | 0 | 0 | 0 | 0 | 0 | 0 | 0 | 0 | 0 | 0 | 0 | 0 | 0 | 0 | 0 | 0 | 0 | 0 | 0 | 0 | 0 | 0 | 0 | 0 | 0 | 0 | 0
F3_Commercial_Grocery (ID)_New_Food Preparation_Natural Gas_Broiler_E4 | F3 | Commercial | Grocery (ID) | New | Food Preparation | Natural Gas | Broiler | E4 | System - kBTUs of Consumption | 0 | 0 | 0 | 0 | 0 | 0 | 0 | 0 | 0 | 0 | 0 | 0 | 0 | 0 | 0 | 0 | 0 | 0 | 0 | 0 | 0 | 0 | 0 | 0 | 0 | 0 | 0
F3_Commercial_Grocery (ID)_New_Food Preparation_Natural Gas_Broiler_E5 | F3 | Commercial | Grocery (ID) | New | Food Preparation | Natural Gas | Broiler | E5 | System - kBTUs of Consumption | 0 | 0 | 0 | 0 | 0 | 0 | 0 | 0 | 0 | 0 | 0 | 0 | 0 | 0 | 0 | 0 | 0 | 0 | 0 | 0 | 0 | 0 | 0 | 0 | 0 | 0 | 0
F3_Commercial_Grocery (ID)_New_Food Preparation_Natural Gas_Broiler_E6 | F3 | Commercial | Grocery (ID) | New | Food Preparation | Natural Gas | Broiler | E6 | System - kBTUs of Consumption | 0 | 0 | 0 | 0 | 0 | 0 | 0 | 0 | 0 | 0 | 0 | 0 | 0 | 0 | 0 | 0 | 0 | 0 | 0 | 0 | 0 | 0 | 0 | 0 | 0 | 0 | 0
F3_Commercial_Grocery (ID)_New_Food Preparation_Natural Gas_Broiler_E7 | F3 | Commercial | Grocery (ID) | New | Food Preparation | Natural Gas | Broiler | E7 | System - kBTUs of Consumption | 0 | 0 | 0 | 0 | 0 | 0 | 0 | 0 | 0 | 0 | 0 | 0 | 0 | 0 | 0 | 0 | 0 | 0 | 0 | 0 | 0 | 0 | 0 | 0 | 0 | 0 | 0
F3_Commercial_Grocery (ID)_New_Food Preparation_Natural Gas_Broiler_E8 | F3 | Commercial | Grocery (ID) | New | Food Preparation | Natural Gas | Broiler | E8 | System - kBTUs of Consumption | 0 | 0 | 0 | 0 | 0 | 0 | 0 | 0 | 0 | 0 | 0 | 0 | 0 | 0 | 0 | 0 | 0 | 0 | 0 | 0 | 0 | 0 | 0 | 0 | 0 | 0 | 0
F3_Commercial_Grocery (ID)_New_Food Preparation_Natural Gas_Broiler_E9 | F3 | Commercial | Grocery (ID) | New | Food Preparation | Natural Gas | Broiler | E9 | System - kBTUs of Consumption | 0 | 0 | 0 | 0 | 0 | 0 | 0 | 0 | 0 | 0 | 0 | 0 | 0 | 0 | 0 | 0 | 0 | 0 | 0 | 0 | 0 | 0 | 0 | 0 | 0 | 0 | 0
F3_Commercial_Grocery (ID)_New_Food Preparation_Natural Gas_Broiler_E10 | F3 | Commercial | Grocery (ID) | New | Food Preparation | Natural Gas | Broiler | E10 | System - kBTUs of Consumption | 0 | 0 | 0 | 0 | 0 | 0 | 0 | 0 | 0 | 0 | 0 | 0 | 0 | 0 | 0 | 0 | 0 | 0 | 0 | 0 | 0 | 0 | 0 | 0 | 0 | 0 | 0
F4_Commercial_Grocery (ID)_New_Food Preparation_Natural Gas_Broiler_E1 | F4 | Commercial | Grocery (ID) | New | Food Preparation | Natural Gas | Broiler | E1 | Utility - Cost of Equipment | 0.033603 | 0.033603 | 0.033603 | 0.033603 | 0.033603 | 0.033603 | 0.033603 | 0.033603 | 0.033603 | 0.033603 | 0.033603 | 0.033603 | 0.033603 | 0.033603 | 0.033603 | 0.033603 | 0.033603 | 0.033603 | 0.033603 | 0.033603 | 0.033603 | 0.033603 | 0.033603 | 0.033603 | 0.033603 | 0.033603 | 0.033603
F4_Commercial_Grocery (ID)_New_Food Preparation_Natural Gas_Broiler_E2 | F4 | Commercial | Grocery (ID) | New | Food Preparation | Natural Gas | Broiler | E2 | Utility - Cost of Equipment | 0.047045 | 0.047045 | 0.047045 | 0.047045 | 0.047045 | 0.047045 | 0.047045 | 0.047045 | 0.047045 | 0.047045 | 0.047045 | 0.047045 | 0.047045 | 0.047045 | 0.047045 | 0.047045 | 0.047045 | 0.047045 | 0.047045 | 0.047045 | 0.047045 | 0.047045 | 0.047045 | 0.047045 | 0.047045 | 0.047045 | 0.047045
F4_Commercial_Grocery (ID)_New_Food Preparation_Natural Gas_Broiler_E3 | F4 | Commercial | Grocery (ID) | New | Food Preparation | Natural Gas | Broiler | E3 | Utility - Cost of Equipment | 0 | 0 | 0 | 0 | 0 | 0 | 0 | 0 | 0 | 0 | 0 | 0 | 0 | 0 | 0 | 0 | 0 | 0 | 0 | 0 | 0 | 0 | 0 | 0 | 0 | 0 | 0
F4_Commercial_Grocery (ID)_New_Food Preparation_Natural Gas_Broiler_E4 | F4 | Commercial | Grocery (ID) | New | Food Preparation | Natural Gas | Broiler | E4 | Utility - Cost of Equipment | 0 | 0 | 0 | 0 | 0 | 0 | 0 | 0 | 0 | 0 | 0 | 0 | 0 | 0 | 0 | 0 | 0 | 0 | 0 | 0 | 0 | 0 | 0 | 0 | 0 | 0 | 0
F4_Commercial_Grocery (ID)_New_Food Preparation_Natural Gas_Broiler_E5 | F4 | Commercial | Grocery (ID) | New | Food Preparation | Natural Gas | Broiler | E5 | Utility - Cost of Equipment | 0 | 0 | 0 | 0 | 0 | 0 | 0 | 0 | 0 | 0 | 0 | 0 | 0 | 0 | 0 | 0 | 0 | 0 | 0 | 0 | 0 | 0 | 0 | 0 | 0 | 0 | 0
F4_Commercial_Grocery (ID)_New_Food Preparation_Natural Gas_Broiler_E6 | F4 | Commercial | Grocery (ID) | New | Food Preparation | Natural Gas | Broiler | E6 | Utility - Cost of Equipment | 0 | 0 | 0 | 0 | 0 | 0 | 0 | 0 | 0 | 0 | 0 | 0 | 0 | 0 | 0 | 0 | 0 | 0 | 0 | 0 | 0 | 0 | 0 | 0 | 0 | 0 | 0
F4_Commercial_Grocery (ID)_New_Food Preparation_Natural Gas_Broiler_E7 | F4 | Commercial | Grocery (ID) | New | Food Preparation | Natural Gas | Broiler | E7 | Utility - Cost of Equipment | 0 | 0 | 0 | 0 | 0 | 0 | 0 | 0 | 0 | 0 | 0 | 0 | 0 | 0 | 0 | 0 | 0 | 0 | 0 | 0 | 0 | 0 | 0 | 0 | 0 | 0 | 0
F4_Commercial_Grocery (ID)_New_Food Preparation_Natural Gas_Broiler_E8 | F4 | Commercial | Grocery (ID) | New | Food Preparation | Natural Gas | Broiler | E8 | Utility - Cost of Equipment | 0 | 0 | 0 | 0 | 0 | 0 | 0 | 0 | 0 | 0 | 0 | 0 | 0 | 0 | 0 | 0 | 0 | 0 | 0 | 0 | 0 | 0 | 0 | 0 | 0 | 0 | 0
F4_Commercial_Grocery (ID)_New_Food Preparation_Natural Gas_Broiler_E9 | F4 | Commercial | Grocery (ID) | New | Food Preparation | Natural Gas | Broiler | E9 | Utility - Cost of Equipment | 0 | 0 | 0 | 0 | 0 | 0 | 0 | 0 | 0 | 0 | 0 | 0 | 0 | 0 | 0 | 0 | 0 | 0 | 0 | 0 | 0 | 0 | 0 | 0 | 0 | 0 | 0
F4_Commercial_Grocery (ID)_New_Food Preparation_Natural Gas_Broiler_E10 | F4 | Commercial | Grocery (ID) | New | Food Preparation | Natural Gas | Broiler | E10 | Utility - Cost of Equipment | 0 | 0 | 0 | 0 | 0 | 0 | 0 | 0 | 0 | 0 | 0 | 0 | 0 | 0 | 0 | 0 | 0 | 0 | 0 | 0 | 0 | 0 | 0 | 0 | 0 | 0 | 0
F5_Commercial_Grocery (ID)_New_Food Preparation_Natural Gas_Broiler_E1 | F5 | Commercial | Grocery (ID) | New | Food Preparation | Natural Gas | Broiler | E1 | Utility - Cost of Operation | 0.056531 | 0.057956 | 0.059644 | 0.061578 | 0.063766 | 0.066427 | 0.069166 | 0.071879 | 0.074491 | 0.077139 | 0.079246 | 0.08122 | 0.083341 | 0.085417 | 0.087273 | 0.08901 | 0.090568 | 0.092106 | 0.093749 | 0.095352 | 0.096998 | 0.09871 | 0.10044 | 0.10222 | 0.10404 | 0.10589 | 0.10777
F5_Commercial_Grocery (ID)_New_Food Preparation_Natural Gas_Broiler_E2 | F5 | Commercial | Grocery (ID) | New | Food Preparation | Natural Gas | Broiler | E2 | Utility - Cost of Operation | 0.048217 | 0.049432 | 0.050872 | 0.052521 | 0.054387 | 0.056657 | 0.058994 | 0.061308 | 0.063535 | 0.065794 | 0.067591 | 0.069274 | 0.071083 | 0.072854 | 0.074437 | 0.075919 | 0.077248 | 0.07856 | 0.079961 | 0.081328 | 0.082732 | 0.084192 | 0.085667 | 0.087189 | 0.088738 | 0.090315 | 0.091919
F5_Commercial_Grocery (ID)_New_Food Preparation_Natural Gas_Broiler_E3 | F5 | Commercial | Grocery (ID) | New | Food Preparation | Natural Gas | Broiler | E3 | Utility - Cost of Operation | 0 | 0 | 0 | 0 | 0 | 0 | 0 | 0 | 0 | 0 | 0 | 0 | 0 | 0 | 0 | 0 | 0 | 0 | 0 | 0 | 0 | 0 | 0 | 0 | 0 | 0 | 0
F5_Commercial_Grocery (ID)_New_Food Preparation_Natural Gas_Broiler_E4 | F5 | Commercial | Grocery (ID) | New | Food Preparation | Natural Gas | Broiler | E4 | Utility - Cost of Operation | 0 | 0 | 0 | 0 | 0 | 0 | 0 | 0 | 0 | 0 | 0 | 0 | 0 | 0 | 0 | 0 | 0 | 0 | 0 | 0 | 0 | 0 | 0 | 0 | 0 | 0 | 0
F5_Commercial_Grocery (ID)_New_Food Preparation_Natural Gas_Broiler_E5 | F5 | Commercial | Grocery (ID) | New | Food Preparation | Natural Gas | Broiler | E5 | Utility - Cost of Operation | 0 | 0 | 0 | 0 | 0 | 0 | 0 | 0 | 0 | 0 | 0 | 0 | 0 | 0 | 0 | 0 | 0 | 0 | 0 | 0 | 0 | 0 | 0 | 0 | 0 | 0 | 0
F5_Commercial_Grocery (ID)_New_Food Preparation_Natural Gas_Broiler_E6 | F5 | Commercial | Grocery (ID) | New | Food Preparation | Natural Gas | Broiler | E6 | Utility - Cost of Operation | 0 | 0 | 0 | 0 | 0 | 0 | 0 | 0 | 0 | 0 | 0 | 0 | 0 | 0 | 0 | 0 | 0 | 0 | 0 | 0 | 0 | 0 | 0 | 0 | 0 | 0 | 0
F5_Commercial_Grocery (ID)_New_Food Preparation_Natural Gas_Broiler_E7 | F5 | Commercial | Grocery (ID) | New | Food Preparation | Natural Gas | Broiler | E7 | Utility - Cost of Operation | 0 | 0 | 0 | 0 | 0 | 0 | 0 | 0 | 0 | 0 | 0 | 0 | 0 | 0 | 0 | 0 | 0 | 0 | 0 | 0 | 0 | 0 | 0 | 0 | 0 | 0 | 0
F5_Commercial_Grocery (ID)_New_Food Preparation_Natural Gas_Broiler_E8 | F5 | Commercial | Grocery (ID) | New | Food Preparation | Natural Gas | Broiler | E8 | Utility - Cost of Operation | 0 | 0 | 0 | 0 | 0 | 0 | 0 | 0 | 0 | 0 | 0 | 0 | 0 | 0 | 0 | 0 | 0 | 0 | 0 | 0 | 0 | 0 | 0 | 0 | 0 | 0 | 0
F5_Commercial_Grocery (ID)_New_Food Preparation_Natural Gas_Broiler_E9 | F5 | Commercial | Grocery (ID) | New | Food Preparation | Natural Gas | Broiler | E9 | Utility - Cost of Operation | 0 | 0 | 0 | 0 | 0 | 0 | 0 | 0 | 0 | 0 | 0 | 0 | 0 | 0 | 0 | 0 | 0 | 0 | 0 | 0 | 0 | 0 | 0 | 0 | 0 | 0 | 0
F5_Commercial_Grocery (ID)_New_Food Preparation_Natural Gas_Broiler_E10 | F5 | Commercial | Grocery (ID) | New | Food Preparation | Natural Gas | Broiler | E10 | Utility - Cost of Operation | 0 | 0 | 0 | 0 | 0 | 0 | 0 | 0 | 0 | 0 | 0 | 0 | 0 | 0 | 0 | 0 | 0 | 0 | 0 | 0 | 0 | 0 | 0 | 0 | 0 | 0 | 0
F6_Commercial_Grocery (ID)_New_Food Preparation_Natural Gas_Broiler_E1 | F6 | Commercial | Grocery (ID) | New | Food Preparation | Natural Gas | Broiler | E1 | Utility - Value of Sales | 0.066582 | 0.06784 | 0.069316 | 0.071037 | 0.073009 | 0.07547 | 0.077937 | 0.08028 | 0.082401 | 0.084457 | 0.086588 | 0.088524 | 0.090567 | 0.092501 | 0.094164 | 0.095664 | 0.096934 | 0.098147 | 0.099436 | 0.10064 | 0.10185 | 0.10365 | 0.10546 | 0.10734 | 0.10924 | 0.11118 | 0.11316
F6_Commercial_Grocery (ID)_New_Food Preparation_Natural Gas_Broiler_E2 | F6 | Commercial | Grocery (ID) | New | Food Preparation | Natural Gas | Broiler | E2 | Utility - Value of Sales | 0.056789 | 0.057862 | 0.059122 | 0.060589 | 0.062271 | 0.06437 | 0.066475 | 0.068473 | 0.070282 | 0.072036 | 0.073853 | 0.075504 | 0.077247 | 0.078896 | 0.080314 | 0.081594 | 0.082677 | 0.083711 | 0.084811 | 0.085838 | 0.086869 | 0.088401 | 0.089951 | 0.091549 | 0.093175 | 0.09483 | 0.096515
F6_Commercial_Grocery (ID)_New_Food Preparation_Natural Gas_Broiler_E3 | F6 | Commercial | Grocery (ID) | New | Food Preparation | Natural Gas | Broiler | E3 | Utility - Value of Sales | 0 | 0 | 0 | 0 | 0 | 0 | 0 | 0 | 0 | 0 | 0 | 0 | 0 | 0 | 0 | 0 | 0 | 0 | 0 | 0 | 0 | 0 | 0 | 0 | 0 | 0 | 0
F6_Commercial_Grocery (ID)_New_Food Preparation_Natural Gas_Broiler_E4 | F6 | Commercial | Grocery (ID) | New | Food Preparation | Natural Gas | Broiler | E4 | Utility - Value of Sales | 0 | 0 | 0 | 0 | 0 | 0 | 0 | 0 | 0 | 0 | 0 | 0 | 0 | 0 | 0 | 0 | 0 | 0 | 0 | 0 | 0 | 0 | 0 | 0 | 0 | 0 | 0
F6_Commercial_Grocery (ID)_New_Food Preparation_Natural Gas_Broiler_E5 | F6 | Commercial | Grocery (ID) | New | Food Preparation | Natural Gas | Broiler | E5 | Utility - Value of Sales | 0 | 0 | 0 | 0 | 0 | 0 | 0 | 0 | 0 | 0 | 0 | 0 | 0 | 0 | 0 | 0 | 0 | 0 | 0 | 0 | 0 | 0 | 0 | 0 | 0 | 0 | 0
F6_Commercial_Grocery (ID)_New_Food Preparation_Natural Gas_Broiler_E6 | F6 | Commercial | Grocery (ID) | New | Food Preparation | Natural Gas | Broiler | E6 | Utility - Value of Sales | 0 | 0 | 0 | 0 | 0 | 0 | 0 | 0 | 0 | 0 | 0 | 0 | 0 | 0 | 0 | 0 | 0 | 0 | 0 | 0 | 0 | 0 | 0 | 0 | 0 | 0 | 0
F6_Commercial_Grocery (ID)_New_Food Preparation_Natural Gas_Broiler_E7 | F6 | Commercial | Grocery (ID) | New | Food Preparation | Natural Gas | Broiler | E7 | Utility - Value of Sales | 0 | 0 | 0 | 0 | 0 | 0 | 0 | 0 | 0 | 0 | 0 | 0 | 0 | 0 | 0 | 0 | 0 | 0 | 0 | 0 | 0 | 0 | 0 | 0 | 0 | 0 | 0
F6_Commercial_Grocery (ID)_New_Food Preparation_Natural Gas_Broiler_E8 | F6 | Commercial | Grocery (ID) | New | Food Preparation | Natural Gas | Broiler | E8 | Utility - Value of Sales | 0 | 0 | 0 | 0 | 0 | 0 | 0 | 0 | 0 | 0 | 0 | 0 | 0 | 0 | 0 | 0 | 0 | 0 | 0 | 0 | 0 | 0 | 0 | 0 | 0 | 0 | 0
F6_Commercial_Grocery (ID)_New_Food Preparation_Natural Gas_Broiler_E9 | F6 | Commercial | Grocery (ID) | New | Food Preparation | Natural Gas | Broiler | E9 | Utility - Value of Sales | 0 | 0 | 0 | 0 | 0 | 0 | 0 | 0 | 0 | 0 | 0 | 0 | 0 | 0 | 0 | 0 | 0 | 0 | 0 | 0 | 0 | 0 | 0 | 0 | 0 | 0 | 0
F6_Commercial_Grocery (ID)_New_Food Preparation_Natural Gas_Broiler_E10 | F6 | Commercial | Grocery (ID) | New | Food Preparation | Natural Gas | Broiler | E10 | Utility - Value of Sales | 0 | 0 | 0 | 0 | 0 | 0 | 0 | 0 | 0 | 0 | 0 | 0 | 0 | 0 | 0 | 0 | 0 | 0 | 0 | 0 | 0 | 0 | 0 | 0 | 0 | 0 | 0
F1_Commercial_Grocery (ID)_New_Food Preparation_Natural Gas_Griddle_E1 | F1 | Commercial | Grocery (ID) | New | Food Preparation | Natural Gas | Griddle | E1 | RVT - Cost of Equipment | 0.017829 | 0.017829 | 0.017829 | 0.017829 | 0.017829 | 0.017829 | 0.017829 | 0.017829 | 0.017829 | 0.017829 | 0.017829 | 0.017829 | 0.017829 | 0.017829 | 0.017829 | 0.017829 | 0.017829 | 0.017829 | 0.017829 | 0.017829 | 0.017829 | 0.017829 | 0.017829 | 0.017829 | 0.017829 | 0.017829 | 0.017829
F1_Commercial_Grocery (ID)_New_Food Preparation_Natural Gas_Griddle_E2 | F1 | Commercial | Grocery (ID) | New | Food Preparation | Natural Gas | Griddle | E2 | RVT - Cost of Equipment | 0.019076 | 0.019076 | 0.019076 | 0.019076 | 0.019076 | 0.019076 | 0.019076 | 0.019076 | 0.019076 | 0.019076 | 0.019076 | 0.019076 | 0.019076 | 0.019076 | 0.019076 | 0.019076 | 0.019076 | 0.019076 | 0.019076 | 0.019076 | 0.019076 | 0.019076 | 0.019076 | 0.019076 | 0.019076 | 0.019076 | 0.019076
F1_Commercial_Grocery (ID)_New_Food Preparation_Natural Gas_Griddle_E3 | F1 | Commercial | Grocery (ID) | New | Food Preparation | Natural Gas | Griddle | E3 | RVT - Cost of Equipment | 0 | 0 | 0 | 0 | 0 | 0 | 0 | 0 | 0 | 0 | 0 | 0 | 0 | 0 | 0 | 0 | 0 | 0 | 0 | 0 | 0 | 0 | 0 | 0 | 0 | 0 | 0
F1_Commercial_Grocery (ID)_New_Food Preparation_Natural Gas_Griddle_E4 | F1 | Commercial | Grocery (ID) | New | Food Preparation | Natural Gas | Griddle | E4 | RVT - Cost of Equipment | 0 | 0 | 0 | 0 | 0 | 0 | 0 | 0 | 0 | 0 | 0 | 0 | 0 | 0 | 0 | 0 | 0 | 0 | 0 | 0 | 0 | 0 | 0 | 0 | 0 | 0 | 0
F1_Commercial_Grocery (ID)_New_Food Preparation_Natural Gas_Griddle_E5 | F1 | Commercial | Grocery (ID) | New | Food Preparation | Natural Gas | Griddle | E5 | RVT - Cost of Equipment | 0 | 0 | 0 | 0 | 0 | 0 | 0 | 0 | 0 | 0 | 0 | 0 | 0 | 0 | 0 | 0 | 0 | 0 | 0 | 0 | 0 | 0 | 0 | 0 | 0 | 0 | 0
F1_Commercial_Grocery (ID)_New_Food Preparation_Natural Gas_Griddle_E6 | F1 | Commercial | Grocery (ID) | New | Food Preparation | Natural Gas | Griddle | E6 | RVT - Cost of Equipment | 0 | 0 | 0 | 0 | 0 | 0 | 0 | 0 | 0 | 0 | 0 | 0 | 0 | 0 | 0 | 0 | 0 | 0 | 0 | 0 | 0 | 0 | 0 | 0 | 0 | 0 | 0
F1_Commercial_Grocery (ID)_New_Food Preparation_Natural Gas_Griddle_E7 | F1 | Commercial | Grocery (ID) | New | Food Preparation | Natural Gas | Griddle | E7 | RVT - Cost of Equipment | 0 | 0 | 0 | 0 | 0 | 0 | 0 | 0 | 0 | 0 | 0 | 0 | 0 | 0 | 0 | 0 | 0 | 0 | 0 | 0 | 0 | 0 | 0 | 0 | 0 | 0 | 0
F1_Commercial_Grocery (ID)_New_Food Preparation_Natural Gas_Griddle_E8 | F1 | Commercial | Grocery (ID) | New | Food Preparation | Natural Gas | Griddle | E8 | RVT - Cost of Equipment | 0 | 0 | 0 | 0 | 0 | 0 | 0 | 0 | 0 | 0 | 0 | 0 | 0 | 0 | 0 | 0 | 0 | 0 | 0 | 0 | 0 | 0 | 0 | 0 | 0 | 0 | 0
F1_Commercial_Grocery (ID)_New_Food Preparation_Natural Gas_Griddle_E9 | F1 | Commercial | Grocery (ID) | New | Food Preparation | Natural Gas | Griddle | E9 | RVT - Cost of Equipment | 0 | 0 | 0 | 0 | 0 | 0 | 0 | 0 | 0 | 0 | 0 | 0 | 0 | 0 | 0 | 0 | 0 | 0 | 0 | 0 | 0 | 0 | 0 | 0 | 0 | 0 | 0
F1_Commercial_Grocery (ID)_New_Food Preparation_Natural Gas_Griddle_E10 | F1 | Commercial | Grocery (ID) | New | Food Preparation | Natural Gas | Griddle | E10 | RVT - Cost of Equipment | 0 | 0 | 0 | 0 | 0 | 0 | 0 | 0 | 0 | 0 | 0 | 0 | 0 | 0 | 0 | 0 | 0 | 0 | 0 | 0 | 0 | 0 | 0 | 0 | 0 | 0 | 0
F2_Commercial_Grocery (ID)_New_Food Preparation_Natural Gas_Griddle_E1 | F2 | Commercial | Grocery (ID) | New | Food Preparation | Natural Gas | Griddle | E1 | RVT - Cost of Operation | 0.046272 | 0.047146 | 0.048172 | 0.049369 | 0.050739 | 0.052449 | 0.054164 | 0.055792 | 0.057266 | 0.058695 | 0.060175 | 0.061521 | 0.062941 | 0.064285 | 0.06544 | 0.066483 | 0.067366 | 0.068209 | 0.069105 | 0.069941 | 0.070781 | 0.07203 | 0.073292 | 0.074594 | 0.07592 | 0.077268 | 0.078641
F2_Commercial_Grocery (ID)_New_Food Preparation_Natural Gas_Griddle_E2 | F2 | Commercial | Grocery (ID) | New | Food Preparation | Natural Gas | Griddle | E2 | RVT - Cost of Operation | 0.040614 | 0.041381 | 0.042281 | 0.043331 | 0.044534 | 0.046035 | 0.04754 | 0.048969 | 0.050263 | 0.051517 | 0.052816 | 0.053997 | 0.055244 | 0.056423 | 0.057438 | 0.058353 | 0.059128 | 0.059867 | 0.060654 | 0.061388 | 0.062125 | 0.063221 | 0.064329 | 0.065472 | 0.066635 | 0.067819 | 0.069024
F2_Commercial_Grocery (ID)_New_Food Preparation_Natural Gas_Griddle_E3 | F2 | Commercial | Grocery (ID) | New | Food Preparation | Natural Gas | Griddle | E3 | RVT - Cost of Operation | 0 | 0 | 0 | 0 | 0 | 0 | 0 | 0 | 0 | 0 | 0 | 0 | 0 | 0 | 0 | 0 | 0 | 0 | 0 | 0 | 0 | 0 | 0 | 0 | 0 | 0 | 0
F2_Commercial_Grocery (ID)_New_Food Preparation_Natural Gas_Griddle_E4 | F2 | Commercial | Grocery (ID) | New | Food Preparation | Natural Gas | Griddle | E4 | RVT - Cost of Operation | 0 | 0 | 0 | 0 | 0 | 0 | 0 | 0 | 0 | 0 | 0 | 0 | 0 | 0 | 0 | 0 | 0 | 0 | 0 | 0 | 0 | 0 | 0 | 0 | 0 | 0 | 0
F2_Commercial_Grocery (ID)_New_Food Preparation_Natural Gas_Griddle_E5 | F2 | Commercial | Grocery (ID) | New | Food Preparation | Natural Gas | Griddle | E5 | RVT - Cost of Operation | 0 | 0 | 0 | 0 | 0 | 0 | 0 | 0 | 0 | 0 | 0 | 0 | 0 | 0 | 0 | 0 | 0 | 0 | 0 | 0 | 0 | 0 | 0 | 0 | 0 | 0 | 0
F2_Commercial_Grocery (ID)_New_Food Preparation_Natural Gas_Griddle_E6 | F2 | Commercial | Grocery (ID) | New | Food Preparation | Natural Gas | Griddle | E6 | RVT - Cost of Operation | 0 | 0 | 0 | 0 | 0 | 0 | 0 | 0 | 0 | 0 | 0 | 0 | 0 | 0 | 0 | 0 | 0 | 0 | 0 | 0 | 0 | 0 | 0 | 0 | 0 | 0 | 0
F2_Commercial_Grocery (ID)_New_Food Preparation_Natural Gas_Griddle_E7 | F2 | Commercial | Grocery (ID) | New | Food Preparation | Natural Gas | Griddle | E7 | RVT - Cost of Operation | 0 | 0 | 0 | 0 | 0 | 0 | 0 | 0 | 0 | 0 | 0 | 0 | 0 | 0 | 0 | 0 | 0 | 0 | 0 | 0 | 0 | 0 | 0 | 0 | 0 | 0 | 0
F2_Commercial_Grocery (ID)_New_Food Preparation_Natural Gas_Griddle_E8 | F2 | Commercial | Grocery (ID) | New | Food Preparation | Natural Gas | Griddle | E8 | RVT - Cost of Operation | 0 | 0 | 0 | 0 | 0 | 0 | 0 | 0 | 0 | 0 | 0 | 0 | 0 | 0 | 0 | 0 | 0 | 0 | 0 | 0 | 0 | 0 | 0 | 0 | 0 | 0 | 0
F2_Commercial_Grocery (ID)_New_Food Preparation_Natural Gas_Griddle_E9 | F2 | Commercial | Grocery (ID) | New | Food Preparation | Natural Gas | Griddle | E9 | RVT - Cost of Operation | 0 | 0 | 0 | 0 | 0 | 0 | 0 | 0 | 0 | 0 | 0 | 0 | 0 | 0 | 0 | 0 | 0 | 0 | 0 | 0 | 0 | 0 | 0 | 0 | 0 | 0 | 0
F2_Commercial_Grocery (ID)_New_Food Preparation_Natural Gas_Griddle_E10 | F2 | Commercial | Grocery (ID) | New | Food Preparation | Natural Gas | Griddle | E10 | RVT - Cost of Operation | 0 | 0 | 0 | 0 | 0 | 0 | 0 | 0 | 0 | 0 | 0 | 0 | 0 | 0 | 0 | 0 | 0 | 0 | 0 | 0 | 0 | 0 | 0 | 0 | 0 | 0 | 0
F3_Commercial_Grocery (ID)_New_Food Preparation_Natural Gas_Griddle_E1 | F3 | Commercial | Grocery (ID) | New | Food Preparation | Natural Gas | Griddle | E1 | System - kBTUs of Consumption | 11.0388 | 11.0388 | 11.0388 | 11.0388 | 11.0388 | 11.0388 | 11.0388 | 11.0388 | 11.0388 | 11.0388 | 11.0388 | 11.0388 | 11.0388 | 11.0388 | 11.0388 | 11.0388 | 11.0388 | 11.0388 | 11.0388 | 11.0388 | 11.0388 | 11.0388 | 11.0388 | 11.0388 | 11.0388 | 11.0388 | 11.0388
F3_Commercial_Grocery (ID)_New_Food Preparation_Natural Gas_Griddle_E2 | F3 | Commercial | Grocery (ID) | New | Food Preparation | Natural Gas | Griddle | E2 | System - kBTUs of Consumption | 9.6888 | 9.6888 | 9.6888 | 9.6888 | 9.6888 | 9.6888 | 9.6888 | 9.6888 | 9.6888 | 9.6888 | 9.6888 | 9.6888 | 9.6888 | 9.6888 | 9.6888 | 9.6888 | 9.6888 | 9.6888 | 9.6888 | 9.6888 | 9.6888 | 9.6888 | 9.6888 | 9.6888 | 9.6888 | 9.6888 | 9.6888
F3_Commercial_Grocery (ID)_New_Food Preparation_Natural Gas_Griddle_E3 | F3 | Commercial | Grocery (ID) | New | Food Preparation | Natural Gas | Griddle | E3 | System - kBTUs of Consumption | 0 | 0 | 0 | 0 | 0 | 0 | 0 | 0 | 0 | 0 | 0 | 0 | 0 | 0 | 0 | 0 | 0 | 0 | 0 | 0 | 0 | 0 | 0 | 0 | 0 | 0 | 0
F3_Commercial_Grocery (ID)_New_Food Preparation_Natural Gas_Griddle_E4 | F3 | Commercial | Grocery (ID) | New | Food Preparation | Natural Gas | Griddle | E4 | System - kBTUs of Consumption | 0 | 0 | 0 | 0 | 0 | 0 | 0 | 0 | 0 | 0 | 0 | 0 | 0 | 0 | 0 | 0 | 0 | 0 | 0 | 0 | 0 | 0 | 0 | 0 | 0 | 0 | 0
F3_Commercial_Grocery (ID)_New_Food Preparation_Natural Gas_Griddle_E5 | F3 | Commercial | Grocery (ID) | New | Food Preparation | Natural Gas | Griddle | E5 | System - kBTUs of Consumption | 0 | 0 | 0 | 0 | 0 | 0 | 0 | 0 | 0 | 0 | 0 | 0 | 0 | 0 | 0 | 0 | 0 | 0 | 0 | 0 | 0 | 0 | 0 | 0 | 0 | 0 | 0
F3_Commercial_Grocery (ID)_New_Food Preparation_Natural Gas_Griddle_E6 | F3 | Commercial | Grocery (ID) | New | Food Preparation | Natural Gas | Griddle | E6 | System - kBTUs of Consumption | 0 | 0 | 0 | 0 | 0 | 0 | 0 | 0 | 0 | 0 | 0 | 0 | 0 | 0 | 0 | 0 | 0 | 0 | 0 | 0 | 0 | 0 | 0 | 0 | 0 | 0 | 0
F3_Commercial_Grocery (ID)_New_Food Preparation_Natural Gas_Griddle_E7 | F3 | Commercial | Grocery (ID) | New | Food Preparation | Natural Gas | Griddle | E7 | System - kBTUs of Consumption | 0 | 0 | 0 | 0 | 0 | 0 | 0 | 0 | 0 | 0 | 0 | 0 | 0 | 0 | 0 | 0 | 0 | 0 | 0 | 0 | 0 | 0 | 0 | 0 | 0 | 0 | 0
F3_Commercial_Grocery (ID)_New_Food Preparation_Natural Gas_Griddle_E8 | F3 | Commercial | Grocery (ID) | New | Food Preparation | Natural Gas | Griddle | E8 | System - kBTUs of Consumption | 0 | 0 | 0 | 0 | 0 | 0 | 0 | 0 | 0 | 0 | 0 | 0 | 0 | 0 | 0 | 0 | 0 | 0 | 0 | 0 | 0 | 0 | 0 | 0 | 0 | 0 | 0
F3_Commercial_Grocery (ID)_New_Food Preparation_Natural Gas_Griddle_E9 | F3 | Commercial | Grocery (ID) | New | Food Preparation | Natural Gas | Griddle | E9 | System - kBTUs of Consumption | 0 | 0 | 0 | 0 | 0 | 0 | 0 | 0 | 0 | 0 | 0 | 0 | 0 | 0 | 0 | 0 | 0 | 0 | 0 | 0 | 0 | 0 | 0 | 0 | 0 | 0 | 0
F3_Commercial_Grocery (ID)_New_Food Preparation_Natural Gas_Griddle_E10 | F3 | Commercial | Grocery (ID) | New | Food Preparation | Natural Gas | Griddle | E10 | System - kBTUs of Consumption | 0 | 0 | 0 | 0 | 0 | 0 | 0 | 0 | 0 | 0 | 0 | 0 | 0 | 0 | 0 | 0 | 0 | 0 | 0 | 0 | 0 | 0 | 0 | 0 | 0 | 0 | 0
F4_Commercial_Grocery (ID)_New_Food Preparation_Natural Gas_Griddle_E1 | F4 | Commercial | Grocery (ID) | New | Food Preparation | Natural Gas | Griddle | E1 | Utility - Cost of Equipment | 0.017829 | 0.017829 | 0.017829 | 0.017829 | 0.017829 | 0.017829 | 0.017829 | 0.017829 | 0.017829 | 0.017829 | 0.017829 | 0.017829 | 0.017829 | 0.017829 | 0.017829 | 0.017829 | 0.017829 | 0.017829 | 0.017829 | 0.017829 | 0.017829 | 0.017829 | 0.017829 | 0.017829 | 0.017829 | 0.017829 | 0.017829
F4_Commercial_Grocery (ID)_New_Food Preparation_Natural Gas_Griddle_E2 | F4 | Commercial | Grocery (ID) | New | Food Preparation | Natural Gas | Griddle | E2 | Utility - Cost of Equipment | 0.019076 | 0.019076 | 0.019076 | 0.019076 | 0.019076 | 0.019076 | 0.019076 | 0.019076 | 0.019076 | 0.019076 | 0.019076 | 0.019076 | 0.019076 | 0.019076 | 0.019076 | 0.019076 | 0.019076 | 0.019076 | 0.019076 | 0.019076 | 0.019076 | 0.019076 | 0.019076 | 0.019076 | 0.019076 | 0.019076 | 0.019076
F4_Commercial_Grocery (ID)_New_Food Preparation_Natural Gas_Griddle_E3 | F4 | Commercial | Grocery (ID) | New | Food Preparation | Natural Gas | Griddle | E3 | Utility - Cost of Equipment | 0 | 0 | 0 | 0 | 0 | 0 | 0 | 0 | 0 | 0 | 0 | 0 | 0 | 0 | 0 | 0 | 0 | 0 | 0 | 0 | 0 | 0 | 0 | 0 | 0 | 0 | 0
F4_Commercial_Grocery (ID)_New_Food Preparation_Natural Gas_Griddle_E4 | F4 | Commercial | Grocery (ID) | New | Food Preparation | Natural Gas | Griddle | E4 | Utility - Cost of Equipment | 0 | 0 | 0 | 0 | 0 | 0 | 0 | 0 | 0 | 0 | 0 | 0 | 0 | 0 | 0 | 0 | 0 | 0 | 0 | 0 | 0 | 0 | 0 | 0 | 0 | 0 | 0
F4_Commercial_Grocery (ID)_New_Food Preparation_Natural Gas_Griddle_E5 | F4 | Commercial | Grocery (ID) | New | Food Preparation | Natural Gas | Griddle | E5 | Utility - Cost of Equipment | 0 | 0 | 0 | 0 | 0 | 0 | 0 | 0 | 0 | 0 | 0 | 0 | 0 | 0 | 0 | 0 | 0 | 0 | 0 | 0 | 0 | 0 | 0 | 0 | 0 | 0 | 0
F4_Commercial_Grocery (ID)_New_Food Preparation_Natural Gas_Griddle_E6 | F4 | Commercial | Grocery (ID) | New | Food Preparation | Natural Gas | Griddle | E6 | Utility - Cost of Equipment | 0 | 0 | 0 | 0 | 0 | 0 | 0 | 0 | 0 | 0 | 0 | 0 | 0 | 0 | 0 | 0 | 0 | 0 | 0 | 0 | 0 | 0 | 0 | 0 | 0 | 0 | 0
F4_Commercial_Grocery (ID)_New_Food Preparation_Natural Gas_Griddle_E7 | F4 | Commercial | Grocery (ID) | New | Food Preparation | Natural Gas | Griddle | E7 | Utility - Cost of Equipment | 0 | 0 | 0 | 0 | 0 | 0 | 0 | 0 | 0 | 0 | 0 | 0 | 0 | 0 | 0 | 0 | 0 | 0 | 0 | 0 | 0 | 0 | 0 | 0 | 0 | 0 | 0
F4_Commercial_Grocery (ID)_New_Food Preparation_Natural Gas_Griddle_E8 | F4 | Commercial | Grocery (ID) | New | Food Preparation | Natural Gas | Griddle | E8 | Utility - Cost of Equipment | 0 | 0 | 0 | 0 | 0 | 0 | 0 | 0 | 0 | 0 | 0 | 0 | 0 | 0 | 0 | 0 | 0 | 0 | 0 | 0 | 0 | 0 | 0 | 0 | 0 | 0 | 0
F4_Commercial_Grocery (ID)_New_Food Preparation_Natural Gas_Griddle_E9 | F4 | Commercial | Grocery (ID) | New | Food Preparation | Natural Gas | Griddle | E9 | Utility - Cost of Equipment | 0 | 0 | 0 | 0 | 0 | 0 | 0 | 0 | 0 | 0 | 0 | 0 | 0 | 0 | 0 | 0 | 0 | 0 | 0 | 0 | 0 | 0 | 0 | 0 | 0 | 0 | 0
F4_Commercial_Grocery (ID)_New_Food Preparation_Natural Gas_Griddle_E10 | F4 | Commercial | Grocery (ID) | New | Food Preparation | Natural Gas | Griddle | E10 | Utility - Cost of Equipment | 0 | 0 | 0 | 0 | 0 | 0 | 0 | 0 | 0 | 0 | 0 | 0 | 0 | 0 | 0 | 0 | 0 | 0 | 0 | 0 | 0 | 0 | 0 | 0 | 0 | 0 | 0
F5_Commercial_Grocery (ID)_New_Food Preparation_Natural Gas_Griddle_E1 | F5 | Commercial | Grocery (ID) | New | Food Preparation | Natural Gas | Griddle | E1 | Utility - Cost of Operation | 0.039287 | 0.040277 | 0.04145 | 0.042795 | 0.044315 | 0.046164 | 0.048068 | 0.049954 | 0.051769 | 0.053609 | 0.055073 | 0.056445 | 0.057919 | 0.059362 | 0.060652 | 0.061859 | 0.062942 | 0.064011 | 0.065152 | 0.066266 | 0.06741 | 0.0686 | 0.069802 | 0.071042 | 0.072304 | 0.073589 | 0.074896
F5_Commercial_Grocery (ID)_New_Food Preparation_Natural Gas_Griddle_E2 | F5 | Commercial | Grocery (ID) | New | Food Preparation | Natural Gas | Griddle | E2 | Utility - Cost of Operation | 0.034483 | 0.035352 | 0.036381 | 0.037561 | 0.038895 | 0.040519 | 0.04219 | 0.043845 | 0.045438 | 0.047053 | 0.048338 | 0.049542 | 0.050836 | 0.052102 | 0.053235 | 0.054294 | 0.055245 | 0.056183 | 0.057185 | 0.058162 | 0.059167 | 0.060211 | 0.061266 | 0.062354 | 0.063462 | 0.064589 | 0.065737
F5_Commercial_Grocery (ID)_New_Food Preparation_Natural Gas_Griddle_E3 | F5 | Commercial | Grocery (ID) | New | Food Preparation | Natural Gas | Griddle | E3 | Utility - Cost of Operation | 0 | 0 | 0 | 0 | 0 | 0 | 0 | 0 | 0 | 0 | 0 | 0 | 0 | 0 | 0 | 0 | 0 | 0 | 0 | 0 | 0 | 0 | 0 | 0 | 0 | 0 | 0
F5_Commercial_Grocery (ID)_New_Food Preparation_Natural Gas_Griddle_E4 | F5 | Commercial | Grocery (ID) | New | Food Preparation | Natural Gas | Griddle | E4 | Utility - Cost of Operation | 0 | 0 | 0 | 0 | 0 | 0 | 0 | 0 | 0 | 0 | 0 | 0 | 0 | 0 | 0 | 0 | 0 | 0 | 0 | 0 | 0 | 0 | 0 | 0 | 0 | 0 | 0
F5_Commercial_Grocery (ID)_New_Food Preparation_Natural Gas_Griddle_E5 | F5 | Commercial | Grocery (ID) | New | Food Preparation | Natural Gas | Griddle | E5 | Utility - Cost of Operation | 0 | 0 | 0 | 0 | 0 | 0 | 0 | 0 | 0 | 0 | 0 | 0 | 0 | 0 | 0 | 0 | 0 | 0 | 0 | 0 | 0 | 0 | 0 | 0 | 0 | 0 | 0
F5_Commercial_Grocery (ID)_New_Food Preparation_Natural Gas_Griddle_E6 | F5 | Commercial | Grocery (ID) | New | Food Preparation | Natural Gas | Griddle | E6 | Utility - Cost of Operation | 0 | 0 | 0 | 0 | 0 | 0 | 0 | 0 | 0 | 0 | 0 | 0 | 0 | 0 | 0 | 0 | 0 | 0 | 0 | 0 | 0 | 0 | 0 | 0 | 0 | 0 | 0
F5_Commercial_Grocery (ID)_New_Food Preparation_Natural Gas_Griddle_E7 | F5 | Commercial | Grocery (ID) | New | Food Preparation | Natural Gas | Griddle | E7 | Utility - Cost of Operation | 0 | 0 | 0 | 0 | 0 | 0 | 0 | 0 | 0 | 0 | 0 | 0 | 0 | 0 | 0 | 0 | 0 | 0 | 0 | 0 | 0 | 0 | 0 | 0 | 0 | 0 | 0
F5_Commercial_Grocery (ID)_New_Food Preparation_Natural Gas_Griddle_E8 | F5 | Commercial | Grocery (ID) | New | Food Preparation | Natural Gas | Griddle | E8 | Utility - Cost of Operation | 0 | 0 | 0 | 0 | 0 | 0 | 0 | 0 | 0 | 0 | 0 | 0 | 0 | 0 | 0 | 0 | 0 | 0 | 0 | 0 | 0 | 0 | 0 | 0 | 0 | 0 | 0
F5_Commercial_Grocery (ID)_New_Food Preparation_Natural Gas_Griddle_E9 | F5 | Commercial | Grocery (ID) | New | Food Preparation | Natural Gas | Griddle | E9 | Utility - Cost of Operation | 0 | 0 | 0 | 0 | 0 | 0 | 0 | 0 | 0 | 0 | 0 | 0 | 0 | 0 | 0 | 0 | 0 | 0 | 0 | 0 | 0 | 0 | 0 | 0 | 0 | 0 | 0
F5_Commercial_Grocery (ID)_New_Food Preparation_Natural Gas_Griddle_E10 | F5 | Commercial | Grocery (ID) | New | Food Preparation | Natural Gas | Griddle | E10 | Utility - Cost of Operation | 0 | 0 | 0 | 0 | 0 | 0 | 0 | 0 | 0 | 0 | 0 | 0 | 0 | 0 | 0 | 0 | 0 | 0 | 0 | 0 | 0 | 0 | 0 | 0 | 0 | 0 | 0
F6_Commercial_Grocery (ID)_New_Food Preparation_Natural Gas_Griddle_E1 | F6 | Commercial | Grocery (ID) | New | Food Preparation | Natural Gas | Griddle | E1 | Utility - Value of Sales | 0.046272 | 0.047146 | 0.048172 | 0.049369 | 0.050739 | 0.052449 | 0.054164 | 0.055792 | 0.057266 | 0.058695 | 0.060175 | 0.061521 | 0.062941 | 0.064285 | 0.06544 | 0.066483 | 0.067366 | 0.068209 | 0.069105 | 0.069941 | 0.070781 | 0.07203 | 0.073292 | 0.074594 | 0.07592 | 0.077268 | 0.078641
F6_Commercial_Grocery (ID)_New_Food Preparation_Natural Gas_Griddle_E2 | F6 | Commercial | Grocery (ID) | New | Food Preparation | Natural Gas | Griddle | E2 | Utility - Value of Sales | 0.040614 | 0.041381 | 0.042281 | 0.043331 | 0.044534 | 0.046035 | 0.04754 | 0.048969 | 0.050263 | 0.051517 | 0.052816 | 0.053997 | 0.055244 | 0.056423 | 0.057438 | 0.058353 | 0.059128 | 0.059867 | 0.060654 | 0.061388 | 0.062125 | 0.063221 | 0.064329 | 0.065472 | 0.066635 | 0.067819 | 0.069024
F6_Commercial_Grocery (ID)_New_Food Preparation_Natural Gas_Griddle_E3 | F6 | Commercial | Grocery (ID) | New | Food Preparation | Natural Gas | Griddle | E3 | Utility - Value of Sales | 0 | 0 | 0 | 0 | 0 | 0 | 0 | 0 | 0 | 0 | 0 | 0 | 0 | 0 | 0 | 0 | 0 | 0 | 0 | 0 | 0 | 0 | 0 | 0 | 0 | 0 | 0
F6_Commercial_Grocery (ID)_New_Food Preparation_Natural Gas_Griddle_E4 | F6 | Commercial | Grocery (ID) | New | Food Preparation | Natural Gas | Griddle | E4 | Utility - Value of Sales | 0 | 0 | 0 | 0 | 0 | 0 | 0 | 0 | 0 | 0 | 0 | 0 | 0 | 0 | 0 | 0 | 0 | 0 | 0 | 0 | 0 | 0 | 0 | 0 | 0 | 0 | 0
F6_Commercial_Grocery (ID)_New_Food Preparation_Natural Gas_Griddle_E5 | F6 | Commercial | Grocery (ID) | New | Food Preparation | Natural Gas | Griddle | E5 | Utility - Value of Sales | 0 | 0 | 0 | 0 | 0 | 0 | 0 | 0 | 0 | 0 | 0 | 0 | 0 | 0 | 0 | 0 | 0 | 0 | 0 | 0 | 0 | 0 | 0 | 0 | 0 | 0 | 0
F6_Commercial_Grocery (ID)_New_Food Preparation_Natural Gas_Griddle_E6 | F6 | Commercial | Grocery (ID) | New | Food Preparation | Natural Gas | Griddle | E6 | Utility - Value of Sales | 0 | 0 | 0 | 0 | 0 | 0 | 0 | 0 | 0 | 0 | 0 | 0 | 0 | 0 | 0 | 0 | 0 | 0 | 0 | 0 | 0 | 0 | 0 | 0 | 0 | 0 | 0
F6_Commercial_Grocery (ID)_New_Food Preparation_Natural Gas_Griddle_E7 | F6 | Commercial | Grocery (ID) | New | Food Preparation | Natural Gas | Griddle | E7 | Utility - Value of Sales | 0 | 0 | 0 | 0 | 0 | 0 | 0 | 0 | 0 | 0 | 0 | 0 | 0 | 0 | 0 | 0 | 0 | 0 | 0 | 0 | 0 | 0 | 0 | 0 | 0 | 0 | 0
F6_Commercial_Grocery (ID)_New_Food Preparation_Natural Gas_Griddle_E8 | F6 | Commercial | Grocery (ID) | New | Food Preparation | Natural Gas | Griddle | E8 | Utility - Value of Sales | 0 | 0 | 0 | 0 | 0 | 0 | 0 | 0 | 0 | 0 | 0 | 0 | 0 | 0 | 0 | 0 | 0 | 0 | 0 | 0 | 0 | 0 | 0 | 0 | 0 | 0 | 0
F6_Commercial_Grocery (ID)_New_Food Preparation_Natural Gas_Griddle_E9 | F6 | Commercial | Grocery (ID) | New | Food Preparation | Natural Gas | Griddle | E9 | Utility - Value of Sales | 0 | 0 | 0 | 0 | 0 | 0 | 0 | 0 | 0 | 0 | 0 | 0 | 0 | 0 | 0 | 0 | 0 | 0 | 0 | 0 | 0 | 0 | 0 | 0 | 0 | 0 | 0
F6_Commercial_Grocery (ID)_New_Food Preparation_Natural Gas_Griddle_E10 | F6 | Commercial | Grocery (ID) | New | Food Preparation | Natural Gas | Griddle | E10 | Utility - Value of Sales | 0 | 0 | 0 | 0 | 0 | 0 | 0 | 0 | 0 | 0 | 0 | 0 | 0 | 0 | 0 | 0 | 0 | 0 | 0 | 0 | 0 | 0 | 0 | 0 | 0 | 0 | 0
F1_Commercial_Grocery (ID)_New_Food Preparation_Natural Gas_Range_E1 | F1 | Commercial | Grocery (ID) | New | Food Preparation | Natural Gas | Range | E1 | RVT - Cost of Equipment | 0.020777 | 0.020777 | 0.020777 | 0.020777 | 0.020777 | 0.020777 | 0.020777 | 0.020777 | 0.020777 | 0.020777 | 0.020777 | 0.020777 | 0.020777 | 0.020777 | 0.020777 | 0.020777 | 0.020777 | 0.020777 | 0.020777 | 0.020777 | 0.020777 | 0.020777 | 0.020777 | 0.020777 | 0.020777 | 0.020777 | 0.020777
F1_Commercial_Grocery (ID)_New_Food Preparation_Natural Gas_Range_E2 | F1 | Commercial | Grocery (ID) | New | Food Preparation | Natural Gas | Range | E2 | RVT - Cost of Equipment | 0.022624 | 0.022624 | 0.022624 | 0.022624 | 0.022624 | 0.022624 | 0.022624 | 0.022624 | 0.022624 | 0.022624 | 0.022624 | 0.022624 | 0.022624 | 0.022624 | 0.022624 | 0.022624 | 0.022624 | 0.022624 | 0.022624 | 0.022624 | 0.022624 | 0.022624 | 0.022624 | 0.022624 | 0.022624 | 0.022624 | 0.022624
F1_Commercial_Grocery (ID)_New_Food Preparation_Natural Gas_Range_E3 | F1 | Commercial | Grocery (ID) | New | Food Preparation | Natural Gas | Range | E3 | RVT - Cost of Equipment | 0 | 0 | 0 | 0 | 0 | 0 | 0 | 0 | 0 | 0 | 0 | 0 | 0 | 0 | 0 | 0 | 0 | 0 | 0 | 0 | 0 | 0 | 0 | 0 | 0 | 0 | 0
F1_Commercial_Grocery (ID)_New_Food Preparation_Natural Gas_Range_E4 | F1 | Commercial | Grocery (ID) | New | Food Preparation | Natural Gas | Range | E4 | RVT - Cost of Equipment | 0 | 0 | 0 | 0 | 0 | 0 | 0 | 0 | 0 | 0 | 0 | 0 | 0 | 0 | 0 | 0 | 0 | 0 | 0 | 0 | 0 | 0 | 0 | 0 | 0 | 0 | 0
F1_Commercial_Grocery (ID)_New_Food Preparation_Natural Gas_Range_E5 | F1 | Commercial | Grocery (ID) | New | Food Preparation | Natural Gas | Range | E5 | RVT - Cost of Equipment | 0 | 0 | 0 | 0 | 0 | 0 | 0 | 0 | 0 | 0 | 0 | 0 | 0 | 0 | 0 | 0 | 0 | 0 | 0 | 0 | 0 | 0 | 0 | 0 | 0 | 0 | 0
F1_Commercial_Grocery (ID)_New_Food Preparation_Natural Gas_Range_E6 | F1 | Commercial | Grocery (ID) | New | Food Preparation | Natural Gas | Range | E6 | RVT - Cost of Equipment | 0 | 0 | 0 | 0 | 0 | 0 | 0 | 0 | 0 | 0 | 0 | 0 | 0 | 0 | 0 | 0 | 0 | 0 | 0 | 0 | 0 | 0 | 0 | 0 | 0 | 0 | 0
F1_Commercial_Grocery (ID)_New_Food Preparation_Natural Gas_Range_E7 | F1 | Commercial | Grocery (ID) | New | Food Preparation | Natural Gas | Range | E7 | RVT - Cost of Equipment | 0 | 0 | 0 | 0 | 0 | 0 | 0 | 0 | 0 | 0 | 0 | 0 | 0 | 0 | 0 | 0 | 0 | 0 | 0 | 0 | 0 | 0 | 0 | 0 | 0 | 0 | 0
F1_Commercial_Grocery (ID)_New_Food Preparation_Natural Gas_Range_E8 | F1 | Commercial | Grocery (ID) | New | Food Preparation | Natural Gas | Range | E8 | RVT - Cost of Equipment | 0 | 0 | 0 | 0 | 0 | 0 | 0 | 0 | 0 | 0 | 0 | 0 | 0 | 0 | 0 | 0 | 0 | 0 | 0 | 0 | 0 | 0 | 0 | 0 | 0 | 0 | 0
F1_Commercial_Grocery (ID)_New_Food Preparation_Natural Gas_Range_E9 | F1 | Commercial | Grocery (ID) | New | Food Preparation | Natural Gas | Range | E9 | RVT - Cost of Equipment | 0 | 0 | 0 | 0 | 0 | 0 | 0 | 0 | 0 | 0 | 0 | 0 | 0 | 0 | 0 | 0 | 0 | 0 | 0 | 0 | 0 | 0 | 0 | 0 | 0 | 0 | 0
F1_Commercial_Grocery (ID)_New_Food Preparation_Natural Gas_Range_E10 | F1 | Commercial | Grocery (ID) | New | Food Preparation | Natural Gas | Range | E10 | RVT - Cost of Equipment | 0 | 0 | 0 | 0 | 0 | 0 | 0 | 0 | 0 | 0 | 0 | 0 | 0 | 0 | 0 | 0 | 0 | 0 | 0 | 0 | 0 | 0 | 0 | 0 | 0 | 0 | 0
F2_Commercial_Grocery (ID)_New_Food Preparation_Natural Gas_Range_E1 | F2 | Commercial | Grocery (ID) | New | Food Preparation | Natural Gas | Range | E1 | RVT - Cost of Operation | 0.061554 | 0.062579 | 0.063827 | 0.065345 | 0.06715 | 0.069537 | 0.071985 | 0.074353 | 0.076533 | 0.078626 | 0.080776 | 0.082697 | 0.084701 | 0.086552 | 0.088112 | 0.089494 | 0.090628 | 0.091696 | 0.092842 | 0.093894 | 0.094945 | 0.096619 | 0.098309 | 0.10006 | 0.10183 | 0.10364 | 0.10548
F2_Commercial_Grocery (ID)_New_Food Preparation_Natural Gas_Range_E2 | F2 | Commercial | Grocery (ID) | New | Food Preparation | Natural Gas | Range | E2 | RVT - Cost of Operation | 0.030777 | 0.031289 | 0.031914 | 0.032672 | 0.033575 | 0.034768 | 0.035992 | 0.037176 | 0.038266 | 0.039313 | 0.040388 | 0.041349 | 0.04235 | 0.043276 | 0.044056 | 0.044747 | 0.045314 | 0.045848 | 0.046421 | 0.046947 | 0.047473 | 0.04831 | 0.049155 | 0.050028 | 0.050917 | 0.051821 | 0.052742
F2_Commercial_Grocery (ID)_New_Food Preparation_Natural Gas_Range_E3 | F2 | Commercial | Grocery (ID) | New | Food Preparation | Natural Gas | Range | E3 | RVT - Cost of Operation | 0 | 0 | 0 | 0 | 0 | 0 | 0 | 0 | 0 | 0 | 0 | 0 | 0 | 0 | 0 | 0 | 0 | 0 | 0 | 0 | 0 | 0 | 0 | 0 | 0 | 0 | 0
F2_Commercial_Grocery (ID)_New_Food Preparation_Natural Gas_Range_E4 | F2 | Commercial | Grocery (ID) | New | Food Preparation | Natural Gas | Range | E4 | RVT - Cost of Operation | 0 | 0 | 0 | 0 | 0 | 0 | 0 | 0 | 0 | 0 | 0 | 0 | 0 | 0 | 0 | 0 | 0 | 0 | 0 | 0 | 0 | 0 | 0 | 0 | 0 | 0 | 0
F2_Commercial_Grocery (ID)_New_Food Preparation_Natural Gas_Range_E5 | F2 | Commercial | Grocery (ID) | New | Food Preparation | Natural Gas | Range | E5 | RVT - Cost of Operation | 0 | 0 | 0 | 0 | 0 | 0 | 0 | 0 | 0 | 0 | 0 | 0 | 0 | 0 | 0 | 0 | 0 | 0 | 0 | 0 | 0 | 0 | 0 | 0 | 0 | 0 | 0
F2_Commercial_Grocery (ID)_New_Food Preparation_Natural Gas_Range_E6 | F2 | Commercial | Grocery (ID) | New | Food Preparation | Natural Gas | Range | E6 | RVT - Cost of Operation | 0 | 0 | 0 | 0 | 0 | 0 | 0 | 0 | 0 | 0 | 0 | 0 | 0 | 0 | 0 | 0 | 0 | 0 | 0 | 0 | 0 | 0 | 0 | 0 | 0 | 0 | 0
F2_Commercial_Grocery (ID)_New_Food Preparation_Natural Gas_Range_E7 | F2 | Commercial | Grocery (ID) | New | Food Preparation | Natural Gas | Range | E7 | RVT - Cost of Operation | 0 | 0 | 0 | 0 | 0 | 0 | 0 | 0 | 0 | 0 | 0 | 0 | 0 | 0 | 0 | 0 | 0 | 0 | 0 | 0 | 0 | 0 | 0 | 0 | 0 | 0 | 0
F2_Commercial_Grocery (ID)_New_Food Preparation_Natural Gas_Range_E8 | F2 | Commercial | Grocery (ID) | New | Food Preparation | Natural Gas | Range | E8 | RVT - Cost of Operation | 0 | 0 | 0 | 0 | 0 | 0 | 0 | 0 | 0 | 0 | 0 | 0 | 0 | 0 | 0 | 0 | 0 | 0 | 0 | 0 | 0 | 0 | 0 | 0 | 0 | 0 | 0
F2_Commercial_Grocery (ID)_New_Food Preparation_Natural Gas_Range_E9 | F2 | Commercial | Grocery (ID) | New | Food Preparation | Natural Gas | Range | E9 | RVT - Cost of Operation | 0 | 0 | 0 | 0 | 0 | 0 | 0 | 0 | 0 | 0 | 0 | 0 | 0 | 0 | 0 | 0 | 0 | 0 | 0 | 0 | 0 | 0 | 0 | 0 | 0 | 0 | 0
F2_Commercial_Grocery (ID)_New_Food Preparation_Natural Gas_Range_E10 | F2 | Commercial | Grocery (ID) | New | Food Preparation | Natural Gas | Range | E10 | RVT - Cost of Operation | 0 | 0 | 0 | 0 | 0 | 0 | 0 | 0 | 0 | 0 | 0 | 0 | 0 | 0 | 0 | 0 | 0 | 0 | 0 | 0 | 0 | 0 | 0 | 0 | 0 | 0 | 0
F3_Commercial_Grocery (ID)_New_Food Preparation_Natural Gas_Range_E1 | F3 | Commercial | Grocery (ID) | New | Food Preparation | Natural Gas | Range | E1 | System - kBTUs of Consumption | 14.9201 | 14.9201 | 14.9201 | 14.9201 | 14.9201 | 14.9201 | 14.9201 | 14.9201 | 14.9201 | 14.9201 | 14.9201 | 14.9201 | 14.9201 | 14.9201 | 14.9201 | 14.9201 | 14.9201 | 14.9201 | 14.9201 | 14.9201 | 14.9201 | 14.9201 | 14.9201 | 14.9201 | 14.9201 | 14.9201 | 14.9201
F3_Commercial_Grocery (ID)_New_Food Preparation_Natural Gas_Range_E2 | F3 | Commercial | Grocery (ID) | New | Food Preparation | Natural Gas | Range | E2 | System - kBTUs of Consumption | 7.4601 | 7.4601 | 7.4601 | 7.4601 | 7.4601 | 7.4601 | 7.4601 | 7.4601 | 7.4601 | 7.4601 | 7.4601 | 7.4601 | 7.4601 | 7.4601 | 7.4601 | 7.4601 | 7.4601 | 7.4601 | 7.4601 | 7.4601 | 7.4601 | 7.4601 | 7.4601 | 7.4601 | 7.4601 | 7.4601 | 7.4601
F3_Commercial_Grocery (ID)_New_Food Preparation_Natural Gas_Range_E3 | F3 | Commercial | Grocery (ID) | New | Food Preparation | Natural Gas | Range | E3 | System - kBTUs of Consumption | 0 | 0 | 0 | 0 | 0 | 0 | 0 | 0 | 0 | 0 | 0 | 0 | 0 | 0 | 0 | 0 | 0 | 0 | 0 | 0 | 0 | 0 | 0 | 0 | 0 | 0 | 0
F3_Commercial_Grocery (ID)_New_Food Preparation_Natural Gas_Range_E4 | F3 | Commercial | Grocery (ID) | New | Food Preparation | Natural Gas | Range | E4 | System - kBTUs of Consumption | 0 | 0 | 0 | 0 | 0 | 0 | 0 | 0 | 0 | 0 | 0 | 0 | 0 | 0 | 0 | 0 | 0 | 0 | 0 | 0 | 0 | 0 | 0 | 0 | 0 | 0 | 0
F3_Commercial_Grocery (ID)_New_Food Preparation_Natural Gas_Range_E5 | F3 | Commercial | Grocery (ID) | New | Food Preparation | Natural Gas | Range | E5 | System - kBTUs of Consumption | 0 | 0 | 0 | 0 | 0 | 0 | 0 | 0 | 0 | 0 | 0 | 0 | 0 | 0 | 0 | 0 | 0 | 0 | 0 | 0 | 0 | 0 | 0 | 0 | 0 | 0 | 0
F3_Commercial_Grocery (ID)_New_Food Preparation_Natural Gas_Range_E6 | F3 | Commercial | Grocery (ID) | New | Food Preparation | Natural Gas | Range | E6 | System - kBTUs of Consumption | 0 | 0 | 0 | 0 | 0 | 0 | 0 | 0 | 0 | 0 | 0 | 0 | 0 | 0 | 0 | 0 | 0 | 0 | 0 | 0 | 0 | 0 | 0 | 0 | 0 | 0 | 0
F3_Commercial_Grocery (ID)_New_Food Preparation_Natural Gas_Range_E7 | F3 | Commercial | Grocery (ID) | New | Food Preparation | Natural Gas | Range | E7 | System - kBTUs of Consumption | 0 | 0 | 0 | 0 | 0 | 0 | 0 | 0 | 0 | 0 | 0 | 0 | 0 | 0 | 0 | 0 | 0 | 0 | 0 | 0 | 0 | 0 | 0 | 0 | 0 | 0 | 0
F3_Commercial_Grocery (ID)_New_Food Preparation_Natural Gas_Range_E8 | F3 | Commercial | Grocery (ID) | New | Food Preparation | Natural Gas | Range | E8 | System - kBTUs of Consumption | 0 | 0 | 0 | 0 | 0 | 0 | 0 | 0 | 0 | 0 | 0 | 0 | 0 | 0 | 0 | 0 | 0 | 0 | 0 | 0 | 0 | 0 | 0 | 0 | 0 | 0 | 0
F3_Commercial_Grocery (ID)_New_Food Preparation_Natural Gas_Range_E9 | F3 | Commercial | Grocery (ID) | New | Food Preparation | Natural Gas | Range | E9 | System - kBTUs of Consumption | 0 | 0 | 0 | 0 | 0 | 0 | 0 | 0 | 0 | 0 | 0 | 0 | 0 | 0 | 0 | 0 | 0 | 0 | 0 | 0 | 0 | 0 | 0 | 0 | 0 | 0 | 0
F3_Commercial_Grocery (ID)_New_Food Preparation_Natural Gas_Range_E10 | F3 | Commercial | Grocery (ID) | New | Food Preparation | Natural Gas | Range | E10 | System - kBTUs of Consumption | 0 | 0 | 0 | 0 | 0 | 0 | 0 | 0 | 0 | 0 | 0 | 0 | 0 | 0 | 0 | 0 | 0 | 0 | 0 | 0 | 0 | 0 | 0 | 0 | 0 | 0 | 0
F4_Commercial_Grocery (ID)_New_Food Preparation_Natural Gas_Range_E1 | F4 | Commercial | Grocery (ID) | New | Food Preparation | Natural Gas | Range | E1 | Utility - Cost of Equipment | 0.020777 | 0.020777 | 0.020777 | 0.020777 | 0.020777 | 0.020777 | 0.020777 | 0.020777 | 0.020777 | 0.020777 | 0.020777 | 0.020777 | 0.020777 | 0.020777 | 0.020777 | 0.020777 | 0.020777 | 0.020777 | 0.020777 | 0.020777 | 0.020777 | 0.020777 | 0.020777 | 0.020777 | 0.020777 | 0.020777 | 0.020777
F4_Commercial_Grocery (ID)_New_Food Preparation_Natural Gas_Range_E2 | F4 | Commercial | Grocery (ID) | New | Food Preparation | Natural Gas | Range | E2 | Utility - Cost of Equipment | 0.022624 | 0.022624 | 0.022624 | 0.022624 | 0.022624 | 0.022624 | 0.022624 | 0.022624 | 0.022624 | 0.022624 | 0.022624 | 0.022624 | 0.022624 | 0.022624 | 0.022624 | 0.022624 | 0.022624 | 0.022624 | 0.022624 | 0.022624 | 0.022624 | 0.022624 | 0.022624 | 0.022624 | 0.022624 | 0.022624 | 0.022624
F4_Commercial_Grocery (ID)_New_Food Preparation_Natural Gas_Range_E3 | F4 | Commercial | Grocery (ID) | New | Food Preparation | Natural Gas | Range | E3 | Utility - Cost of Equipment | 0 | 0 | 0 | 0 | 0 | 0 | 0 | 0 | 0 | 0 | 0 | 0 | 0 | 0 | 0 | 0 | 0 | 0 | 0 | 0 | 0 | 0 | 0 | 0 | 0 | 0 | 0
F4_Commercial_Grocery (ID)_New_Food Preparation_Natural Gas_Range_E4 | F4 | Commercial | Grocery (ID) | New | Food Preparation | Natural Gas | Range | E4 | Utility - Cost of Equipment | 0 | 0 | 0 | 0 | 0 | 0 | 0 | 0 | 0 | 0 | 0 | 0 | 0 | 0 | 0 | 0 | 0 | 0 | 0 | 0 | 0 | 0 | 0 | 0 | 0 | 0 | 0
F4_Commercial_Grocery (ID)_New_Food Preparation_Natural Gas_Range_E5 | F4 | Commercial | Grocery (ID) | New | Food Preparation | Natural Gas | Range | E5 | Utility - Cost of Equipment | 0 | 0 | 0 | 0 | 0 | 0 | 0 | 0 | 0 | 0 | 0 | 0 | 0 | 0 | 0 | 0 | 0 | 0 | 0 | 0 | 0 | 0 | 0 | 0 | 0 | 0 | 0
F4_Commercial_Grocery (ID)_New_Food Preparation_Natural Gas_Range_E6 | F4 | Commercial | Grocery (ID) | New | Food Preparation | Natural Gas | Range | E6 | Utility - Cost of Equipment | 0 | 0 | 0 | 0 | 0 | 0 | 0 | 0 | 0 | 0 | 0 | 0 | 0 | 0 | 0 | 0 | 0 | 0 | 0 | 0 | 0 | 0 | 0 | 0 | 0 | 0 | 0
F4_Commercial_Grocery (ID)_New_Food Preparation_Natural Gas_Range_E7 | F4 | Commercial | Grocery (ID) | New | Food Preparation | Natural Gas | Range | E7 | Utility - Cost of Equipment | 0 | 0 | 0 | 0 | 0 | 0 | 0 | 0 | 0 | 0 | 0 | 0 | 0 | 0 | 0 | 0 | 0 | 0 | 0 | 0 | 0 | 0 | 0 | 0 | 0 | 0 | 0
F4_Commercial_Grocery (ID)_New_Food Preparation_Natural Gas_Range_E8 | F4 | Commercial | Grocery (ID) | New | Food Preparation | Natural Gas | Range | E8 | Utility - Cost of Equipment | 0 | 0 | 0 | 0 | 0 | 0 | 0 | 0 | 0 | 0 | 0 | 0 | 0 | 0 | 0 | 0 | 0 | 0 | 0 | 0 | 0 | 0 | 0 | 0 | 0 | 0 | 0
F4_Commercial_Grocery (ID)_New_Food Preparation_Natural Gas_Range_E9 | F4 | Commercial | Grocery (ID) | New | Food Preparation | Natural Gas | Range | E9 | Utility - Cost of Equipment | 0 | 0 | 0 | 0 | 0 | 0 | 0 | 0 | 0 | 0 | 0 | 0 | 0 | 0 | 0 | 0 | 0 | 0 | 0 | 0 | 0 | 0 | 0 | 0 | 0 | 0 | 0
F4_Commercial_Grocery (ID)_New_Food Preparation_Natural Gas_Range_E10 | F4 | Commercial | Grocery (ID) | New | Food Preparation | Natural Gas | Range | E10 | Utility - Cost of Equipment | 0 | 0 | 0 | 0 | 0 | 0 | 0 | 0 | 0 | 0 | 0 | 0 | 0 | 0 | 0 | 0 | 0 | 0 | 0 | 0 | 0 | 0 | 0 | 0 | 0 | 0 | 0
F5_Commercial_Grocery (ID)_New_Food Preparation_Natural Gas_Range_E1 | F5 | Commercial | Grocery (ID) | New | Food Preparation | Natural Gas | Range | E1 | Utility - Cost of Operation | 0.051744 | 0.052939 | 0.054442 | 0.056214 | 0.058276 | 0.060875 | 0.063583 | 0.066283 | 0.068887 | 0.071527 | 0.073587 | 0.075504 | 0.07757 | 0.079583 | 0.081359 | 0.083002 | 0.084452 | 0.085877 | 0.08741 | 0.088896 | 0.090424 | 0.092018 | 0.093628 | 0.095291 | 0.096984 | 0.098707 | 0.10046
F5_Commercial_Grocery (ID)_New_Food Preparation_Natural Gas_Range_E2 | F5 | Commercial | Grocery (ID) | New | Food Preparation | Natural Gas | Range | E2 | Utility - Cost of Operation | 0.025872 | 0.026469 | 0.027221 | 0.028107 | 0.029138 | 0.030438 | 0.031792 | 0.033141 | 0.034444 | 0.035764 | 0.036794 | 0.037752 | 0.038785 | 0.039792 | 0.040679 | 0.041501 | 0.042226 | 0.042939 | 0.043705 | 0.044448 | 0.045212 | 0.046009 | 0.046814 | 0.047646 | 0.048492 | 0.049354 | 0.05023
F5_Commercial_Grocery (ID)_New_Food Preparation_Natural Gas_Range_E3 | F5 | Commercial | Grocery (ID) | New | Food Preparation | Natural Gas | Range | E3 | Utility - Cost of Operation | 0 | 0 | 0 | 0 | 0 | 0 | 0 | 0 | 0 | 0 | 0 | 0 | 0 | 0 | 0 | 0 | 0 | 0 | 0 | 0 | 0 | 0 | 0 | 0 | 0 | 0 | 0
F5_Commercial_Grocery (ID)_New_Food Preparation_Natural Gas_Range_E4 | F5 | Commercial | Grocery (ID) | New | Food Preparation | Natural Gas | Range | E4 | Utility - Cost of Operation | 0 | 0 | 0 | 0 | 0 | 0 | 0 | 0 | 0 | 0 | 0 | 0 | 0 | 0 | 0 | 0 | 0 | 0 | 0 | 0 | 0 | 0 | 0 | 0 | 0 | 0 | 0
F5_Commercial_Grocery (ID)_New_Food Preparation_Natural Gas_Range_E5 | F5 | Commercial | Grocery (ID) | New | Food Preparation | Natural Gas | Range | E5 | Utility - Cost of Operation | 0 | 0 | 0 | 0 | 0 | 0 | 0 | 0 | 0 | 0 | 0 | 0 | 0 | 0 | 0 | 0 | 0 | 0 | 0 | 0 | 0 | 0 | 0 | 0 | 0 | 0 | 0
F5_Commercial_Grocery (ID)_New_Food Preparation_Natural Gas_Range_E6 | F5 | Commercial | Grocery (ID) | New | Food Preparation | Natural Gas | Range | E6 | Utility - Cost of Operation | 0 | 0 | 0 | 0 | 0 | 0 | 0 | 0 | 0 | 0 | 0 | 0 | 0 | 0 | 0 | 0 | 0 | 0 | 0 | 0 | 0 | 0 | 0 | 0 | 0 | 0 | 0
F5_Commercial_Grocery (ID)_New_Food Preparation_Natural Gas_Range_E7 | F5 | Commercial | Grocery (ID) | New | Food Preparation | Natural Gas | Range | E7 | Utility - Cost of Operation | 0 | 0 | 0 | 0 | 0 | 0 | 0 | 0 | 0 | 0 | 0 | 0 | 0 | 0 | 0 | 0 | 0 | 0 | 0 | 0 | 0 | 0 | 0 | 0 | 0 | 0 | 0
F5_Commercial_Grocery (ID)_New_Food Preparation_Natural Gas_Range_E8 | F5 | Commercial | Grocery (ID) | New | Food Preparation | Natural Gas | Range | E8 | Utility - Cost of Operation | 0 | 0 | 0 | 0 | 0 | 0 | 0 | 0 | 0 | 0 | 0 | 0 | 0 | 0 | 0 | 0 | 0 | 0 | 0 | 0 | 0 | 0 | 0 | 0 | 0 | 0 | 0
F5_Commercial_Grocery (ID)_New_Food Preparation_Natural Gas_Range_E9 | F5 | Commercial | Grocery (ID) | New | Food Preparation | Natural Gas | Range | E9 | Utility - Cost of Operation | 0 | 0 | 0 | 0 | 0 | 0 | 0 | 0 | 0 | 0 | 0 | 0 | 0 | 0 | 0 | 0 | 0 | 0 | 0 | 0 | 0 | 0 | 0 | 0 | 0 | 0 | 0
F5_Commercial_Grocery (ID)_New_Food Preparation_Natural Gas_Range_E10 | F5 | Commercial | Grocery (ID) | New | Food Preparation | Natural Gas | Range | E10 | Utility - Cost of Operation | 0 | 0 | 0 | 0 | 0 | 0 | 0 | 0 | 0 | 0 | 0 | 0 | 0 | 0 | 0 | 0 | 0 | 0 | 0 | 0 | 0 | 0 | 0 | 0 | 0 | 0 | 0
F6_Commercial_Grocery (ID)_New_Food Preparation_Natural Gas_Range_E1 | F6 | Commercial | Grocery (ID) | New | Food Preparation | Natural Gas | Range | E1 | Utility - Value of Sales | 0.061554 | 0.062579 | 0.063827 | 0.065345 | 0.06715 | 0.069537 | 0.071985 | 0.074353 | 0.076533 | 0.078626 | 0.080776 | 0.082697 | 0.084701 | 0.086552 | 0.088112 | 0.089494 | 0.090628 | 0.091696 | 0.092842 | 0.093894 | 0.094945 | 0.096619 | 0.098309 | 0.10006 | 0.10183 | 0.10364 | 0.10548
F6_Commercial_Grocery (ID)_New_Food Preparation_Natural Gas_Range_E2 | F6 | Commercial | Grocery (ID) | New | Food Preparation | Natural Gas | Range | E2 | Utility - Value of Sales | 0.030777 | 0.031289 | 0.031914 | 0.032672 | 0.033575 | 0.034768 | 0.035992 | 0.037176 | 0.038266 | 0.039313 | 0.040388 | 0.041349 | 0.04235 | 0.043276 | 0.044056 | 0.044747 | 0.045314 | 0.045848 | 0.046421 | 0.046947 | 0.047473 | 0.04831 | 0.049155 | 0.050028 | 0.050917 | 0.051821 | 0.052742
F6_Commercial_Grocery (ID)_New_Food Preparation_Natural Gas_Range_E3 | F6 | Commercial | Grocery (ID) | New | Food Preparation | Natural Gas | Range | E3 | Utility - Value of Sales | 0 | 0 | 0 | 0 | 0 | 0 | 0 | 0 | 0 | 0 | 0 | 0 | 0 | 0 | 0 | 0 | 0 | 0 | 0 | 0 | 0 | 0 | 0 | 0 | 0 | 0 | 0
F6_Commercial_Grocery (ID)_New_Food Preparation_Natural Gas_Range_E4 | F6 | Commercial | Grocery (ID) | New | Food Preparation | Natural Gas | Range | E4 | Utility - Value of Sales | 0 | 0 | 0 | 0 | 0 | 0 | 0 | 0 | 0 | 0 | 0 | 0 | 0 | 0 | 0 | 0 | 0 | 0 | 0 | 0 | 0 | 0 | 0 | 0 | 0 | 0 | 0
F6_Commercial_Grocery (ID)_New_Food Preparation_Natural Gas_Range_E5 | F6 | Commercial | Grocery (ID) | New | Food Preparation | Natural Gas | Range | E5 | Utility - Value of Sales | 0 | 0 | 0 | 0 | 0 | 0 | 0 | 0 | 0 | 0 | 0 | 0 | 0 | 0 | 0 | 0 | 0 | 0 | 0 | 0 | 0 | 0 | 0 | 0 | 0 | 0 | 0
F6_Commercial_Grocery (ID)_New_Food Preparation_Natural Gas_Range_E6 | F6 | Commercial | Grocery (ID) | New | Food Preparation | Natural Gas | Range | E6 | Utility - Value of Sales | 0 | 0 | 0 | 0 | 0 | 0 | 0 | 0 | 0 | 0 | 0 | 0 | 0 | 0 | 0 | 0 | 0 | 0 | 0 | 0 | 0 | 0 | 0 | 0 | 0 | 0 | 0
F6_Commercial_Grocery (ID)_New_Food Preparation_Natural Gas_Range_E7 | F6 | Commercial | Grocery (ID) | New | Food Preparation | Natural Gas | Range | E7 | Utility - Value of Sales | 0 | 0 | 0 | 0 | 0 | 0 | 0 | 0 | 0 | 0 | 0 | 0 | 0 | 0 | 0 | 0 | 0 | 0 | 0 | 0 | 0 | 0 | 0 | 0 | 0 | 0 | 0
F6_Commercial_Grocery (ID)_New_Food Preparation_Natural Gas_Range_E8 | F6 | Commercial | Grocery (ID) | New | Food Preparation | Natural Gas | Range | E8 | Utility - Value of Sales | 0 | 0 | 0 | 0 | 0 | 0 | 0 | 0 | 0 | 0 | 0 | 0 | 0 | 0 | 0 | 0 | 0 | 0 | 0 | 0 | 0 | 0 | 0 | 0 | 0 | 0 | 0
F6_Commercial_Grocery (ID)_New_Food Preparation_Natural Gas_Range_E9 | F6 | Commercial | Grocery (ID) | New | Food Preparation | Natural Gas | Range | E9 | Utility - Value of Sales | 0 | 0 | 0 | 0 | 0 | 0 | 0 | 0 | 0 | 0 | 0 | 0 | 0 | 0 | 0 | 0 | 0 | 0 | 0 | 0 | 0 | 0 | 0 | 0 | 0 | 0 | 0
F6_Commercial_Grocery (ID)_New_Food Preparation_Natural Gas_Range_E10 | F6 | Commercial | Grocery (ID) | New | Food Preparation | Natural Gas | Range | E10 | Utility - Value of Sales | 0 | 0 | 0 | 0 | 0 | 0 | 0 | 0 | 0 | 0 | 0 | 0 | 0 | 0 | 0 | 0 | 0 | 0 | 0 | 0 | 0 | 0 | 0 | 0 | 0 | 0 | 0
F1_Commercial_Grocery (ID)_New_Food Preparation_Natural Gas_Steamer_E1 | F1 | Commercial | Grocery (ID) | New | Food Preparation | Natural Gas | Steamer | E1 | RVT - Cost of Equipment | 0.0041012 | 0.0041012 | 0.0041012 | 0.0041012 | 0.0041012 | 0.0041012 | 0.0041012 | 0.0041012 | 0.0041012 | 0.0041012 | 0.0041012 | 0.0041012 | 0.0041012 | 0.0041012 | 0.0041012 | 0.0041012 | 0.0041012 | 0.0041012 | 0.0041012 | 0.0041012 | 0.0041012 | 0.0041012 | 0.0041012 | 0.0041012 | 0.0041012 | 0.0041012 | 0.0041012
F1_Commercial_Grocery (ID)_New_Food Preparation_Natural Gas_Steamer_E2 | F1 | Commercial | Grocery (ID) | New | Food Preparation | Natural Gas | Steamer | E2 | RVT - Cost of Equipment | 0.0044067 | 0.0044067 | 0.0044067 | 0.0044067 | 0.0044067 | 0.0044067 | 0.0044067 | 0.0044067 | 0.0044067 | 0.0044067 | 0.0044067 | 0.0044067 | 0.0044067 | 0.0044067 | 0.0044067 | 0.0044067 | 0.0044067 | 0.0044067 | 0.0044067 | 0.0044067 | 0.0044067 | 0.0044067 | 0.0044067 | 0.0044067 | 0.0044067 | 0.0044067 | 0.0044067
F1_Commercial_Grocery (ID)_New_Food Preparation_Natural Gas_Steamer_E3 | F1 | Commercial | Grocery (ID) | New | Food Preparation | Natural Gas | Steamer | E3 | RVT - Cost of Equipment | 0 | 0 | 0 | 0 | 0 | 0 | 0 | 0 | 0 | 0 | 0 | 0 | 0 | 0 | 0 | 0 | 0 | 0 | 0 | 0 | 0 | 0 | 0 | 0 | 0 | 0 | 0
F1_Commercial_Grocery (ID)_New_Food Preparation_Natural Gas_Steamer_E4 | F1 | Commercial | Grocery (ID) | New | Food Preparation | Natural Gas | Steamer | E4 | RVT - Cost of Equipment | 0 | 0 | 0 | 0 | 0 | 0 | 0 | 0 | 0 | 0 | 0 | 0 | 0 | 0 | 0 | 0 | 0 | 0 | 0 | 0 | 0 | 0 | 0 | 0 | 0 | 0 | 0
F1_Commercial_Grocery (ID)_New_Food Preparation_Natural Gas_Steamer_E5 | F1 | Commercial | Grocery (ID) | New | Food Preparation | Natural Gas | Steamer | E5 | RVT - Cost of Equipment | 0 | 0 | 0 | 0 | 0 | 0 | 0 | 0 | 0 | 0 | 0 | 0 | 0 | 0 | 0 | 0 | 0 | 0 | 0 | 0 | 0 | 0 | 0 | 0 | 0 | 0 | 0
F1_Commercial_Grocery (ID)_New_Food Preparation_Natural Gas_Steamer_E6 | F1 | Commercial | Grocery (ID) | New | Food Preparation | Natural Gas | Steamer | E6 | RVT - Cost of Equipment | 0 | 0 | 0 | 0 | 0 | 0 | 0 | 0 | 0 | 0 | 0 | 0 | 0 | 0 | 0 | 0 | 0 | 0 | 0 | 0 | 0 | 0 | 0 | 0 | 0 | 0 | 0
F1_Commercial_Grocery (ID)_New_Food Preparation_Natural Gas_Steamer_E7 | F1 | Commercial | Grocery (ID) | New | Food Preparation | Natural Gas | Steamer | E7 | RVT - Cost of Equipment | 0 | 0 | 0 | 0 | 0 | 0 | 0 | 0 | 0 | 0 | 0 | 0 | 0 | 0 | 0 | 0 | 0 | 0 | 0 | 0 | 0 | 0 | 0 | 0 | 0 | 0 | 0
F1_Commercial_Grocery (ID)_New_Food Preparation_Natural Gas_Steamer_E8 | F1 | Commercial | Grocery (ID) | New | Food Preparation | Natural Gas | Steamer | E8 | RVT - Cost of Equipment | 0 | 0 | 0 | 0 | 0 | 0 | 0 | 0 | 0 | 0 | 0 | 0 | 0 | 0 | 0 | 0 | 0 | 0 | 0 | 0 | 0 | 0 | 0 | 0 | 0 | 0 | 0
F1_Commercial_Grocery (ID)_New_Food Preparation_Natural Gas_Steamer_E9 | F1 | Commercial | Grocery (ID) | New | Food Preparation | Natural Gas | Steamer | E9 | RVT - Cost of Equipment | 0 | 0 | 0 | 0 | 0 | 0 | 0 | 0 | 0 | 0 | 0 | 0 | 0 | 0 | 0 | 0 | 0 | 0 | 0 | 0 | 0 | 0 | 0 | 0 | 0 | 0 | 0
F1_Commercial_Grocery (ID)_New_Food Preparation_Natural Gas_Steamer_E10 | F1 | Commercial | Grocery (ID) | New | Food Preparation | Natural Gas | Steamer | E10 | RVT - Cost of Equipment | 0 | 0 | 0 | 0 | 0 | 0 | 0 | 0 | 0 | 0 | 0 | 0 | 0 | 0 | 0 | 0 | 0 | 0 | 0 | 0 | 0 | 0 | 0 | 0 | 0 | 0 | 0
F2_Commercial_Grocery (ID)_New_Food Preparation_Natural Gas_Steamer_E1 | F2 | Commercial | Grocery (ID) | New | Food Preparation | Natural Gas | Steamer | E1 | RVT - Cost of Operation | 0.085731 | 0.08735 | 0.089251 | 0.091467 | 0.094006 | 0.097174 | 0.10035 | 0.10337 | 0.1061 | 0.10875 | 0.11149 | 0.11398 | 0.11661 | 0.1191 | 0.12124 | 0.12318 | 0.12481 | 0.12637 | 0.12803 | 0.12958 | 0.13114 | 0.13345 | 0.13579 | 0.1382 | 0.14066 | 0.14316 | 0.1457
F2_Commercial_Grocery (ID)_New_Food Preparation_Natural Gas_Steamer_E2 | F2 | Commercial | Grocery (ID) | New | Food Preparation | Natural Gas | Steamer | E2 | RVT - Cost of Operation | 0.016175 | 0.016481 | 0.016839 | 0.017257 | 0.017736 | 0.018334 | 0.018934 | 0.019503 | 0.020018 | 0.020518 | 0.021035 | 0.021505 | 0.022002 | 0.022472 | 0.022876 | 0.02324 | 0.023549 | 0.023843 | 0.024156 | 0.024449 | 0.024742 | 0.025179 | 0.02562 | 0.026075 | 0.026539 | 0.02701 | 0.02749
F2_Commercial_Grocery (ID)_New_Food Preparation_Natural Gas_Steamer_E3 | F2 | Commercial | Grocery (ID) | New | Food Preparation | Natural Gas | Steamer | E3 | RVT - Cost of Operation | 0 | 0 | 0 | 0 | 0 | 0 | 0 | 0 | 0 | 0 | 0 | 0 | 0 | 0 | 0 | 0 | 0 | 0 | 0 | 0 | 0 | 0 | 0 | 0 | 0 | 0 | 0
F2_Commercial_Grocery (ID)_New_Food Preparation_Natural Gas_Steamer_E4 | F2 | Commercial | Grocery (ID) | New | Food Preparation | Natural Gas | Steamer | E4 | RVT - Cost of Operation | 0 | 0 | 0 | 0 | 0 | 0 | 0 | 0 | 0 | 0 | 0 | 0 | 0 | 0 | 0 | 0 | 0 | 0 | 0 | 0 | 0 | 0 | 0 | 0 | 0 | 0 | 0
F2_Commercial_Grocery (ID)_New_Food Preparation_Natural Gas_Steamer_E5 | F2 | Commercial | Grocery (ID) | New | Food Preparation | Natural Gas | Steamer | E5 | RVT - Cost of Operation | 0 | 0 | 0 | 0 | 0 | 0 | 0 | 0 | 0 | 0 | 0 | 0 | 0 | 0 | 0 | 0 | 0 | 0 | 0 | 0 | 0 | 0 | 0 | 0 | 0 | 0 | 0
F2_Commercial_Grocery (ID)_New_Food Preparation_Natural Gas_Steamer_E6 | F2 | Commercial | Grocery (ID) | New | Food Preparation | Natural Gas | Steamer | E6 | RVT - Cost of Operation | 0 | 0 | 0 | 0 | 0 | 0 | 0 | 0 | 0 | 0 | 0 | 0 | 0 | 0 | 0 | 0 | 0 | 0 | 0 | 0 | 0 | 0 | 0 | 0 | 0 | 0 | 0
F2_Commercial_Grocery (ID)_New_Food Preparation_Natural Gas_Steamer_E7 | F2 | Commercial | Grocery (ID) | New | Food Preparation | Natural Gas | Steamer | E7 | RVT - Cost of Operation | 0 | 0 | 0 | 0 | 0 | 0 | 0 | 0 | 0 | 0 | 0 | 0 | 0 | 0 | 0 | 0 | 0 | 0 | 0 | 0 | 0 | 0 | 0 | 0 | 0 | 0 | 0
F2_Commercial_Grocery (ID)_New_Food Preparation_Natural Gas_Steamer_E8 | F2 | Commercial | Grocery (ID) | New | Food Preparation | Natural Gas | Steamer | E8 | RVT - Cost of Operation | 0 | 0 | 0 | 0 | 0 | 0 | 0 | 0 | 0 | 0 | 0 | 0 | 0 | 0 | 0 | 0 | 0 | 0 | 0 | 0 | 0 | 0 | 0 | 0 | 0 | 0 | 0
F2_Commercial_Grocery (ID)_New_Food Preparation_Natural Gas_Steamer_E9 | F2 | Commercial | Grocery (ID) | New | Food Preparation | Natural Gas | Steamer | E9 | RVT - Cost of Operation | 0 | 0 | 0 | 0 | 0 | 0 | 0 | 0 | 0 | 0 | 0 | 0 | 0 | 0 | 0 | 0 | 0 | 0 | 0 | 0 | 0 | 0 | 0 | 0 | 0 | 0 | 0
F2_Commercial_Grocery (ID)_New_Food Preparation_Natural Gas_Steamer_E10 | F2 | Commercial | Grocery (ID) | New | Food Preparation | Natural Gas | Steamer | E10 | RVT - Cost of Operation | 0 | 0 | 0 | 0 | 0 | 0 | 0 | 0 | 0 | 0 | 0 | 0 | 0 | 0 | 0 | 0 | 0 | 0 | 0 | 0 | 0 | 0 | 0 | 0 | 0 | 0 | 0
F3_Commercial_Grocery (ID)_New_Food Preparation_Natural Gas_Steamer_E1 | F3 | Commercial | Grocery (ID) | New | Food Preparation | Natural Gas | Steamer | E1 | System - kBTUs of Consumption | 20.452 | 20.452 | 20.452 | 20.452 | 20.452 | 20.452 | 20.452 | 20.452 | 20.452 | 20.452 | 20.452 | 20.452 | 20.452 | 20.452 | 20.452 | 20.452 | 20.452 | 20.452 | 20.452 | 20.452 | 20.452 | 20.452 | 20.452 | 20.452 | 20.452 | 20.452 | 20.452
F3_Commercial_Grocery (ID)_New_Food Preparation_Natural Gas_Steamer_E2 | F3 | Commercial | Grocery (ID) | New | Food Preparation | Natural Gas | Steamer | E2 | System - kBTUs of Consumption | 3.8588 | 3.8588 | 3.8588 | 3.8588 | 3.8588 | 3.8588 | 3.8588 | 3.8588 | 3.8588 | 3.8588 | 3.8588 | 3.8588 | 3.8588 | 3.8588 | 3.8588 | 3.8588 | 3.8588 | 3.8588 | 3.8588 | 3.8588 | 3.8588 | 3.8588 | 3.8588 | 3.8588 | 3.8588 | 3.8588 | 3.8588
F3_Commercial_Grocery (ID)_New_Food Preparation_Natural Gas_Steamer_E3 | F3 | Commercial | Grocery (ID) | New | Food Preparation | Natural Gas | Steamer | E3 | System - kBTUs of Consumption | 0 | 0 | 0 | 0 | 0 | 0 | 0 | 0 | 0 | 0 | 0 | 0 | 0 | 0 | 0 | 0 | 0 | 0 | 0 | 0 | 0 | 0 | 0 | 0 | 0 | 0 | 0
F3_Commercial_Grocery (ID)_New_Food Preparation_Natural Gas_Steamer_E4 | F3 | Commercial | Grocery (ID) | New | Food Preparation | Natural Gas | Steamer | E4 | System - kBTUs of Consumption | 0 | 0 | 0 | 0 | 0 | 0 | 0 | 0 | 0 | 0 | 0 | 0 | 0 | 0 | 0 | 0 | 0 | 0 | 0 | 0 | 0 | 0 | 0 | 0 | 0 | 0 | 0
F3_Commercial_Grocery (ID)_New_Food Preparation_Natural Gas_Steamer_E5 | F3 | Commercial | Grocery (ID) | New | Food Preparation | Natural Gas | Steamer | E5 | System - kBTUs of Consumption | 0 | 0 | 0 | 0 | 0 | 0 | 0 | 0 | 0 | 0 | 0 | 0 | 0 | 0 | 0 | 0 | 0 | 0 | 0 | 0 | 0 | 0 | 0 | 0 | 0 | 0 | 0
F3_Commercial_Grocery (ID)_New_Food Preparation_Natural Gas_Steamer_E6 | F3 | Commercial | Grocery (ID) | New | Food Preparation | Natural Gas | Steamer | E6 | System - kBTUs of Consumption | 0 | 0 | 0 | 0 | 0 | 0 | 0 | 0 | 0 | 0 | 0 | 0 | 0 | 0 | 0 | 0 | 0 | 0 | 0 | 0 | 0 | 0 | 0 | 0 | 0 | 0 | 0
F3_Commercial_Grocery (ID)_New_Food Preparation_Natural Gas_Steamer_E7 | F3 | Commercial | Grocery (ID) | New | Food Preparation | Natural Gas | Steamer | E7 | System - kBTUs of Consumption | 0 | 0 | 0 | 0 | 0 | 0 | 0 | 0 | 0 | 0 | 0 | 0 | 0 | 0 | 0 | 0 | 0 | 0 | 0 | 0 | 0 | 0 | 0 | 0 | 0 | 0 | 0
F3_Commercial_Grocery (ID)_New_Food Preparation_Natural Gas_Steamer_E8 | F3 | Commercial | Grocery (ID) | New | Food Preparation | Natural Gas | Steamer | E8 | System - kBTUs of Consumption | 0 | 0 | 0 | 0 | 0 | 0 | 0 | 0 | 0 | 0 | 0 | 0 | 0 | 0 | 0 | 0 | 0 | 0 | 0 | 0 | 0 | 0 | 0 | 0 | 0 | 0 | 0
F3_Commercial_Grocery (ID)_New_Food Preparation_Natural Gas_Steamer_E9 | F3 | Commercial | Grocery (ID) | New | Food Preparation | Natural Gas | Steamer | E9 | System - kBTUs of Consumption | 0 | 0 | 0 | 0 | 0 | 0 | 0 | 0 | 0 | 0 | 0 | 0 | 0 | 0 | 0 | 0 | 0 | 0 | 0 | 0 | 0 | 0 | 0 | 0 | 0 | 0 | 0
F3_Commercial_Grocery (ID)_New_Food Preparation_Natural Gas_Steamer_E10 | F3 | Commercial | Grocery (ID) | New | Food Preparation | Natural Gas | Steamer | E10 | System - kBTUs of Consumption | 0 | 0 | 0 | 0 | 0 | 0 | 0 | 0 | 0 | 0 | 0 | 0 | 0 | 0 | 0 | 0 | 0 | 0 | 0 | 0 | 0 | 0 | 0 | 0 | 0 | 0 | 0
F4_Commercial_Grocery (ID)_New_Food Preparation_Natural Gas_Steamer_E1 | F4 | Commercial | Grocery (ID) | New | Food Preparation | Natural Gas | Steamer | E1 | Utility - Cost of Equipment | 0.0041012 | 0.0041012 | 0.0041012 | 0.0041012 | 0.0041012 | 0.0041012 | 0.0041012 | 0.0041012 | 0.0041012 | 0.0041012 | 0.0041012 | 0.0041012 | 0.0041012 | 0.0041012 | 0.0041012 | 0.0041012 | 0.0041012 | 0.0041012 | 0.0041012 | 0.0041012 | 0.0041012 | 0.0041012 | 0.0041012 | 0.0041012 | 0.0041012 | 0.0041012 | 0.0041012
F4_Commercial_Grocery (ID)_New_Food Preparation_Natural Gas_Steamer_E2 | F4 | Commercial | Grocery (ID) | New | Food Preparation | Natural Gas | Steamer | E2 | Utility - Cost of Equipment | 0.0044067 | 0.0044067 | 0.0044067 | 0.0044067 | 0.0044067 | 0.0044067 | 0.0044067 | 0.0044067 | 0.0044067 | 0.0044067 | 0.0044067 | 0.0044067 | 0.0044067 | 0.0044067 | 0.0044067 | 0.0044067 | 0.0044067 | 0.0044067 | 0.0044067 | 0.0044067 | 0.0044067 | 0.0044067 | 0.0044067 | 0.0044067 | 0.0044067 | 0.0044067 | 0.0044067
F4_Commercial_Grocery (ID)_New_Food Preparation_Natural Gas_Steamer_E3 | F4 | Commercial | Grocery (ID) | New | Food Preparation | Natural Gas | Steamer | E3 | Utility - Cost of Equipment | 0 | 0 | 0 | 0 | 0 | 0 | 0 | 0 | 0 | 0 | 0 | 0 | 0 | 0 | 0 | 0 | 0 | 0 | 0 | 0 | 0 | 0 | 0 | 0 | 0 | 0 | 0
F4_Commercial_Grocery (ID)_New_Food Preparation_Natural Gas_Steamer_E4 | F4 | Commercial | Grocery (ID) | New | Food Preparation | Natural Gas | Steamer | E4 | Utility - Cost of Equipment | 0 | 0 | 0 | 0 | 0 | 0 | 0 | 0 | 0 | 0 | 0 | 0 | 0 | 0 | 0 | 0 | 0 | 0 | 0 | 0 | 0 | 0 | 0 | 0 | 0 | 0 | 0
F4_Commercial_Grocery (ID)_New_Food Preparation_Natural Gas_Steamer_E5 | F4 | Commercial | Grocery (ID) | New | Food Preparation | Natural Gas | Steamer | E5 | Utility - Cost of Equipment | 0 | 0 | 0 | 0 | 0 | 0 | 0 | 0 | 0 | 0 | 0 | 0 | 0 | 0 | 0 | 0 | 0 | 0 | 0 | 0 | 0 | 0 | 0 | 0 | 0 | 0 | 0
F4_Commercial_Grocery (ID)_New_Food Preparation_Natural Gas_Steamer_E6 | F4 | Commercial | Grocery (ID) | New | Food Preparation | Natural Gas | Steamer | E6 | Utility - Cost of Equipment | 0 | 0 | 0 | 0 | 0 | 0 | 0 | 0 | 0 | 0 | 0 | 0 | 0 | 0 | 0 | 0 | 0 | 0 | 0 | 0 | 0 | 0 | 0 | 0 | 0 | 0 | 0
F4_Commercial_Grocery (ID)_New_Food Preparation_Natural Gas_Steamer_E7 | F4 | Commercial | Grocery (ID) | New | Food Preparation | Natural Gas | Steamer | E7 | Utility - Cost of Equipment | 0 | 0 | 0 | 0 | 0 | 0 | 0 | 0 | 0 | 0 | 0 | 0 | 0 | 0 | 0 | 0 | 0 | 0 | 0 | 0 | 0 | 0 | 0 | 0 | 0 | 0 | 0
F4_Commercial_Grocery (ID)_New_Food Preparation_Natural Gas_Steamer_E8 | F4 | Commercial | Grocery (ID) | New | Food Preparation | Natural Gas | Steamer | E8 | Utility - Cost of Equipment | 0 | 0 | 0 | 0 | 0 | 0 | 0 | 0 | 0 | 0 | 0 | 0 | 0 | 0 | 0 | 0 | 0 | 0 | 0 | 0 | 0 | 0 | 0 | 0 | 0 | 0 | 0
F4_Commercial_Grocery (ID)_New_Food Preparation_Natural Gas_Steamer_E9 | F4 | Commercial | Grocery (ID) | New | Food Preparation | Natural Gas | Steamer | E9 | Utility - Cost of Equipment | 0 | 0 | 0 | 0 | 0 | 0 | 0 | 0 | 0 | 0 | 0 | 0 | 0 | 0 | 0 | 0 | 0 | 0 | 0 | 0 | 0 | 0 | 0 | 0 | 0 | 0 | 0
F4_Commercial_Grocery (ID)_New_Food Preparation_Natural Gas_Steamer_E10 | F4 | Commercial | Grocery (ID) | New | Food Preparation | Natural Gas | Steamer | E10 | Utility - Cost of Equipment | 0 | 0 | 0 | 0 | 0 | 0 | 0 | 0 | 0 | 0 | 0 | 0 | 0 | 0 | 0 | 0 | 0 | 0 | 0 | 0 | 0 | 0 | 0 | 0 | 0 | 0 | 0
F5_Commercial_Grocery (ID)_New_Food Preparation_Natural Gas_Steamer_E1 | F5 | Commercial | Grocery (ID) | New | Food Preparation | Natural Gas | Steamer | E1 | Utility - Cost of Operation | 0.072789 | 0.074623 | 0.076797 | 0.079287 | 0.082104 | 0.085531 | 0.089058 | 0.092551 | 0.095914 | 0.099324 | 0.10204 | 0.10458 | 0.10731 | 0.10998 | 0.11237 | 0.11461 | 0.11661 | 0.1186 | 0.12071 | 0.12277 | 0.12489 | 0.1271 | 0.12933 | 0.13162 | 0.13396 | 0.13634 | 0.13876
F5_Commercial_Grocery (ID)_New_Food Preparation_Natural Gas_Steamer_E2 | F5 | Commercial | Grocery (ID) | New | Food Preparation | Natural Gas | Steamer | E2 | Utility - Cost of Operation | 0.013733 | 0.014079 | 0.01449 | 0.014959 | 0.015491 | 0.016137 | 0.016803 | 0.017462 | 0.018096 | 0.01874 | 0.019252 | 0.019731 | 0.020246 | 0.020751 | 0.021202 | 0.021624 | 0.022002 | 0.022376 | 0.022775 | 0.023164 | 0.023564 | 0.02398 | 0.0244 | 0.024834 | 0.025275 | 0.025724 | 0.026181
F5_Commercial_Grocery (ID)_New_Food Preparation_Natural Gas_Steamer_E3 | F5 | Commercial | Grocery (ID) | New | Food Preparation | Natural Gas | Steamer | E3 | Utility - Cost of Operation | 0 | 0 | 0 | 0 | 0 | 0 | 0 | 0 | 0 | 0 | 0 | 0 | 0 | 0 | 0 | 0 | 0 | 0 | 0 | 0 | 0 | 0 | 0 | 0 | 0 | 0 | 0
F5_Commercial_Grocery (ID)_New_Food Preparation_Natural Gas_Steamer_E4 | F5 | Commercial | Grocery (ID) | New | Food Preparation | Natural Gas | Steamer | E4 | Utility - Cost of Operation | 0 | 0 | 0 | 0 | 0 | 0 | 0 | 0 | 0 | 0 | 0 | 0 | 0 | 0 | 0 | 0 | 0 | 0 | 0 | 0 | 0 | 0 | 0 | 0 | 0 | 0 | 0
F5_Commercial_Grocery (ID)_New_Food Preparation_Natural Gas_Steamer_E5 | F5 | Commercial | Grocery (ID) | New | Food Preparation | Natural Gas | Steamer | E5 | Utility - Cost of Operation | 0 | 0 | 0 | 0 | 0 | 0 | 0 | 0 | 0 | 0 | 0 | 0 | 0 | 0 | 0 | 0 | 0 | 0 | 0 | 0 | 0 | 0 | 0 | 0 | 0 | 0 | 0
F5_Commercial_Grocery (ID)_New_Food Preparation_Natural Gas_Steamer_E6 | F5 | Commercial | Grocery (ID) | New | Food Preparation | Natural Gas | Steamer | E6 | Utility - Cost of Operation | 0 | 0 | 0 | 0 | 0 | 0 | 0 | 0 | 0 | 0 | 0 | 0 | 0 | 0 | 0 | 0 | 0 | 0 | 0 | 0 | 0 | 0 | 0 | 0 | 0 | 0 | 0
F5_Commercial_Grocery (ID)_New_Food Preparation_Natural Gas_Steamer_E7 | F5 | Commercial | Grocery (ID) | New | Food Preparation | Natural Gas | Steamer | E7 | Utility - Cost of Operation | 0 | 0 | 0 | 0 | 0 | 0 | 0 | 0 | 0 | 0 | 0 | 0 | 0 | 0 | 0 | 0 | 0 | 0 | 0 | 0 | 0 | 0 | 0 | 0 | 0 | 0 | 0
F5_Commercial_Grocery (ID)_New_Food Preparation_Natural Gas_Steamer_E8 | F5 | Commercial | Grocery (ID) | New | Food Preparation | Natural Gas | Steamer | E8 | Utility - Cost of Operation | 0 | 0 | 0 | 0 | 0 | 0 | 0 | 0 | 0 | 0 | 0 | 0 | 0 | 0 | 0 | 0 | 0 | 0 | 0 | 0 | 0 | 0 | 0 | 0 | 0 | 0 | 0
F5_Commercial_Grocery (ID)_New_Food Preparation_Natural Gas_Steamer_E9 | F5 | Commercial | Grocery (ID) | New | Food Preparation | Natural Gas | Steamer | E9 | Utility - Cost of Operation | 0 | 0 | 0 | 0 | 0 | 0 | 0 | 0 | 0 | 0 | 0 | 0 | 0 | 0 | 0 | 0 | 0 | 0 | 0 | 0 | 0 | 0 | 0 | 0 | 0 | 0 | 0
F5_Commercial_Grocery (ID)_New_Food Preparation_Natural Gas_Steamer_E10 | F5 | Commercial | Grocery (ID) | New | Food Preparation | Natural Gas | Steamer | E10 | Utility - Cost of Operation | 0 | 0 | 0 | 0 | 0 | 0 | 0 | 0 | 0 | 0 | 0 | 0 | 0 | 0 | 0 | 0 | 0 | 0 | 0 | 0 | 0 | 0 | 0 | 0 | 0 | 0 | 0
F6_Commercial_Grocery (ID)_New_Food Preparation_Natural Gas_Steamer_E1 | F6 | Commercial | Grocery (ID) | New | Food Preparation | Natural Gas | Steamer | E1 | Utility - Value of Sales | 0.085731 | 0.08735 | 0.089251 | 0.091467 | 0.094006 | 0.097174 | 0.10035 | 0.10337 | 0.1061 | 0.10875 | 0.11149 | 0.11398 | 0.11661 | 0.1191 | 0.12124 | 0.12318 | 0.12481 | 0.12637 | 0.12803 | 0.12958 | 0.13114 | 0.13345 | 0.13579 | 0.1382 | 0.14066 | 0.14316 | 0.1457
F6_Commercial_Grocery (ID)_New_Food Preparation_Natural Gas_Steamer_E2 | F6 | Commercial | Grocery (ID) | New | Food Preparation | Natural Gas | Steamer | E2 | Utility - Value of Sales | 0.016175 | 0.016481 | 0.016839 | 0.017257 | 0.017736 | 0.018334 | 0.018934 | 0.019503 | 0.020018 | 0.020518 | 0.021035 | 0.021505 | 0.022002 | 0.022472 | 0.022876 | 0.02324 | 0.023549 | 0.023843 | 0.024156 | 0.024449 | 0.024742 | 0.025179 | 0.02562 | 0.026075 | 0.026539 | 0.02701 | 0.02749
F6_Commercial_Grocery (ID)_New_Food Preparation_Natural Gas_Steamer_E3 | F6 | Commercial | Grocery (ID) | New | Food Preparation | Natural Gas | Steamer | E3 | Utility - Value of Sales | 0 | 0 | 0 | 0 | 0 | 0 | 0 | 0 | 0 | 0 | 0 | 0 | 0 | 0 | 0 | 0 | 0 | 0 | 0 | 0 | 0 | 0 | 0 | 0 | 0 | 0 | 0
F6_Commercial_Grocery (ID)_New_Food Preparation_Natural Gas_Steamer_E4 | F6 | Commercial | Grocery (ID) | New | Food Preparation | Natural Gas | Steamer | E4 | Utility - Value of Sales | 0 | 0 | 0 | 0 | 0 | 0 | 0 | 0 | 0 | 0 | 0 | 0 | 0 | 0 | 0 | 0 | 0 | 0 | 0 | 0 | 0 | 0 | 0 | 0 | 0 | 0 | 0
F6_Commercial_Grocery (ID)_New_Food Preparation_Natural Gas_Steamer_E5 | F6 | Commercial | Grocery (ID) | New | Food Preparation | Natural Gas | Steamer | E5 | Utility - Value of Sales | 0 | 0 | 0 | 0 | 0 | 0 | 0 | 0 | 0 | 0 | 0 | 0 | 0 | 0 | 0 | 0 | 0 | 0 | 0 | 0 | 0 | 0 | 0 | 0 | 0 | 0 | 0
F6_Commercial_Grocery (ID)_New_Food Preparation_Natural Gas_Steamer_E6 | F6 | Commercial | Grocery (ID) | New | Food Preparation | Natural Gas | Steamer | E6 | Utility - Value of Sales | 0 | 0 | 0 | 0 | 0 | 0 | 0 | 0 | 0 | 0 | 0 | 0 | 0 | 0 | 0 | 0 | 0 | 0 | 0 | 0 | 0 | 0 | 0 | 0 | 0 | 0 | 0
F6_Commercial_Grocery (ID)_New_Food Preparation_Natural Gas_Steamer_E7 | F6 | Commercial | Grocery (ID) | New | Food Preparation | Natural Gas | Steamer | E7 | Utility - Value of Sales | 0 | 0 | 0 | 0 | 0 | 0 | 0 | 0 | 0 | 0 | 0 | 0 | 0 | 0 | 0 | 0 | 0 | 0 | 0 | 0 | 0 | 0 | 0 | 0 | 0 | 0 | 0
F6_Commercial_Grocery (ID)_New_Food Preparation_Natural Gas_Steamer_E8 | F6 | Commercial | Grocery (ID) | New | Food Preparation | Natural Gas | Steamer | E8 | Utility - Value of Sales | 0 | 0 | 0 | 0 | 0 | 0 | 0 | 0 | 0 | 0 | 0 | 0 | 0 | 0 | 0 | 0 | 0 | 0 | 0 | 0 | 0 | 0 | 0 | 0 | 0 | 0 | 0
F6_Commercial_Grocery (ID)_New_Food Preparation_Natural Gas_Steamer_E9 | F6 | Commercial | Grocery (ID) | New | Food Preparation | Natural Gas | Steamer | E9 | Utility - Value of Sales | 0 | 0 | 0 | 0 | 0 | 0 | 0 | 0 | 0 | 0 | 0 | 0 | 0 | 0 | 0 | 0 | 0 | 0 | 0 | 0 | 0 | 0 | 0 | 0 | 0 | 0 | 0
F6_Commercial_Grocery (ID)_New_Food Preparation_Natural Gas_Steamer_E10 | F6 | Commercial | Grocery (ID) | New | Food Preparation | Natural Gas | Steamer | E10 | Utility - Value of Sales | 0 | 0 | 0 | 0 | 0 | 0 | 0 | 0 | 0 | 0 | 0 | 0 | 0 | 0 | 0 | 0 | 0 | 0 | 0 | 0 | 0 | 0 | 0 | 0 | 0 | 0 | 0
F1_Commercial_Grocery (ID)_New_Food Preparation_Natural Gas_Food Prep Other_E1 | F1 | Commercial | Grocery (ID) | New | Food Preparation | Natural Gas | Food Prep Other | E1 | RVT - Cost of Equipment | 0.0048988 | 0.0048988 | 0.0048988 | 0.0048988 | 0.0048988 | 0.0048988 | 0.0048988 | 0.0048988 | 0.0048988 | 0.0048988 | 0.0048988 | 0.0048988 | 0.0048988 | 0.0048988 | 0.0048988 | 0.0048988 | 0.0048988 | 0.0048988 | 0.0048988 | 0.0048988 | 0.0048988 | 0.0048988 | 0.0048988 | 0.0048988 | 0.0048988 | 0.0048988 | 0.0048988
F1_Commercial_Grocery (ID)_New_Food Preparation_Natural Gas_Food Prep Other_E2 | F1 | Commercial | Grocery (ID) | New | Food Preparation | Natural Gas | Food Prep Other | E2 | RVT - Cost of Equipment | 0.0049037 | 0.0049037 | 0.0049037 | 0.0049037 | 0.0049037 | 0.0049037 | 0.0049037 | 0.0049037 | 0.0049037 | 0.0049037 | 0.0049037 | 0.0049037 | 0.0049037 | 0.0049037 | 0.0049037 | 0.0049037 | 0.0049037 | 0.0049037 | 0.0049037 | 0.0049037 | 0.0049037 | 0.0049037 | 0.0049037 | 0.0049037 | 0.0049037 | 0.0049037 | 0.0049037
F1_Commercial_Grocery (ID)_New_Food Preparation_Natural Gas_Food Prep Other_E3 | F1 | Commercial | Grocery (ID) | New | Food Preparation | Natural Gas | Food Prep Other | E3 | RVT - Cost of Equipment | 0 | 0 | 0 | 0 | 0 | 0 | 0 | 0 | 0 | 0 | 0 | 0 | 0 | 0 | 0 | 0 | 0 | 0 | 0 | 0 | 0 | 0 | 0 | 0 | 0 | 0 | 0
F1_Commercial_Grocery (ID)_New_Food Preparation_Natural Gas_Food Prep Other_E4 | F1 | Commercial | Grocery (ID) | New | Food Preparation | Natural Gas | Food Prep Other | E4 | RVT - Cost of Equipment | 0 | 0 | 0 | 0 | 0 | 0 | 0 | 0 | 0 | 0 | 0 | 0 | 0 | 0 | 0 | 0 | 0 | 0 | 0 | 0 | 0 | 0 | 0 | 0 | 0 | 0 | 0
F1_Commercial_Grocery (ID)_New_Food Preparation_Natural Gas_Food Prep Other_E5 | F1 | Commercial | Grocery (ID) | New | Food Preparation | Natural Gas | Food Prep Other | E5 | RVT - Cost of Equipment | 0 | 0 | 0 | 0 | 0 | 0 | 0 | 0 | 0 | 0 | 0 | 0 | 0 | 0 | 0 | 0 | 0 | 0 | 0 | 0 | 0 | 0 | 0 | 0 | 0 | 0 | 0
F1_Commercial_Grocery (ID)_New_Food Preparation_Natural Gas_Food Prep Other_E6 | F1 | Commercial | Grocery (ID) | New | Food Preparation | Natural Gas | Food Prep Other | E6 | RVT - Cost of Equipment | 0 | 0 | 0 | 0 | 0 | 0 | 0 | 0 | 0 | 0 | 0 | 0 | 0 | 0 | 0 | 0 | 0 | 0 | 0 | 0 | 0 | 0 | 0 | 0 | 0 | 0 | 0
F1_Commercial_Grocery (ID)_New_Food Preparation_Natural Gas_Food Prep Other_E7 | F1 | Commercial | Grocery (ID) | New | Food Preparation | Natural Gas | Food Prep Other | E7 | RVT - Cost of Equipment | 0 | 0 | 0 | 0 | 0 | 0 | 0 | 0 | 0 | 0 | 0 | 0 | 0 | 0 | 0 | 0 | 0 | 0 | 0 | 0 | 0 | 0 | 0 | 0 | 0 | 0 | 0
F1_Commercial_Grocery (ID)_New_Food Preparation_Natural Gas_Food Prep Other_E8 | F1 | Commercial | Grocery (ID) | New | Food Preparation | Natural Gas | Food Prep Other | E8 | RVT - Cost of Equipment | 0 | 0 | 0 | 0 | 0 | 0 | 0 | 0 | 0 | 0 | 0 | 0 | 0 | 0 | 0 | 0 | 0 | 0 | 0 | 0 | 0 | 0 | 0 | 0 | 0 | 0 | 0
F1_Commercial_Grocery (ID)_New_Food Preparation_Natural Gas_Food Prep Other_E9 | F1 | Commercial | Grocery (ID) | New | Food Preparation | Natural Gas | Food Prep Other | E9 | RVT - Cost of Equipment | 0 | 0 | 0 | 0 | 0 | 0 | 0 | 0 | 0 | 0 | 0 | 0 | 0 | 0 | 0 | 0 | 0 | 0 | 0 | 0 | 0 | 0 | 0 | 0 | 0 | 0 | 0
F1_Commercial_Grocery (ID)_New_Food Preparation_Natural Gas_Food Prep Other_E10 | F1 | Commercial | Grocery (ID) | New | Food Preparation | Natural Gas | Food Prep Other | E10 | RVT - Cost of Equipment | 0 | 0 | 0 | 0 | 0 | 0 | 0 | 0 | 0 | 0 | 0 | 0 | 0 | 0 | 0 | 0 | 0 | 0 | 0 | 0 | 0 | 0 | 0 | 0 | 0 | 0 | 0
F2_Commercial_Grocery (ID)_New_Food Preparation_Natural Gas_Food Prep Other_E1 | F2 | Commercial | Grocery (ID) | New | Food Preparation | Natural Gas | Food Prep Other | E1 | RVT - Cost of Operation | 0.018111 | 0.018412 | 0.018779 | 0.019226 | 0.019757 | 0.020459 | 0.021179 | 0.021876 | 0.022517 | 0.023133 | 0.023766 | 0.024331 | 0.024921 | 0.025466 | 0.025924 | 0.026331 | 0.026665 | 0.026979 | 0.027316 | 0.027626 | 0.027935 | 0.028427 | 0.028925 | 0.029439 | 0.029962 | 0.030494 | 0.031036
F2_Commercial_Grocery (ID)_New_Food Preparation_Natural Gas_Food Prep Other_E2 | F2 | Commercial | Grocery (ID) | New | Food Preparation | Natural Gas | Food Prep Other | E2 | RVT - Cost of Operation | 0.01811 | 0.018412 | 0.018779 | 0.019226 | 0.019757 | 0.020459 | 0.021179 | 0.021876 | 0.022517 | 0.023133 | 0.023766 | 0.024331 | 0.024921 | 0.025465 | 0.025924 | 0.026331 | 0.026664 | 0.026979 | 0.027316 | 0.027625 | 0.027935 | 0.028427 | 0.028924 | 0.029438 | 0.029961 | 0.030494 | 0.031035
F2_Commercial_Grocery (ID)_New_Food Preparation_Natural Gas_Food Prep Other_E3 | F2 | Commercial | Grocery (ID) | New | Food Preparation | Natural Gas | Food Prep Other | E3 | RVT - Cost of Operation | 0 | 0 | 0 | 0 | 0 | 0 | 0 | 0 | 0 | 0 | 0 | 0 | 0 | 0 | 0 | 0 | 0 | 0 | 0 | 0 | 0 | 0 | 0 | 0 | 0 | 0 | 0
F2_Commercial_Grocery (ID)_New_Food Preparation_Natural Gas_Food Prep Other_E4 | F2 | Commercial | Grocery (ID) | New | Food Preparation | Natural Gas | Food Prep Other | E4 | RVT - Cost of Operation | 0 | 0 | 0 | 0 | 0 | 0 | 0 | 0 | 0 | 0 | 0 | 0 | 0 | 0 | 0 | 0 | 0 | 0 | 0 | 0 | 0 | 0 | 0 | 0 | 0 | 0 | 0
F2_Commercial_Grocery (ID)_New_Food Preparation_Natural Gas_Food Prep Other_E5 | F2 | Commercial | Grocery (ID) | New | Food Preparation | Natural Gas | Food Prep Other | E5 | RVT - Cost of Operation | 0 | 0 | 0 | 0 | 0 | 0 | 0 | 0 | 0 | 0 | 0 | 0 | 0 | 0 | 0 | 0 | 0 | 0 | 0 | 0 | 0 | 0 | 0 | 0 | 0 | 0 | 0
F2_Commercial_Grocery (ID)_New_Food Preparation_Natural Gas_Food Prep Other_E6 | F2 | Commercial | Grocery (ID) | New | Food Preparation | Natural Gas | Food Prep Other | E6 | RVT - Cost of Operation | 0 | 0 | 0 | 0 | 0 | 0 | 0 | 0 | 0 | 0 | 0 | 0 | 0 | 0 | 0 | 0 | 0 | 0 | 0 | 0 | 0 | 0 | 0 | 0 | 0 | 0 | 0
F2_Commercial_Grocery (ID)_New_Food Preparation_Natural Gas_Food Prep Other_E7 | F2 | Commercial | Grocery (ID) | New | Food Preparation | Natural Gas | Food Prep Other | E7 | RVT - Cost of Operation | 0 | 0 | 0 | 0 | 0 | 0 | 0 | 0 | 0 | 0 | 0 | 0 | 0 | 0 | 0 | 0 | 0 | 0 | 0 | 0 | 0 | 0 | 0 | 0 | 0 | 0 | 0
F2_Commercial_Grocery (ID)_New_Food Preparation_Natural Gas_Food Prep Other_E8 | F2 | Commercial | Grocery (ID) | New | Food Preparation | Natural Gas | Food Prep Other | E8 | RVT - Cost of Operation | 0 | 0 | 0 | 0 | 0 | 0 | 0 | 0 | 0 | 0 | 0 | 0 | 0 | 0 | 0 | 0 | 0 | 0 | 0 | 0 | 0 | 0 | 0 | 0 | 0 | 0 | 0
F2_Commercial_Grocery (ID)_New_Food Preparation_Natural Gas_Food Prep Other_E9 | F2 | Commercial | Grocery (ID) | New | Food Preparation | Natural Gas | Food Prep Other | E9 | RVT - Cost of Operation | 0 | 0 | 0 | 0 | 0 | 0 | 0 | 0 | 0 | 0 | 0 | 0 | 0 | 0 | 0 | 0 | 0 | 0 | 0 | 0 | 0 | 0 | 0 | 0 | 0 | 0 | 0
F2_Commercial_Grocery (ID)_New_Food Preparation_Natural Gas_Food Prep Other_E10 | F2 | Commercial | Grocery (ID) | New | Food Preparation | Natural Gas | Food Prep Other | E10 | RVT - Cost of Operation | 0 | 0 | 0 | 0 | 0 | 0 | 0 | 0 | 0 | 0 | 0 | 0 | 0 | 0 | 0 | 0 | 0 | 0 | 0 | 0 | 0 | 0 | 0 | 0 | 0 | 0 | 0
F3_Commercial_Grocery (ID)_New_Food Preparation_Natural Gas_Food Prep Other_E1 | F3 | Commercial | Grocery (ID) | New | Food Preparation | Natural Gas | Food Prep Other | E1 | System - kBTUs of Consumption | 4.3898 | 4.3898 | 4.3898 | 4.3898 | 4.3898 | 4.3898 | 4.3898 | 4.3898 | 4.3898 | 4.3898 | 4.3898 | 4.3898 | 4.3898 | 4.3898 | 4.3898 | 4.3898 | 4.3898 | 4.3898 | 4.3898 | 4.3898 | 4.3898 | 4.3898 | 4.3898 | 4.3898 | 4.3898 | 4.3898 | 4.3898
F3_Commercial_Grocery (ID)_New_Food Preparation_Natural Gas_Food Prep Other_E2 | F3 | Commercial | Grocery (ID) | New | Food Preparation | Natural Gas | Food Prep Other | E2 | System - kBTUs of Consumption | 4.3898 | 4.3898 | 4.3898 | 4.3898 | 4.3898 | 4.3898 | 4.3898 | 4.3898 | 4.3898 | 4.3898 | 4.3898 | 4.3898 | 4.3898 | 4.3898 | 4.3898 | 4.3898 | 4.3898 | 4.3898 | 4.3898 | 4.3898 | 4.3898 | 4.3898 | 4.3898 | 4.3898 | 4.3898 | 4.3898 | 4.3898
F3_Commercial_Grocery (ID)_New_Food Preparation_Natural Gas_Food Prep Other_E3 | F3 | Commercial | Grocery (ID) | New | Food Preparation | Natural Gas | Food Prep Other | E3 | System - kBTUs of Consumption | 0 | 0 | 0 | 0 | 0 | 0 | 0 | 0 | 0 | 0 | 0 | 0 | 0 | 0 | 0 | 0 | 0 | 0 | 0 | 0 | 0 | 0 | 0 | 0 | 0 | 0 | 0
F3_Commercial_Grocery (ID)_New_Food Preparation_Natural Gas_Food Prep Other_E4 | F3 | Commercial | Grocery (ID) | New | Food Preparation | Natural Gas | Food Prep Other | E4 | System - kBTUs of Consumption | 0 | 0 | 0 | 0 | 0 | 0 | 0 | 0 | 0 | 0 | 0 | 0 | 0 | 0 | 0 | 0 | 0 | 0 | 0 | 0 | 0 | 0 | 0 | 0 | 0 | 0 | 0
F3_Commercial_Grocery (ID)_New_Food Preparation_Natural Gas_Food Prep Other_E5 | F3 | Commercial | Grocery (ID) | New | Food Preparation | Natural Gas | Food Prep Other | E5 | System - kBTUs of Consumption | 0 | 0 | 0 | 0 | 0 | 0 | 0 | 0 | 0 | 0 | 0 | 0 | 0 | 0 | 0 | 0 | 0 | 0 | 0 | 0 | 0 | 0 | 0 | 0 | 0 | 0 | 0
F3_Commercial_Grocery (ID)_New_Food Preparation_Natural Gas_Food Prep Other_E6 | F3 | Commercial | Grocery (ID) | New | Food Preparation | Natural Gas | Food Prep Other | E6 | System - kBTUs of Consumption | 0 | 0 | 0 | 0 | 0 | 0 | 0 | 0 | 0 | 0 | 0 | 0 | 0 | 0 | 0 | 0 | 0 | 0 | 0 | 0 | 0 | 0 | 0 | 0 | 0 | 0 | 0
F3_Commercial_Grocery (ID)_New_Food Preparation_Natural Gas_Food Prep Other_E7 | F3 | Commercial | Grocery (ID) | New | Food Preparation | Natural Gas | Food Prep Other | E7 | System - kBTUs of Consumption | 0 | 0 | 0 | 0 | 0 | 0 | 0 | 0 | 0 | 0 | 0 | 0 | 0 | 0 | 0 | 0 | 0 | 0 | 0 | 0 | 0 | 0 | 0 | 0 | 0 | 0 | 0
F3_Commercial_Grocery (ID)_New_Food Preparation_Natural Gas_Food Prep Other_E8 | F3 | Commercial | Grocery (ID) | New | Food Preparation | Natural Gas | Food Prep Other | E8 | System - kBTUs of Consumption | 0 | 0 | 0 | 0 | 0 | 0 | 0 | 0 | 0 | 0 | 0 | 0 | 0 | 0 | 0 | 0 | 0 | 0 | 0 | 0 | 0 | 0 | 0 | 0 | 0 | 0 | 0
F3_Commercial_Grocery (ID)_New_Food Preparation_Natural Gas_Food Prep Other_E9 | F3 | Commercial | Grocery (ID) | New | Food Preparation | Natural Gas | Food Prep Other | E9 | System - kBTUs of Consumption | 0 | 0 | 0 | 0 | 0 | 0 | 0 | 0 | 0 | 0 | 0 | 0 | 0 | 0 | 0 | 0 | 0 | 0 | 0 | 0 | 0 | 0 | 0 | 0 | 0 | 0 | 0
F3_Commercial_Grocery (ID)_New_Food Preparation_Natural Gas_Food Prep Other_E10 | F3 | Commercial | Grocery (ID) | New | Food Preparation | Natural Gas | Food Prep Other | E10 | System - kBTUs of Consumption | 0 | 0 | 0 | 0 | 0 | 0 | 0 | 0 | 0 | 0 | 0 | 0 | 0 | 0 | 0 | 0 | 0 | 0 | 0 | 0 | 0 | 0 | 0 | 0 | 0 | 0 | 0
F4_Commercial_Grocery (ID)_New_Food Preparation_Natural Gas_Food Prep Other_E1 | F4 | Commercial | Grocery (ID) | New | Food Preparation | Natural Gas | Food Prep Other | E1 | Utility - Cost of Equipment | 0.0048988 | 0.0048988 | 0.0048988 | 0.0048988 | 0.0048988 | 0.0048988 | 0.0048988 | 0.0048988 | 0.0048988 | 0.0048988 | 0.0048988 | 0.0048988 | 0.0048988 | 0.0048988 | 0.0048988 | 0.0048988 | 0.0048988 | 0.0048988 | 0.0048988 | 0.0048988 | 0.0048988 | 0.0048988 | 0.0048988 | 0.0048988 | 0.0048988 | 0.0048988 | 0.0048988
F4_Commercial_Grocery (ID)_New_Food Preparation_Natural Gas_Food Prep Other_E2 | F4 | Commercial | Grocery (ID) | New | Food Preparation | Natural Gas | Food Prep Other | E2 | Utility - Cost of Equipment | 0.0049037 | 0.0049037 | 0.0049037 | 0.0049037 | 0.0049037 | 0.0049037 | 0.0049037 | 0.0049037 | 0.0049037 | 0.0049037 | 0.0049037 | 0.0049037 | 0.0049037 | 0.0049037 | 0.0049037 | 0.0049037 | 0.0049037 | 0.0049037 | 0.0049037 | 0.0049037 | 0.0049037 | 0.0049037 | 0.0049037 | 0.0049037 | 0.0049037 | 0.0049037 | 0.0049037
F4_Commercial_Grocery (ID)_New_Food Preparation_Natural Gas_Food Prep Other_E3 | F4 | Commercial | Grocery (ID) | New | Food Preparation | Natural Gas | Food Prep Other | E3 | Utility - Cost of Equipment | 0 | 0 | 0 | 0 | 0 | 0 | 0 | 0 | 0 | 0 | 0 | 0 | 0 | 0 | 0 | 0 | 0 | 0 | 0 | 0 | 0 | 0 | 0 | 0 | 0 | 0 | 0
F4_Commercial_Grocery (ID)_New_Food Preparation_Natural Gas_Food Prep Other_E4 | F4 | Commercial | Grocery (ID) | New | Food Preparation | Natural Gas | Food Prep Other | E4 | Utility - Cost of Equipment | 0 | 0 | 0 | 0 | 0 | 0 | 0 | 0 | 0 | 0 | 0 | 0 | 0 | 0 | 0 | 0 | 0 | 0 | 0 | 0 | 0 | 0 | 0 | 0 | 0 | 0 | 0
F4_Commercial_Grocery (ID)_New_Food Preparation_Natural Gas_Food Prep Other_E5 | F4 | Commercial | Grocery (ID) | New | Food Preparation | Natural Gas | Food Prep Other | E5 | Utility - Cost of Equipment | 0 | 0 | 0 | 0 | 0 | 0 | 0 | 0 | 0 | 0 | 0 | 0 | 0 | 0 | 0 | 0 | 0 | 0 | 0 | 0 | 0 | 0 | 0 | 0 | 0 | 0 | 0
F4_Commercial_Grocery (ID)_New_Food Preparation_Natural Gas_Food Prep Other_E6 | F4 | Commercial | Grocery (ID) | New | Food Preparation | Natural Gas | Food Prep Other | E6 | Utility - Cost of Equipment | 0 | 0 | 0 | 0 | 0 | 0 | 0 | 0 | 0 | 0 | 0 | 0 | 0 | 0 | 0 | 0 | 0 | 0 | 0 | 0 | 0 | 0 | 0 | 0 | 0 | 0 | 0
F4_Commercial_Grocery (ID)_New_Food Preparation_Natural Gas_Food Prep Other_E7 | F4 | Commercial | Grocery (ID) | New | Food Preparation | Natural Gas | Food Prep Other | E7 | Utility - Cost of Equipment | 0 | 0 | 0 | 0 | 0 | 0 | 0 | 0 | 0 | 0 | 0 | 0 | 0 | 0 | 0 | 0 | 0 | 0 | 0 | 0 | 0 | 0 | 0 | 0 | 0 | 0 | 0
F4_Commercial_Grocery (ID)_New_Food Preparation_Natural Gas_Food Prep Other_E8 | F4 | Commercial | Grocery (ID) | New | Food Preparation | Natural Gas | Food Prep Other | E8 | Utility - Cost of Equipment | 0 | 0 | 0 | 0 | 0 | 0 | 0 | 0 | 0 | 0 | 0 | 0 | 0 | 0 | 0 | 0 | 0 | 0 | 0 | 0 | 0 | 0 | 0 | 0 | 0 | 0 | 0
F4_Commercial_Grocery (ID)_New_Food Preparation_Natural Gas_Food Prep Other_E9 | F4 | Commercial | Grocery (ID) | New | Food Preparation | Natural Gas | Food Prep Other | E9 | Utility - Cost of Equipment | 0 | 0 | 0 | 0 | 0 | 0 | 0 | 0 | 0 | 0 | 0 | 0 | 0 | 0 | 0 | 0 | 0 | 0 | 0 | 0 | 0 | 0 | 0 | 0 | 0 | 0 | 0
F4_Commercial_Grocery (ID)_New_Food Preparation_Natural Gas_Food Prep Other_E10 | F4 | Commercial | Grocery (ID) | New | Food Preparation | Natural Gas | Food Prep Other | E10 | Utility - Cost of Equipment | 0 | 0 | 0 | 0 | 0 | 0 | 0 | 0 | 0 | 0 | 0 | 0 | 0 | 0 | 0 | 0 | 0 | 0 | 0 | 0 | 0 | 0 | 0 | 0 | 0 | 0 | 0
F5_Commercial_Grocery (ID)_New_Food Preparation_Natural Gas_Food Prep Other_E1 | F5 | Commercial | Grocery (ID) | New | Food Preparation | Natural Gas | Food Prep Other | E1 | Utility - Cost of Operation | 0.015224 | 0.015576 | 0.016018 | 0.016539 | 0.017146 | 0.017911 | 0.018707 | 0.019502 | 0.020268 | 0.021045 | 0.021651 | 0.022215 | 0.022823 | 0.023415 | 0.023937 | 0.024421 | 0.024848 | 0.025267 | 0.025718 | 0.026155 | 0.026605 | 0.027074 | 0.027547 | 0.028037 | 0.028535 | 0.029042 | 0.029558
F5_Commercial_Grocery (ID)_New_Food Preparation_Natural Gas_Food Prep Other_E2 | F5 | Commercial | Grocery (ID) | New | Food Preparation | Natural Gas | Food Prep Other | E2 | Utility - Cost of Operation | 0.015224 | 0.015576 | 0.016018 | 0.016539 | 0.017146 | 0.017911 | 0.018707 | 0.019502 | 0.020268 | 0.021045 | 0.021651 | 0.022215 | 0.022823 | 0.023415 | 0.023937 | 0.024421 | 0.024847 | 0.025267 | 0.025718 | 0.026155 | 0.026605 | 0.027074 | 0.027547 | 0.028036 | 0.028535 | 0.029042 | 0.029557
F5_Commercial_Grocery (ID)_New_Food Preparation_Natural Gas_Food Prep Other_E3 | F5 | Commercial | Grocery (ID) | New | Food Preparation | Natural Gas | Food Prep Other | E3 | Utility - Cost of Operation | 0 | 0 | 0 | 0 | 0 | 0 | 0 | 0 | 0 | 0 | 0 | 0 | 0 | 0 | 0 | 0 | 0 | 0 | 0 | 0 | 0 | 0 | 0 | 0 | 0 | 0 | 0
F5_Commercial_Grocery (ID)_New_Food Preparation_Natural Gas_Food Prep Other_E4 | F5 | Commercial | Grocery (ID) | New | Food Preparation | Natural Gas | Food Prep Other | E4 | Utility - Cost of Operation | 0 | 0 | 0 | 0 | 0 | 0 | 0 | 0 | 0 | 0 | 0 | 0 | 0 | 0 | 0 | 0 | 0 | 0 | 0 | 0 | 0 | 0 | 0 | 0 | 0 | 0 | 0
F5_Commercial_Grocery (ID)_New_Food Preparation_Natural Gas_Food Prep Other_E5 | F5 | Commercial | Grocery (ID) | New | Food Preparation | Natural Gas | Food Prep Other | E5 | Utility - Cost of Operation | 0 | 0 | 0 | 0 | 0 | 0 | 0 | 0 | 0 | 0 | 0 | 0 | 0 | 0 | 0 | 0 | 0 | 0 | 0 | 0 | 0 | 0 | 0 | 0 | 0 | 0 | 0
F5_Commercial_Grocery (ID)_New_Food Preparation_Natural Gas_Food Prep Other_E6 | F5 | Commercial | Grocery (ID) | New | Food Preparation | Natural Gas | Food Prep Other | E6 | Utility - Cost of Operation | 0 | 0 | 0 | 0 | 0 | 0 | 0 | 0 | 0 | 0 | 0 | 0 | 0 | 0 | 0 | 0 | 0 | 0 | 0 | 0 | 0 | 0 | 0 | 0 | 0 | 0 | 0
F5_Commercial_Grocery (ID)_New_Food Preparation_Natural Gas_Food Prep Other_E7 | F5 | Commercial | Grocery (ID) | New | Food Preparation | Natural Gas | Food Prep Other | E7 | Utility - Cost of Operation | 0 | 0 | 0 | 0 | 0 | 0 | 0 | 0 | 0 | 0 | 0 | 0 | 0 | 0 | 0 | 0 | 0 | 0 | 0 | 0 | 0 | 0 | 0 | 0 | 0 | 0 | 0
F5_Commercial_Grocery (ID)_New_Food Preparation_Natural Gas_Food Prep Other_E8 | F5 | Commercial | Grocery (ID) | New | Food Preparation | Natural Gas | Food Prep Other | E8 | Utility - Cost of Operation | 0 | 0 | 0 | 0 | 0 | 0 | 0 | 0 | 0 | 0 | 0 | 0 | 0 | 0 | 0 | 0 | 0 | 0 | 0 | 0 | 0 | 0 | 0 | 0 | 0 | 0 | 0
F5_Commercial_Grocery (ID)_New_Food Preparation_Natural Gas_Food Prep Other_E9 | F5 | Commercial | Grocery (ID) | New | Food Preparation | Natural Gas | Food Prep Other | E9 | Utility - Cost of Operation | 0 | 0 | 0 | 0 | 0 | 0 | 0 | 0 | 0 | 0 | 0 | 0 | 0 | 0 | 0 | 0 | 0 | 0 | 0 | 0 | 0 | 0 | 0 | 0 | 0 | 0 | 0
F5_Commercial_Grocery (ID)_New_Food Preparation_Natural Gas_Food Prep Other_E10 | F5 | Commercial | Grocery (ID) | New | Food Preparation | Natural Gas | Food Prep Other | E10 | Utility - Cost of Operation | 0 | 0 | 0 | 0 | 0 | 0 | 0 | 0 | 0 | 0 | 0 | 0 | 0 | 0 | 0 | 0 | 0 | 0 | 0 | 0 | 0 | 0 | 0 | 0 | 0 | 0 | 0
F6_Commercial_Grocery (ID)_New_Food Preparation_Natural Gas_Food Prep Other_E1 | F6 | Commercial | Grocery (ID) | New | Food Preparation | Natural Gas | Food Prep Other | E1 | Utility - Value of Sales | 0.018111 | 0.018412 | 0.018779 | 0.019226 | 0.019757 | 0.020459 | 0.021179 | 0.021876 | 0.022517 | 0.023133 | 0.023766 | 0.024331 | 0.024921 | 0.025466 | 0.025924 | 0.026331 | 0.026665 | 0.026979 | 0.027316 | 0.027626 | 0.027935 | 0.028427 | 0.028925 | 0.029439 | 0.029962 | 0.030494 | 0.031036
F6_Commercial_Grocery (ID)_New_Food Preparation_Natural Gas_Food Prep Other_E2 | F6 | Commercial | Grocery (ID) | New | Food Preparation | Natural Gas | Food Prep Other | E2 | Utility - Value of Sales | 0.01811 | 0.018412 | 0.018779 | 0.019226 | 0.019757 | 0.020459 | 0.021179 | 0.021876 | 0.022517 | 0.023133 | 0.023766 | 0.024331 | 0.024921 | 0.025465 | 0.025924 | 0.026331 | 0.026664 | 0.026979 | 0.027316 | 0.027625 | 0.027935 | 0.028427 | 0.028924 | 0.029438 | 0.029961 | 0.030494 | 0.031035
F6_Commercial_Grocery (ID)_New_Food Preparation_Natural Gas_Food Prep Other_E3 | F6 | Commercial | Grocery (ID) | New | Food Preparation | Natural Gas | Food Prep Other | E3 | Utility - Value of Sales | 0 | 0 | 0 | 0 | 0 | 0 | 0 | 0 | 0 | 0 | 0 | 0 | 0 | 0 | 0 | 0 | 0 | 0 | 0 | 0 | 0 | 0 | 0 | 0 | 0 | 0 | 0
F6_Commercial_Grocery (ID)_New_Food Preparation_Natural Gas_Food Prep Other_E4 | F6 | Commercial | Grocery (ID) | New | Food Preparation | Natural Gas | Food Prep Other | E4 | Utility - Value of Sales | 0 | 0 | 0 | 0 | 0 | 0 | 0 | 0 | 0 | 0 | 0 | 0 | 0 | 0 | 0 | 0 | 0 | 0 | 0 | 0 | 0 | 0 | 0 | 0 | 0 | 0 | 0
F6_Commercial_Grocery (ID)_New_Food Preparation_Natural Gas_Food Prep Other_E5 | F6 | Commercial | Grocery (ID) | New | Food Preparation | Natural Gas | Food Prep Other | E5 | Utility - Value of Sales | 0 | 0 | 0 | 0 | 0 | 0 | 0 | 0 | 0 | 0 | 0 | 0 | 0 | 0 | 0 | 0 | 0 | 0 | 0 | 0 | 0 | 0 | 0 | 0 | 0 | 0 | 0
F6_Commercial_Grocery (ID)_New_Food Preparation_Natural Gas_Food Prep Other_E6 | F6 | Commercial | Grocery (ID) | New | Food Preparation | Natural Gas | Food Prep Other | E6 | Utility - Value of Sales | 0 | 0 | 0 | 0 | 0 | 0 | 0 | 0 | 0 | 0 | 0 | 0 | 0 | 0 | 0 | 0 | 0 | 0 | 0 | 0 | 0 | 0 | 0 | 0 | 0 | 0 | 0
F6_Commercial_Grocery (ID)_New_Food Preparation_Natural Gas_Food Prep Other_E7 | F6 | Commercial | Grocery (ID) | New | Food Preparation | Natural Gas | Food Prep Other | E7 | Utility - Value of Sales | 0 | 0 | 0 | 0 | 0 | 0 | 0 | 0 | 0 | 0 | 0 | 0 | 0 | 0 | 0 | 0 | 0 | 0 | 0 | 0 | 0 | 0 | 0 | 0 | 0 | 0 | 0
F6_Commercial_Grocery (ID)_New_Food Preparation_Natural Gas_Food Prep Other_E8 | F6 | Commercial | Grocery (ID) | New | Food Preparation | Natural Gas | Food Prep Other | E8 | Utility - Value of Sales | 0 | 0 | 0 | 0 | 0 | 0 | 0 | 0 | 0 | 0 | 0 | 0 | 0 | 0 | 0 | 0 | 0 | 0 | 0 | 0 | 0 | 0 | 0 | 0 | 0 | 0 | 0
F6_Commercial_Grocery (ID)_New_Food Preparation_Natural Gas_Food Prep Other_E9 | F6 | Commercial | Grocery (ID) | New | Food Preparation | Natural Gas | Food Prep Other | E9 | Utility - Value of Sales | 0 | 0 | 0 | 0 | 0 | 0 | 0 | 0 | 0 | 0 | 0 | 0 | 0 | 0 | 0 | 0 | 0 | 0 | 0 | 0 | 0 | 0 | 0 | 0 | 0 | 0 | 0
F6_Commercial_Grocery (ID)_New_Food Preparation_Natural Gas_Food Prep Other_E10 | F6 | Commercial | Grocery (ID) | New | Food Preparation | Natural Gas | Food Prep Other | E10 | Utility - Value of Sales | 0 | 0 | 0 | 0 | 0 | 0 | 0 | 0 | 0 | 0 | 0 | 0 | 0 | 0 | 0 | 0 | 0 | 0 | 0 | 0 | 0 | 0 | 0 | 0 | 0 | 0 | 0
F1_Commercial_Grocery (ID)_New_Miscellaneous_Natural Gas_Pool Heater_E1 | F1 | Commercial | Grocery (ID) | New | Miscellaneous | Natural Gas | Pool Heater | E1 | RVT - Cost of Equipment | 0.0026828 | 0.0026828 | 0.0026828 | 0.0026828 | 0.0026828 | 0.0026828 | 0.0026828 | 0.0026828 | 0.0026828 | 0.0026828 | 0.0026828 | 0.0026828 | 0.0026828 | 0.0026828 | 0.0026828 | 0.0026828 | 0.0026828 | 0.0026828 | 0.0026828 | 0.0026828 | 0.0026828 | 0.0026828 | 0.0026828 | 0.0026828 | 0.0026828 | 0.0026828 | 0.0026828
F1_Commercial_Grocery (ID)_New_Miscellaneous_Natural Gas_Pool Heater_E2 | F1 | Commercial | Grocery (ID) | New | Miscellaneous | Natural Gas | Pool Heater | E2 | RVT - Cost of Equipment | 0.0043927 | 0.0043927 | 0.0043927 | 0.0043927 | 0.0043927 | 0.0043927 | 0.0043927 | 0.0043927 | 0.0043927 | 0.0043927 | 0.0043927 | 0.0043927 | 0.0043927 | 0.0043927 | 0.0043927 | 0.0043927 | 0.0043927 | 0.0043927 | 0.0043927 | 0.0043927 | 0.0043927 | 0.0043927 | 0.0043927 | 0.0043927 | 0.0043927 | 0.0043927 | 0.0043927
F1_Commercial_Grocery (ID)_New_Miscellaneous_Natural Gas_Pool Heater_E3 | F1 | Commercial | Grocery (ID) | New | Miscellaneous | Natural Gas | Pool Heater | E3 | RVT - Cost of Equipment | 0 | 0 | 0 | 0 | 0 | 0 | 0 | 0 | 0 | 0 | 0 | 0 | 0 | 0 | 0 | 0 | 0 | 0 | 0 | 0 | 0 | 0 | 0 | 0 | 0 | 0 | 0
F1_Commercial_Grocery (ID)_New_Miscellaneous_Natural Gas_Pool Heater_E4 | F1 | Commercial | Grocery (ID) | New | Miscellaneous | Natural Gas | Pool Heater | E4 | RVT - Cost of Equipment | 0 | 0 | 0 | 0 | 0 | 0 | 0 | 0 | 0 | 0 | 0 | 0 | 0 | 0 | 0 | 0 | 0 | 0 | 0 | 0 | 0 | 0 | 0 | 0 | 0 | 0 | 0
F1_Commercial_Grocery (ID)_New_Miscellaneous_Natural Gas_Pool Heater_E5 | F1 | Commercial | Grocery (ID) | New | Miscellaneous | Natural Gas | Pool Heater | E5 | RVT - Cost of Equipment | 0 | 0 | 0 | 0 | 0 | 0 | 0 | 0 | 0 | 0 | 0 | 0 | 0 | 0 | 0 | 0 | 0 | 0 | 0 | 0 | 0 | 0 | 0 | 0 | 0 | 0 | 0
F1_Commercial_Grocery (ID)_New_Miscellaneous_Natural Gas_Pool Heater_E6 | F1 | Commercial | Grocery (ID) | New | Miscellaneous | Natural Gas | Pool Heater | E6 | RVT - Cost of Equipment | 0 | 0 | 0 | 0 | 0 | 0 | 0 | 0 | 0 | 0 | 0 | 0 | 0 | 0 | 0 | 0 | 0 | 0 | 0 | 0 | 0 | 0 | 0 | 0 | 0 | 0 | 0
F1_Commercial_Grocery (ID)_New_Miscellaneous_Natural Gas_Pool Heater_E7 | F1 | Commercial | Grocery (ID) | New | Miscellaneous | Natural Gas | Pool Heater | E7 | RVT - Cost of Equipment | 0 | 0 | 0 | 0 | 0 | 0 | 0 | 0 | 0 | 0 | 0 | 0 | 0 | 0 | 0 | 0 | 0 | 0 | 0 | 0 | 0 | 0 | 0 | 0 | 0 | 0 | 0
F1_Commercial_Grocery (ID)_New_Miscellaneous_Natural Gas_Pool Heater_E8 | F1 | Commercial | Grocery (ID) | New | Miscellaneous | Natural Gas | Pool Heater | E8 | RVT - Cost of Equipment | 0 | 0 | 0 | 0 | 0 | 0 | 0 | 0 | 0 | 0 | 0 | 0 | 0 | 0 | 0 | 0 | 0 | 0 | 0 | 0 | 0 | 0 | 0 | 0 | 0 | 0 | 0
F1_Commercial_Grocery (ID)_New_Miscellaneous_Natural Gas_Pool Heater_E9 | F1 | Commercial | Grocery (ID) | New | Miscellaneous | Natural Gas | Pool Heater | E9 | RVT - Cost of Equipment | 0 | 0 | 0 | 0 | 0 | 0 | 0 | 0 | 0 | 0 | 0 | 0 | 0 | 0 | 0 | 0 | 0 | 0 | 0 | 0 | 0 | 0 | 0 | 0 | 0 | 0 | 0
F1_Commercial_Grocery (ID)_New_Miscellaneous_Natural Gas_Pool Heater_E10 | F1 | Commercial | Grocery (ID) | New | Miscellaneous | Natural Gas | Pool Heater | E10 | RVT - Cost of Equipment | 0 | 0 | 0 | 0 | 0 | 0 | 0 | 0 | 0 | 0 | 0 | 0 | 0 | 0 | 0 | 0 | 0 | 0 | 0 | 0 | 0 | 0 | 0 | 0 | 0 | 0 | 0
F2_Commercial_Grocery (ID)_New_Miscellaneous_Natural Gas_Pool Heater_E1 | F2 | Commercial | Grocery (ID) | New | Miscellaneous | Natural Gas | Pool Heater | E1 | RVT - Cost of Operation | 0.0040313 | 0.0040618 | 0.0041171 | 0.0042004 | 0.0043098 | 0.0044691 | 0.0046299 | 0.0047841 | 0.0049232 | 0.0050695 | 0.0052372 | 0.0053946 | 0.0055725 | 0.0057371 | 0.0058657 | 0.0059701 | 0.0060403 | 0.0060938 | 0.006154 | 0.0062033 | 0.0062516 | 0.0063614 | 0.0064717 | 0.0065867 | 0.0067037 | 0.0068228 | 0.006944
F2_Commercial_Grocery (ID)_New_Miscellaneous_Natural Gas_Pool Heater_E2 | F2 | Commercial | Grocery (ID) | New | Miscellaneous | Natural Gas | Pool Heater | E2 | RVT - Cost of Operation | 0.0034266 | 0.0034526 | 0.0034995 | 0.0035703 | 0.0036633 | 0.0037987 | 0.0039354 | 0.0040665 | 0.0041847 | 0.0043091 | 0.0044516 | 0.0045854 | 0.0047366 | 0.0048765 | 0.0049858 | 0.0050746 | 0.0051343 | 0.0051797 | 0.0052309 | 0.0052728 | 0.0053139 | 0.0054072 | 0.005501 | 0.0055987 | 0.0056982 | 0.0057994 | 0.0059024
F2_Commercial_Grocery (ID)_New_Miscellaneous_Natural Gas_Pool Heater_E3 | F2 | Commercial | Grocery (ID) | New | Miscellaneous | Natural Gas | Pool Heater | E3 | RVT - Cost of Operation | 0 | 0 | 0 | 0 | 0 | 0 | 0 | 0 | 0 | 0 | 0 | 0 | 0 | 0 | 0 | 0 | 0 | 0 | 0 | 0 | 0 | 0 | 0 | 0 | 0 | 0 | 0
F2_Commercial_Grocery (ID)_New_Miscellaneous_Natural Gas_Pool Heater_E4 | F2 | Commercial | Grocery (ID) | New | Miscellaneous | Natural Gas | Pool Heater | E4 | RVT - Cost of Operation | 0 | 0 | 0 | 0 | 0 | 0 | 0 | 0 | 0 | 0 | 0 | 0 | 0 | 0 | 0 | 0 | 0 | 0 | 0 | 0 | 0 | 0 | 0 | 0 | 0 | 0 | 0
F2_Commercial_Grocery (ID)_New_Miscellaneous_Natural Gas_Pool Heater_E5 | F2 | Commercial | Grocery (ID) | New | Miscellaneous | Natural Gas | Pool Heater | E5 | RVT - Cost of Operation | 0 | 0 | 0 | 0 | 0 | 0 | 0 | 0 | 0 | 0 | 0 | 0 | 0 | 0 | 0 | 0 | 0 | 0 | 0 | 0 | 0 | 0 | 0 | 0 | 0 | 0 | 0
F2_Commercial_Grocery (ID)_New_Miscellaneous_Natural Gas_Pool Heater_E6 | F2 | Commercial | Grocery (ID) | New | Miscellaneous | Natural Gas | Pool Heater | E6 | RVT - Cost of Operation | 0 | 0 | 0 | 0 | 0 | 0 | 0 | 0 | 0 | 0 | 0 | 0 | 0 | 0 | 0 | 0 | 0 | 0 | 0 | 0 | 0 | 0 | 0 | 0 | 0 | 0 | 0
F2_Commercial_Grocery (ID)_New_Miscellaneous_Natural Gas_Pool Heater_E7 | F2 | Commercial | Grocery (ID) | New | Miscellaneous | Natural Gas | Pool Heater | E7 | RVT - Cost of Operation | 0 | 0 | 0 | 0 | 0 | 0 | 0 | 0 | 0 | 0 | 0 | 0 | 0 | 0 | 0 | 0 | 0 | 0 | 0 | 0 | 0 | 0 | 0 | 0 | 0 | 0 | 0
F2_Commercial_Grocery (ID)_New_Miscellaneous_Natural Gas_Pool Heater_E8 | F2 | Commercial | Grocery (ID) | New | Miscellaneous | Natural Gas | Pool Heater | E8 | RVT - Cost of Operation | 0 | 0 | 0 | 0 | 0 | 0 | 0 | 0 | 0 | 0 | 0 | 0 | 0 | 0 | 0 | 0 | 0 | 0 | 0 | 0 | 0 | 0 | 0 | 0 | 0 | 0 | 0
F2_Commercial_Grocery (ID)_New_Miscellaneous_Natural Gas_Pool Heater_E9 | F2 | Commercial | Grocery (ID) | New | Miscellaneous | Natural Gas | Pool Heater | E9 | RVT - Cost of Operation | 0 | 0 | 0 | 0 | 0 | 0 | 0 | 0 | 0 | 0 | 0 | 0 | 0 | 0 | 0 | 0 | 0 | 0 | 0 | 0 | 0 | 0 | 0 | 0 | 0 | 0 | 0
F2_Commercial_Grocery (ID)_New_Miscellaneous_Natural Gas_Pool Heater_E10 | F2 | Commercial | Grocery (ID) | New | Miscellaneous | Natural Gas | Pool Heater | E10 | RVT - Cost of Operation | 0 | 0 | 0 | 0 | 0 | 0 | 0 | 0 | 0 | 0 | 0 | 0 | 0 | 0 | 0 | 0 | 0 | 0 | 0 | 0 | 0 | 0 | 0 | 0 | 0 | 0 | 0
F3_Commercial_Grocery (ID)_New_Miscellaneous_Natural Gas_Pool Heater_E1 | F3 | Commercial | Grocery (ID) | New | Miscellaneous | Natural Gas | Pool Heater | E1 | System - kBTUs of Consumption | 1.0152 | 1.0152 | 1.0152 | 1.0152 | 1.0152 | 1.0152 | 1.0152 | 1.0152 | 1.0152 | 1.0152 | 1.0152 | 1.0152 | 1.0152 | 1.0152 | 1.0152 | 1.0152 | 1.0152 | 1.0152 | 1.0152 | 1.0152 | 1.0152 | 1.0152 | 1.0152 | 1.0152 | 1.0152 | 1.0152 | 1.0152
F3_Commercial_Grocery (ID)_New_Miscellaneous_Natural Gas_Pool Heater_E2 | F3 | Commercial | Grocery (ID) | New | Miscellaneous | Natural Gas | Pool Heater | E2 | System - kBTUs of Consumption | 0.86294 | 0.86294 | 0.86294 | 0.86294 | 0.86294 | 0.86294 | 0.86294 | 0.86294 | 0.86294 | 0.86294 | 0.86294 | 0.86294 | 0.86294 | 0.86294 | 0.86294 | 0.86294 | 0.86294 | 0.86294 | 0.86294 | 0.86294 | 0.86294 | 0.86294 | 0.86294 | 0.86294 | 0.86294 | 0.86294 | 0.86294
F3_Commercial_Grocery (ID)_New_Miscellaneous_Natural Gas_Pool Heater_E3 | F3 | Commercial | Grocery (ID) | New | Miscellaneous | Natural Gas | Pool Heater | E3 | System - kBTUs of Consumption | 0 | 0 | 0 | 0 | 0 | 0 | 0 | 0 | 0 | 0 | 0 | 0 | 0 | 0 | 0 | 0 | 0 | 0 | 0 | 0 | 0 | 0 | 0 | 0 | 0 | 0 | 0
F3_Commercial_Grocery (ID)_New_Miscellaneous_Natural Gas_Pool Heater_E4 | F3 | Commercial | Grocery (ID) | New | Miscellaneous | Natural Gas | Pool Heater | E4 | System - kBTUs of Consumption | 0 | 0 | 0 | 0 | 0 | 0 | 0 | 0 | 0 | 0 | 0 | 0 | 0 | 0 | 0 | 0 | 0 | 0 | 0 | 0 | 0 | 0 | 0 | 0 | 0 | 0 | 0
F3_Commercial_Grocery (ID)_New_Miscellaneous_Natural Gas_Pool Heater_E5 | F3 | Commercial | Grocery (ID) | New | Miscellaneous | Natural Gas | Pool Heater | E5 | System - kBTUs of Consumption | 0 | 0 | 0 | 0 | 0 | 0 | 0 | 0 | 0 | 0 | 0 | 0 | 0 | 0 | 0 | 0 | 0 | 0 | 0 | 0 | 0 | 0 | 0 | 0 | 0 | 0 | 0
F3_Commercial_Grocery (ID)_New_Miscellaneous_Natural Gas_Pool Heater_E6 | F3 | Commercial | Grocery (ID) | New | Miscellaneous | Natural Gas | Pool Heater | E6 | System - kBTUs of Consumption | 0 | 0 | 0 | 0 | 0 | 0 | 0 | 0 | 0 | 0 | 0 | 0 | 0 | 0 | 0 | 0 | 0 | 0 | 0 | 0 | 0 | 0 | 0 | 0 | 0 | 0 | 0
F3_Commercial_Grocery (ID)_New_Miscellaneous_Natural Gas_Pool Heater_E7 | F3 | Commercial | Grocery (ID) | New | Miscellaneous | Natural Gas | Pool Heater | E7 | System - kBTUs of Consumption | 0 | 0 | 0 | 0 | 0 | 0 | 0 | 0 | 0 | 0 | 0 | 0 | 0 | 0 | 0 | 0 | 0 | 0 | 0 | 0 | 0 | 0 | 0 | 0 | 0 | 0 | 0
F3_Commercial_Grocery (ID)_New_Miscellaneous_Natural Gas_Pool Heater_E8 | F3 | Commercial | Grocery (ID) | New | Miscellaneous | Natural Gas | Pool Heater | E8 | System - kBTUs of Consumption | 0 | 0 | 0 | 0 | 0 | 0 | 0 | 0 | 0 | 0 | 0 | 0 | 0 | 0 | 0 | 0 | 0 | 0 | 0 | 0 | 0 | 0 | 0 | 0 | 0 | 0 | 0
F3_Commercial_Grocery (ID)_New_Miscellaneous_Natural Gas_Pool Heater_E9 | F3 | Commercial | Grocery (ID) | New | Miscellaneous | Natural Gas | Pool Heater | E9 | System - kBTUs of Consumption | 0 | 0 | 0 | 0 | 0 | 0 | 0 | 0 | 0 | 0 | 0 | 0 | 0 | 0 | 0 | 0 | 0 | 0 | 0 | 0 | 0 | 0 | 0 | 0 | 0 | 0 | 0
F3_Commercial_Grocery (ID)_New_Miscellaneous_Natural Gas_Pool Heater_E10 | F3 | Commercial | Grocery (ID) | New | Miscellaneous | Natural Gas | Pool Heater | E10 | System - kBTUs of Consumption | 0 | 0 | 0 | 0 | 0 | 0 | 0 | 0 | 0 | 0 | 0 | 0 | 0 | 0 | 0 | 0 | 0 | 0 | 0 | 0 | 0 | 0 | 0 | 0 | 0 | 0 | 0
F4_Commercial_Grocery (ID)_New_Miscellaneous_Natural Gas_Pool Heater_E1 | F4 | Commercial | Grocery (ID) | New | Miscellaneous | Natural Gas | Pool Heater | E1 | Utility - Cost of Equipment | 0.0026828 | 0.0026828 | 0.0026828 | 0.0026828 | 0.0026828 | 0.0026828 | 0.0026828 | 0.0026828 | 0.0026828 | 0.0026828 | 0.0026828 | 0.0026828 | 0.0026828 | 0.0026828 | 0.0026828 | 0.0026828 | 0.0026828 | 0.0026828 | 0.0026828 | 0.0026828 | 0.0026828 | 0.0026828 | 0.0026828 | 0.0026828 | 0.0026828 | 0.0026828 | 0.0026828
F4_Commercial_Grocery (ID)_New_Miscellaneous_Natural Gas_Pool Heater_E2 | F4 | Commercial | Grocery (ID) | New | Miscellaneous | Natural Gas | Pool Heater | E2 | Utility - Cost of Equipment | 0.0043927 | 0.0043927 | 0.0043927 | 0.0043927 | 0.0043927 | 0.0043927 | 0.0043927 | 0.0043927 | 0.0043927 | 0.0043927 | 0.0043927 | 0.0043927 | 0.0043927 | 0.0043927 | 0.0043927 | 0.0043927 | 0.0043927 | 0.0043927 | 0.0043927 | 0.0043927 | 0.0043927 | 0.0043927 | 0.0043927 | 0.0043927 | 0.0043927 | 0.0043927 | 0.0043927
F4_Commercial_Grocery (ID)_New_Miscellaneous_Natural Gas_Pool Heater_E3 | F4 | Commercial | Grocery (ID) | New | Miscellaneous | Natural Gas | Pool Heater | E3 | Utility - Cost of Equipment | 0 | 0 | 0 | 0 | 0 | 0 | 0 | 0 | 0 | 0 | 0 | 0 | 0 | 0 | 0 | 0 | 0 | 0 | 0 | 0 | 0 | 0 | 0 | 0 | 0 | 0 | 0
F4_Commercial_Grocery (ID)_New_Miscellaneous_Natural Gas_Pool Heater_E4 | F4 | Commercial | Grocery (ID) | New | Miscellaneous | Natural Gas | Pool Heater | E4 | Utility - Cost of Equipment | 0 | 0 | 0 | 0 | 0 | 0 | 0 | 0 | 0 | 0 | 0 | 0 | 0 | 0 | 0 | 0 | 0 | 0 | 0 | 0 | 0 | 0 | 0 | 0 | 0 | 0 | 0
F4_Commercial_Grocery (ID)_New_Miscellaneous_Natural Gas_Pool Heater_E5 | F4 | Commercial | Grocery (ID) | New | Miscellaneous | Natural Gas | Pool Heater | E5 | Utility - Cost of Equipment | 0 | 0 | 0 | 0 | 0 | 0 | 0 | 0 | 0 | 0 | 0 | 0 | 0 | 0 | 0 | 0 | 0 | 0 | 0 | 0 | 0 | 0 | 0 | 0 | 0 | 0 | 0
F4_Commercial_Grocery (ID)_New_Miscellaneous_Natural Gas_Pool Heater_E6 | F4 | Commercial | Grocery (ID) | New | Miscellaneous | Natural Gas | Pool Heater | E6 | Utility - Cost of Equipment | 0 | 0 | 0 | 0 | 0 | 0 | 0 | 0 | 0 | 0 | 0 | 0 | 0 | 0 | 0 | 0 | 0 | 0 | 0 | 0 | 0 | 0 | 0 | 0 | 0 | 0 | 0
F4_Commercial_Grocery (ID)_New_Miscellaneous_Natural Gas_Pool Heater_E7 | F4 | Commercial | Grocery (ID) | New | Miscellaneous | Natural Gas | Pool Heater | E7 | Utility - Cost of Equipment | 0 | 0 | 0 | 0 | 0 | 0 | 0 | 0 | 0 | 0 | 0 | 0 | 0 | 0 | 0 | 0 | 0 | 0 | 0 | 0 | 0 | 0 | 0 | 0 | 0 | 0 | 0
F4_Commercial_Grocery (ID)_New_Miscellaneous_Natural Gas_Pool Heater_E8 | F4 | Commercial | Grocery (ID) | New | Miscellaneous | Natural Gas | Pool Heater | E8 | Utility - Cost of Equipment | 0 | 0 | 0 | 0 | 0 | 0 | 0 | 0 | 0 | 0 | 0 | 0 | 0 | 0 | 0 | 0 | 0 | 0 | 0 | 0 | 0 | 0 | 0 | 0 | 0 | 0 | 0
F4_Commercial_Grocery (ID)_New_Miscellaneous_Natural Gas_Pool Heater_E9 | F4 | Commercial | Grocery (ID) | New | Miscellaneous | Natural Gas | Pool Heater | E9 | Utility - Cost of Equipment | 0 | 0 | 0 | 0 | 0 | 0 | 0 | 0 | 0 | 0 | 0 | 0 | 0 | 0 | 0 | 0 | 0 | 0 | 0 | 0 | 0 | 0 | 0 | 0 | 0 | 0 | 0
F4_Commercial_Grocery (ID)_New_Miscellaneous_Natural Gas_Pool Heater_E10 | F4 | Commercial | Grocery (ID) | New | Miscellaneous | Natural Gas | Pool Heater | E10 | Utility - Cost of Equipment | 0 | 0 | 0 | 0 | 0 | 0 | 0 | 0 | 0 | 0 | 0 | 0 | 0 | 0 | 0 | 0 | 0 | 0 | 0 | 0 | 0 | 0 | 0 | 0 | 0 | 0 | 0
F5_Commercial_Grocery (ID)_New_Miscellaneous_Natural Gas_Pool Heater_E1 | F5 | Commercial | Grocery (ID) | New | Miscellaneous | Natural Gas | Pool Heater | E1 | Utility - Cost of Operation | 0.0033594 | 0.0033849 | 0.0034397 | 0.0035283 | 0.0036504 | 0.0038279 | 0.0040225 | 0.0042176 | 0.0044066 | 0.0046086 | 0.0047611 | 0.0049042 | 0.0050659 | 0.005222 | 0.0053527 | 0.00547 | 0.0055659 | 0.0056578 | 0.0057594 | 0.005855 | 0.0059539 | 0.0060585 | 0.0061636 | 0.0062731 | 0.0063845 | 0.0064979 | 0.0066134
F5_Commercial_Grocery (ID)_New_Miscellaneous_Natural Gas_Pool Heater_E2 | F5 | Commercial | Grocery (ID) | New | Miscellaneous | Natural Gas | Pool Heater | E2 | Utility - Cost of Operation | 0.0028555 | 0.0028771 | 0.0029237 | 0.002999 | 0.0031029 | 0.0032537 | 0.0034191 | 0.003585 | 0.0037456 | 0.0039173 | 0.0040469 | 0.0041685 | 0.004306 | 0.0044387 | 0.0045498 | 0.0046495 | 0.004731 | 0.0048091 | 0.0048955 | 0.0049767 | 0.0050608 | 0.0051497 | 0.005239 | 0.0053321 | 0.0054268 | 0.0055232 | 0.0056214
F5_Commercial_Grocery (ID)_New_Miscellaneous_Natural Gas_Pool Heater_E3 | F5 | Commercial | Grocery (ID) | New | Miscellaneous | Natural Gas | Pool Heater | E3 | Utility - Cost of Operation | 0 | 0 | 0 | 0 | 0 | 0 | 0 | 0 | 0 | 0 | 0 | 0 | 0 | 0 | 0 | 0 | 0 | 0 | 0 | 0 | 0 | 0 | 0 | 0 | 0 | 0 | 0
F5_Commercial_Grocery (ID)_New_Miscellaneous_Natural Gas_Pool Heater_E4 | F5 | Commercial | Grocery (ID) | New | Miscellaneous | Natural Gas | Pool Heater | E4 | Utility - Cost of Operation | 0 | 0 | 0 | 0 | 0 | 0 | 0 | 0 | 0 | 0 | 0 | 0 | 0 | 0 | 0 | 0 | 0 | 0 | 0 | 0 | 0 | 0 | 0 | 0 | 0 | 0 | 0
F5_Commercial_Grocery (ID)_New_Miscellaneous_Natural Gas_Pool Heater_E5 | F5 | Commercial | Grocery (ID) | New | Miscellaneous | Natural Gas | Pool Heater | E5 | Utility - Cost of Operation | 0 | 0 | 0 | 0 | 0 | 0 | 0 | 0 | 0 | 0 | 0 | 0 | 0 | 0 | 0 | 0 | 0 | 0 | 0 | 0 | 0 | 0 | 0 | 0 | 0 | 0 | 0
F5_Commercial_Grocery (ID)_New_Miscellaneous_Natural Gas_Pool Heater_E6 | F5 | Commercial | Grocery (ID) | New | Miscellaneous | Natural Gas | Pool Heater | E6 | Utility - Cost of Operation | 0 | 0 | 0 | 0 | 0 | 0 | 0 | 0 | 0 | 0 | 0 | 0 | 0 | 0 | 0 | 0 | 0 | 0 | 0 | 0 | 0 | 0 | 0 | 0 | 0 | 0 | 0
F5_Commercial_Grocery (ID)_New_Miscellaneous_Natural Gas_Pool Heater_E7 | F5 | Commercial | Grocery (ID) | New | Miscellaneous | Natural Gas | Pool Heater | E7 | Utility - Cost of Operation | 0 | 0 | 0 | 0 | 0 | 0 | 0 | 0 | 0 | 0 | 0 | 0 | 0 | 0 | 0 | 0 | 0 | 0 | 0 | 0 | 0 | 0 | 0 | 0 | 0 | 0 | 0
F5_Commercial_Grocery (ID)_New_Miscellaneous_Natural Gas_Pool Heater_E8 | F5 | Commercial | Grocery (ID) | New | Miscellaneous | Natural Gas | Pool Heater | E8 | Utility - Cost of Operation | 0 | 0 | 0 | 0 | 0 | 0 | 0 | 0 | 0 | 0 | 0 | 0 | 0 | 0 | 0 | 0 | 0 | 0 | 0 | 0 | 0 | 0 | 0 | 0 | 0 | 0 | 0
F5_Commercial_Grocery (ID)_New_Miscellaneous_Natural Gas_Pool Heater_E9 | F5 | Commercial | Grocery (ID) | New | Miscellaneous | Natural Gas | Pool Heater | E9 | Utility - Cost of Operation | 0 | 0 | 0 | 0 | 0 | 0 | 0 | 0 | 0 | 0 | 0 | 0 | 0 | 0 | 0 | 0 | 0 | 0 | 0 | 0 | 0 | 0 | 0 | 0 | 0 | 0 | 0
F5_Commercial_Grocery (ID)_New_Miscellaneous_Natural Gas_Pool Heater_E10 | F5 | Commercial | Grocery (ID) | New | Miscellaneous | Natural Gas | Pool Heater | E10 | Utility - Cost of Operation | 0 | 0 | 0 | 0 | 0 | 0 | 0 | 0 | 0 | 0 | 0 | 0 | 0 | 0 | 0 | 0 | 0 | 0 | 0 | 0 | 0 | 0 | 0 | 0 | 0 | 0 | 0
F6_Commercial_Grocery (ID)_New_Miscellaneous_Natural Gas_Pool Heater_E1 | F6 | Commercial | Grocery (ID) | New | Miscellaneous | Natural Gas | Pool Heater | E1 | Utility - Value of Sales | 0.0040313 | 0.0040618 | 0.0041171 | 0.0042004 | 0.0043098 | 0.0044691 | 0.0046299 | 0.0047841 | 0.0049232 | 0.0050695 | 0.0052372 | 0.0053946 | 0.0055725 | 0.0057371 | 0.0058657 | 0.0059701 | 0.0060403 | 0.0060938 | 0.006154 | 0.0062033 | 0.0062516 | 0.0063614 | 0.0064717 | 0.0065867 | 0.0067037 | 0.0068228 | 0.006944
F6_Commercial_Grocery (ID)_New_Miscellaneous_Natural Gas_Pool Heater_E2 | F6 | Commercial | Grocery (ID) | New | Miscellaneous | Natural Gas | Pool Heater | E2 | Utility - Value of Sales | 0.0034266 | 0.0034526 | 0.0034995 | 0.0035703 | 0.0036633 | 0.0037987 | 0.0039354 | 0.0040665 | 0.0041847 | 0.0043091 | 0.0044516 | 0.0045854 | 0.0047366 | 0.0048765 | 0.0049858 | 0.0050746 | 0.0051343 | 0.0051797 | 0.0052309 | 0.0052728 | 0.0053139 | 0.0054072 | 0.005501 | 0.0055987 | 0.0056982 | 0.0057994 | 0.0059024
F6_Commercial_Grocery (ID)_New_Miscellaneous_Natural Gas_Pool Heater_E3 | F6 | Commercial | Grocery (ID) | New | Miscellaneous | Natural Gas | Pool Heater | E3 | Utility - Value of Sales | 0 | 0 | 0 | 0 | 0 | 0 | 0 | 0 | 0 | 0 | 0 | 0 | 0 | 0 | 0 | 0 | 0 | 0 | 0 | 0 | 0 | 0 | 0 | 0 | 0 | 0 | 0
F6_Commercial_Grocery (ID)_New_Miscellaneous_Natural Gas_Pool Heater_E4 | F6 | Commercial | Grocery (ID) | New | Miscellaneous | Natural Gas | Pool Heater | E4 | Utility - Value of Sales | 0 | 0 | 0 | 0 | 0 | 0 | 0 | 0 | 0 | 0 | 0 | 0 | 0 | 0 | 0 | 0 | 0 | 0 | 0 | 0 | 0 | 0 | 0 | 0 | 0 | 0 | 0
F6_Commercial_Grocery (ID)_New_Miscellaneous_Natural Gas_Pool Heater_E5 | F6 | Commercial | Grocery (ID) | New | Miscellaneous | Natural Gas | Pool Heater | E5 | Utility - Value of Sales | 0 | 0 | 0 | 0 | 0 | 0 | 0 | 0 | 0 | 0 | 0 | 0 | 0 | 0 | 0 | 0 | 0 | 0 | 0 | 0 | 0 | 0 | 0 | 0 | 0 | 0 | 0
F6_Commercial_Grocery (ID)_New_Miscellaneous_Natural Gas_Pool Heater_E6 | F6 | Commercial | Grocery (ID) | New | Miscellaneous | Natural Gas | Pool Heater | E6 | Utility - Value of Sales | 0 | 0 | 0 | 0 | 0 | 0 | 0 | 0 | 0 | 0 | 0 | 0 | 0 | 0 | 0 | 0 | 0 | 0 | 0 | 0 | 0 | 0 | 0 | 0 | 0 | 0 | 0
F6_Commercial_Grocery (ID)_New_Miscellaneous_Natural Gas_Pool Heater_E7 | F6 | Commercial | Grocery (ID) | New | Miscellaneous | Natural Gas | Pool Heater | E7 | Utility - Value of Sales | 0 | 0 | 0 | 0 | 0 | 0 | 0 | 0 | 0 | 0 | 0 | 0 | 0 | 0 | 0 | 0 | 0 | 0 | 0 | 0 | 0 | 0 | 0 | 0 | 0 | 0 | 0
F6_Commercial_Grocery (ID)_New_Miscellaneous_Natural Gas_Pool Heater_E8 | F6 | Commercial | Grocery (ID) | New | Miscellaneous | Natural Gas | Pool Heater | E8 | Utility - Value of Sales | 0 | 0 | 0 | 0 | 0 | 0 | 0 | 0 | 0 | 0 | 0 | 0 | 0 | 0 | 0 | 0 | 0 | 0 | 0 | 0 | 0 | 0 | 0 | 0 | 0 | 0 | 0
F6_Commercial_Grocery (ID)_New_Miscellaneous_Natural Gas_Pool Heater_E9 | F6 | Commercial | Grocery (ID) | New | Miscellaneous | Natural Gas | Pool Heater | E9 | Utility - Value of Sales | 0 | 0 | 0 | 0 | 0 | 0 | 0 | 0 | 0 | 0 | 0 | 0 | 0 | 0 | 0 | 0 | 0 | 0 | 0 | 0 | 0 | 0 | 0 | 0 | 0 | 0 | 0
F6_Commercial_Grocery (ID)_New_Miscellaneous_Natural Gas_Pool Heater_E10 | F6 | Commercial | Grocery (ID) | New | Miscellaneous | Natural Gas | Pool Heater | E10 | Utility - Value of Sales | 0 | 0 | 0 | 0 | 0 | 0 | 0 | 0 | 0 | 0 | 0 | 0 | 0 | 0 | 0 | 0 | 0 | 0 | 0 | 0 | 0 | 0 | 0 | 0 | 0 | 0 | 0
F1_Commercial_Grocery (ID)_New_Miscellaneous_Natural Gas_Miscellaneous_E1 | F1 | Commercial | Grocery (ID) | New | Miscellaneous | Natural Gas | Miscellaneous | E1 | RVT - Cost of Equipment | 0.24753 | 0.24753 | 0.24753 | 0.24753 | 0.24753 | 0.24753 | 0.24753 | 0.24753 | 0.24753 | 0.24753 | 0.24753 | 0.24753 | 0.24753 | 0.24753 | 0.24753 | 0.24753 | 0.24753 | 0.24753 | 0.24753 | 0.24753 | 0.24753 | 0.24753 | 0.24753 | 0.24753 | 0.24753 | 0.24753 | 0.24753
F1_Commercial_Grocery (ID)_New_Miscellaneous_Natural Gas_Miscellaneous_E2 | F1 | Commercial | Grocery (ID) | New | Miscellaneous | Natural Gas | Miscellaneous | E2 | RVT - Cost of Equipment | 0 | 0 | 0 | 0 | 0 | 0 | 0 | 0 | 0 | 0 | 0 | 0 | 0 | 0 | 0 | 0 | 0 | 0 | 0 | 0 | 0 | 0 | 0 | 0 | 0 | 0 | 0
F1_Commercial_Grocery (ID)_New_Miscellaneous_Natural Gas_Miscellaneous_E3 | F1 | Commercial | Grocery (ID) | New | Miscellaneous | Natural Gas | Miscellaneous | E3 | RVT - Cost of Equipment | 0 | 0 | 0 | 0 | 0 | 0 | 0 | 0 | 0 | 0 | 0 | 0 | 0 | 0 | 0 | 0 | 0 | 0 | 0 | 0 | 0 | 0 | 0 | 0 | 0 | 0 | 0
F1_Commercial_Grocery (ID)_New_Miscellaneous_Natural Gas_Miscellaneous_E4 | F1 | Commercial | Grocery (ID) | New | Miscellaneous | Natural Gas | Miscellaneous | E4 | RVT - Cost of Equipment | 0 | 0 | 0 | 0 | 0 | 0 | 0 | 0 | 0 | 0 | 0 | 0 | 0 | 0 | 0 | 0 | 0 | 0 | 0 | 0 | 0 | 0 | 0 | 0 | 0 | 0 | 0
F1_Commercial_Grocery (ID)_New_Miscellaneous_Natural Gas_Miscellaneous_E5 | F1 | Commercial | Grocery (ID) | New | Miscellaneous | Natural Gas | Miscellaneous | E5 | RVT - Cost of Equipment | 0 | 0 | 0 | 0 | 0 | 0 | 0 | 0 | 0 | 0 | 0 | 0 | 0 | 0 | 0 | 0 | 0 | 0 | 0 | 0 | 0 | 0 | 0 | 0 | 0 | 0 | 0
F1_Commercial_Grocery (ID)_New_Miscellaneous_Natural Gas_Miscellaneous_E6 | F1 | Commercial | Grocery (ID) | New | Miscellaneous | Natural Gas | Miscellaneous | E6 | RVT - Cost of Equipment | 0 | 0 | 0 | 0 | 0 | 0 | 0 | 0 | 0 | 0 | 0 | 0 | 0 | 0 | 0 | 0 | 0 | 0 | 0 | 0 | 0 | 0 | 0 | 0 | 0 | 0 | 0
F1_Commercial_Grocery (ID)_New_Miscellaneous_Natural Gas_Miscellaneous_E7 | F1 | Commercial | Grocery (ID) | New | Miscellaneous | Natural Gas | Miscellaneous | E7 | RVT - Cost of Equipment | 0 | 0 | 0 | 0 | 0 | 0 | 0 | 0 | 0 | 0 | 0 | 0 | 0 | 0 | 0 | 0 | 0 | 0 | 0 | 0 | 0 | 0 | 0 | 0 | 0 | 0 | 0
F1_Commercial_Grocery (ID)_New_Miscellaneous_Natural Gas_Miscellaneous_E8 | F1 | Commercial | Grocery (ID) | New | Miscellaneous | Natural Gas | Miscellaneous | E8 | RVT - Cost of Equipment | 0 | 0 | 0 | 0 | 0 | 0 | 0 | 0 | 0 | 0 | 0 | 0 | 0 | 0 | 0 | 0 | 0 | 0 | 0 | 0 | 0 | 0 | 0 | 0 | 0 | 0 | 0
F1_Commercial_Grocery (ID)_New_Miscellaneous_Natural Gas_Miscellaneous_E9 | F1 | Commercial | Grocery (ID) | New | Miscellaneous | Natural Gas | Miscellaneous | E9 | RVT - Cost of Equipment | 0 | 0 | 0 | 0 | 0 | 0 | 0 | 0 | 0 | 0 | 0 | 0 | 0 | 0 | 0 | 0 | 0 | 0 | 0 | 0 | 0 | 0 | 0 | 0 | 0 | 0 | 0
F1_Commercial_Grocery (ID)_New_Miscellaneous_Natural Gas_Miscellaneous_E10 | F1 | Commercial | Grocery (ID) | New | Miscellaneous | Natural Gas | Miscellaneous | E10 | RVT - Cost of Equipment | 0 | 0 | 0 | 0 | 0 | 0 | 0 | 0 | 0 | 0 | 0 | 0 | 0 | 0 | 0 | 0 | 0 | 0 | 0 | 0 | 0 | 0 | 0 | 0 | 0 | 0 | 0
F2_Commercial_Grocery (ID)_New_Miscellaneous_Natural Gas_Miscellaneous_E1 | F2 | Commercial | Grocery (ID) | New | Miscellaneous | Natural Gas | Miscellaneous | E1 | RVT - Cost of Operation | 0.0025525 | 0.0025688 | 0.0025961 | 0.0026385 | 0.002701 | 0.002804 | 0.00291 | 0.003009 | 0.0030955 | 0.0031852 | 0.003288 | 0.0033848 | 0.0034999 | 0.0036102 | 0.003698 | 0.0037691 | 0.003817 | 0.0038555 | 0.0038939 | 0.0039186 | 0.0039422 | 0.0040113 | 0.0040806 | 0.004153 | 0.0042268 | 0.0043019 | 0.0043783
F2_Commercial_Grocery (ID)_New_Miscellaneous_Natural Gas_Miscellaneous_E2 | F2 | Commercial | Grocery (ID) | New | Miscellaneous | Natural Gas | Miscellaneous | E2 | RVT - Cost of Operation | 0 | 0 | 0 | 0 | 0 | 0 | 0 | 0 | 0 | 0 | 0 | 0 | 0 | 0 | 0 | 0 | 0 | 0 | 0 | 0 | 0 | 0 | 0 | 0 | 0 | 0 | 0
F2_Commercial_Grocery (ID)_New_Miscellaneous_Natural Gas_Miscellaneous_E3 | F2 | Commercial | Grocery (ID) | New | Miscellaneous | Natural Gas | Miscellaneous | E3 | RVT - Cost of Operation | 0 | 0 | 0 | 0 | 0 | 0 | 0 | 0 | 0 | 0 | 0 | 0 | 0 | 0 | 0 | 0 | 0 | 0 | 0 | 0 | 0 | 0 | 0 | 0 | 0 | 0 | 0
F2_Commercial_Grocery (ID)_New_Miscellaneous_Natural Gas_Miscellaneous_E4 | F2 | Commercial | Grocery (ID) | New | Miscellaneous | Natural Gas | Miscellaneous | E4 | RVT - Cost of Operation | 0 | 0 | 0 | 0 | 0 | 0 | 0 | 0 | 0 | 0 | 0 | 0 | 0 | 0 | 0 | 0 | 0 | 0 | 0 | 0 | 0 | 0 | 0 | 0 | 0 | 0 | 0
F2_Commercial_Grocery (ID)_New_Miscellaneous_Natural Gas_Miscellaneous_E5 | F2 | Commercial | Grocery (ID) | New | Miscellaneous | Natural Gas | Miscellaneous | E5 | RVT - Cost of Operation | 0 | 0 | 0 | 0 | 0 | 0 | 0 | 0 | 0 | 0 | 0 | 0 | 0 | 0 | 0 | 0 | 0 | 0 | 0 | 0 | 0 | 0 | 0 | 0 | 0 | 0 | 0
F2_Commercial_Grocery (ID)_New_Miscellaneous_Natural Gas_Miscellaneous_E6 | F2 | Commercial | Grocery (ID) | New | Miscellaneous | Natural Gas | Miscellaneous | E6 | RVT - Cost of Operation | 0 | 0 | 0 | 0 | 0 | 0 | 0 | 0 | 0 | 0 | 0 | 0 | 0 | 0 | 0 | 0 | 0 | 0 | 0 | 0 | 0 | 0 | 0 | 0 | 0 | 0 | 0
F2_Commercial_Grocery (ID)_New_Miscellaneous_Natural Gas_Miscellaneous_E7 | F2 | Commercial | Grocery (ID) | New | Miscellaneous | Natural Gas | Miscellaneous | E7 | RVT - Cost of Operation | 0 | 0 | 0 | 0 | 0 | 0 | 0 | 0 | 0 | 0 | 0 | 0 | 0 | 0 | 0 | 0 | 0 | 0 | 0 | 0 | 0 | 0 | 0 | 0 | 0 | 0 | 0
F2_Commercial_Grocery (ID)_New_Miscellaneous_Natural Gas_Miscellaneous_E8 | F2 | Commercial | Grocery (ID) | New | Miscellaneous | Natural Gas | Miscellaneous | E8 | RVT - Cost of Operation | 0 | 0 | 0 | 0 | 0 | 0 | 0 | 0 | 0 | 0 | 0 | 0 | 0 | 0 | 0 | 0 | 0 | 0 | 0 | 0 | 0 | 0 | 0 | 0 | 0 | 0 | 0
F2_Commercial_Grocery (ID)_New_Miscellaneous_Natural Gas_Miscellaneous_E9 | F2 | Commercial | Grocery (ID) | New | Miscellaneous | Natural Gas | Miscellaneous | E9 | RVT - Cost of Operation | 0 | 0 | 0 | 0 | 0 | 0 | 0 | 0 | 0 | 0 | 0 | 0 | 0 | 0 | 0 | 0 | 0 | 0 | 0 | 0 | 0 | 0 | 0 | 0 | 0 | 0 | 0
F2_Commercial_Grocery (ID)_New_Miscellaneous_Natural Gas_Miscellaneous_E10 | F2 | Commercial | Grocery (ID) | New | Miscellaneous | Natural Gas | Miscellaneous | E10 | RVT - Cost of Operation | 0 | 0 | 0 | 0 | 0 | 0 | 0 | 0 | 0 | 0 | 0 | 0 | 0 | 0 | 0 | 0 | 0 | 0 | 0 | 0 | 0 | 0 | 0 | 0 | 0 | 0 | 0
F3_Commercial_Grocery (ID)_New_Miscellaneous_Natural Gas_Miscellaneous_E1 | F3 | Commercial | Grocery (ID) | New | Miscellaneous | Natural Gas | Miscellaneous | E1 | System - kBTUs of Consumption | 0.65196 | 0.65196 | 0.65196 | 0.65196 | 0.65196 | 0.65196 | 0.65196 | 0.65196 | 0.65196 | 0.65196 | 0.65196 | 0.65196 | 0.65196 | 0.65196 | 0.65196 | 0.65196 | 0.65196 | 0.65196 | 0.65196 | 0.65196 | 0.65196 | 0.65196 | 0.65196 | 0.65196 | 0.65196 | 0.65196 | 0.65196
F3_Commercial_Grocery (ID)_New_Miscellaneous_Natural Gas_Miscellaneous_E2 | F3 | Commercial | Grocery (ID) | New | Miscellaneous | Natural Gas | Miscellaneous | E2 | System - kBTUs of Consumption | 0 | 0 | 0 | 0 | 0 | 0 | 0 | 0 | 0 | 0 | 0 | 0 | 0 | 0 | 0 | 0 | 0 | 0 | 0 | 0 | 0 | 0 | 0 | 0 | 0 | 0 | 0
F3_Commercial_Grocery (ID)_New_Miscellaneous_Natural Gas_Miscellaneous_E3 | F3 | Commercial | Grocery (ID) | New | Miscellaneous | Natural Gas | Miscellaneous | E3 | System - kBTUs of Consumption | 0 | 0 | 0 | 0 | 0 | 0 | 0 | 0 | 0 | 0 | 0 | 0 | 0 | 0 | 0 | 0 | 0 | 0 | 0 | 0 | 0 | 0 | 0 | 0 | 0 | 0 | 0
F3_Commercial_Grocery (ID)_New_Miscellaneous_Natural Gas_Miscellaneous_E4 | F3 | Commercial | Grocery (ID) | New | Miscellaneous | Natural Gas | Miscellaneous | E4 | System - kBTUs of Consumption | 0 | 0 | 0 | 0 | 0 | 0 | 0 | 0 | 0 | 0 | 0 | 0 | 0 | 0 | 0 | 0 | 0 | 0 | 0 | 0 | 0 | 0 | 0 | 0 | 0 | 0 | 0
F3_Commercial_Grocery (ID)_New_Miscellaneous_Natural Gas_Miscellaneous_E5 | F3 | Commercial | Grocery (ID) | New | Miscellaneous | Natural Gas | Miscellaneous | E5 | System - kBTUs of Consumption | 0 | 0 | 0 | 0 | 0 | 0 | 0 | 0 | 0 | 0 | 0 | 0 | 0 | 0 | 0 | 0 | 0 | 0 | 0 | 0 | 0 | 0 | 0 | 0 | 0 | 0 | 0
F3_Commercial_Grocery (ID)_New_Miscellaneous_Natural Gas_Miscellaneous_E6 | F3 | Commercial | Grocery (ID) | New | Miscellaneous | Natural Gas | Miscellaneous | E6 | System - kBTUs of Consumption | 0 | 0 | 0 | 0 | 0 | 0 | 0 | 0 | 0 | 0 | 0 | 0 | 0 | 0 | 0 | 0 | 0 | 0 | 0 | 0 | 0 | 0 | 0 | 0 | 0 | 0 | 0
F3_Commercial_Grocery (ID)_New_Miscellaneous_Natural Gas_Miscellaneous_E7 | F3 | Commercial | Grocery (ID) | New | Miscellaneous | Natural Gas | Miscellaneous | E7 | System - kBTUs of Consumption | 0 | 0 | 0 | 0 | 0 | 0 | 0 | 0 | 0 | 0 | 0 | 0 | 0 | 0 | 0 | 0 | 0 | 0 | 0 | 0 | 0 | 0 | 0 | 0 | 0 | 0 | 0
F3_Commercial_Grocery (ID)_New_Miscellaneous_Natural Gas_Miscellaneous_E8 | F3 | Commercial | Grocery (ID) | New | Miscellaneous | Natural Gas | Miscellaneous | E8 | System - kBTUs of Consumption | 0 | 0 | 0 | 0 | 0 | 0 | 0 | 0 | 0 | 0 | 0 | 0 | 0 | 0 | 0 | 0 | 0 | 0 | 0 | 0 | 0 | 0 | 0 | 0 | 0 | 0 | 0
F3_Commercial_Grocery (ID)_New_Miscellaneous_Natural Gas_Miscellaneous_E9 | F3 | Commercial | Grocery (ID) | New | Miscellaneous | Natural Gas | Miscellaneous | E9 | System - kBTUs of Consumption | 0 | 0 | 0 | 0 | 0 | 0 | 0 | 0 | 0 | 0 | 0 | 0 | 0 | 0 | 0 | 0 | 0 | 0 | 0 | 0 | 0 | 0 | 0 | 0 | 0 | 0 | 0
F3_Commercial_Grocery (ID)_New_Miscellaneous_Natural Gas_Miscellaneous_E10 | F3 | Commercial | Grocery (ID) | New | Miscellaneous | Natural Gas | Miscellaneous | E10 | System - kBTUs of Consumption | 0 | 0 | 0 | 0 | 0 | 0 | 0 | 0 | 0 | 0 | 0 | 0 | 0 | 0 | 0 | 0 | 0 | 0 | 0 | 0 | 0 | 0 | 0 | 0 | 0 | 0 | 0
F4_Commercial_Grocery (ID)_New_Miscellaneous_Natural Gas_Miscellaneous_E1 | F4 | Commercial | Grocery (ID) | New | Miscellaneous | Natural Gas | Miscellaneous | E1 | Utility - Cost of Equipment | 0.24753 | 0.24753 | 0.24753 | 0.24753 | 0.24753 | 0.24753 | 0.24753 | 0.24753 | 0.24753 | 0.24753 | 0.24753 | 0.24753 | 0.24753 | 0.24753 | 0.24753 | 0.24753 | 0.24753 | 0.24753 | 0.24753 | 0.24753 | 0.24753 | 0.24753 | 0.24753 | 0.24753 | 0.24753 | 0.24753 | 0.24753
F4_Commercial_Grocery (ID)_New_Miscellaneous_Natural Gas_Miscellaneous_E2 | F4 | Commercial | Grocery (ID) | New | Miscellaneous | Natural Gas | Miscellaneous | E2 | Utility - Cost of Equipment | 0 | 0 | 0 | 0 | 0 | 0 | 0 | 0 | 0 | 0 | 0 | 0 | 0 | 0 | 0 | 0 | 0 | 0 | 0 | 0 | 0 | 0 | 0 | 0 | 0 | 0 | 0
F4_Commercial_Grocery (ID)_New_Miscellaneous_Natural Gas_Miscellaneous_E3 | F4 | Commercial | Grocery (ID) | New | Miscellaneous | Natural Gas | Miscellaneous | E3 | Utility - Cost of Equipment | 0 | 0 | 0 | 0 | 0 | 0 | 0 | 0 | 0 | 0 | 0 | 0 | 0 | 0 | 0 | 0 | 0 | 0 | 0 | 0 | 0 | 0 | 0 | 0 | 0 | 0 | 0
F4_Commercial_Grocery (ID)_New_Miscellaneous_Natural Gas_Miscellaneous_E4 | F4 | Commercial | Grocery (ID) | New | Miscellaneous | Natural Gas | Miscellaneous | E4 | Utility - Cost of Equipment | 0 | 0 | 0 | 0 | 0 | 0 | 0 | 0 | 0 | 0 | 0 | 0 | 0 | 0 | 0 | 0 | 0 | 0 | 0 | 0 | 0 | 0 | 0 | 0 | 0 | 0 | 0
F4_Commercial_Grocery (ID)_New_Miscellaneous_Natural Gas_Miscellaneous_E5 | F4 | Commercial | Grocery (ID) | New | Miscellaneous | Natural Gas | Miscellaneous | E5 | Utility - Cost of Equipment | 0 | 0 | 0 | 0 | 0 | 0 | 0 | 0 | 0 | 0 | 0 | 0 | 0 | 0 | 0 | 0 | 0 | 0 | 0 | 0 | 0 | 0 | 0 | 0 | 0 | 0 | 0
F4_Commercial_Grocery (ID)_New_Miscellaneous_Natural Gas_Miscellaneous_E6 | F4 | Commercial | Grocery (ID) | New | Miscellaneous | Natural Gas | Miscellaneous | E6 | Utility - Cost of Equipment | 0 | 0 | 0 | 0 | 0 | 0 | 0 | 0 | 0 | 0 | 0 | 0 | 0 | 0 | 0 | 0 | 0 | 0 | 0 | 0 | 0 | 0 | 0 | 0 | 0 | 0 | 0
F4_Commercial_Grocery (ID)_New_Miscellaneous_Natural Gas_Miscellaneous_E7 | F4 | Commercial | Grocery (ID) | New | Miscellaneous | Natural Gas | Miscellaneous | E7 | Utility - Cost of Equipment | 0 | 0 | 0 | 0 | 0 | 0 | 0 | 0 | 0 | 0 | 0 | 0 | 0 | 0 | 0 | 0 | 0 | 0 | 0 | 0 | 0 | 0 | 0 | 0 | 0 | 0 | 0
F4_Commercial_Grocery (ID)_New_Miscellaneous_Natural Gas_Miscellaneous_E8 | F4 | Commercial | Grocery (ID) | New | Miscellaneous | Natural Gas | Miscellaneous | E8 | Utility - Cost of Equipment | 0 | 0 | 0 | 0 | 0 | 0 | 0 | 0 | 0 | 0 | 0 | 0 | 0 | 0 | 0 | 0 | 0 | 0 | 0 | 0 | 0 | 0 | 0 | 0 | 0 | 0 | 0
F4_Commercial_Grocery (ID)_New_Miscellaneous_Natural Gas_Miscellaneous_E9 | F4 | Commercial | Grocery (ID) | New | Miscellaneous | Natural Gas | Miscellaneous | E9 | Utility - Cost of Equipment | 0 | 0 | 0 | 0 | 0 | 0 | 0 | 0 | 0 | 0 | 0 | 0 | 0 | 0 | 0 | 0 | 0 | 0 | 0 | 0 | 0 | 0 | 0 | 0 | 0 | 0 | 0
F4_Commercial_Grocery (ID)_New_Miscellaneous_Natural Gas_Miscellaneous_E10 | F4 | Commercial | Grocery (ID) | New | Miscellaneous | Natural Gas | Miscellaneous | E10 | Utility - Cost of Equipment | 0 | 0 | 0 | 0 | 0 | 0 | 0 | 0 | 0 | 0 | 0 | 0 | 0 | 0 | 0 | 0 | 0 | 0 | 0 | 0 | 0 | 0 | 0 | 0 | 0 | 0 | 0
F5_Commercial_Grocery (ID)_New_Miscellaneous_Natural Gas_Miscellaneous_E1 | F5 | Commercial | Grocery (ID) | New | Miscellaneous | Natural Gas | Miscellaneous | E1 | Utility - Cost of Operation | 0.0021271 | 0.0021407 | 0.0021681 | 0.0022136 | 0.0022823 | 0.002392 | 0.0025126 | 0.0026372 | 0.0027625 | 0.0028957 | 0.0029891 | 0.0030771 | 0.0031817 | 0.0032854 | 0.0033726 | 0.0034492 | 0.0035098 | 0.0035679 | 0.0036326 | 0.0036925 | 0.0037545 | 0.0038203 | 0.0038862 | 0.0039553 | 0.0040256 | 0.0040971 | 0.0041699
F5_Commercial_Grocery (ID)_New_Miscellaneous_Natural Gas_Miscellaneous_E2 | F5 | Commercial | Grocery (ID) | New | Miscellaneous | Natural Gas | Miscellaneous | E2 | Utility - Cost of Operation | 0 | 0 | 0 | 0 | 0 | 0 | 0 | 0 | 0 | 0 | 0 | 0 | 0 | 0 | 0 | 0 | 0 | 0 | 0 | 0 | 0 | 0 | 0 | 0 | 0 | 0 | 0
F5_Commercial_Grocery (ID)_New_Miscellaneous_Natural Gas_Miscellaneous_E3 | F5 | Commercial | Grocery (ID) | New | Miscellaneous | Natural Gas | Miscellaneous | E3 | Utility - Cost of Operation | 0 | 0 | 0 | 0 | 0 | 0 | 0 | 0 | 0 | 0 | 0 | 0 | 0 | 0 | 0 | 0 | 0 | 0 | 0 | 0 | 0 | 0 | 0 | 0 | 0 | 0 | 0
F5_Commercial_Grocery (ID)_New_Miscellaneous_Natural Gas_Miscellaneous_E4 | F5 | Commercial | Grocery (ID) | New | Miscellaneous | Natural Gas | Miscellaneous | E4 | Utility - Cost of Operation | 0 | 0 | 0 | 0 | 0 | 0 | 0 | 0 | 0 | 0 | 0 | 0 | 0 | 0 | 0 | 0 | 0 | 0 | 0 | 0 | 0 | 0 | 0 | 0 | 0 | 0 | 0
F5_Commercial_Grocery (ID)_New_Miscellaneous_Natural Gas_Miscellaneous_E5 | F5 | Commercial | Grocery (ID) | New | Miscellaneous | Natural Gas | Miscellaneous | E5 | Utility - Cost of Operation | 0 | 0 | 0 | 0 | 0 | 0 | 0 | 0 | 0 | 0 | 0 | 0 | 0 | 0 | 0 | 0 | 0 | 0 | 0 | 0 | 0 | 0 | 0 | 0 | 0 | 0 | 0
F5_Commercial_Grocery (ID)_New_Miscellaneous_Natural Gas_Miscellaneous_E6 | F5 | Commercial | Grocery (ID) | New | Miscellaneous | Natural Gas | Miscellaneous | E6 | Utility - Cost of Operation | 0 | 0 | 0 | 0 | 0 | 0 | 0 | 0 | 0 | 0 | 0 | 0 | 0 | 0 | 0 | 0 | 0 | 0 | 0 | 0 | 0 | 0 | 0 | 0 | 0 | 0 | 0
F5_Commercial_Grocery (ID)_New_Miscellaneous_Natural Gas_Miscellaneous_E7 | F5 | Commercial | Grocery (ID) | New | Miscellaneous | Natural Gas | Miscellaneous | E7 | Utility - Cost of Operation | 0 | 0 | 0 | 0 | 0 | 0 | 0 | 0 | 0 | 0 | 0 | 0 | 0 | 0 | 0 | 0 | 0 | 0 | 0 | 0 | 0 | 0 | 0 | 0 | 0 | 0 | 0
F5_Commercial_Grocery (ID)_New_Miscellaneous_Natural Gas_Miscellaneous_E8 | F5 | Commercial | Grocery (ID) | New | Miscellaneous | Natural Gas | Miscellaneous | E8 | Utility - Cost of Operation | 0 | 0 | 0 | 0 | 0 | 0 | 0 | 0 | 0 | 0 | 0 | 0 | 0 | 0 | 0 | 0 | 0 | 0 | 0 | 0 | 0 | 0 | 0 | 0 | 0 | 0 | 0
F5_Commercial_Grocery (ID)_New_Miscellaneous_Natural Gas_Miscellaneous_E9 | F5 | Commercial | Grocery (ID) | New | Miscellaneous | Natural Gas | Miscellaneous | E9 | Utility - Cost of Operation | 0 | 0 | 0 | 0 | 0 | 0 | 0 | 0 | 0 | 0 | 0 | 0 | 0 | 0 | 0 | 0 | 0 | 0 | 0 | 0 | 0 | 0 | 0 | 0 | 0 | 0 | 0
F5_Commercial_Grocery (ID)_New_Miscellaneous_Natural Gas_Miscellaneous_E10 | F5 | Commercial | Grocery (ID) | New | Miscellaneous | Natural Gas | Miscellaneous | E10 | Utility - Cost of Operation | 0 | 0 | 0 | 0 | 0 | 0 | 0 | 0 | 0 | 0 | 0 | 0 | 0 | 0 | 0 | 0 | 0 | 0 | 0 | 0 | 0 | 0 | 0 | 0 | 0 | 0 | 0
F6_Commercial_Grocery (ID)_New_Miscellaneous_Natural Gas_Miscellaneous_E1 | F6 | Commercial | Grocery (ID) | New | Miscellaneous | Natural Gas | Miscellaneous | E1 | Utility - Value of Sales | 0.0025525 | 0.0025688 | 0.0025961 | 0.0026385 | 0.002701 | 0.002804 | 0.00291 | 0.003009 | 0.0030955 | 0.0031852 | 0.003288 | 0.0033848 | 0.0034999 | 0.0036102 | 0.003698 | 0.0037691 | 0.003817 | 0.0038555 | 0.0038939 | 0.0039186 | 0.0039422 | 0.0040113 | 0.0040806 | 0.004153 | 0.0042268 | 0.0043019 | 0.0043783
F6_Commercial_Grocery (ID)_New_Miscellaneous_Natural Gas_Miscellaneous_E2 | F6 | Commercial | Grocery (ID) | New | Miscellaneous | Natural Gas | Miscellaneous | E2 | Utility - Value of Sales | 0 | 0 | 0 | 0 | 0 | 0 | 0 | 0 | 0 | 0 | 0 | 0 | 0 | 0 | 0 | 0 | 0 | 0 | 0 | 0 | 0 | 0 | 0 | 0 | 0 | 0 | 0
F6_Commercial_Grocery (ID)_New_Miscellaneous_Natural Gas_Miscellaneous_E3 | F6 | Commercial | Grocery (ID) | New | Miscellaneous | Natural Gas | Miscellaneous | E3 | Utility - Value of Sales | 0 | 0 | 0 | 0 | 0 | 0 | 0 | 0 | 0 | 0 | 0 | 0 | 0 | 0 | 0 | 0 | 0 | 0 | 0 | 0 | 0 | 0 | 0 | 0 | 0 | 0 | 0
F6_Commercial_Grocery (ID)_New_Miscellaneous_Natural Gas_Miscellaneous_E4 | F6 | Commercial | Grocery (ID) | New | Miscellaneous | Natural Gas | Miscellaneous | E4 | Utility - Value of Sales | 0 | 0 | 0 | 0 | 0 | 0 | 0 | 0 | 0 | 0 | 0 | 0 | 0 | 0 | 0 | 0 | 0 | 0 | 0 | 0 | 0 | 0 | 0 | 0 | 0 | 0 | 0
F6_Commercial_Grocery (ID)_New_Miscellaneous_Natural Gas_Miscellaneous_E5 | F6 | Commercial | Grocery (ID) | New | Miscellaneous | Natural Gas | Miscellaneous | E5 | Utility - Value of Sales | 0 | 0 | 0 | 0 | 0 | 0 | 0 | 0 | 0 | 0 | 0 | 0 | 0 | 0 | 0 | 0 | 0 | 0 | 0 | 0 | 0 | 0 | 0 | 0 | 0 | 0 | 0
F6_Commercial_Grocery (ID)_New_Miscellaneous_Natural Gas_Miscellaneous_E6 | F6 | Commercial | Grocery (ID) | New | Miscellaneous | Natural Gas | Miscellaneous | E6 | Utility - Value of Sales | 0 | 0 | 0 | 0 | 0 | 0 | 0 | 0 | 0 | 0 | 0 | 0 | 0 | 0 | 0 | 0 | 0 | 0 | 0 | 0 | 0 | 0 | 0 | 0 | 0 | 0 | 0
F6_Commercial_Grocery (ID)_New_Miscellaneous_Natural Gas_Miscellaneous_E7 | F6 | Commercial | Grocery (ID) | New | Miscellaneous | Natural Gas | Miscellaneous | E7 | Utility - Value of Sales | 0 | 0 | 0 | 0 | 0 | 0 | 0 | 0 | 0 | 0 | 0 | 0 | 0 | 0 | 0 | 0 | 0 | 0 | 0 | 0 | 0 | 0 | 0 | 0 | 0 | 0 | 0
F6_Commercial_Grocery (ID)_New_Miscellaneous_Natural Gas_Miscellaneous_E8 | F6 | Commercial | Grocery (ID) | New | Miscellaneous | Natural Gas | Miscellaneous | E8 | Utility - Value of Sales | 0 | 0 | 0 | 0 | 0 | 0 | 0 | 0 | 0 | 0 | 0 | 0 | 0 | 0 | 0 | 0 | 0 | 0 | 0 | 0 | 0 | 0 | 0 | 0 | 0 | 0 | 0
F6_Commercial_Grocery (ID)_New_Miscellaneous_Natural Gas_Miscellaneous_E9 | F6 | Commercial | Grocery (ID) | New | Miscellaneous | Natural Gas | Miscellaneous | E9 | Utility - Value of Sales | 0 | 0 | 0 | 0 | 0 | 0 | 0 | 0 | 0 | 0 | 0 | 0 | 0 | 0 | 0 | 0 | 0 | 0 | 0 | 0 | 0 | 0 | 0 | 0 | 0 | 0 | 0
F6_Commercial_Grocery (ID)_New_Miscellaneous_Natural Gas_Miscellaneous_E10 | F6 | Commercial | Grocery (ID) | New | Miscellaneous | Natural Gas | Miscellaneous | E10 | Utility - Value of Sales | 0 | 0 | 0 | 0 | 0 | 0 | 0 | 0 | 0 | 0 | 0 | 0 | 0 | 0 | 0 | 0 | 0 | 0 | 0 | 0 | 0 | 0 | 0 | 0 | 0 | 0 | 0
F1_Commercial_School (ID)_Existing_Space Heating_Natural Gas_Furnace_E1 | F1 | Commercial | School (ID) | Existing | Space Heating | Natural Gas | Furnace | E1 | RVT - Cost of Equipment | 0.090135 | 0.090135 | 0.090135 | 0.090135 | 0.090135 | 0.090135 | 0.090135 | 0.090135 | 0.090135 | 0.090135 | 0.090135 | 0.090135 | 0.090135 | 0.090135 | 0.090135 | 0.090135 | 0.090135 | 0.090135 | 0.090135 | 0.090135 | 0.090135 | 0.090135 | 0.090135 | 0.090135 | 0.090135 | 0.090135 | 0.090135
F1_Commercial_School (ID)_Existing_Space Heating_Natural Gas_Furnace_E2 | F1 | Commercial | School (ID) | Existing | Space Heating | Natural Gas | Furnace | E2 | RVT - Cost of Equipment | 0.18219 | 0.18219 | 0.18219 | 0.18219 | 0.18219 | 0.18219 | 0.18219 | 0.18219 | 0.18219 | 0.18219 | 0.18219 | 0.18219 | 0.18219 | 0.18219 | 0.18219 | 0.18219 | 0.18219 | 0.18219 | 0.18219 | 0.18219 | 0.18219 | 0.18219 | 0.18219 | 0.18219 | 0.18219 | 0.18219 | 0.18219
F1_Commercial_School (ID)_Existing_Space Heating_Natural Gas_Furnace_E3 | F1 | Commercial | School (ID) | Existing | Space Heating | Natural Gas | Furnace | E3 | RVT - Cost of Equipment | 0.11075 | 0.11075 | 0.11075 | 0.11075 | 0.11075 | 0.11075 | 0.11075 | 0.11075 | 0.11075 | 0.11075 | 0.11075 | 0.11075 | 0.11075 | 0.11075 | 0.11075 | 0.11075 | 0.11075 | 0.11075 | 0.11075 | 0.11075 | 0.11075 | 0.11075 | 0.11075 | 0.11075 | 0.11075 | 0.11075 | 0.11075
F1_Commercial_School (ID)_Existing_Space Heating_Natural Gas_Furnace_E4 | F1 | Commercial | School (ID) | Existing | Space Heating | Natural Gas | Furnace | E4 | RVT - Cost of Equipment | 0 | 0 | 0 | 0 | 0 | 0 | 0 | 0 | 0 | 0 | 0 | 0 | 0 | 0 | 0 | 0 | 0 | 0 | 0 | 0 | 0 | 0 | 0 | 0 | 0 | 0 | 0
F1_Commercial_School (ID)_Existing_Space Heating_Natural Gas_Furnace_E5 | F1 | Commercial | School (ID) | Existing | Space Heating | Natural Gas | Furnace | E5 | RVT - Cost of Equipment | 0 | 0 | 0 | 0 | 0 | 0 | 0 | 0 | 0 | 0 | 0 | 0 | 0 | 0 | 0 | 0 | 0 | 0 | 0 | 0 | 0 | 0 | 0 | 0 | 0 | 0 | 0
F1_Commercial_School (ID)_Existing_Space Heating_Natural Gas_Furnace_E6 | F1 | Commercial | School (ID) | Existing | Space Heating | Natural Gas | Furnace | E6 | RVT - Cost of Equipment | 0 | 0 | 0 | 0 | 0 | 0 | 0 | 0 | 0 | 0 | 0 | 0 | 0 | 0 | 0 | 0 | 0 | 0 | 0 | 0 | 0 | 0 | 0 | 0 | 0 | 0 | 0
F1_Commercial_School (ID)_Existing_Space Heating_Natural Gas_Furnace_E7 | F1 | Commercial | School (ID) | Existing | Space Heating | Natural Gas | Furnace | E7 | RVT - Cost of Equipment | 0 | 0 | 0 | 0 | 0 | 0 | 0 | 0 | 0 | 0 | 0 | 0 | 0 | 0 | 0 | 0 | 0 | 0 | 0 | 0 | 0 | 0 | 0 | 0 | 0 | 0 | 0
F1_Commercial_School (ID)_Existing_Space Heating_Natural Gas_Furnace_E8 | F1 | Commercial | School (ID) | Existing | Space Heating | Natural Gas | Furnace | E8 | RVT - Cost of Equipment | 0 | 0 | 0 | 0 | 0 | 0 | 0 | 0 | 0 | 0 | 0 | 0 | 0 | 0 | 0 | 0 | 0 | 0 | 0 | 0 | 0 | 0 | 0 | 0 | 0 | 0 | 0
F1_Commercial_School (ID)_Existing_Space Heating_Natural Gas_Furnace_E9 | F1 | Commercial | School (ID) | Existing | Space Heating | Natural Gas | Furnace | E9 | RVT - Cost of Equipment | 0 | 0 | 0 | 0 | 0 | 0 | 0 | 0 | 0 | 0 | 0 | 0 | 0 | 0 | 0 | 0 | 0 | 0 | 0 | 0 | 0 | 0 | 0 | 0 | 0 | 0 | 0
F1_Commercial_School (ID)_Existing_Space Heating_Natural Gas_Furnace_E10 | F1 | Commercial | School (ID) | Existing | Space Heating | Natural Gas | Furnace | E10 | RVT - Cost of Equipment | 0 | 0 | 0 | 0 | 0 | 0 | 0 | 0 | 0 | 0 | 0 | 0 | 0 | 0 | 0 | 0 | 0 | 0 | 0 | 0 | 0 | 0 | 0 | 0 | 0 | 0 | 0
F2_Commercial_School (ID)_Existing_Space Heating_Natural Gas_Furnace_E1 | F2 | Commercial | School (ID) | Existing | Space Heating | Natural Gas | Furnace | E1 | RVT - Cost of Operation | 0.035539 | 0.035834 | 0.036325 | 0.036894 | 0.037545 | 0.038604 | 0.039656 | 0.040756 | 0.041721 | 0.042657 | 0.043719 | 0.044646 | 0.045678 | 0.046741 | 0.047688 | 0.048596 | 0.049397 | 0.050214 | 0.051061 | 0.051918 | 0.052776 | 0.053927 | 0.055291 | 0.056465 | 0.057663 | 0.058887 | 0.060137
F2_Commercial_School (ID)_Existing_Space Heating_Natural Gas_Furnace_E2 | F2 | Commercial | School (ID) | Existing | Space Heating | Natural Gas | Furnace | E2 | RVT - Cost of Operation | 0.03159 | 0.031853 | 0.03229 | 0.032795 | 0.033373 | 0.034315 | 0.03525 | 0.036228 | 0.037085 | 0.037918 | 0.038861 | 0.039685 | 0.040603 | 0.041548 | 0.042389 | 0.043197 | 0.043908 | 0.044635 | 0.045388 | 0.04615 | 0.046912 | 0.047935 | 0.049148 | 0.050191 | 0.051257 | 0.052345 | 0.053456
F2_Commercial_School (ID)_Existing_Space Heating_Natural Gas_Furnace_E3 | F2 | Commercial | School (ID) | Existing | Space Heating | Natural Gas | Furnace | E3 | RVT - Cost of Operation | 0.029615 | 0.029861 | 0.03027 | 0.030744 | 0.031286 | 0.032169 | 0.033046 | 0.033962 | 0.034766 | 0.035547 | 0.036431 | 0.037204 | 0.038064 | 0.03895 | 0.039739 | 0.040496 | 0.041163 | 0.041844 | 0.042549 | 0.043264 | 0.043979 | 0.044938 | 0.046075 | 0.047053 | 0.048052 | 0.049071 | 0.050113
F2_Commercial_School (ID)_Existing_Space Heating_Natural Gas_Furnace_E4 | F2 | Commercial | School (ID) | Existing | Space Heating | Natural Gas | Furnace | E4 | RVT - Cost of Operation | 0 | 0 | 0 | 0 | 0 | 0 | 0 | 0 | 0 | 0 | 0 | 0 | 0 | 0 | 0 | 0 | 0 | 0 | 0 | 0 | 0 | 0 | 0 | 0 | 0 | 0 | 0
F2_Commercial_School (ID)_Existing_Space Heating_Natural Gas_Furnace_E5 | F2 | Commercial | School (ID) | Existing | Space Heating | Natural Gas | Furnace | E5 | RVT - Cost of Operation | 0 | 0 | 0 | 0 | 0 | 0 | 0 | 0 | 0 | 0 | 0 | 0 | 0 | 0 | 0 | 0 | 0 | 0 | 0 | 0 | 0 | 0 | 0 | 0 | 0 | 0 | 0
F2_Commercial_School (ID)_Existing_Space Heating_Natural Gas_Furnace_E6 | F2 | Commercial | School (ID) | Existing | Space Heating | Natural Gas | Furnace | E6 | RVT - Cost of Operation | 0 | 0 | 0 | 0 | 0 | 0 | 0 | 0 | 0 | 0 | 0 | 0 | 0 | 0 | 0 | 0 | 0 | 0 | 0 | 0 | 0 | 0 | 0 | 0 | 0 | 0 | 0
F2_Commercial_School (ID)_Existing_Space Heating_Natural Gas_Furnace_E7 | F2 | Commercial | School (ID) | Existing | Space Heating | Natural Gas | Furnace | E7 | RVT - Cost of Operation | 0 | 0 | 0 | 0 | 0 | 0 | 0 | 0 | 0 | 0 | 0 | 0 | 0 | 0 | 0 | 0 | 0 | 0 | 0 | 0 | 0 | 0 | 0 | 0 | 0 | 0 | 0
F2_Commercial_School (ID)_Existing_Space Heating_Natural Gas_Furnace_E8 | F2 | Commercial | School (ID) | Existing | Space Heating | Natural Gas | Furnace | E8 | RVT - Cost of Operation | 0 | 0 | 0 | 0 | 0 | 0 | 0 | 0 | 0 | 0 | 0 | 0 | 0 | 0 | 0 | 0 | 0 | 0 | 0 | 0 | 0 | 0 | 0 | 0 | 0 | 0 | 0
F2_Commercial_School (ID)_Existing_Space Heating_Natural Gas_Furnace_E9 | F2 | Commercial | School (ID) | Existing | Space Heating | Natural Gas | Furnace | E9 | RVT - Cost of Operation | 0 | 0 | 0 | 0 | 0 | 0 | 0 | 0 | 0 | 0 | 0 | 0 | 0 | 0 | 0 | 0 | 0 | 0 | 0 | 0 | 0 | 0 | 0 | 0 | 0 | 0 | 0
F2_Commercial_School (ID)_Existing_Space Heating_Natural Gas_Furnace_E10 | F2 | Commercial | School (ID) | Existing | Space Heating | Natural Gas | Furnace | E10 | RVT - Cost of Operation | 0 | 0 | 0 | 0 | 0 | 0 | 0 | 0 | 0 | 0 | 0 | 0 | 0 | 0 | 0 | 0 | 0 | 0 | 0 | 0 | 0 | 0 | 0 | 0 | 0 | 0 | 0
F3_Commercial_School (ID)_Existing_Space Heating_Natural Gas_Furnace_E1 | F3 | Commercial | School (ID) | Existing | Space Heating | Natural Gas | Furnace | E1 | System - kBTUs of Consumption | 7.8208 | 7.8012 | 7.8012 | 7.8012 | 7.8012 | 7.8012 | 7.8012 | 7.8012 | 7.8012 | 7.8012 | 7.8012 | 7.8012 | 7.8012 | 7.8012 | 7.8012 | 7.8012 | 7.8012 | 7.8012 | 7.8012 | 7.8012 | 7.8012 | 7.8012 | 7.8012 | 7.8012 | 7.8012 | 7.8012 | 7.8012
F3_Commercial_School (ID)_Existing_Space Heating_Natural Gas_Furnace_E2 | F3 | Commercial | School (ID) | Existing | Space Heating | Natural Gas | Furnace | E2 | System - kBTUs of Consumption | 6.9519 | 6.9344 | 6.9344 | 6.9344 | 6.9344 | 6.9344 | 6.9344 | 6.9344 | 6.9344 | 6.9344 | 6.9344 | 6.9344 | 6.9344 | 6.9344 | 6.9344 | 6.9344 | 6.9344 | 6.9344 | 6.9344 | 6.9344 | 6.9344 | 6.9344 | 6.9344 | 6.9344 | 6.9344 | 6.9344 | 6.9344
F3_Commercial_School (ID)_Existing_Space Heating_Natural Gas_Furnace_E3 | F3 | Commercial | School (ID) | Existing | Space Heating | Natural Gas | Furnace | E3 | System - kBTUs of Consumption | 6.5172 | 6.5008 | 6.5008 | 6.5008 | 6.5008 | 6.5008 | 6.5008 | 6.5008 | 6.5008 | 6.5008 | 6.5008 | 6.5008 | 6.5008 | 6.5008 | 6.5008 | 6.5008 | 6.5008 | 6.5008 | 6.5008 | 6.5008 | 6.5008 | 6.5008 | 6.5008 | 6.5008 | 6.5008 | 6.5008 | 6.5008
F3_Commercial_School (ID)_Existing_Space Heating_Natural Gas_Furnace_E4 | F3 | Commercial | School (ID) | Existing | Space Heating | Natural Gas | Furnace | E4 | System - kBTUs of Consumption | 0 | 0 | 0 | 0 | 0 | 0 | 0 | 0 | 0 | 0 | 0 | 0 | 0 | 0 | 0 | 0 | 0 | 0 | 0 | 0 | 0 | 0 | 0 | 0 | 0 | 0 | 0
F3_Commercial_School (ID)_Existing_Space Heating_Natural Gas_Furnace_E5 | F3 | Commercial | School (ID) | Existing | Space Heating | Natural Gas | Furnace | E5 | System - kBTUs of Consumption | 0 | 0 | 0 | 0 | 0 | 0 | 0 | 0 | 0 | 0 | 0 | 0 | 0 | 0 | 0 | 0 | 0 | 0 | 0 | 0 | 0 | 0 | 0 | 0 | 0 | 0 | 0
F3_Commercial_School (ID)_Existing_Space Heating_Natural Gas_Furnace_E6 | F3 | Commercial | School (ID) | Existing | Space Heating | Natural Gas | Furnace | E6 | System - kBTUs of Consumption | 0 | 0 | 0 | 0 | 0 | 0 | 0 | 0 | 0 | 0 | 0 | 0 | 0 | 0 | 0 | 0 | 0 | 0 | 0 | 0 | 0 | 0 | 0 | 0 | 0 | 0 | 0
F3_Commercial_School (ID)_Existing_Space Heating_Natural Gas_Furnace_E7 | F3 | Commercial | School (ID) | Existing | Space Heating | Natural Gas | Furnace | E7 | System - kBTUs of Consumption | 0 | 0 | 0 | 0 | 0 | 0 | 0 | 0 | 0 | 0 | 0 | 0 | 0 | 0 | 0 | 0 | 0 | 0 | 0 | 0 | 0 | 0 | 0 | 0 | 0 | 0 | 0
F3_Commercial_School (ID)_Existing_Space Heating_Natural Gas_Furnace_E8 | F3 | Commercial | School (ID) | Existing | Space Heating | Natural Gas | Furnace | E8 | System - kBTUs of Consumption | 0 | 0 | 0 | 0 | 0 | 0 | 0 | 0 | 0 | 0 | 0 | 0 | 0 | 0 | 0 | 0 | 0 | 0 | 0 | 0 | 0 | 0 | 0 | 0 | 0 | 0 | 0
F3_Commercial_School (ID)_Existing_Space Heating_Natural Gas_Furnace_E9 | F3 | Commercial | School (ID) | Existing | Space Heating | Natural Gas | Furnace | E9 | System - kBTUs of Consumption | 0 | 0 | 0 | 0 | 0 | 0 | 0 | 0 | 0 | 0 | 0 | 0 | 0 | 0 | 0 | 0 | 0 | 0 | 0 | 0 | 0 | 0 | 0 | 0 | 0 | 0 | 0
F3_Commercial_School (ID)_Existing_Space Heating_Natural Gas_Furnace_E10 | F3 | Commercial | School (ID) | Existing | Space Heating | Natural Gas | Furnace | E10 | System - kBTUs of Consumption | 0 | 0 | 0 | 0 | 0 | 0 | 0 | 0 | 0 | 0 | 0 | 0 | 0 | 0 | 0 | 0 | 0 | 0 | 0 | 0 | 0 | 0 | 0 | 0 | 0 | 0 | 0
F4_Commercial_School (ID)_Existing_Space Heating_Natural Gas_Furnace_E1 | F4 | Commercial | School (ID) | Existing | Space Heating | Natural Gas | Furnace | E1 | Utility - Cost of Equipment | 0.090135 | 0.090135 | 0.090135 | 0.090135 | 0.090135 | 0.090135 | 0.090135 | 0.090135 | 0.090135 | 0.090135 | 0.090135 | 0.090135 | 0.090135 | 0.090135 | 0.090135 | 0.090135 | 0.090135 | 0.090135 | 0.090135 | 0.090135 | 0.090135 | 0.090135 | 0.090135 | 0.090135 | 0.090135 | 0.090135 | 0.090135
F4_Commercial_School (ID)_Existing_Space Heating_Natural Gas_Furnace_E2 | F4 | Commercial | School (ID) | Existing | Space Heating | Natural Gas | Furnace | E2 | Utility - Cost of Equipment | 0.18219 | 0.18219 | 0.18219 | 0.18219 | 0.18219 | 0.18219 | 0.18219 | 0.18219 | 0.18219 | 0.18219 | 0.18219 | 0.18219 | 0.18219 | 0.18219 | 0.18219 | 0.18219 | 0.18219 | 0.18219 | 0.18219 | 0.18219 | 0.18219 | 0.18219 | 0.18219 | 0.18219 | 0.18219 | 0.18219 | 0.18219
F4_Commercial_School (ID)_Existing_Space Heating_Natural Gas_Furnace_E3 | F4 | Commercial | School (ID) | Existing | Space Heating | Natural Gas | Furnace | E3 | Utility - Cost of Equipment | 0.11075 | 0.11075 | 0.11075 | 0.11075 | 0.11075 | 0.11075 | 0.11075 | 0.11075 | 0.11075 | 0.11075 | 0.11075 | 0.11075 | 0.11075 | 0.11075 | 0.11075 | 0.11075 | 0.11075 | 0.11075 | 0.11075 | 0.11075 | 0.11075 | 0.11075 | 0.11075 | 0.11075 | 0.11075 | 0.11075 | 0.11075
F4_Commercial_School (ID)_Existing_Space Heating_Natural Gas_Furnace_E4 | F4 | Commercial | School (ID) | Existing | Space Heating | Natural Gas | Furnace | E4 | Utility - Cost of Equipment | 0 | 0 | 0 | 0 | 0 | 0 | 0 | 0 | 0 | 0 | 0 | 0 | 0 | 0 | 0 | 0 | 0 | 0 | 0 | 0 | 0 | 0 | 0 | 0 | 0 | 0 | 0
F4_Commercial_School (ID)_Existing_Space Heating_Natural Gas_Furnace_E5 | F4 | Commercial | School (ID) | Existing | Space Heating | Natural Gas | Furnace | E5 | Utility - Cost of Equipment | 0 | 0 | 0 | 0 | 0 | 0 | 0 | 0 | 0 | 0 | 0 | 0 | 0 | 0 | 0 | 0 | 0 | 0 | 0 | 0 | 0 | 0 | 0 | 0 | 0 | 0 | 0
F4_Commercial_School (ID)_Existing_Space Heating_Natural Gas_Furnace_E6 | F4 | Commercial | School (ID) | Existing | Space Heating | Natural Gas | Furnace | E6 | Utility - Cost of Equipment | 0 | 0 | 0 | 0 | 0 | 0 | 0 | 0 | 0 | 0 | 0 | 0 | 0 | 0 | 0 | 0 | 0 | 0 | 0 | 0 | 0 | 0 | 0 | 0 | 0 | 0 | 0
F4_Commercial_School (ID)_Existing_Space Heating_Natural Gas_Furnace_E7 | F4 | Commercial | School (ID) | Existing | Space Heating | Natural Gas | Furnace | E7 | Utility - Cost of Equipment | 0 | 0 | 0 | 0 | 0 | 0 | 0 | 0 | 0 | 0 | 0 | 0 | 0 | 0 | 0 | 0 | 0 | 0 | 0 | 0 | 0 | 0 | 0 | 0 | 0 | 0 | 0
F4_Commercial_School (ID)_Existing_Space Heating_Natural Gas_Furnace_E8 | F4 | Commercial | School (ID) | Existing | Space Heating | Natural Gas | Furnace | E8 | Utility - Cost of Equipment | 0 | 0 | 0 | 0 | 0 | 0 | 0 | 0 | 0 | 0 | 0 | 0 | 0 | 0 | 0 | 0 | 0 | 0 | 0 | 0 | 0 | 0 | 0 | 0 | 0 | 0 | 0
F4_Commercial_School (ID)_Existing_Space Heating_Natural Gas_Furnace_E9 | F4 | Commercial | School (ID) | Existing | Space Heating | Natural Gas | Furnace | E9 | Utility - Cost of Equipment | 0 | 0 | 0 | 0 | 0 | 0 | 0 | 0 | 0 | 0 | 0 | 0 | 0 | 0 | 0 | 0 | 0 | 0 | 0 | 0 | 0 | 0 | 0 | 0 | 0 | 0 | 0
F4_Commercial_School (ID)_Existing_Space Heating_Natural Gas_Furnace_E10 | F4 | Commercial | School (ID) | Existing | Space Heating | Natural Gas | Furnace | E10 | Utility - Cost of Equipment | 0 | 0 | 0 | 0 | 0 | 0 | 0 | 0 | 0 | 0 | 0 | 0 | 0 | 0 | 0 | 0 | 0 | 0 | 0 | 0 | 0 | 0 | 0 | 0 | 0 | 0 | 0
F5_Commercial_School (ID)_Existing_Space Heating_Natural Gas_Furnace_E1 | F5 | Commercial | School (ID) | Existing | Space Heating | Natural Gas | Furnace | E1 | Utility - Cost of Operation | 0.030447 | 0.030889 | 0.031517 | 0.032233 | 0.033045 | 0.034227 | 0.035433 | 0.036713 | 0.037919 | 0.03914 | 0.04021 | 0.041176 | 0.042249 | 0.043361 | 0.04438 | 0.045377 | 0.04629 | 0.047232 | 0.048219 | 0.049231 | 0.050263 | 0.051359 | 0.052658 | 0.053776 | 0.054917 | 0.056083 | 0.057273
F5_Commercial_School (ID)_Existing_Space Heating_Natural Gas_Furnace_E2 | F5 | Commercial | School (ID) | Existing | Space Heating | Natural Gas | Furnace | E2 | Utility - Cost of Operation | 0.027064 | 0.027457 | 0.028015 | 0.028652 | 0.029374 | 0.030424 | 0.031496 | 0.032634 | 0.033706 | 0.034792 | 0.035742 | 0.036601 | 0.037555 | 0.038544 | 0.039449 | 0.040335 | 0.041147 | 0.041985 | 0.042861 | 0.043761 | 0.044678 | 0.045652 | 0.046808 | 0.047801 | 0.048816 | 0.049852 | 0.05091
F5_Commercial_School (ID)_Existing_Space Heating_Natural Gas_Furnace_E3 | F5 | Commercial | School (ID) | Existing | Space Heating | Natural Gas | Furnace | E3 | Utility - Cost of Operation | 0.025371 | 0.02574 | 0.026263 | 0.02686 | 0.027537 | 0.028521 | 0.029527 | 0.030594 | 0.031598 | 0.032616 | 0.033507 | 0.034312 | 0.035206 | 0.036134 | 0.036982 | 0.037813 | 0.038574 | 0.039359 | 0.040181 | 0.041025 | 0.041884 | 0.042798 | 0.043881 | 0.044812 | 0.045763 | 0.046735 | 0.047727
F5_Commercial_School (ID)_Existing_Space Heating_Natural Gas_Furnace_E4 | F5 | Commercial | School (ID) | Existing | Space Heating | Natural Gas | Furnace | E4 | Utility - Cost of Operation | 0 | 0 | 0 | 0 | 0 | 0 | 0 | 0 | 0 | 0 | 0 | 0 | 0 | 0 | 0 | 0 | 0 | 0 | 0 | 0 | 0 | 0 | 0 | 0 | 0 | 0 | 0
F5_Commercial_School (ID)_Existing_Space Heating_Natural Gas_Furnace_E5 | F5 | Commercial | School (ID) | Existing | Space Heating | Natural Gas | Furnace | E5 | Utility - Cost of Operation | 0 | 0 | 0 | 0 | 0 | 0 | 0 | 0 | 0 | 0 | 0 | 0 | 0 | 0 | 0 | 0 | 0 | 0 | 0 | 0 | 0 | 0 | 0 | 0 | 0 | 0 | 0
F5_Commercial_School (ID)_Existing_Space Heating_Natural Gas_Furnace_E6 | F5 | Commercial | School (ID) | Existing | Space Heating | Natural Gas | Furnace | E6 | Utility - Cost of Operation | 0 | 0 | 0 | 0 | 0 | 0 | 0 | 0 | 0 | 0 | 0 | 0 | 0 | 0 | 0 | 0 | 0 | 0 | 0 | 0 | 0 | 0 | 0 | 0 | 0 | 0 | 0
F5_Commercial_School (ID)_Existing_Space Heating_Natural Gas_Furnace_E7 | F5 | Commercial | School (ID) | Existing | Space Heating | Natural Gas | Furnace | E7 | Utility - Cost of Operation | 0 | 0 | 0 | 0 | 0 | 0 | 0 | 0 | 0 | 0 | 0 | 0 | 0 | 0 | 0 | 0 | 0 | 0 | 0 | 0 | 0 | 0 | 0 | 0 | 0 | 0 | 0
F5_Commercial_School (ID)_Existing_Space Heating_Natural Gas_Furnace_E8 | F5 | Commercial | School (ID) | Existing | Space Heating | Natural Gas | Furnace | E8 | Utility - Cost of Operation | 0 | 0 | 0 | 0 | 0 | 0 | 0 | 0 | 0 | 0 | 0 | 0 | 0 | 0 | 0 | 0 | 0 | 0 | 0 | 0 | 0 | 0 | 0 | 0 | 0 | 0 | 0
F5_Commercial_School (ID)_Existing_Space Heating_Natural Gas_Furnace_E9 | F5 | Commercial | School (ID) | Existing | Space Heating | Natural Gas | Furnace | E9 | Utility - Cost of Operation | 0 | 0 | 0 | 0 | 0 | 0 | 0 | 0 | 0 | 0 | 0 | 0 | 0 | 0 | 0 | 0 | 0 | 0 | 0 | 0 | 0 | 0 | 0 | 0 | 0 | 0 | 0
F5_Commercial_School (ID)_Existing_Space Heating_Natural Gas_Furnace_E10 | F5 | Commercial | School (ID) | Existing | Space Heating | Natural Gas | Furnace | E10 | Utility - Cost of Operation | 0 | 0 | 0 | 0 | 0 | 0 | 0 | 0 | 0 | 0 | 0 | 0 | 0 | 0 | 0 | 0 | 0 | 0 | 0 | 0 | 0 | 0 | 0 | 0 | 0 | 0 | 0
F6_Commercial_School (ID)_Existing_Space Heating_Natural Gas_Furnace_E1 | F6 | Commercial | School (ID) | Existing | Space Heating | Natural Gas | Furnace | E1 | Utility - Value of Sales | 0.035539 | 0.035834 | 0.036325 | 0.036894 | 0.037545 | 0.038604 | 0.039656 | 0.040756 | 0.041721 | 0.042657 | 0.043719 | 0.044646 | 0.045678 | 0.046741 | 0.047688 | 0.048596 | 0.049397 | 0.050214 | 0.051061 | 0.051918 | 0.052776 | 0.053927 | 0.055291 | 0.056465 | 0.057663 | 0.058887 | 0.060137
F6_Commercial_School (ID)_Existing_Space Heating_Natural Gas_Furnace_E2 | F6 | Commercial | School (ID) | Existing | Space Heating | Natural Gas | Furnace | E2 | Utility - Value of Sales | 0.03159 | 0.031853 | 0.03229 | 0.032795 | 0.033373 | 0.034315 | 0.03525 | 0.036228 | 0.037085 | 0.037918 | 0.038861 | 0.039685 | 0.040603 | 0.041548 | 0.042389 | 0.043197 | 0.043908 | 0.044635 | 0.045388 | 0.04615 | 0.046912 | 0.047935 | 0.049148 | 0.050191 | 0.051257 | 0.052345 | 0.053456
F6_Commercial_School (ID)_Existing_Space Heating_Natural Gas_Furnace_E3 | F6 | Commercial | School (ID) | Existing | Space Heating | Natural Gas | Furnace | E3 | Utility - Value of Sales | 0.029615 | 0.029861 | 0.03027 | 0.030744 | 0.031286 | 0.032169 | 0.033046 | 0.033962 | 0.034766 | 0.035547 | 0.036431 | 0.037204 | 0.038064 | 0.03895 | 0.039739 | 0.040496 | 0.041163 | 0.041844 | 0.042549 | 0.043264 | 0.043979 | 0.044938 | 0.046075 | 0.047053 | 0.048052 | 0.049071 | 0.050113
F6_Commercial_School (ID)_Existing_Space Heating_Natural Gas_Furnace_E4 | F6 | Commercial | School (ID) | Existing | Space Heating | Natural Gas | Furnace | E4 | Utility - Value of Sales | 0 | 0 | 0 | 0 | 0 | 0 | 0 | 0 | 0 | 0 | 0 | 0 | 0 | 0 | 0 | 0 | 0 | 0 | 0 | 0 | 0 | 0 | 0 | 0 | 0 | 0 | 0
F6_Commercial_School (ID)_Existing_Space Heating_Natural Gas_Furnace_E5 | F6 | Commercial | School (ID) | Existing | Space Heating | Natural Gas | Furnace | E5 | Utility - Value of Sales | 0 | 0 | 0 | 0 | 0 | 0 | 0 | 0 | 0 | 0 | 0 | 0 | 0 | 0 | 0 | 0 | 0 | 0 | 0 | 0 | 0 | 0 | 0 | 0 | 0 | 0 | 0
F6_Commercial_School (ID)_Existing_Space Heating_Natural Gas_Furnace_E6 | F6 | Commercial | School (ID) | Existing | Space Heating | Natural Gas | Furnace | E6 | Utility - Value of Sales | 0 | 0 | 0 | 0 | 0 | 0 | 0 | 0 | 0 | 0 | 0 | 0 | 0 | 0 | 0 | 0 | 0 | 0 | 0 | 0 | 0 | 0 | 0 | 0 | 0 | 0 | 0
F6_Commercial_School (ID)_Existing_Space Heating_Natural Gas_Furnace_E7 | F6 | Commercial | School (ID) | Existing | Space Heating | Natural Gas | Furnace | E7 | Utility - Value of Sales | 0 | 0 | 0 | 0 | 0 | 0 | 0 | 0 | 0 | 0 | 0 | 0 | 0 | 0 | 0 | 0 | 0 | 0 | 0 | 0 | 0 | 0 | 0 | 0 | 0 | 0 | 0
F6_Commercial_School (ID)_Existing_Space Heating_Natural Gas_Furnace_E8 | F6 | Commercial | School (ID) | Existing | Space Heating | Natural Gas | Furnace | E8 | Utility - Value of Sales | 0 | 0 | 0 | 0 | 0 | 0 | 0 | 0 | 0 | 0 | 0 | 0 | 0 | 0 | 0 | 0 | 0 | 0 | 0 | 0 | 0 | 0 | 0 | 0 | 0 | 0 | 0
F6_Commercial_School (ID)_Existing_Space Heating_Natural Gas_Furnace_E9 | F6 | Commercial | School (ID) | Existing | Space Heating | Natural Gas | Furnace | E9 | Utility - Value of Sales | 0 | 0 | 0 | 0 | 0 | 0 | 0 | 0 | 0 | 0 | 0 | 0 | 0 | 0 | 0 | 0 | 0 | 0 | 0 | 0 | 0 | 0 | 0 | 0 | 0 | 0 | 0
F6_Commercial_School (ID)_Existing_Space Heating_Natural Gas_Furnace_E10 | F6 | Commercial | School (ID) | Existing | Space Heating | Natural Gas | Furnace | E10 | Utility - Value of Sales | 0 | 0 | 0 | 0 | 0 | 0 | 0 | 0 | 0 | 0 | 0 | 0 | 0 | 0 | 0 | 0 | 0 | 0 | 0 | 0 | 0 | 0 | 0 | 0 | 0 | 0 | 0
F1_Commercial_School (ID)_Existing_Space Heating_Natural Gas_Boiler_E1 | F1 | Commercial | School (ID) | Existing | Space Heating | Natural Gas | Boiler | E1 | RVT - Cost of Equipment | 0.16911 | 0.16911 | 0.16911 | 0.16911 | 0.16911 | 0.16911 | 0.16911 | 0.16911 | 0.16911 | 0.16911 | 0.16911 | 0.16911 | 0.16911 | 0.16911 | 0.16911 | 0.16911 | 0.16911 | 0.16911 | 0.16911 | 0.16911 | 0.16911 | 0.16911 | 0.16911 | 0.16911 | 0.16911 | 0.16911 | 0.16911
F1_Commercial_School (ID)_Existing_Space Heating_Natural Gas_Boiler_E2 | F1 | Commercial | School (ID) | Existing | Space Heating | Natural Gas | Boiler | E2 | RVT - Cost of Equipment | 0.1762 | 0.1762 | 0.1762 | 0.1762 | 0.1762 | 0.1762 | 0.1762 | 0.1762 | 0.1762 | 0.1762 | 0.1762 | 0.1762 | 0.1762 | 0.1762 | 0.1762 | 0.1762 | 0.1762 | 0.1762 | 0.1762 | 0.1762 | 0.1762 | 0.1762 | 0.1762 | 0.1762 | 0.1762 | 0.1762 | 0.1762
F1_Commercial_School (ID)_Existing_Space Heating_Natural Gas_Boiler_E3 | F1 | Commercial | School (ID) | Existing | Space Heating | Natural Gas | Boiler | E3 | RVT - Cost of Equipment | 0.16449 | 0.16449 | 0.16449 | 0.16449 | 0.16449 | 0.16449 | 0.16449 | 0.16449 | 0.16449 | 0.16449 | 0.16449 | 0.16449 | 0.16449 | 0.16449 | 0.16449 | 0.16449 | 0.16449 | 0.16449 | 0.16449 | 0.16449 | 0.16449 | 0.16449 | 0.16449 | 0.16449 | 0.16449 | 0.16449 | 0.16449
F1_Commercial_School (ID)_Existing_Space Heating_Natural Gas_Boiler_E4 | F1 | Commercial | School (ID) | Existing | Space Heating | Natural Gas | Boiler | E4 | RVT - Cost of Equipment | 1.3565 | 1.3565 | 1.3565 | 1.3565 | 1.3565 | 1.3565 | 1.3565 | 1.3565 | 1.3565 | 1.3565 | 1.3565 | 1.3565 | 1.3565 | 1.3565 | 1.3565 | 1.3565 | 1.3565 | 1.3565 | 1.3565 | 1.3565 | 1.3565 | 1.3565 | 1.3565 | 1.3565 | 1.3565 | 1.3565 | 1.3565
F1_Commercial_School (ID)_Existing_Space Heating_Natural Gas_Boiler_E5 | F1 | Commercial | School (ID) | Existing | Space Heating | Natural Gas | Boiler | E5 | RVT - Cost of Equipment | 0 | 0 | 0 | 0 | 0 | 0 | 0 | 0 | 0 | 0 | 0 | 0 | 0 | 0 | 0 | 0 | 0 | 0 | 0 | 0 | 0 | 0 | 0 | 0 | 0 | 0 | 0
F1_Commercial_School (ID)_Existing_Space Heating_Natural Gas_Boiler_E6 | F1 | Commercial | School (ID) | Existing | Space Heating | Natural Gas | Boiler | E6 | RVT - Cost of Equipment | 0 | 0 | 0 | 0 | 0 | 0 | 0 | 0 | 0 | 0 | 0 | 0 | 0 | 0 | 0 | 0 | 0 | 0 | 0 | 0 | 0 | 0 | 0 | 0 | 0 | 0 | 0
F1_Commercial_School (ID)_Existing_Space Heating_Natural Gas_Boiler_E7 | F1 | Commercial | School (ID) | Existing | Space Heating | Natural Gas | Boiler | E7 | RVT - Cost of Equipment | 0 | 0 | 0 | 0 | 0 | 0 | 0 | 0 | 0 | 0 | 0 | 0 | 0 | 0 | 0 | 0 | 0 | 0 | 0 | 0 | 0 | 0 | 0 | 0 | 0 | 0 | 0
F1_Commercial_School (ID)_Existing_Space Heating_Natural Gas_Boiler_E8 | F1 | Commercial | School (ID) | Existing | Space Heating | Natural Gas | Boiler | E8 | RVT - Cost of Equipment | 0 | 0 | 0 | 0 | 0 | 0 | 0 | 0 | 0 | 0 | 0 | 0 | 0 | 0 | 0 | 0 | 0 | 0 | 0 | 0 | 0 | 0 | 0 | 0 | 0 | 0 | 0
F1_Commercial_School (ID)_Existing_Space Heating_Natural Gas_Boiler_E9 | F1 | Commercial | School (ID) | Existing | Space Heating | Natural Gas | Boiler | E9 | RVT - Cost of Equipment | 0 | 0 | 0 | 0 | 0 | 0 | 0 | 0 | 0 | 0 | 0 | 0 | 0 | 0 | 0 | 0 | 0 | 0 | 0 | 0 | 0 | 0 | 0 | 0 | 0 | 0 | 0
F1_Commercial_School (ID)_Existing_Space Heating_Natural Gas_Boiler_E10 | F1 | Commercial | School (ID) | Existing | Space Heating | Natural Gas | Boiler | E10 | RVT - Cost of Equipment | 0 | 0 | 0 | 0 | 0 | 0 | 0 | 0 | 0 | 0 | 0 | 0 | 0 | 0 | 0 | 0 | 0 | 0 | 0 | 0 | 0 | 0 | 0 | 0 | 0 | 0 | 0
F2_Commercial_School (ID)_Existing_Space Heating_Natural Gas_Boiler_E1 | F2 | Commercial | School (ID) | Existing | Space Heating | Natural Gas | Boiler | E1 | RVT - Cost of Operation | 0.08916 | 0.090234 | 0.091653 | 0.093202 | 0.094891 | 0.097275 | 0.099663 | 0.10216 | 0.10446 | 0.10674 | 0.10927 | 0.1116 | 0.11413 | 0.11671 | 0.11911 | 0.12147 | 0.12366 | 0.12589 | 0.1282 | 0.13054 | 0.13291 | 0.13576 | 0.13898 | 0.14187 | 0.14478 | 0.14701 | 0.14902
F2_Commercial_School (ID)_Existing_Space Heating_Natural Gas_Boiler_E2 | F2 | Commercial | School (ID) | Existing | Space Heating | Natural Gas | Boiler | E2 | RVT - Cost of Operation | 0.083914 | 0.084925 | 0.08626 | 0.087718 | 0.089308 | 0.091552 | 0.093799 | 0.096148 | 0.098314 | 0.10046 | 0.10284 | 0.10504 | 0.10742 | 0.10984 | 0.1121 | 0.11432 | 0.11638 | 0.11849 | 0.12066 | 0.12286 | 0.12509 | 0.12777 | 0.1308 | 0.13352 | 0.13627 | 0.13836 | 0.14025
F2_Commercial_School (ID)_Existing_Space Heating_Natural Gas_Boiler_E3 | F2 | Commercial | School (ID) | Existing | Space Heating | Natural Gas | Boiler | E3 | RVT - Cost of Operation | 0.073534 | 0.07442 | 0.07559 | 0.076868 | 0.07826 | 0.080227 | 0.082196 | 0.084255 | 0.086152 | 0.088035 | 0.090118 | 0.092044 | 0.094129 | 0.096256 | 0.098237 | 0.10018 | 0.10199 | 0.10383 | 0.10573 | 0.10766 | 0.10961 | 0.11197 | 0.11462 | 0.117 | 0.11941 | 0.12125 | 0.1229
F2_Commercial_School (ID)_Existing_Space Heating_Natural Gas_Boiler_E4 | F2 | Commercial | School (ID) | Existing | Space Heating | Natural Gas | Boiler | E4 | RVT - Cost of Operation | 0.046456 | 0.046842 | 0.047485 | 0.048227 | 0.049078 | 0.050464 | 0.051838 | 0.053276 | 0.054538 | 0.055762 | 0.057149 | 0.058361 | 0.059711 | 0.0611 | 0.062338 | 0.063525 | 0.064571 | 0.065639 | 0.066747 | 0.067867 | 0.068989 | 0.070493 | 0.072277 | 0.073811 | 0.075378 | 0.076978 | 0.078611
F2_Commercial_School (ID)_Existing_Space Heating_Natural Gas_Boiler_E5 | F2 | Commercial | School (ID) | Existing | Space Heating | Natural Gas | Boiler | E5 | RVT - Cost of Operation | 0 | 0 | 0 | 0 | 0 | 0 | 0 | 0 | 0 | 0 | 0 | 0 | 0 | 0 | 0 | 0 | 0 | 0 | 0 | 0 | 0 | 0 | 0 | 0 | 0 | 0 | 0
F2_Commercial_School (ID)_Existing_Space Heating_Natural Gas_Boiler_E6 | F2 | Commercial | School (ID) | Existing | Space Heating | Natural Gas | Boiler | E6 | RVT - Cost of Operation | 0 | 0 | 0 | 0 | 0 | 0 | 0 | 0 | 0 | 0 | 0 | 0 | 0 | 0 | 0 | 0 | 0 | 0 | 0 | 0 | 0 | 0 | 0 | 0 | 0 | 0 | 0
F2_Commercial_School (ID)_Existing_Space Heating_Natural Gas_Boiler_E7 | F2 | Commercial | School (ID) | Existing | Space Heating | Natural Gas | Boiler | E7 | RVT - Cost of Operation | 0 | 0 | 0 | 0 | 0 | 0 | 0 | 0 | 0 | 0 | 0 | 0 | 0 | 0 | 0 | 0 | 0 | 0 | 0 | 0 | 0 | 0 | 0 | 0 | 0 | 0 | 0
F2_Commercial_School (ID)_Existing_Space Heating_Natural Gas_Boiler_E8 | F2 | Commercial | School (ID) | Existing | Space Heating | Natural Gas | Boiler | E8 | RVT - Cost of Operation | 0 | 0 | 0 | 0 | 0 | 0 | 0 | 0 | 0 | 0 | 0 | 0 | 0 | 0 | 0 | 0 | 0 | 0 | 0 | 0 | 0 | 0 | 0 | 0 | 0 | 0 | 0
F2_Commercial_School (ID)_Existing_Space Heating_Natural Gas_Boiler_E9 | F2 | Commercial | School (ID) | Existing | Space Heating | Natural Gas | Boiler | E9 | RVT - Cost of Operation | 0 | 0 | 0 | 0 | 0 | 0 | 0 | 0 | 0 | 0 | 0 | 0 | 0 | 0 | 0 | 0 | 0 | 0 | 0 | 0 | 0 | 0 | 0 | 0 | 0 | 0 | 0
F2_Commercial_School (ID)_Existing_Space Heating_Natural Gas_Boiler_E10 | F2 | Commercial | School (ID) | Existing | Space Heating | Natural Gas | Boiler | E10 | RVT - Cost of Operation | 0 | 0 | 0 | 0 | 0 | 0 | 0 | 0 | 0 | 0 | 0 | 0 | 0 | 0 | 0 | 0 | 0 | 0 | 0 | 0 | 0 | 0 | 0 | 0 | 0 | 0 | 0
F3_Commercial_School (ID)_Existing_Space Heating_Natural Gas_Boiler_E1 | F3 | Commercial | School (ID) | Existing | Space Heating | Natural Gas | Boiler | E1 | System - kBTUs of Consumption | 17.544 | 17.5215 | 17.5215 | 17.5215 | 17.5215 | 17.5215 | 17.5215 | 17.5215 | 17.5215 | 17.5215 | 17.5215 | 17.5215 | 17.5215 | 17.5215 | 17.5215 | 17.5215 | 17.5215 | 17.5215 | 17.5215 | 17.5215 | 17.5215 | 17.5215 | 17.5215 | 17.5215 | 17.5215 | 17.3052 | 17.0348
F3_Commercial_School (ID)_Existing_Space Heating_Natural Gas_Boiler_E2 | F3 | Commercial | School (ID) | Existing | Space Heating | Natural Gas | Boiler | E2 | System - kBTUs of Consumption | 16.5118 | 16.4906 | 16.4906 | 16.4906 | 16.4906 | 16.4906 | 16.4906 | 16.4906 | 16.4906 | 16.4906 | 16.4906 | 16.4906 | 16.4906 | 16.4906 | 16.4906 | 16.4906 | 16.4906 | 16.4906 | 16.4906 | 16.4906 | 16.4906 | 16.4906 | 16.4906 | 16.4906 | 16.4906 | 16.287 | 16.0326
F3_Commercial_School (ID)_Existing_Space Heating_Natural Gas_Boiler_E3 | F3 | Commercial | School (ID) | Existing | Space Heating | Natural Gas | Boiler | E3 | System - kBTUs of Consumption | 14.4693 | 14.4508 | 14.4508 | 14.4508 | 14.4508 | 14.4508 | 14.4508 | 14.4508 | 14.4508 | 14.4508 | 14.4508 | 14.4508 | 14.4508 | 14.4508 | 14.4508 | 14.4508 | 14.4508 | 14.4508 | 14.4508 | 14.4508 | 14.4508 | 14.4508 | 14.4508 | 14.4508 | 14.4508 | 14.2724 | 14.0494
F3_Commercial_School (ID)_Existing_Space Heating_Natural Gas_Boiler_E4 | F3 | Commercial | School (ID) | Existing | Space Heating | Natural Gas | Boiler | E4 | System - kBTUs of Consumption | 10.2234 | 10.1977 | 10.1977 | 10.1977 | 10.1977 | 10.1977 | 10.1977 | 10.1977 | 10.1977 | 10.1977 | 10.1977 | 10.1977 | 10.1977 | 10.1977 | 10.1977 | 10.1977 | 10.1977 | 10.1977 | 10.1977 | 10.1977 | 10.1977 | 10.1977 | 10.1977 | 10.1977 | 10.1977 | 10.1977 | 10.1977
F3_Commercial_School (ID)_Existing_Space Heating_Natural Gas_Boiler_E5 | F3 | Commercial | School (ID) | Existing | Space Heating | Natural Gas | Boiler | E5 | System - kBTUs of Consumption | 0 | 0 | 0 | 0 | 0 | 0 | 0 | 0 | 0 | 0 | 0 | 0 | 0 | 0 | 0 | 0 | 0 | 0 | 0 | 0 | 0 | 0 | 0 | 0 | 0 | 0 | 0
F3_Commercial_School (ID)_Existing_Space Heating_Natural Gas_Boiler_E6 | F3 | Commercial | School (ID) | Existing | Space Heating | Natural Gas | Boiler | E6 | System - kBTUs of Consumption | 0 | 0 | 0 | 0 | 0 | 0 | 0 | 0 | 0 | 0 | 0 | 0 | 0 | 0 | 0 | 0 | 0 | 0 | 0 | 0 | 0 | 0 | 0 | 0 | 0 | 0 | 0
F3_Commercial_School (ID)_Existing_Space Heating_Natural Gas_Boiler_E7 | F3 | Commercial | School (ID) | Existing | Space Heating | Natural Gas | Boiler | E7 | System - kBTUs of Consumption | 0 | 0 | 0 | 0 | 0 | 0 | 0 | 0 | 0 | 0 | 0 | 0 | 0 | 0 | 0 | 0 | 0 | 0 | 0 | 0 | 0 | 0 | 0 | 0 | 0 | 0 | 0
F3_Commercial_School (ID)_Existing_Space Heating_Natural Gas_Boiler_E8 | F3 | Commercial | School (ID) | Existing | Space Heating | Natural Gas | Boiler | E8 | System - kBTUs of Consumption | 0 | 0 | 0 | 0 | 0 | 0 | 0 | 0 | 0 | 0 | 0 | 0 | 0 | 0 | 0 | 0 | 0 | 0 | 0 | 0 | 0 | 0 | 0 | 0 | 0 | 0 | 0
F3_Commercial_School (ID)_Existing_Space Heating_Natural Gas_Boiler_E9 | F3 | Commercial | School (ID) | Existing | Space Heating | Natural Gas | Boiler | E9 | System - kBTUs of Consumption | 0 | 0 | 0 | 0 | 0 | 0 | 0 | 0 | 0 | 0 | 0 | 0 | 0 | 0 | 0 | 0 | 0 | 0 | 0 | 0 | 0 | 0 | 0 | 0 | 0 | 0 | 0
F3_Commercial_School (ID)_Existing_Space Heating_Natural Gas_Boiler_E10 | F3 | Commercial | School (ID) | Existing | Space Heating | Natural Gas | Boiler | E10 | System - kBTUs of Consumption | 0 | 0 | 0 | 0 | 0 | 0 | 0 | 0 | 0 | 0 | 0 | 0 | 0 | 0 | 0 | 0 | 0 | 0 | 0 | 0 | 0 | 0 | 0 | 0 | 0 | 0 | 0
F4_Commercial_School (ID)_Existing_Space Heating_Natural Gas_Boiler_E1 | F4 | Commercial | School (ID) | Existing | Space Heating | Natural Gas | Boiler | E1 | Utility - Cost of Equipment | 0.16911 | 0.16911 | 0.16911 | 0.16911 | 0.16911 | 0.16911 | 0.16911 | 0.16911 | 0.16911 | 0.16911 | 0.16911 | 0.16911 | 0.16911 | 0.16911 | 0.16911 | 0.16911 | 0.16911 | 0.16911 | 0.16911 | 0.16911 | 0.16911 | 0.16911 | 0.16911 | 0.16911 | 0.16911 | 0.16911 | 0.16911
F4_Commercial_School (ID)_Existing_Space Heating_Natural Gas_Boiler_E2 | F4 | Commercial | School (ID) | Existing | Space Heating | Natural Gas | Boiler | E2 | Utility - Cost of Equipment | 0.1762 | 0.1762 | 0.1762 | 0.1762 | 0.1762 | 0.1762 | 0.1762 | 0.1762 | 0.1762 | 0.1762 | 0.1762 | 0.1762 | 0.1762 | 0.1762 | 0.1762 | 0.1762 | 0.1762 | 0.1762 | 0.1762 | 0.1762 | 0.1762 | 0.1762 | 0.1762 | 0.1762 | 0.1762 | 0.1762 | 0.1762
F4_Commercial_School (ID)_Existing_Space Heating_Natural Gas_Boiler_E3 | F4 | Commercial | School (ID) | Existing | Space Heating | Natural Gas | Boiler | E3 | Utility - Cost of Equipment | 0.16449 | 0.16449 | 0.16449 | 0.16449 | 0.16449 | 0.16449 | 0.16449 | 0.16449 | 0.16449 | 0.16449 | 0.16449 | 0.16449 | 0.16449 | 0.16449 | 0.16449 | 0.16449 | 0.16449 | 0.16449 | 0.16449 | 0.16449 | 0.16449 | 0.16449 | 0.16449 | 0.16449 | 0.16449 | 0.16449 | 0.16449
F4_Commercial_School (ID)_Existing_Space Heating_Natural Gas_Boiler_E4 | F4 | Commercial | School (ID) | Existing | Space Heating | Natural Gas | Boiler | E4 | Utility - Cost of Equipment | 1.3565 | 1.3565 | 1.3565 | 1.3565 | 1.3565 | 1.3565 | 1.3565 | 1.3565 | 1.3565 | 1.3565 | 1.3565 | 1.3565 | 1.3565 | 1.3565 | 1.3565 | 1.3565 | 1.3565 | 1.3565 | 1.3565 | 1.3565 | 1.3565 | 1.3565 | 1.3565 | 1.3565 | 1.3565 | 1.3565 | 1.3565
F4_Commercial_School (ID)_Existing_Space Heating_Natural Gas_Boiler_E5 | F4 | Commercial | School (ID) | Existing | Space Heating | Natural Gas | Boiler | E5 | Utility - Cost of Equipment | 0 | 0 | 0 | 0 | 0 | 0 | 0 | 0 | 0 | 0 | 0 | 0 | 0 | 0 | 0 | 0 | 0 | 0 | 0 | 0 | 0 | 0 | 0 | 0 | 0 | 0 | 0
F4_Commercial_School (ID)_Existing_Space Heating_Natural Gas_Boiler_E6 | F4 | Commercial | School (ID) | Existing | Space Heating | Natural Gas | Boiler | E6 | Utility - Cost of Equipment | 0 | 0 | 0 | 0 | 0 | 0 | 0 | 0 | 0 | 0 | 0 | 0 | 0 | 0 | 0 | 0 | 0 | 0 | 0 | 0 | 0 | 0 | 0 | 0 | 0 | 0 | 0
F4_Commercial_School (ID)_Existing_Space Heating_Natural Gas_Boiler_E7 | F4 | Commercial | School (ID) | Existing | Space Heating | Natural Gas | Boiler | E7 | Utility - Cost of Equipment | 0 | 0 | 0 | 0 | 0 | 0 | 0 | 0 | 0 | 0 | 0 | 0 | 0 | 0 | 0 | 0 | 0 | 0 | 0 | 0 | 0 | 0 | 0 | 0 | 0 | 0 | 0
F4_Commercial_School (ID)_Existing_Space Heating_Natural Gas_Boiler_E8 | F4 | Commercial | School (ID) | Existing | Space Heating | Natural Gas | Boiler | E8 | Utility - Cost of Equipment | 0 | 0 | 0 | 0 | 0 | 0 | 0 | 0 | 0 | 0 | 0 | 0 | 0 | 0 | 0 | 0 | 0 | 0 | 0 | 0 | 0 | 0 | 0 | 0 | 0 | 0 | 0
F4_Commercial_School (ID)_Existing_Space Heating_Natural Gas_Boiler_E9 | F4 | Commercial | School (ID) | Existing | Space Heating | Natural Gas | Boiler | E9 | Utility - Cost of Equipment | 0 | 0 | 0 | 0 | 0 | 0 | 0 | 0 | 0 | 0 | 0 | 0 | 0 | 0 | 0 | 0 | 0 | 0 | 0 | 0 | 0 | 0 | 0 | 0 | 0 | 0 | 0
F4_Commercial_School (ID)_Existing_Space Heating_Natural Gas_Boiler_E10 | F4 | Commercial | School (ID) | Existing | Space Heating | Natural Gas | Boiler | E10 | Utility - Cost of Equipment | 0 | 0 | 0 | 0 | 0 | 0 | 0 | 0 | 0 | 0 | 0 | 0 | 0 | 0 | 0 | 0 | 0 | 0 | 0 | 0 | 0 | 0 | 0 | 0 | 0 | 0 | 0
F5_Commercial_School (ID)_Existing_Space Heating_Natural Gas_Boiler_E1 | F5 | Commercial | School (ID) | Existing | Space Heating | Natural Gas | Boiler | E1 | Utility - Cost of Operation | 0.078648 | 0.08002 | 0.081715 | 0.083559 | 0.085561 | 0.088189 | 0.090867 | 0.093687 | 0.096399 | 0.099157 | 0.10168 | 0.10404 | 0.1066 | 0.10922 | 0.1117 | 0.11417 | 0.11651 | 0.11891 | 0.12141 | 0.12397 | 0.12658 | 0.1293 | 0.13236 | 0.13511 | 0.13789 | 0.14001 | 0.14192
F5_Commercial_School (ID)_Existing_Space Heating_Natural Gas_Boiler_E2 | F5 | Commercial | School (ID) | Existing | Space Heating | Natural Gas | Boiler | E2 | Utility - Cost of Operation | 0.07402 | 0.075312 | 0.076908 | 0.078643 | 0.080527 | 0.083 | 0.08552 | 0.088175 | 0.090728 | 0.093323 | 0.095694 | 0.097919 | 0.10033 | 0.1028 | 0.10513 | 0.10745 | 0.10965 | 0.11192 | 0.11427 | 0.11667 | 0.11913 | 0.12169 | 0.12457 | 0.12716 | 0.12978 | 0.13178 | 0.13357
F5_Commercial_School (ID)_Existing_Space Heating_Natural Gas_Boiler_E3 | F5 | Commercial | School (ID) | Existing | Space Heating | Natural Gas | Boiler | E3 | Utility - Cost of Operation | 0.064864 | 0.065996 | 0.067394 | 0.068915 | 0.070566 | 0.072733 | 0.074942 | 0.077268 | 0.079505 | 0.081779 | 0.083857 | 0.085807 | 0.087916 | 0.09008 | 0.092127 | 0.094159 | 0.096088 | 0.098072 | 0.10013 | 0.10224 | 0.10439 | 0.10664 | 0.10916 | 0.11143 | 0.11372 | 0.11548 | 0.11705
F5_Commercial_School (ID)_Existing_Space Heating_Natural Gas_Boiler_E4 | F5 | Commercial | School (ID) | Existing | Space Heating | Natural Gas | Boiler | E4 | Utility - Cost of Operation | 0.0398 | 0.040378 | 0.041199 | 0.042135 | 0.043196 | 0.044741 | 0.046318 | 0.047992 | 0.049567 | 0.051164 | 0.052562 | 0.053825 | 0.055228 | 0.056682 | 0.058014 | 0.059317 | 0.06051 | 0.061742 | 0.063031 | 0.064355 | 0.065703 | 0.067136 | 0.068835 | 0.070296 | 0.071788 | 0.073312 | 0.074868
F5_Commercial_School (ID)_Existing_Space Heating_Natural Gas_Boiler_E5 | F5 | Commercial | School (ID) | Existing | Space Heating | Natural Gas | Boiler | E5 | Utility - Cost of Operation | 0 | 0 | 0 | 0 | 0 | 0 | 0 | 0 | 0 | 0 | 0 | 0 | 0 | 0 | 0 | 0 | 0 | 0 | 0 | 0 | 0 | 0 | 0 | 0 | 0 | 0 | 0
F5_Commercial_School (ID)_Existing_Space Heating_Natural Gas_Boiler_E6 | F5 | Commercial | School (ID) | Existing | Space Heating | Natural Gas | Boiler | E6 | Utility - Cost of Operation | 0 | 0 | 0 | 0 | 0 | 0 | 0 | 0 | 0 | 0 | 0 | 0 | 0 | 0 | 0 | 0 | 0 | 0 | 0 | 0 | 0 | 0 | 0 | 0 | 0 | 0 | 0
F5_Commercial_School (ID)_Existing_Space Heating_Natural Gas_Boiler_E7 | F5 | Commercial | School (ID) | Existing | Space Heating | Natural Gas | Boiler | E7 | Utility - Cost of Operation | 0 | 0 | 0 | 0 | 0 | 0 | 0 | 0 | 0 | 0 | 0 | 0 | 0 | 0 | 0 | 0 | 0 | 0 | 0 | 0 | 0 | 0 | 0 | 0 | 0 | 0 | 0
F5_Commercial_School (ID)_Existing_Space Heating_Natural Gas_Boiler_E8 | F5 | Commercial | School (ID) | Existing | Space Heating | Natural Gas | Boiler | E8 | Utility - Cost of Operation | 0 | 0 | 0 | 0 | 0 | 0 | 0 | 0 | 0 | 0 | 0 | 0 | 0 | 0 | 0 | 0 | 0 | 0 | 0 | 0 | 0 | 0 | 0 | 0 | 0 | 0 | 0
F5_Commercial_School (ID)_Existing_Space Heating_Natural Gas_Boiler_E9 | F5 | Commercial | School (ID) | Existing | Space Heating | Natural Gas | Boiler | E9 | Utility - Cost of Operation | 0 | 0 | 0 | 0 | 0 | 0 | 0 | 0 | 0 | 0 | 0 | 0 | 0 | 0 | 0 | 0 | 0 | 0 | 0 | 0 | 0 | 0 | 0 | 0 | 0 | 0 | 0
F5_Commercial_School (ID)_Existing_Space Heating_Natural Gas_Boiler_E10 | F5 | Commercial | School (ID) | Existing | Space Heating | Natural Gas | Boiler | E10 | Utility - Cost of Operation | 0 | 0 | 0 | 0 | 0 | 0 | 0 | 0 | 0 | 0 | 0 | 0 | 0 | 0 | 0 | 0 | 0 | 0 | 0 | 0 | 0 | 0 | 0 | 0 | 0 | 0 | 0
F6_Commercial_School (ID)_Existing_Space Heating_Natural Gas_Boiler_E1 | F6 | Commercial | School (ID) | Existing | Space Heating | Natural Gas | Boiler | E1 | Utility - Value of Sales | 0.08916 | 0.090234 | 0.091653 | 0.093202 | 0.094891 | 0.097275 | 0.099663 | 0.10216 | 0.10446 | 0.10674 | 0.10927 | 0.1116 | 0.11413 | 0.11671 | 0.11911 | 0.12147 | 0.12366 | 0.12589 | 0.1282 | 0.13054 | 0.13291 | 0.13576 | 0.13898 | 0.14187 | 0.14478 | 0.14701 | 0.14902
F6_Commercial_School (ID)_Existing_Space Heating_Natural Gas_Boiler_E2 | F6 | Commercial | School (ID) | Existing | Space Heating | Natural Gas | Boiler | E2 | Utility - Value of Sales | 0.083914 | 0.084925 | 0.08626 | 0.087718 | 0.089308 | 0.091552 | 0.093799 | 0.096148 | 0.098314 | 0.10046 | 0.10284 | 0.10504 | 0.10742 | 0.10984 | 0.1121 | 0.11432 | 0.11638 | 0.11849 | 0.12066 | 0.12286 | 0.12509 | 0.12777 | 0.1308 | 0.13352 | 0.13627 | 0.13836 | 0.14025
F6_Commercial_School (ID)_Existing_Space Heating_Natural Gas_Boiler_E3 | F6 | Commercial | School (ID) | Existing | Space Heating | Natural Gas | Boiler | E3 | Utility - Value of Sales | 0.073534 | 0.07442 | 0.07559 | 0.076868 | 0.07826 | 0.080227 | 0.082196 | 0.084255 | 0.086152 | 0.088035 | 0.090118 | 0.092044 | 0.094129 | 0.096256 | 0.098237 | 0.10018 | 0.10199 | 0.10383 | 0.10573 | 0.10766 | 0.10961 | 0.11197 | 0.11462 | 0.117 | 0.11941 | 0.12125 | 0.1229
F6_Commercial_School (ID)_Existing_Space Heating_Natural Gas_Boiler_E4 | F6 | Commercial | School (ID) | Existing | Space Heating | Natural Gas | Boiler | E4 | Utility - Value of Sales | 0.046456 | 0.046842 | 0.047485 | 0.048227 | 0.049078 | 0.050464 | 0.051838 | 0.053276 | 0.054538 | 0.055762 | 0.057149 | 0.058361 | 0.059711 | 0.0611 | 0.062338 | 0.063525 | 0.064571 | 0.065639 | 0.066747 | 0.067867 | 0.068989 | 0.070493 | 0.072277 | 0.073811 | 0.075378 | 0.076978 | 0.078611
F6_Commercial_School (ID)_Existing_Space Heating_Natural Gas_Boiler_E5 | F6 | Commercial | School (ID) | Existing | Space Heating | Natural Gas | Boiler | E5 | Utility - Value of Sales | 0 | 0 | 0 | 0 | 0 | 0 | 0 | 0 | 0 | 0 | 0 | 0 | 0 | 0 | 0 | 0 | 0 | 0 | 0 | 0 | 0 | 0 | 0 | 0 | 0 | 0 | 0
F6_Commercial_School (ID)_Existing_Space Heating_Natural Gas_Boiler_E6 | F6 | Commercial | School (ID) | Existing | Space Heating | Natural Gas | Boiler | E6 | Utility - Value of Sales | 0 | 0 | 0 | 0 | 0 | 0 | 0 | 0 | 0 | 0 | 0 | 0 | 0 | 0 | 0 | 0 | 0 | 0 | 0 | 0 | 0 | 0 | 0 | 0 | 0 | 0 | 0
F6_Commercial_School (ID)_Existing_Space Heating_Natural Gas_Boiler_E7 | F6 | Commercial | School (ID) | Existing | Space Heating | Natural Gas | Boiler | E7 | Utility - Value of Sales | 0 | 0 | 0 | 0 | 0 | 0 | 0 | 0 | 0 | 0 | 0 | 0 | 0 | 0 | 0 | 0 | 0 | 0 | 0 | 0 | 0 | 0 | 0 | 0 | 0 | 0 | 0
F6_Commercial_School (ID)_Existing_Space Heating_Natural Gas_Boiler_E8 | F6 | Commercial | School (ID) | Existing | Space Heating | Natural Gas | Boiler | E8 | Utility - Value of Sales | 0 | 0 | 0 | 0 | 0 | 0 | 0 | 0 | 0 | 0 | 0 | 0 | 0 | 0 | 0 | 0 | 0 | 0 | 0 | 0 | 0 | 0 | 0 | 0 | 0 | 0 | 0
F6_Commercial_School (ID)_Existing_Space Heating_Natural Gas_Boiler_E9 | F6 | Commercial | School (ID) | Existing | Space Heating | Natural Gas | Boiler | E9 | Utility - Value of Sales | 0 | 0 | 0 | 0 | 0 | 0 | 0 | 0 | 0 | 0 | 0 | 0 | 0 | 0 | 0 | 0 | 0 | 0 | 0 | 0 | 0 | 0 | 0 | 0 | 0 | 0 | 0
F6_Commercial_School (ID)_Existing_Space Heating_Natural Gas_Boiler_E10 | F6 | Commercial | School (ID) | Existing | Space Heating | Natural Gas | Boiler | E10 | Utility - Value of Sales | 0 | 0 | 0 | 0 | 0 | 0 | 0 | 0 | 0 | 0 | 0 | 0 | 0 | 0 | 0 | 0 | 0 | 0 | 0 | 0 | 0 | 0 | 0 | 0 | 0 | 0 | 0
F1_Commercial_School (ID)_Existing_Space Heating_Natural Gas_Unit Heater_E1 | F1 | Commercial | School (ID) | Existing | Space Heating | Natural Gas | Unit Heater | E1 | RVT - Cost of Equipment | 9.5119e-05 | 9.5119e-05 | 9.5119e-05 | 9.5119e-05 | 9.5119e-05 | 9.5119e-05 | 9.5119e-05 | 9.5119e-05 | 9.5119e-05 | 9.5119e-05 | 9.5119e-05 | 9.5119e-05 | 9.5119e-05 | 9.5119e-05 | 9.5119e-05 | 9.5119e-05 | 9.5119e-05 | 9.5119e-05 | 9.5119e-05 | 9.5119e-05 | 9.5119e-05 | 9.5119e-05 | 9.5119e-05 | 9.5119e-05 | 9.5119e-05 | 9.5119e-05 | 9.5119e-05
F1_Commercial_School (ID)_Existing_Space Heating_Natural Gas_Unit Heater_E2 | F1 | Commercial | School (ID) | Existing | Space Heating | Natural Gas | Unit Heater | E2 | RVT - Cost of Equipment | 0.00020861 | 0.00020861 | 0.00020861 | 0.00020861 | 0.00020861 | 0.00020861 | 0.00020861 | 0.00020861 | 0.00020861 | 0.00020861 | 0.00020861 | 0.00020861 | 0.00020861 | 0.00020861 | 0.00020861 | 0.00020861 | 0.00020861 | 0.00020861 | 0.00020861 | 0.00020861 | 0.00020861 | 0.00020861 | 0.00020861 | 0.00020861 | 0.00020861 | 0.00020861 | 0.00020861
F1_Commercial_School (ID)_Existing_Space Heating_Natural Gas_Unit Heater_E3 | F1 | Commercial | School (ID) | Existing | Space Heating | Natural Gas | Unit Heater | E3 | RVT - Cost of Equipment | 0.00013229 | 0.00013229 | 0.00013229 | 0.00013229 | 0.00013229 | 0.00013229 | 0.00013229 | 0.00013229 | 0.00013229 | 0.00013229 | 0.00013229 | 0.00013229 | 0.00013229 | 0.00013229 | 0.00013229 | 0.00013229 | 0.00013229 | 0.00013229 | 0.00013229 | 0.00013229 | 0.00013229 | 0.00013229 | 0.00013229 | 0.00013229 | 0.00013229 | 0.00013229 | 0.00013229
F1_Commercial_School (ID)_Existing_Space Heating_Natural Gas_Unit Heater_E4 | F1 | Commercial | School (ID) | Existing | Space Heating | Natural Gas | Unit Heater | E4 | RVT - Cost of Equipment | 0 | 0 | 0 | 0 | 0 | 0 | 0 | 0 | 0 | 0 | 0 | 0 | 0 | 0 | 0 | 0 | 0 | 0 | 0 | 0 | 0 | 0 | 0 | 0 | 0 | 0 | 0
F1_Commercial_School (ID)_Existing_Space Heating_Natural Gas_Unit Heater_E5 | F1 | Commercial | School (ID) | Existing | Space Heating | Natural Gas | Unit Heater | E5 | RVT - Cost of Equipment | 0 | 0 | 0 | 0 | 0 | 0 | 0 | 0 | 0 | 0 | 0 | 0 | 0 | 0 | 0 | 0 | 0 | 0 | 0 | 0 | 0 | 0 | 0 | 0 | 0 | 0 | 0
F1_Commercial_School (ID)_Existing_Space Heating_Natural Gas_Unit Heater_E6 | F1 | Commercial | School (ID) | Existing | Space Heating | Natural Gas | Unit Heater | E6 | RVT - Cost of Equipment | 0 | 0 | 0 | 0 | 0 | 0 | 0 | 0 | 0 | 0 | 0 | 0 | 0 | 0 | 0 | 0 | 0 | 0 | 0 | 0 | 0 | 0 | 0 | 0 | 0 | 0 | 0
F1_Commercial_School (ID)_Existing_Space Heating_Natural Gas_Unit Heater_E7 | F1 | Commercial | School (ID) | Existing | Space Heating | Natural Gas | Unit Heater | E7 | RVT - Cost of Equipment | 0 | 0 | 0 | 0 | 0 | 0 | 0 | 0 | 0 | 0 | 0 | 0 | 0 | 0 | 0 | 0 | 0 | 0 | 0 | 0 | 0 | 0 | 0 | 0 | 0 | 0 | 0
F1_Commercial_School (ID)_Existing_Space Heating_Natural Gas_Unit Heater_E8 | F1 | Commercial | School (ID) | Existing | Space Heating | Natural Gas | Unit Heater | E8 | RVT - Cost of Equipment | 0 | 0 | 0 | 0 | 0 | 0 | 0 | 0 | 0 | 0 | 0 | 0 | 0 | 0 | 0 | 0 | 0 | 0 | 0 | 0 | 0 | 0 | 0 | 0 | 0 | 0 | 0
F1_Commercial_School (ID)_Existing_Space Heating_Natural Gas_Unit Heater_E9 | F1 | Commercial | School (ID) | Existing | Space Heating | Natural Gas | Unit Heater | E9 | RVT - Cost of Equipment | 0 | 0 | 0 | 0 | 0 | 0 | 0 | 0 | 0 | 0 | 0 | 0 | 0 | 0 | 0 | 0 | 0 | 0 | 0 | 0 | 0 | 0 | 0 | 0 | 0 | 0 | 0
F1_Commercial_School (ID)_Existing_Space Heating_Natural Gas_Unit Heater_E10 | F1 | Commercial | School (ID) | Existing | Space Heating | Natural Gas | Unit Heater | E10 | RVT - Cost of Equipment | 0 | 0 | 0 | 0 | 0 | 0 | 0 | 0 | 0 | 0 | 0 | 0 | 0 | 0 | 0 | 0 | 0 | 0 | 0 | 0 | 0 | 0 | 0 | 0 | 0 | 0 | 0
F2_Commercial_School (ID)_Existing_Space Heating_Natural Gas_Unit Heater_E1 | F2 | Commercial | School (ID) | Existing | Space Heating | Natural Gas | Unit Heater | E1 | RVT - Cost of Operation | 0.021139 | 0.021362 | 0.02168 | 0.022031 | 0.022418 | 0.023003 | 0.023582 | 0.024191 | 0.024743 | 0.025287 | 0.0259 | 0.026455 | 0.027063 | 0.027683 | 0.028249 | 0.028797 | 0.029295 | 0.029803 | 0.030329 | 0.030861 | 0.031396 | 0.032078 | 0.032867 | 0.033564 | 0.034277 | 0.035004 | 0.035747
F2_Commercial_School (ID)_Existing_Space Heating_Natural Gas_Unit Heater_E2 | F2 | Commercial | School (ID) | Existing | Space Heating | Natural Gas | Unit Heater | E2 | RVT - Cost of Operation | 0.018801 | 0.018999 | 0.019283 | 0.019595 | 0.019939 | 0.020459 | 0.020974 | 0.021516 | 0.022007 | 0.022491 | 0.023036 | 0.02353 | 0.02407 | 0.024622 | 0.025125 | 0.025613 | 0.026056 | 0.026508 | 0.026975 | 0.027449 | 0.027925 | 0.028531 | 0.029232 | 0.029853 | 0.030487 | 0.031134 | 0.031794
F2_Commercial_School (ID)_Existing_Space Heating_Natural Gas_Unit Heater_E3 | F2 | Commercial | School (ID) | Existing | Space Heating | Natural Gas | Unit Heater | E3 | RVT - Cost of Operation | 0.017964 | 0.018113 | 0.018362 | 0.018649 | 0.018978 | 0.019514 | 0.020045 | 0.020601 | 0.021089 | 0.021562 | 0.022099 | 0.022567 | 0.023089 | 0.023627 | 0.024105 | 0.024564 | 0.024969 | 0.025382 | 0.02581 | 0.026243 | 0.026677 | 0.027259 | 0.027949 | 0.028542 | 0.029148 | 0.029766 | 0.030398
F2_Commercial_School (ID)_Existing_Space Heating_Natural Gas_Unit Heater_E4 | F2 | Commercial | School (ID) | Existing | Space Heating | Natural Gas | Unit Heater | E4 | RVT - Cost of Operation | 0 | 0 | 0 | 0 | 0 | 0 | 0 | 0 | 0 | 0 | 0 | 0 | 0 | 0 | 0 | 0 | 0 | 0 | 0 | 0 | 0 | 0 | 0 | 0 | 0 | 0 | 0
F2_Commercial_School (ID)_Existing_Space Heating_Natural Gas_Unit Heater_E5 | F2 | Commercial | School (ID) | Existing | Space Heating | Natural Gas | Unit Heater | E5 | RVT - Cost of Operation | 0 | 0 | 0 | 0 | 0 | 0 | 0 | 0 | 0 | 0 | 0 | 0 | 0 | 0 | 0 | 0 | 0 | 0 | 0 | 0 | 0 | 0 | 0 | 0 | 0 | 0 | 0
F2_Commercial_School (ID)_Existing_Space Heating_Natural Gas_Unit Heater_E6 | F2 | Commercial | School (ID) | Existing | Space Heating | Natural Gas | Unit Heater | E6 | RVT - Cost of Operation | 0 | 0 | 0 | 0 | 0 | 0 | 0 | 0 | 0 | 0 | 0 | 0 | 0 | 0 | 0 | 0 | 0 | 0 | 0 | 0 | 0 | 0 | 0 | 0 | 0 | 0 | 0
F2_Commercial_School (ID)_Existing_Space Heating_Natural Gas_Unit Heater_E7 | F2 | Commercial | School (ID) | Existing | Space Heating | Natural Gas | Unit Heater | E7 | RVT - Cost of Operation | 0 | 0 | 0 | 0 | 0 | 0 | 0 | 0 | 0 | 0 | 0 | 0 | 0 | 0 | 0 | 0 | 0 | 0 | 0 | 0 | 0 | 0 | 0 | 0 | 0 | 0 | 0
F2_Commercial_School (ID)_Existing_Space Heating_Natural Gas_Unit Heater_E8 | F2 | Commercial | School (ID) | Existing | Space Heating | Natural Gas | Unit Heater | E8 | RVT - Cost of Operation | 0 | 0 | 0 | 0 | 0 | 0 | 0 | 0 | 0 | 0 | 0 | 0 | 0 | 0 | 0 | 0 | 0 | 0 | 0 | 0 | 0 | 0 | 0 | 0 | 0 | 0 | 0
F2_Commercial_School (ID)_Existing_Space Heating_Natural Gas_Unit Heater_E9 | F2 | Commercial | School (ID) | Existing | Space Heating | Natural Gas | Unit Heater | E9 | RVT - Cost of Operation | 0 | 0 | 0 | 0 | 0 | 0 | 0 | 0 | 0 | 0 | 0 | 0 | 0 | 0 | 0 | 0 | 0 | 0 | 0 | 0 | 0 | 0 | 0 | 0 | 0 | 0 | 0
F2_Commercial_School (ID)_Existing_Space Heating_Natural Gas_Unit Heater_E10 | F2 | Commercial | School (ID) | Existing | Space Heating | Natural Gas | Unit Heater | E10 | RVT - Cost of Operation | 0 | 0 | 0 | 0 | 0 | 0 | 0 | 0 | 0 | 0 | 0 | 0 | 0 | 0 | 0 | 0 | 0 | 0 | 0 | 0 | 0 | 0 | 0 | 0 | 0 | 0 | 0
F3_Commercial_School (ID)_Existing_Space Heating_Natural Gas_Unit Heater_E1 | F3 | Commercial | School (ID) | Existing | Space Heating | Natural Gas | Unit Heater | E1 | System - kBTUs of Consumption | 4.4661 | 4.4577 | 4.4577 | 4.4577 | 4.4577 | 4.4577 | 4.4577 | 4.4577 | 4.4577 | 4.4577 | 4.4577 | 4.4577 | 4.4577 | 4.4577 | 4.4577 | 4.4577 | 4.4577 | 4.4577 | 4.4577 | 4.4577 | 4.4577 | 4.4577 | 4.4577 | 4.4577 | 4.4577 | 4.4577 | 4.4577
F3_Commercial_School (ID)_Existing_Space Heating_Natural Gas_Unit Heater_E2 | F3 | Commercial | School (ID) | Existing | Space Heating | Natural Gas | Unit Heater | E2 | System - kBTUs of Consumption | 3.9722 | 3.9648 | 3.9648 | 3.9648 | 3.9648 | 3.9648 | 3.9648 | 3.9648 | 3.9648 | 3.9648 | 3.9648 | 3.9648 | 3.9648 | 3.9648 | 3.9648 | 3.9648 | 3.9648 | 3.9648 | 3.9648 | 3.9648 | 3.9648 | 3.9648 | 3.9648 | 3.9648 | 3.9648 | 3.9648 | 3.9648
F3_Commercial_School (ID)_Existing_Space Heating_Natural Gas_Unit Heater_E3 | F3 | Commercial | School (ID) | Existing | Space Heating | Natural Gas | Unit Heater | E3 | System - kBTUs of Consumption | 3.9533 | 3.9433 | 3.9433 | 3.9433 | 3.9433 | 3.9433 | 3.9433 | 3.9433 | 3.9433 | 3.9433 | 3.9433 | 3.9433 | 3.9433 | 3.9433 | 3.9433 | 3.9433 | 3.9433 | 3.9433 | 3.9433 | 3.9433 | 3.9433 | 3.9433 | 3.9433 | 3.9433 | 3.9433 | 3.9433 | 3.9433
F3_Commercial_School (ID)_Existing_Space Heating_Natural Gas_Unit Heater_E4 | F3 | Commercial | School (ID) | Existing | Space Heating | Natural Gas | Unit Heater | E4 | System - kBTUs of Consumption | 0 | 0 | 0 | 0 | 0 | 0 | 0 | 0 | 0 | 0 | 0 | 0 | 0 | 0 | 0 | 0 | 0 | 0 | 0 | 0 | 0 | 0 | 0 | 0 | 0 | 0 | 0
F3_Commercial_School (ID)_Existing_Space Heating_Natural Gas_Unit Heater_E5 | F3 | Commercial | School (ID) | Existing | Space Heating | Natural Gas | Unit Heater | E5 | System - kBTUs of Consumption | 0 | 0 | 0 | 0 | 0 | 0 | 0 | 0 | 0 | 0 | 0 | 0 | 0 | 0 | 0 | 0 | 0 | 0 | 0 | 0 | 0 | 0 | 0 | 0 | 0 | 0 | 0
F3_Commercial_School (ID)_Existing_Space Heating_Natural Gas_Unit Heater_E6 | F3 | Commercial | School (ID) | Existing | Space Heating | Natural Gas | Unit Heater | E6 | System - kBTUs of Consumption | 0 | 0 | 0 | 0 | 0 | 0 | 0 | 0 | 0 | 0 | 0 | 0 | 0 | 0 | 0 | 0 | 0 | 0 | 0 | 0 | 0 | 0 | 0 | 0 | 0 | 0 | 0
F3_Commercial_School (ID)_Existing_Space Heating_Natural Gas_Unit Heater_E7 | F3 | Commercial | School (ID) | Existing | Space Heating | Natural Gas | Unit Heater | E7 | System - kBTUs of Consumption | 0 | 0 | 0 | 0 | 0 | 0 | 0 | 0 | 0 | 0 | 0 | 0 | 0 | 0 | 0 | 0 | 0 | 0 | 0 | 0 | 0 | 0 | 0 | 0 | 0 | 0 | 0
F3_Commercial_School (ID)_Existing_Space Heating_Natural Gas_Unit Heater_E8 | F3 | Commercial | School (ID) | Existing | Space Heating | Natural Gas | Unit Heater | E8 | System - kBTUs of Consumption | 0 | 0 | 0 | 0 | 0 | 0 | 0 | 0 | 0 | 0 | 0 | 0 | 0 | 0 | 0 | 0 | 0 | 0 | 0 | 0 | 0 | 0 | 0 | 0 | 0 | 0 | 0
F3_Commercial_School (ID)_Existing_Space Heating_Natural Gas_Unit Heater_E9 | F3 | Commercial | School (ID) | Existing | Space Heating | Natural Gas | Unit Heater | E9 | System - kBTUs of Consumption | 0 | 0 | 0 | 0 | 0 | 0 | 0 | 0 | 0 | 0 | 0 | 0 | 0 | 0 | 0 | 0 | 0 | 0 | 0 | 0 | 0 | 0 | 0 | 0 | 0 | 0 | 0
F3_Commercial_School (ID)_Existing_Space Heating_Natural Gas_Unit Heater_E10 | F3 | Commercial | School (ID) | Existing | Space Heating | Natural Gas | Unit Heater | E10 | System - kBTUs of Consumption | 0 | 0 | 0 | 0 | 0 | 0 | 0 | 0 | 0 | 0 | 0 | 0 | 0 | 0 | 0 | 0 | 0 | 0 | 0 | 0 | 0 | 0 | 0 | 0 | 0 | 0 | 0
F4_Commercial_School (ID)_Existing_Space Heating_Natural Gas_Unit Heater_E1 | F4 | Commercial | School (ID) | Existing | Space Heating | Natural Gas | Unit Heater | E1 | Utility - Cost of Equipment | 9.5119e-05 | 9.5119e-05 | 9.5119e-05 | 9.5119e-05 | 9.5119e-05 | 9.5119e-05 | 9.5119e-05 | 9.5119e-05 | 9.5119e-05 | 9.5119e-05 | 9.5119e-05 | 9.5119e-05 | 9.5119e-05 | 9.5119e-05 | 9.5119e-05 | 9.5119e-05 | 9.5119e-05 | 9.5119e-05 | 9.5119e-05 | 9.5119e-05 | 9.5119e-05 | 9.5119e-05 | 9.5119e-05 | 9.5119e-05 | 9.5119e-05 | 9.5119e-05 | 9.5119e-05
F4_Commercial_School (ID)_Existing_Space Heating_Natural Gas_Unit Heater_E2 | F4 | Commercial | School (ID) | Existing | Space Heating | Natural Gas | Unit Heater | E2 | Utility - Cost of Equipment | 0.00020861 | 0.00020861 | 0.00020861 | 0.00020861 | 0.00020861 | 0.00020861 | 0.00020861 | 0.00020861 | 0.00020861 | 0.00020861 | 0.00020861 | 0.00020861 | 0.00020861 | 0.00020861 | 0.00020861 | 0.00020861 | 0.00020861 | 0.00020861 | 0.00020861 | 0.00020861 | 0.00020861 | 0.00020861 | 0.00020861 | 0.00020861 | 0.00020861 | 0.00020861 | 0.00020861
F4_Commercial_School (ID)_Existing_Space Heating_Natural Gas_Unit Heater_E3 | F4 | Commercial | School (ID) | Existing | Space Heating | Natural Gas | Unit Heater | E3 | Utility - Cost of Equipment | 0.00013229 | 0.00013229 | 0.00013229 | 0.00013229 | 0.00013229 | 0.00013229 | 0.00013229 | 0.00013229 | 0.00013229 | 0.00013229 | 0.00013229 | 0.00013229 | 0.00013229 | 0.00013229 | 0.00013229 | 0.00013229 | 0.00013229 | 0.00013229 | 0.00013229 | 0.00013229 | 0.00013229 | 0.00013229 | 0.00013229 | 0.00013229 | 0.00013229 | 0.00013229 | 0.00013229
F4_Commercial_School (ID)_Existing_Space Heating_Natural Gas_Unit Heater_E4 | F4 | Commercial | School (ID) | Existing | Space Heating | Natural Gas | Unit Heater | E4 | Utility - Cost of Equipment | 0 | 0 | 0 | 0 | 0 | 0 | 0 | 0 | 0 | 0 | 0 | 0 | 0 | 0 | 0 | 0 | 0 | 0 | 0 | 0 | 0 | 0 | 0 | 0 | 0 | 0 | 0
F4_Commercial_School (ID)_Existing_Space Heating_Natural Gas_Unit Heater_E5 | F4 | Commercial | School (ID) | Existing | Space Heating | Natural Gas | Unit Heater | E5 | Utility - Cost of Equipment | 0 | 0 | 0 | 0 | 0 | 0 | 0 | 0 | 0 | 0 | 0 | 0 | 0 | 0 | 0 | 0 | 0 | 0 | 0 | 0 | 0 | 0 | 0 | 0 | 0 | 0 | 0
F4_Commercial_School (ID)_Existing_Space Heating_Natural Gas_Unit Heater_E6 | F4 | Commercial | School (ID) | Existing | Space Heating | Natural Gas | Unit Heater | E6 | Utility - Cost of Equipment | 0 | 0 | 0 | 0 | 0 | 0 | 0 | 0 | 0 | 0 | 0 | 0 | 0 | 0 | 0 | 0 | 0 | 0 | 0 | 0 | 0 | 0 | 0 | 0 | 0 | 0 | 0
F4_Commercial_School (ID)_Existing_Space Heating_Natural Gas_Unit Heater_E7 | F4 | Commercial | School (ID) | Existing | Space Heating | Natural Gas | Unit Heater | E7 | Utility - Cost of Equipment | 0 | 0 | 0 | 0 | 0 | 0 | 0 | 0 | 0 | 0 | 0 | 0 | 0 | 0 | 0 | 0 | 0 | 0 | 0 | 0 | 0 | 0 | 0 | 0 | 0 | 0 | 0
F4_Commercial_School (ID)_Existing_Space Heating_Natural Gas_Unit Heater_E8 | F4 | Commercial | School (ID) | Existing | Space Heating | Natural Gas | Unit Heater | E8 | Utility - Cost of Equipment | 0 | 0 | 0 | 0 | 0 | 0 | 0 | 0 | 0 | 0 | 0 | 0 | 0 | 0 | 0 | 0 | 0 | 0 | 0 | 0 | 0 | 0 | 0 | 0 | 0 | 0 | 0
F4_Commercial_School (ID)_Existing_Space Heating_Natural Gas_Unit Heater_E9 | F4 | Commercial | School (ID) | Existing | Space Heating | Natural Gas | Unit Heater | E9 | Utility - Cost of Equipment | 0 | 0 | 0 | 0 | 0 | 0 | 0 | 0 | 0 | 0 | 0 | 0 | 0 | 0 | 0 | 0 | 0 | 0 | 0 | 0 | 0 | 0 | 0 | 0 | 0 | 0 | 0
F4_Commercial_School (ID)_Existing_Space Heating_Natural Gas_Unit Heater_E10 | F4 | Commercial | School (ID) | Existing | Space Heating | Natural Gas | Unit Heater | E10 | Utility - Cost of Equipment | 0 | 0 | 0 | 0 | 0 | 0 | 0 | 0 | 0 | 0 | 0 | 0 | 0 | 0 | 0 | 0 | 0 | 0 | 0 | 0 | 0 | 0 | 0 | 0 | 0 | 0 | 0
F5_Commercial_School (ID)_Existing_Space Heating_Natural Gas_Unit Heater_E1 | F5 | Commercial | School (ID) | Existing | Space Heating | Natural Gas | Unit Heater | E1 | Utility - Cost of Operation | 0.018338 | 0.01864 | 0.019033 | 0.019466 | 0.019944 | 0.020602 | 0.021272 | 0.021981 | 0.02266 | 0.023349 | 0.023967 | 0.024536 | 0.025159 | 0.025799 | 0.026395 | 0.026982 | 0.02753 | 0.028095 | 0.028683 | 0.029286 | 0.029901 | 0.03055 | 0.031302 | 0.031966 | 0.032645 | 0.033337 | 0.034045
F5_Commercial_School (ID)_Existing_Space Heating_Natural Gas_Unit Heater_E2 | F5 | Commercial | School (ID) | Existing | Space Heating | Natural Gas | Unit Heater | E2 | Utility - Cost of Operation | 0.01631 | 0.016578 | 0.016928 | 0.017314 | 0.017739 | 0.018324 | 0.018919 | 0.019551 | 0.020154 | 0.020767 | 0.021316 | 0.021823 | 0.022377 | 0.022946 | 0.023476 | 0.023998 | 0.024486 | 0.024988 | 0.025511 | 0.026048 | 0.026595 | 0.027172 | 0.02784 | 0.028431 | 0.029035 | 0.029651 | 0.03028
F5_Commercial_School (ID)_Existing_Space Heating_Natural Gas_Unit Heater_E3 | F5 | Commercial | School (ID) | Existing | Space Heating | Natural Gas | Unit Heater | E3 | Utility - Cost of Operation | 0.01539 | 0.015614 | 0.015931 | 0.016293 | 0.016703 | 0.017301 | 0.017911 | 0.018558 | 0.019167 | 0.019785 | 0.020325 | 0.020814 | 0.021356 | 0.021918 | 0.022433 | 0.022937 | 0.023398 | 0.023875 | 0.024373 | 0.024885 | 0.025407 | 0.025961 | 0.026618 | 0.027183 | 0.02776 | 0.028349 | 0.028951
F5_Commercial_School (ID)_Existing_Space Heating_Natural Gas_Unit Heater_E4 | F5 | Commercial | School (ID) | Existing | Space Heating | Natural Gas | Unit Heater | E4 | Utility - Cost of Operation | 0 | 0 | 0 | 0 | 0 | 0 | 0 | 0 | 0 | 0 | 0 | 0 | 0 | 0 | 0 | 0 | 0 | 0 | 0 | 0 | 0 | 0 | 0 | 0 | 0 | 0 | 0
F5_Commercial_School (ID)_Existing_Space Heating_Natural Gas_Unit Heater_E5 | F5 | Commercial | School (ID) | Existing | Space Heating | Natural Gas | Unit Heater | E5 | Utility - Cost of Operation | 0 | 0 | 0 | 0 | 0 | 0 | 0 | 0 | 0 | 0 | 0 | 0 | 0 | 0 | 0 | 0 | 0 | 0 | 0 | 0 | 0 | 0 | 0 | 0 | 0 | 0 | 0
F5_Commercial_School (ID)_Existing_Space Heating_Natural Gas_Unit Heater_E6 | F5 | Commercial | School (ID) | Existing | Space Heating | Natural Gas | Unit Heater | E6 | Utility - Cost of Operation | 0 | 0 | 0 | 0 | 0 | 0 | 0 | 0 | 0 | 0 | 0 | 0 | 0 | 0 | 0 | 0 | 0 | 0 | 0 | 0 | 0 | 0 | 0 | 0 | 0 | 0 | 0
F5_Commercial_School (ID)_Existing_Space Heating_Natural Gas_Unit Heater_E7 | F5 | Commercial | School (ID) | Existing | Space Heating | Natural Gas | Unit Heater | E7 | Utility - Cost of Operation | 0 | 0 | 0 | 0 | 0 | 0 | 0 | 0 | 0 | 0 | 0 | 0 | 0 | 0 | 0 | 0 | 0 | 0 | 0 | 0 | 0 | 0 | 0 | 0 | 0 | 0 | 0
F5_Commercial_School (ID)_Existing_Space Heating_Natural Gas_Unit Heater_E8 | F5 | Commercial | School (ID) | Existing | Space Heating | Natural Gas | Unit Heater | E8 | Utility - Cost of Operation | 0 | 0 | 0 | 0 | 0 | 0 | 0 | 0 | 0 | 0 | 0 | 0 | 0 | 0 | 0 | 0 | 0 | 0 | 0 | 0 | 0 | 0 | 0 | 0 | 0 | 0 | 0
F5_Commercial_School (ID)_Existing_Space Heating_Natural Gas_Unit Heater_E9 | F5 | Commercial | School (ID) | Existing | Space Heating | Natural Gas | Unit Heater | E9 | Utility - Cost of Operation | 0 | 0 | 0 | 0 | 0 | 0 | 0 | 0 | 0 | 0 | 0 | 0 | 0 | 0 | 0 | 0 | 0 | 0 | 0 | 0 | 0 | 0 | 0 | 0 | 0 | 0 | 0
F5_Commercial_School (ID)_Existing_Space Heating_Natural Gas_Unit Heater_E10 | F5 | Commercial | School (ID) | Existing | Space Heating | Natural Gas | Unit Heater | E10 | Utility - Cost of Operation | 0 | 0 | 0 | 0 | 0 | 0 | 0 | 0 | 0 | 0 | 0 | 0 | 0 | 0 | 0 | 0 | 0 | 0 | 0 | 0 | 0 | 0 | 0 | 0 | 0 | 0 | 0
F6_Commercial_School (ID)_Existing_Space Heating_Natural Gas_Unit Heater_E1 | F6 | Commercial | School (ID) | Existing | Space Heating | Natural Gas | Unit Heater | E1 | Utility - Value of Sales | 0.021139 | 0.021362 | 0.02168 | 0.022031 | 0.022418 | 0.023003 | 0.023582 | 0.024191 | 0.024743 | 0.025287 | 0.0259 | 0.026455 | 0.027063 | 0.027683 | 0.028249 | 0.028797 | 0.029295 | 0.029803 | 0.030329 | 0.030861 | 0.031396 | 0.032078 | 0.032867 | 0.033564 | 0.034277 | 0.035004 | 0.035747
F6_Commercial_School (ID)_Existing_Space Heating_Natural Gas_Unit Heater_E2 | F6 | Commercial | School (ID) | Existing | Space Heating | Natural Gas | Unit Heater | E2 | Utility - Value of Sales | 0.018801 | 0.018999 | 0.019283 | 0.019595 | 0.019939 | 0.020459 | 0.020974 | 0.021516 | 0.022007 | 0.022491 | 0.023036 | 0.02353 | 0.02407 | 0.024622 | 0.025125 | 0.025613 | 0.026056 | 0.026508 | 0.026975 | 0.027449 | 0.027925 | 0.028531 | 0.029232 | 0.029853 | 0.030487 | 0.031134 | 0.031794
F6_Commercial_School (ID)_Existing_Space Heating_Natural Gas_Unit Heater_E3 | F6 | Commercial | School (ID) | Existing | Space Heating | Natural Gas | Unit Heater | E3 | Utility - Value of Sales | 0.017964 | 0.018113 | 0.018362 | 0.018649 | 0.018978 | 0.019514 | 0.020045 | 0.020601 | 0.021089 | 0.021562 | 0.022099 | 0.022567 | 0.023089 | 0.023627 | 0.024105 | 0.024564 | 0.024969 | 0.025382 | 0.02581 | 0.026243 | 0.026677 | 0.027259 | 0.027949 | 0.028542 | 0.029148 | 0.029766 | 0.030398
F6_Commercial_School (ID)_Existing_Space Heating_Natural Gas_Unit Heater_E4 | F6 | Commercial | School (ID) | Existing | Space Heating | Natural Gas | Unit Heater | E4 | Utility - Value of Sales | 0 | 0 | 0 | 0 | 0 | 0 | 0 | 0 | 0 | 0 | 0 | 0 | 0 | 0 | 0 | 0 | 0 | 0 | 0 | 0 | 0 | 0 | 0 | 0 | 0 | 0 | 0
F6_Commercial_School (ID)_Existing_Space Heating_Natural Gas_Unit Heater_E5 | F6 | Commercial | School (ID) | Existing | Space Heating | Natural Gas | Unit Heater | E5 | Utility - Value of Sales | 0 | 0 | 0 | 0 | 0 | 0 | 0 | 0 | 0 | 0 | 0 | 0 | 0 | 0 | 0 | 0 | 0 | 0 | 0 | 0 | 0 | 0 | 0 | 0 | 0 | 0 | 0
F6_Commercial_School (ID)_Existing_Space Heating_Natural Gas_Unit Heater_E6 | F6 | Commercial | School (ID) | Existing | Space Heating | Natural Gas | Unit Heater | E6 | Utility - Value of Sales | 0 | 0 | 0 | 0 | 0 | 0 | 0 | 0 | 0 | 0 | 0 | 0 | 0 | 0 | 0 | 0 | 0 | 0 | 0 | 0 | 0 | 0 | 0 | 0 | 0 | 0 | 0
F6_Commercial_School (ID)_Existing_Space Heating_Natural Gas_Unit Heater_E7 | F6 | Commercial | School (ID) | Existing | Space Heating | Natural Gas | Unit Heater | E7 | Utility - Value of Sales | 0 | 0 | 0 | 0 | 0 | 0 | 0 | 0 | 0 | 0 | 0 | 0 | 0 | 0 | 0 | 0 | 0 | 0 | 0 | 0 | 0 | 0 | 0 | 0 | 0 | 0 | 0
F6_Commercial_School (ID)_Existing_Space Heating_Natural Gas_Unit Heater_E8 | F6 | Commercial | School (ID) | Existing | Space Heating | Natural Gas | Unit Heater | E8 | Utility - Value of Sales | 0 | 0 | 0 | 0 | 0 | 0 | 0 | 0 | 0 | 0 | 0 | 0 | 0 | 0 | 0 | 0 | 0 | 0 | 0 | 0 | 0 | 0 | 0 | 0 | 0 | 0 | 0
F6_Commercial_School (ID)_Existing_Space Heating_Natural Gas_Unit Heater_E9 | F6 | Commercial | School (ID) | Existing | Space Heating | Natural Gas | Unit Heater | E9 | Utility - Value of Sales | 0 | 0 | 0 | 0 | 0 | 0 | 0 | 0 | 0 | 0 | 0 | 0 | 0 | 0 | 0 | 0 | 0 | 0 | 0 | 0 | 0 | 0 | 0 | 0 | 0 | 0 | 0
F6_Commercial_School (ID)_Existing_Space Heating_Natural Gas_Unit Heater_E10 | F6 | Commercial | School (ID) | Existing | Space Heating | Natural Gas | Unit Heater | E10 | Utility - Value of Sales | 0 | 0 | 0 | 0 | 0 | 0 | 0 | 0 | 0 | 0 | 0 | 0 | 0 | 0 | 0 | 0 | 0 | 0 | 0 | 0 | 0 | 0 | 0 | 0 | 0 | 0 | 0
F1_Commercial_School (ID)_Existing_Water Heating_Natural Gas_Water Heater_E1 | F1 | Commercial | School (ID) | Existing | Water Heating | Natural Gas | Water Heater | E1 | RVT - Cost of Equipment | 0.013445 | 0.013445 | 0.013445 | 0.013445 | 0.013445 | 0.013445 | 0.013445 | 0.013445 | 0.013445 | 0.013445 | 0.013445 | 0.013445 | 0.013445 | 0.013445 | 0.013445 | 0.013445 | 0.013445 | 0.013445 | 0.013445 | 0.013445 | 0.013445 | 0.013445 | 0.013445 | 0.013445 | 0.013445 | 0.013445 | 0.013445
F1_Commercial_School (ID)_Existing_Water Heating_Natural Gas_Water Heater_E2 | F1 | Commercial | School (ID) | Existing | Water Heating | Natural Gas | Water Heater | E2 | RVT - Cost of Equipment | 0.016134 | 0.016134 | 0.016134 | 0.016134 | 0.016134 | 0.016134 | 0.016134 | 0.016134 | 0.016134 | 0.016134 | 0.016134 | 0.016134 | 0.016134 | 0.016134 | 0.016134 | 0.016134 | 0.016134 | 0.016134 | 0.016134 | 0.016134 | 0.016134 | 0.016134 | 0.016134 | 0.016134 | 0.016134 | 0.016134 | 0.016134
F1_Commercial_School (ID)_Existing_Water Heating_Natural Gas_Water Heater_E3 | F1 | Commercial | School (ID) | Existing | Water Heating | Natural Gas | Water Heater | E3 | RVT - Cost of Equipment | 0.019834 | 0.019834 | 0.019834 | 0.019834 | 0.019834 | 0.019834 | 0.019834 | 0.019834 | 0.019834 | 0.019834 | 0.019834 | 0.019834 | 0.019834 | 0.019834 | 0.019834 | 0.019834 | 0.019834 | 0.019834 | 0.019834 | 0.019834 | 0.019834 | 0.019834 | 0.019834 | 0.019834 | 0.019834 | 0.019834 | 0.019834
F1_Commercial_School (ID)_Existing_Water Heating_Natural Gas_Water Heater_E4 | F1 | Commercial | School (ID) | Existing | Water Heating | Natural Gas | Water Heater | E4 | RVT - Cost of Equipment | 0.01999 | 0.01999 | 0.01999 | 0.01999 | 0.01999 | 0.01999 | 0.01999 | 0.01999 | 0.01999 | 0.01999 | 0.01999 | 0.01999 | 0.01999 | 0.01999 | 0.01999 | 0.01999 | 0.01999 | 0.01999 | 0.01999 | 0.01999 | 0.01999 | 0.01999 | 0.01999 | 0.01999 | 0.01999 | 0.01999 | 0.01999
F1_Commercial_School (ID)_Existing_Water Heating_Natural Gas_Water Heater_E5 | F1 | Commercial | School (ID) | Existing | Water Heating | Natural Gas | Water Heater | E5 | RVT - Cost of Equipment | 0.043152 | 0.043152 | 0.043152 | 0.043152 | 0.043152 | 0.043152 | 0.043152 | 0.043152 | 0.043152 | 0.043152 | 0.043152 | 0.043152 | 0.043152 | 0.043152 | 0.043152 | 0.043152 | 0.043152 | 0.043152 | 0.043152 | 0.043152 | 0.043152 | 0.043152 | 0.043152 | 0.043152 | 0.043152 | 0.043152 | 0.043152
F1_Commercial_School (ID)_Existing_Water Heating_Natural Gas_Water Heater_E6 | F1 | Commercial | School (ID) | Existing | Water Heating | Natural Gas | Water Heater | E6 | RVT - Cost of Equipment | 0 | 0 | 0 | 0 | 0 | 0 | 0 | 0 | 0 | 0 | 0 | 0 | 0 | 0 | 0 | 0 | 0 | 0 | 0 | 0 | 0 | 0 | 0 | 0 | 0 | 0 | 0
F1_Commercial_School (ID)_Existing_Water Heating_Natural Gas_Water Heater_E7 | F1 | Commercial | School (ID) | Existing | Water Heating | Natural Gas | Water Heater | E7 | RVT - Cost of Equipment | 0 | 0 | 0 | 0 | 0 | 0 | 0 | 0 | 0 | 0 | 0 | 0 | 0 | 0 | 0 | 0 | 0 | 0 | 0 | 0 | 0 | 0 | 0 | 0 | 0 | 0 | 0
F1_Commercial_School (ID)_Existing_Water Heating_Natural Gas_Water Heater_E8 | F1 | Commercial | School (ID) | Existing | Water Heating | Natural Gas | Water Heater | E8 | RVT - Cost of Equipment | 0 | 0 | 0 | 0 | 0 | 0 | 0 | 0 | 0 | 0 | 0 | 0 | 0 | 0 | 0 | 0 | 0 | 0 | 0 | 0 | 0 | 0 | 0 | 0 | 0 | 0 | 0
F1_Commercial_School (ID)_Existing_Water Heating_Natural Gas_Water Heater_E9 | F1 | Commercial | School (ID) | Existing | Water Heating | Natural Gas | Water Heater | E9 | RVT - Cost of Equipment | 0 | 0 | 0 | 0 | 0 | 0 | 0 | 0 | 0 | 0 | 0 | 0 | 0 | 0 | 0 | 0 | 0 | 0 | 0 | 0 | 0 | 0 | 0 | 0 | 0 | 0 | 0
F1_Commercial_School (ID)_Existing_Water Heating_Natural Gas_Water Heater_E10 | F1 | Commercial | School (ID) | Existing | Water Heating | Natural Gas | Water Heater | E10 | RVT - Cost of Equipment | 0 | 0 | 0 | 0 | 0 | 0 | 0 | 0 | 0 | 0 | 0 | 0 | 0 | 0 | 0 | 0 | 0 | 0 | 0 | 0 | 0 | 0 | 0 | 0 | 0 | 0 | 0
F2_Commercial_School (ID)_Existing_Water Heating_Natural Gas_Water Heater_E1 | F2 | Commercial | School (ID) | Existing | Water Heating | Natural Gas | Water Heater | E1 | RVT - Cost of Operation | 0.055576 | 0.056693 | 0.05795 | 0.059362 | 0.060936 | 0.062839 | 0.064727 | 0.066513 | 0.068131 | 0.069708 | 0.071341 | 0.072838 | 0.074437 | 0.075987 | 0.077349 | 0.078602 | 0.079695 | 0.080752 | 0.081866 | 0.082924 | 0.083988 | 0.085471 | 0.086972 | 0.088517 | 0.09009 | 0.091691 | 0.093319
F2_Commercial_School (ID)_Existing_Water Heating_Natural Gas_Water Heater_E2 | F2 | Commercial | School (ID) | Existing | Water Heating | Natural Gas | Water Heater | E2 | RVT - Cost of Operation | 0.0494 | 0.050393 | 0.051511 | 0.052766 | 0.054165 | 0.055857 | 0.057535 | 0.059122 | 0.060561 | 0.061963 | 0.063415 | 0.064745 | 0.066166 | 0.067544 | 0.068755 | 0.069868 | 0.07084 | 0.071779 | 0.07277 | 0.07371 | 0.074656 | 0.075975 | 0.077309 | 0.078682 | 0.08008 | 0.081503 | 0.082951
F2_Commercial_School (ID)_Existing_Water Heating_Natural Gas_Water Heater_E3 | F2 | Commercial | School (ID) | Existing | Water Heating | Natural Gas | Water Heater | E3 | RVT - Cost of Operation | 0.047298 | 0.048249 | 0.049319 | 0.05052 | 0.05186 | 0.05348 | 0.055087 | 0.056606 | 0.057984 | 0.059326 | 0.060716 | 0.06199 | 0.063351 | 0.06467 | 0.065829 | 0.066895 | 0.067826 | 0.068725 | 0.069673 | 0.070573 | 0.071479 | 0.072742 | 0.074019 | 0.075334 | 0.076672 | 0.078034 | 0.079421
F2_Commercial_School (ID)_Existing_Water Heating_Natural Gas_Water Heater_E4 | F2 | Commercial | School (ID) | Existing | Water Heating | Natural Gas | Water Heater | E4 | RVT - Cost of Operation | 0.049587 | 0.050584 | 0.051672 | 0.052856 | 0.054143 | 0.05566 | 0.05716 | 0.058593 | 0.059917 | 0.061222 | 0.062583 | 0.063861 | 0.065218 | 0.066542 | 0.067734 | 0.068848 | 0.06985 | 0.070829 | 0.071853 | 0.07284 | 0.073836 | 0.075141 | 0.076463 | 0.077822 | 0.079204 | 0.080611 | 0.082043
F2_Commercial_School (ID)_Existing_Water Heating_Natural Gas_Water Heater_E5 | F2 | Commercial | School (ID) | Existing | Water Heating | Natural Gas | Water Heater | E5 | RVT - Cost of Operation | 0.029156 | 0.029729 | 0.030394 | 0.031162 | 0.03204 | 0.033111 | 0.034172 | 0.03517 | 0.036066 | 0.036932 | 0.037824 | 0.03863 | 0.039494 | 0.040328 | 0.041052 | 0.04171 | 0.042275 | 0.042817 | 0.043391 | 0.043931 | 0.044474 | 0.045259 | 0.046053 | 0.046871 | 0.047704 | 0.048551 | 0.049414
F2_Commercial_School (ID)_Existing_Water Heating_Natural Gas_Water Heater_E6 | F2 | Commercial | School (ID) | Existing | Water Heating | Natural Gas | Water Heater | E6 | RVT - Cost of Operation | 0 | 0 | 0 | 0 | 0 | 0 | 0 | 0 | 0 | 0 | 0 | 0 | 0 | 0 | 0 | 0 | 0 | 0 | 0 | 0 | 0 | 0 | 0 | 0 | 0 | 0 | 0
F2_Commercial_School (ID)_Existing_Water Heating_Natural Gas_Water Heater_E7 | F2 | Commercial | School (ID) | Existing | Water Heating | Natural Gas | Water Heater | E7 | RVT - Cost of Operation | 0 | 0 | 0 | 0 | 0 | 0 | 0 | 0 | 0 | 0 | 0 | 0 | 0 | 0 | 0 | 0 | 0 | 0 | 0 | 0 | 0 | 0 | 0 | 0 | 0 | 0 | 0
F2_Commercial_School (ID)_Existing_Water Heating_Natural Gas_Water Heater_E8 | F2 | Commercial | School (ID) | Existing | Water Heating | Natural Gas | Water Heater | E8 | RVT - Cost of Operation | 0 | 0 | 0 | 0 | 0 | 0 | 0 | 0 | 0 | 0 | 0 | 0 | 0 | 0 | 0 | 0 | 0 | 0 | 0 | 0 | 0 | 0 | 0 | 0 | 0 | 0 | 0
F2_Commercial_School (ID)_Existing_Water Heating_Natural Gas_Water Heater_E9 | F2 | Commercial | School (ID) | Existing | Water Heating | Natural Gas | Water Heater | E9 | RVT - Cost of Operation | 0 | 0 | 0 | 0 | 0 | 0 | 0 | 0 | 0 | 0 | 0 | 0 | 0 | 0 | 0 | 0 | 0 | 0 | 0 | 0 | 0 | 0 | 0 | 0 | 0 | 0 | 0
F2_Commercial_School (ID)_Existing_Water Heating_Natural Gas_Water Heater_E10 | F2 | Commercial | School (ID) | Existing | Water Heating | Natural Gas | Water Heater | E10 | RVT - Cost of Operation | 0 | 0 | 0 | 0 | 0 | 0 | 0 | 0 | 0 | 0 | 0 | 0 | 0 | 0 | 0 | 0 | 0 | 0 | 0 | 0 | 0 | 0 | 0 | 0 | 0 | 0 | 0
F3_Commercial_School (ID)_Existing_Water Heating_Natural Gas_Water Heater_E1 | F3 | Commercial | School (ID) | Existing | Water Heating | Natural Gas | Water Heater | E1 | System - kBTUs of Consumption | 12.8581 | 12.8581 | 12.8581 | 12.8581 | 12.8581 | 12.8581 | 12.8581 | 12.8581 | 12.8581 | 12.8581 | 12.8581 | 12.8581 | 12.8581 | 12.8581 | 12.8581 | 12.8581 | 12.8581 | 12.8581 | 12.8581 | 12.8581 | 12.8581 | 12.8581 | 12.8581 | 12.8581 | 12.8581 | 12.8581 | 12.8581
F3_Commercial_School (ID)_Existing_Water Heating_Natural Gas_Water Heater_E2 | F3 | Commercial | School (ID) | Existing | Water Heating | Natural Gas | Water Heater | E2 | System - kBTUs of Consumption | 11.4295 | 11.4295 | 11.4295 | 11.4295 | 11.4295 | 11.4295 | 11.4295 | 11.4295 | 11.4295 | 11.4295 | 11.4295 | 11.4295 | 11.4295 | 11.4295 | 11.4295 | 11.4295 | 11.4295 | 11.4295 | 11.4295 | 11.4295 | 11.4295 | 11.4295 | 11.4295 | 11.4295 | 11.4295 | 11.4295 | 11.4295
F3_Commercial_School (ID)_Existing_Water Heating_Natural Gas_Water Heater_E3 | F3 | Commercial | School (ID) | Existing | Water Heating | Natural Gas | Water Heater | E3 | System - kBTUs of Consumption | 10.9431 | 10.9431 | 10.9431 | 10.9431 | 10.9431 | 10.9431 | 10.9431 | 10.9431 | 10.9431 | 10.9431 | 10.9431 | 10.9431 | 10.9431 | 10.9431 | 10.9431 | 10.9431 | 10.9431 | 10.9431 | 10.9431 | 10.9431 | 10.9431 | 10.9431 | 10.9431 | 10.9431 | 10.9431 | 10.9431 | 10.9431
F3_Commercial_School (ID)_Existing_Water Heating_Natural Gas_Water Heater_E4 | F3 | Commercial | School (ID) | Existing | Water Heating | Natural Gas | Water Heater | E4 | System - kBTUs of Consumption | 10.9315 | 10.9315 | 10.9315 | 10.9315 | 10.9315 | 10.9315 | 10.9315 | 10.9315 | 10.9315 | 10.9315 | 10.9315 | 10.9315 | 10.9315 | 10.9315 | 10.9315 | 10.9315 | 10.9315 | 10.9315 | 10.9315 | 10.9315 | 10.9315 | 10.9315 | 10.9315 | 10.9315 | 10.9315 | 10.9315 | 10.9315
F3_Commercial_School (ID)_Existing_Water Heating_Natural Gas_Water Heater_E5 | F3 | Commercial | School (ID) | Existing | Water Heating | Natural Gas | Water Heater | E5 | System - kBTUs of Consumption | 6.8577 | 6.8577 | 6.8577 | 6.8577 | 6.8577 | 6.8577 | 6.8577 | 6.8577 | 6.8577 | 6.8577 | 6.8577 | 6.8577 | 6.8577 | 6.8577 | 6.8577 | 6.8577 | 6.8577 | 6.8577 | 6.8577 | 6.8577 | 6.8577 | 6.8577 | 6.8577 | 6.8577 | 6.8577 | 6.8577 | 6.8577
F3_Commercial_School (ID)_Existing_Water Heating_Natural Gas_Water Heater_E6 | F3 | Commercial | School (ID) | Existing | Water Heating | Natural Gas | Water Heater | E6 | System - kBTUs of Consumption | 0 | 0 | 0 | 0 | 0 | 0 | 0 | 0 | 0 | 0 | 0 | 0 | 0 | 0 | 0 | 0 | 0 | 0 | 0 | 0 | 0 | 0 | 0 | 0 | 0 | 0 | 0
F3_Commercial_School (ID)_Existing_Water Heating_Natural Gas_Water Heater_E7 | F3 | Commercial | School (ID) | Existing | Water Heating | Natural Gas | Water Heater | E7 | System - kBTUs of Consumption | 0 | 0 | 0 | 0 | 0 | 0 | 0 | 0 | 0 | 0 | 0 | 0 | 0 | 0 | 0 | 0 | 0 | 0 | 0 | 0 | 0 | 0 | 0 | 0 | 0 | 0 | 0
F3_Commercial_School (ID)_Existing_Water Heating_Natural Gas_Water Heater_E8 | F3 | Commercial | School (ID) | Existing | Water Heating | Natural Gas | Water Heater | E8 | System - kBTUs of Consumption | 0 | 0 | 0 | 0 | 0 | 0 | 0 | 0 | 0 | 0 | 0 | 0 | 0 | 0 | 0 | 0 | 0 | 0 | 0 | 0 | 0 | 0 | 0 | 0 | 0 | 0 | 0
F3_Commercial_School (ID)_Existing_Water Heating_Natural Gas_Water Heater_E9 | F3 | Commercial | School (ID) | Existing | Water Heating | Natural Gas | Water Heater | E9 | System - kBTUs of Consumption | 0 | 0 | 0 | 0 | 0 | 0 | 0 | 0 | 0 | 0 | 0 | 0 | 0 | 0 | 0 | 0 | 0 | 0 | 0 | 0 | 0 | 0 | 0 | 0 | 0 | 0 | 0
F3_Commercial_School (ID)_Existing_Water Heating_Natural Gas_Water Heater_E10 | F3 | Commercial | School (ID) | Existing | Water Heating | Natural Gas | Water Heater | E10 | System - kBTUs of Consumption | 0 | 0 | 0 | 0 | 0 | 0 | 0 | 0 | 0 | 0 | 0 | 0 | 0 | 0 | 0 | 0 | 0 | 0 | 0 | 0 | 0 | 0 | 0 | 0 | 0 | 0 | 0
F4_Commercial_School (ID)_Existing_Water Heating_Natural Gas_Water Heater_E1 | F4 | Commercial | School (ID) | Existing | Water Heating | Natural Gas | Water Heater | E1 | Utility - Cost of Equipment | 0.013445 | 0.013445 | 0.013445 | 0.013445 | 0.013445 | 0.013445 | 0.013445 | 0.013445 | 0.013445 | 0.013445 | 0.013445 | 0.013445 | 0.013445 | 0.013445 | 0.013445 | 0.013445 | 0.013445 | 0.013445 | 0.013445 | 0.013445 | 0.013445 | 0.013445 | 0.013445 | 0.013445 | 0.013445 | 0.013445 | 0.013445
F4_Commercial_School (ID)_Existing_Water Heating_Natural Gas_Water Heater_E2 | F4 | Commercial | School (ID) | Existing | Water Heating | Natural Gas | Water Heater | E2 | Utility - Cost of Equipment | 0.016134 | 0.016134 | 0.016134 | 0.016134 | 0.016134 | 0.016134 | 0.016134 | 0.016134 | 0.016134 | 0.016134 | 0.016134 | 0.016134 | 0.016134 | 0.016134 | 0.016134 | 0.016134 | 0.016134 | 0.016134 | 0.016134 | 0.016134 | 0.016134 | 0.016134 | 0.016134 | 0.016134 | 0.016134 | 0.016134 | 0.016134
F4_Commercial_School (ID)_Existing_Water Heating_Natural Gas_Water Heater_E3 | F4 | Commercial | School (ID) | Existing | Water Heating | Natural Gas | Water Heater | E3 | Utility - Cost of Equipment | 0.019834 | 0.019834 | 0.019834 | 0.019834 | 0.019834 | 0.019834 | 0.019834 | 0.019834 | 0.019834 | 0.019834 | 0.019834 | 0.019834 | 0.019834 | 0.019834 | 0.019834 | 0.019834 | 0.019834 | 0.019834 | 0.019834 | 0.019834 | 0.019834 | 0.019834 | 0.019834 | 0.019834 | 0.019834 | 0.019834 | 0.019834
F4_Commercial_School (ID)_Existing_Water Heating_Natural Gas_Water Heater_E4 | F4 | Commercial | School (ID) | Existing | Water Heating | Natural Gas | Water Heater | E4 | Utility - Cost of Equipment | 0.01999 | 0.01999 | 0.01999 | 0.01999 | 0.01999 | 0.01999 | 0.01999 | 0.01999 | 0.01999 | 0.01999 | 0.01999 | 0.01999 | 0.01999 | 0.01999 | 0.01999 | 0.01999 | 0.01999 | 0.01999 | 0.01999 | 0.01999 | 0.01999 | 0.01999 | 0.01999 | 0.01999 | 0.01999 | 0.01999 | 0.01999
F4_Commercial_School (ID)_Existing_Water Heating_Natural Gas_Water Heater_E5 | F4 | Commercial | School (ID) | Existing | Water Heating | Natural Gas | Water Heater | E5 | Utility - Cost of Equipment | 0.043152 | 0.043152 | 0.043152 | 0.043152 | 0.043152 | 0.043152 | 0.043152 | 0.043152 | 0.043152 | 0.043152 | 0.043152 | 0.043152 | 0.043152 | 0.043152 | 0.043152 | 0.043152 | 0.043152 | 0.043152 | 0.043152 | 0.043152 | 0.043152 | 0.043152 | 0.043152 | 0.043152 | 0.043152 | 0.043152 | 0.043152
F4_Commercial_School (ID)_Existing_Water Heating_Natural Gas_Water Heater_E6 | F4 | Commercial | School (ID) | Existing | Water Heating | Natural Gas | Water Heater | E6 | Utility - Cost of Equipment | 0 | 0 | 0 | 0 | 0 | 0 | 0 | 0 | 0 | 0 | 0 | 0 | 0 | 0 | 0 | 0 | 0 | 0 | 0 | 0 | 0 | 0 | 0 | 0 | 0 | 0 | 0
F4_Commercial_School (ID)_Existing_Water Heating_Natural Gas_Water Heater_E7 | F4 | Commercial | School (ID) | Existing | Water Heating | Natural Gas | Water Heater | E7 | Utility - Cost of Equipment | 0 | 0 | 0 | 0 | 0 | 0 | 0 | 0 | 0 | 0 | 0 | 0 | 0 | 0 | 0 | 0 | 0 | 0 | 0 | 0 | 0 | 0 | 0 | 0 | 0 | 0 | 0
F4_Commercial_School (ID)_Existing_Water Heating_Natural Gas_Water Heater_E8 | F4 | Commercial | School (ID) | Existing | Water Heating | Natural Gas | Water Heater | E8 | Utility - Cost of Equipment | 0 | 0 | 0 | 0 | 0 | 0 | 0 | 0 | 0 | 0 | 0 | 0 | 0 | 0 | 0 | 0 | 0 | 0 | 0 | 0 | 0 | 0 | 0 | 0 | 0 | 0 | 0
F4_Commercial_School (ID)_Existing_Water Heating_Natural Gas_Water Heater_E9 | F4 | Commercial | School (ID) | Existing | Water Heating | Natural Gas | Water Heater | E9 | Utility - Cost of Equipment | 0 | 0 | 0 | 0 | 0 | 0 | 0 | 0 | 0 | 0 | 0 | 0 | 0 | 0 | 0 | 0 | 0 | 0 | 0 | 0 | 0 | 0 | 0 | 0 | 0 | 0 | 0
F4_Commercial_School (ID)_Existing_Water Heating_Natural Gas_Water Heater_E10 | F4 | Commercial | School (ID) | Existing | Water Heating | Natural Gas | Water Heater | E10 | Utility - Cost of Equipment | 0 | 0 | 0 | 0 | 0 | 0 | 0 | 0 | 0 | 0 | 0 | 0 | 0 | 0 | 0 | 0 | 0 | 0 | 0 | 0 | 0 | 0 | 0 | 0 | 0 | 0 | 0
F5_Commercial_School (ID)_Existing_Water Heating_Natural Gas_Water Heater_E1 | F5 | Commercial | School (ID) | Existing | Water Heating | Natural Gas | Water Heater | E1 | Utility - Cost of Operation | 0.047674 | 0.048926 | 0.050331 | 0.051906 | 0.053659 | 0.055732 | 0.057844 | 0.059925 | 0.061926 | 0.063957 | 0.065609 | 0.067169 | 0.068838 | 0.070479 | 0.071969 | 0.073379 | 0.074666 | 0.075943 | 0.077296 | 0.078625 | 0.079989 | 0.081401 | 0.082831 | 0.084302 | 0.0858 | 0.087324 | 0.088876
F5_Commercial_School (ID)_Existing_Water Heating_Natural Gas_Water Heater_E2 | F5 | Commercial | School (ID) | Existing | Water Heating | Natural Gas | Water Heater | E2 | Utility - Cost of Operation | 0.042377 | 0.04349 | 0.044739 | 0.046138 | 0.047697 | 0.04954 | 0.051417 | 0.053267 | 0.055045 | 0.05685 | 0.058319 | 0.059706 | 0.061189 | 0.062648 | 0.063972 | 0.065226 | 0.06637 | 0.067505 | 0.068708 | 0.069889 | 0.071101 | 0.072357 | 0.073627 | 0.074935 | 0.076267 | 0.077622 | 0.079001
F5_Commercial_School (ID)_Existing_Water Heating_Natural Gas_Water Heater_E3 | F5 | Commercial | School (ID) | Existing | Water Heating | Natural Gas | Water Heater | E3 | Utility - Cost of Operation | 0.040573 | 0.041639 | 0.042835 | 0.044175 | 0.045667 | 0.047432 | 0.049229 | 0.051 | 0.052703 | 0.054431 | 0.055838 | 0.057165 | 0.058585 | 0.059982 | 0.06125 | 0.06245 | 0.063546 | 0.064632 | 0.065784 | 0.066915 | 0.068075 | 0.069278 | 0.070494 | 0.071747 | 0.073021 | 0.074319 | 0.075639
F5_Commercial_School (ID)_Existing_Water Heating_Natural Gas_Water Heater_E4 | F5 | Commercial | School (ID) | Existing | Water Heating | Natural Gas | Water Heater | E4 | Utility - Cost of Operation | 0.043082 | 0.044195 | 0.045411 | 0.046738 | 0.048185 | 0.049861 | 0.051561 | 0.053242 | 0.054868 | 0.056519 | 0.057898 | 0.059214 | 0.060612 | 0.061994 | 0.063269 | 0.064489 | 0.065623 | 0.066752 | 0.067942 | 0.069116 | 0.07032 | 0.071563 | 0.072822 | 0.074116 | 0.075433 | 0.076773 | 0.078137
F5_Commercial_School (ID)_Existing_Water Heating_Natural Gas_Water Heater_E5 | F5 | Commercial | School (ID) | Existing | Water Heating | Natural Gas | Water Heater | E5 | Utility - Cost of Operation | 0.024849 | 0.025502 | 0.026248 | 0.027098 | 0.028058 | 0.029208 | 0.030382 | 0.031536 | 0.032642 | 0.033764 | 0.034665 | 0.035511 | 0.036418 | 0.037309 | 0.03811 | 0.038863 | 0.039544 | 0.040218 | 0.040935 | 0.041636 | 0.042356 | 0.043104 | 0.04386 | 0.044639 | 0.045432 | 0.046239 | 0.047061
F5_Commercial_School (ID)_Existing_Water Heating_Natural Gas_Water Heater_E6 | F5 | Commercial | School (ID) | Existing | Water Heating | Natural Gas | Water Heater | E6 | Utility - Cost of Operation | 0 | 0 | 0 | 0 | 0 | 0 | 0 | 0 | 0 | 0 | 0 | 0 | 0 | 0 | 0 | 0 | 0 | 0 | 0 | 0 | 0 | 0 | 0 | 0 | 0 | 0 | 0
F5_Commercial_School (ID)_Existing_Water Heating_Natural Gas_Water Heater_E7 | F5 | Commercial | School (ID) | Existing | Water Heating | Natural Gas | Water Heater | E7 | Utility - Cost of Operation | 0 | 0 | 0 | 0 | 0 | 0 | 0 | 0 | 0 | 0 | 0 | 0 | 0 | 0 | 0 | 0 | 0 | 0 | 0 | 0 | 0 | 0 | 0 | 0 | 0 | 0 | 0
F5_Commercial_School (ID)_Existing_Water Heating_Natural Gas_Water Heater_E8 | F5 | Commercial | School (ID) | Existing | Water Heating | Natural Gas | Water Heater | E8 | Utility - Cost of Operation | 0 | 0 | 0 | 0 | 0 | 0 | 0 | 0 | 0 | 0 | 0 | 0 | 0 | 0 | 0 | 0 | 0 | 0 | 0 | 0 | 0 | 0 | 0 | 0 | 0 | 0 | 0
F5_Commercial_School (ID)_Existing_Water Heating_Natural Gas_Water Heater_E9 | F5 | Commercial | School (ID) | Existing | Water Heating | Natural Gas | Water Heater | E9 | Utility - Cost of Operation | 0 | 0 | 0 | 0 | 0 | 0 | 0 | 0 | 0 | 0 | 0 | 0 | 0 | 0 | 0 | 0 | 0 | 0 | 0 | 0 | 0 | 0 | 0 | 0 | 0 | 0 | 0
F5_Commercial_School (ID)_Existing_Water Heating_Natural Gas_Water Heater_E10 | F5 | Commercial | School (ID) | Existing | Water Heating | Natural Gas | Water Heater | E10 | Utility - Cost of Operation | 0 | 0 | 0 | 0 | 0 | 0 | 0 | 0 | 0 | 0 | 0 | 0 | 0 | 0 | 0 | 0 | 0 | 0 | 0 | 0 | 0 | 0 | 0 | 0 | 0 | 0 | 0
F6_Commercial_School (ID)_Existing_Water Heating_Natural Gas_Water Heater_E1 | F6 | Commercial | School (ID) | Existing | Water Heating | Natural Gas | Water Heater | E1 | Utility - Value of Sales | 0.055576 | 0.056693 | 0.05795 | 0.059362 | 0.060936 | 0.062839 | 0.064727 | 0.066513 | 0.068131 | 0.069708 | 0.071341 | 0.072838 | 0.074437 | 0.075987 | 0.077349 | 0.078602 | 0.079695 | 0.080752 | 0.081866 | 0.082924 | 0.083988 | 0.085471 | 0.086972 | 0.088517 | 0.09009 | 0.091691 | 0.093319
F6_Commercial_School (ID)_Existing_Water Heating_Natural Gas_Water Heater_E2 | F6 | Commercial | School (ID) | Existing | Water Heating | Natural Gas | Water Heater | E2 | Utility - Value of Sales | 0.0494 | 0.050393 | 0.051511 | 0.052766 | 0.054165 | 0.055857 | 0.057535 | 0.059122 | 0.060561 | 0.061963 | 0.063415 | 0.064745 | 0.066166 | 0.067544 | 0.068755 | 0.069868 | 0.07084 | 0.071779 | 0.07277 | 0.07371 | 0.074656 | 0.075975 | 0.077309 | 0.078682 | 0.08008 | 0.081503 | 0.082951
F6_Commercial_School (ID)_Existing_Water Heating_Natural Gas_Water Heater_E3 | F6 | Commercial | School (ID) | Existing | Water Heating | Natural Gas | Water Heater | E3 | Utility - Value of Sales | 0.047298 | 0.048249 | 0.049319 | 0.05052 | 0.05186 | 0.05348 | 0.055087 | 0.056606 | 0.057984 | 0.059326 | 0.060716 | 0.06199 | 0.063351 | 0.06467 | 0.065829 | 0.066895 | 0.067826 | 0.068725 | 0.069673 | 0.070573 | 0.071479 | 0.072742 | 0.074019 | 0.075334 | 0.076672 | 0.078034 | 0.079421
F6_Commercial_School (ID)_Existing_Water Heating_Natural Gas_Water Heater_E4 | F6 | Commercial | School (ID) | Existing | Water Heating | Natural Gas | Water Heater | E4 | Utility - Value of Sales | 0.049587 | 0.050584 | 0.051672 | 0.052856 | 0.054143 | 0.05566 | 0.05716 | 0.058593 | 0.059917 | 0.061222 | 0.062583 | 0.063861 | 0.065218 | 0.066542 | 0.067734 | 0.068848 | 0.06985 | 0.070829 | 0.071853 | 0.07284 | 0.073836 | 0.075141 | 0.076463 | 0.077822 | 0.079204 | 0.080611 | 0.082043
F6_Commercial_School (ID)_Existing_Water Heating_Natural Gas_Water Heater_E5 | F6 | Commercial | School (ID) | Existing | Water Heating | Natural Gas | Water Heater | E5 | Utility - Value of Sales | 0.029156 | 0.029729 | 0.030394 | 0.031162 | 0.03204 | 0.033111 | 0.034172 | 0.03517 | 0.036066 | 0.036932 | 0.037824 | 0.03863 | 0.039494 | 0.040328 | 0.041052 | 0.04171 | 0.042275 | 0.042817 | 0.043391 | 0.043931 | 0.044474 | 0.045259 | 0.046053 | 0.046871 | 0.047704 | 0.048551 | 0.049414
F6_Commercial_School (ID)_Existing_Water Heating_Natural Gas_Water Heater_E6 | F6 | Commercial | School (ID) | Existing | Water Heating | Natural Gas | Water Heater | E6 | Utility - Value of Sales | 0 | 0 | 0 | 0 | 0 | 0 | 0 | 0 | 0 | 0 | 0 | 0 | 0 | 0 | 0 | 0 | 0 | 0 | 0 | 0 | 0 | 0 | 0 | 0 | 0 | 0 | 0
F6_Commercial_School (ID)_Existing_Water Heating_Natural Gas_Water Heater_E7 | F6 | Commercial | School (ID) | Existing | Water Heating | Natural Gas | Water Heater | E7 | Utility - Value of Sales | 0 | 0 | 0 | 0 | 0 | 0 | 0 | 0 | 0 | 0 | 0 | 0 | 0 | 0 | 0 | 0 | 0 | 0 | 0 | 0 | 0 | 0 | 0 | 0 | 0 | 0 | 0
F6_Commercial_School (ID)_Existing_Water Heating_Natural Gas_Water Heater_E8 | F6 | Commercial | School (ID) | Existing | Water Heating | Natural Gas | Water Heater | E8 | Utility - Value of Sales | 0 | 0 | 0 | 0 | 0 | 0 | 0 | 0 | 0 | 0 | 0 | 0 | 0 | 0 | 0 | 0 | 0 | 0 | 0 | 0 | 0 | 0 | 0 | 0 | 0 | 0 | 0
F6_Commercial_School (ID)_Existing_Water Heating_Natural Gas_Water Heater_E9 | F6 | Commercial | School (ID) | Existing | Water Heating | Natural Gas | Water Heater | E9 | Utility - Value of Sales | 0 | 0 | 0 | 0 | 0 | 0 | 0 | 0 | 0 | 0 | 0 | 0 | 0 | 0 | 0 | 0 | 0 | 0 | 0 | 0 | 0 | 0 | 0 | 0 | 0 | 0 | 0
F6_Commercial_School (ID)_Existing_Water Heating_Natural Gas_Water Heater_E10 | F6 | Commercial | School (ID) | Existing | Water Heating | Natural Gas | Water Heater | E10 | Utility - Value of Sales | 0 | 0 | 0 | 0 | 0 | 0 | 0 | 0 | 0 | 0 | 0 | 0 | 0 | 0 | 0 | 0 | 0 | 0 | 0 | 0 | 0 | 0 | 0 | 0 | 0 | 0 | 0
F1_Commercial_School (ID)_Existing_Food Preparation_Natural Gas_Oven_E1 | F1 | Commercial | School (ID) | Existing | Food Preparation | Natural Gas | Oven | E1 | RVT - Cost of Equipment | 0.00011846 | 0.00011846 | 0.00011846 | 0.00011846 | 0.00011846 | 0.00011846 | 0.00011846 | 0.00011846 | 0.00011846 | 0.00011846 | 0.00011846 | 0.00011846 | 0.00011846 | 0.00011846 | 0.00011846 | 0.00011846 | 0.00011846 | 0.00011846 | 0.00011846 | 0.00011846 | 0.00011846 | 0.00011846 | 0.00011846 | 0.00011846 | 0.00011846 | 0.00011846 | 0.00011846
F1_Commercial_School (ID)_Existing_Food Preparation_Natural Gas_Oven_E2 | F1 | Commercial | School (ID) | Existing | Food Preparation | Natural Gas | Oven | E2 | RVT - Cost of Equipment | 0.00016141 | 0.00016141 | 0.00016141 | 0.00016141 | 0.00016141 | 0.00016141 | 0.00016141 | 0.00016141 | 0.00016141 | 0.00016141 | 0.00016141 | 0.00016141 | 0.00016141 | 0.00016141 | 0.00016141 | 0.00016141 | 0.00016141 | 0.00016141 | 0.00016141 | 0.00016141 | 0.00016141 | 0.00016141 | 0.00016141 | 0.00016141 | 0.00016141 | 0.00016141 | 0.00016141
F1_Commercial_School (ID)_Existing_Food Preparation_Natural Gas_Oven_E3 | F1 | Commercial | School (ID) | Existing | Food Preparation | Natural Gas | Oven | E3 | RVT - Cost of Equipment | 0 | 0 | 0 | 0 | 0 | 0 | 0 | 0 | 0 | 0 | 0 | 0 | 0 | 0 | 0 | 0 | 0 | 0 | 0 | 0 | 0 | 0 | 0 | 0 | 0 | 0 | 0
F1_Commercial_School (ID)_Existing_Food Preparation_Natural Gas_Oven_E4 | F1 | Commercial | School (ID) | Existing | Food Preparation | Natural Gas | Oven | E4 | RVT - Cost of Equipment | 0 | 0 | 0 | 0 | 0 | 0 | 0 | 0 | 0 | 0 | 0 | 0 | 0 | 0 | 0 | 0 | 0 | 0 | 0 | 0 | 0 | 0 | 0 | 0 | 0 | 0 | 0
F1_Commercial_School (ID)_Existing_Food Preparation_Natural Gas_Oven_E5 | F1 | Commercial | School (ID) | Existing | Food Preparation | Natural Gas | Oven | E5 | RVT - Cost of Equipment | 0 | 0 | 0 | 0 | 0 | 0 | 0 | 0 | 0 | 0 | 0 | 0 | 0 | 0 | 0 | 0 | 0 | 0 | 0 | 0 | 0 | 0 | 0 | 0 | 0 | 0 | 0
F1_Commercial_School (ID)_Existing_Food Preparation_Natural Gas_Oven_E6 | F1 | Commercial | School (ID) | Existing | Food Preparation | Natural Gas | Oven | E6 | RVT - Cost of Equipment | 0 | 0 | 0 | 0 | 0 | 0 | 0 | 0 | 0 | 0 | 0 | 0 | 0 | 0 | 0 | 0 | 0 | 0 | 0 | 0 | 0 | 0 | 0 | 0 | 0 | 0 | 0
F1_Commercial_School (ID)_Existing_Food Preparation_Natural Gas_Oven_E7 | F1 | Commercial | School (ID) | Existing | Food Preparation | Natural Gas | Oven | E7 | RVT - Cost of Equipment | 0 | 0 | 0 | 0 | 0 | 0 | 0 | 0 | 0 | 0 | 0 | 0 | 0 | 0 | 0 | 0 | 0 | 0 | 0 | 0 | 0 | 0 | 0 | 0 | 0 | 0 | 0
F1_Commercial_School (ID)_Existing_Food Preparation_Natural Gas_Oven_E8 | F1 | Commercial | School (ID) | Existing | Food Preparation | Natural Gas | Oven | E8 | RVT - Cost of Equipment | 0 | 0 | 0 | 0 | 0 | 0 | 0 | 0 | 0 | 0 | 0 | 0 | 0 | 0 | 0 | 0 | 0 | 0 | 0 | 0 | 0 | 0 | 0 | 0 | 0 | 0 | 0
F1_Commercial_School (ID)_Existing_Food Preparation_Natural Gas_Oven_E9 | F1 | Commercial | School (ID) | Existing | Food Preparation | Natural Gas | Oven | E9 | RVT - Cost of Equipment | 0 | 0 | 0 | 0 | 0 | 0 | 0 | 0 | 0 | 0 | 0 | 0 | 0 | 0 | 0 | 0 | 0 | 0 | 0 | 0 | 0 | 0 | 0 | 0 | 0 | 0 | 0
F1_Commercial_School (ID)_Existing_Food Preparation_Natural Gas_Oven_E10 | F1 | Commercial | School (ID) | Existing | Food Preparation | Natural Gas | Oven | E10 | RVT - Cost of Equipment | 0 | 0 | 0 | 0 | 0 | 0 | 0 | 0 | 0 | 0 | 0 | 0 | 0 | 0 | 0 | 0 | 0 | 0 | 0 | 0 | 0 | 0 | 0 | 0 | 0 | 0 | 0
F2_Commercial_School (ID)_Existing_Food Preparation_Natural Gas_Oven_E1 | F2 | Commercial | School (ID) | Existing | Food Preparation | Natural Gas | Oven | E1 | RVT - Cost of Operation | 0.0083363 | 0.008475 | 0.0086441 | 0.0088497 | 0.0090942 | 0.0094174 | 0.0097489 | 0.01007 | 0.010365 | 0.010648 | 0.01094 | 0.0112 | 0.011471 | 0.011722 | 0.011933 | 0.01212 | 0.012274 | 0.012418 | 0.012574 | 0.012716 | 0.012858 | 0.013085 | 0.013314 | 0.013551 | 0.013791 | 0.014036 | 0.014286
F2_Commercial_School (ID)_Existing_Food Preparation_Natural Gas_Oven_E2 | F2 | Commercial | School (ID) | Existing | Food Preparation | Natural Gas | Oven | E2 | RVT - Cost of Operation | 0.0059195 | 0.0060181 | 0.0061382 | 0.0062841 | 0.0064577 | 0.0066872 | 0.0069226 | 0.0071504 | 0.00736 | 0.0075613 | 0.0077681 | 0.0079528 | 0.0081455 | 0.0083236 | 0.0084736 | 0.0086065 | 0.0087155 | 0.0088182 | 0.0089285 | 0.0090296 | 0.0091307 | 0.0092917 | 0.0094542 | 0.0096222 | 0.0097931 | 0.0099671 | 0.010144
F2_Commercial_School (ID)_Existing_Food Preparation_Natural Gas_Oven_E3 | F2 | Commercial | School (ID) | Existing | Food Preparation | Natural Gas | Oven | E3 | RVT - Cost of Operation | 0 | 0 | 0 | 0 | 0 | 0 | 0 | 0 | 0 | 0 | 0 | 0 | 0 | 0 | 0 | 0 | 0 | 0 | 0 | 0 | 0 | 0 | 0 | 0 | 0 | 0 | 0
F2_Commercial_School (ID)_Existing_Food Preparation_Natural Gas_Oven_E4 | F2 | Commercial | School (ID) | Existing | Food Preparation | Natural Gas | Oven | E4 | RVT - Cost of Operation | 0 | 0 | 0 | 0 | 0 | 0 | 0 | 0 | 0 | 0 | 0 | 0 | 0 | 0 | 0 | 0 | 0 | 0 | 0 | 0 | 0 | 0 | 0 | 0 | 0 | 0 | 0
F2_Commercial_School (ID)_Existing_Food Preparation_Natural Gas_Oven_E5 | F2 | Commercial | School (ID) | Existing | Food Preparation | Natural Gas | Oven | E5 | RVT - Cost of Operation | 0 | 0 | 0 | 0 | 0 | 0 | 0 | 0 | 0 | 0 | 0 | 0 | 0 | 0 | 0 | 0 | 0 | 0 | 0 | 0 | 0 | 0 | 0 | 0 | 0 | 0 | 0
F2_Commercial_School (ID)_Existing_Food Preparation_Natural Gas_Oven_E6 | F2 | Commercial | School (ID) | Existing | Food Preparation | Natural Gas | Oven | E6 | RVT - Cost of Operation | 0 | 0 | 0 | 0 | 0 | 0 | 0 | 0 | 0 | 0 | 0 | 0 | 0 | 0 | 0 | 0 | 0 | 0 | 0 | 0 | 0 | 0 | 0 | 0 | 0 | 0 | 0
F2_Commercial_School (ID)_Existing_Food Preparation_Natural Gas_Oven_E7 | F2 | Commercial | School (ID) | Existing | Food Preparation | Natural Gas | Oven | E7 | RVT - Cost of Operation | 0 | 0 | 0 | 0 | 0 | 0 | 0 | 0 | 0 | 0 | 0 | 0 | 0 | 0 | 0 | 0 | 0 | 0 | 0 | 0 | 0 | 0 | 0 | 0 | 0 | 0 | 0
F2_Commercial_School (ID)_Existing_Food Preparation_Natural Gas_Oven_E8 | F2 | Commercial | School (ID) | Existing | Food Preparation | Natural Gas | Oven | E8 | RVT - Cost of Operation | 0 | 0 | 0 | 0 | 0 | 0 | 0 | 0 | 0 | 0 | 0 | 0 | 0 | 0 | 0 | 0 | 0 | 0 | 0 | 0 | 0 | 0 | 0 | 0 | 0 | 0 | 0
F2_Commercial_School (ID)_Existing_Food Preparation_Natural Gas_Oven_E9 | F2 | Commercial | School (ID) | Existing | Food Preparation | Natural Gas | Oven | E9 | RVT - Cost of Operation | 0 | 0 | 0 | 0 | 0 | 0 | 0 | 0 | 0 | 0 | 0 | 0 | 0 | 0 | 0 | 0 | 0 | 0 | 0 | 0 | 0 | 0 | 0 | 0 | 0 | 0 | 0
F2_Commercial_School (ID)_Existing_Food Preparation_Natural Gas_Oven_E10 | F2 | Commercial | School (ID) | Existing | Food Preparation | Natural Gas | Oven | E10 | RVT - Cost of Operation | 0 | 0 | 0 | 0 | 0 | 0 | 0 | 0 | 0 | 0 | 0 | 0 | 0 | 0 | 0 | 0 | 0 | 0 | 0 | 0 | 0 | 0 | 0 | 0 | 0 | 0 | 0
F3_Commercial_School (ID)_Existing_Food Preparation_Natural Gas_Oven_E1 | F3 | Commercial | School (ID) | Existing | Food Preparation | Natural Gas | Oven | E1 | System - kBTUs of Consumption | 2.0206 | 2.0206 | 2.0206 | 2.0206 | 2.0206 | 2.0206 | 2.0206 | 2.0206 | 2.0206 | 2.0206 | 2.0206 | 2.0206 | 2.0206 | 2.0206 | 2.0206 | 2.0206 | 2.0206 | 2.0206 | 2.0206 | 2.0206 | 2.0206 | 2.0206 | 2.0206 | 2.0206 | 2.0206 | 2.0206 | 2.0206
F3_Commercial_School (ID)_Existing_Food Preparation_Natural Gas_Oven_E2 | F3 | Commercial | School (ID) | Existing | Food Preparation | Natural Gas | Oven | E2 | System - kBTUs of Consumption | 1.4348 | 1.4348 | 1.4348 | 1.4348 | 1.4348 | 1.4348 | 1.4348 | 1.4348 | 1.4348 | 1.4348 | 1.4348 | 1.4348 | 1.4348 | 1.4348 | 1.4348 | 1.4348 | 1.4348 | 1.4348 | 1.4348 | 1.4348 | 1.4348 | 1.4348 | 1.4348 | 1.4348 | 1.4348 | 1.4348 | 1.4348
F3_Commercial_School (ID)_Existing_Food Preparation_Natural Gas_Oven_E3 | F3 | Commercial | School (ID) | Existing | Food Preparation | Natural Gas | Oven | E3 | System - kBTUs of Consumption | 0 | 0 | 0 | 0 | 0 | 0 | 0 | 0 | 0 | 0 | 0 | 0 | 0 | 0 | 0 | 0 | 0 | 0 | 0 | 0 | 0 | 0 | 0 | 0 | 0 | 0 | 0
F3_Commercial_School (ID)_Existing_Food Preparation_Natural Gas_Oven_E4 | F3 | Commercial | School (ID) | Existing | Food Preparation | Natural Gas | Oven | E4 | System - kBTUs of Consumption | 0 | 0 | 0 | 0 | 0 | 0 | 0 | 0 | 0 | 0 | 0 | 0 | 0 | 0 | 0 | 0 | 0 | 0 | 0 | 0 | 0 | 0 | 0 | 0 | 0 | 0 | 0
F3_Commercial_School (ID)_Existing_Food Preparation_Natural Gas_Oven_E5 | F3 | Commercial | School (ID) | Existing | Food Preparation | Natural Gas | Oven | E5 | System - kBTUs of Consumption | 0 | 0 | 0 | 0 | 0 | 0 | 0 | 0 | 0 | 0 | 0 | 0 | 0 | 0 | 0 | 0 | 0 | 0 | 0 | 0 | 0 | 0 | 0 | 0 | 0 | 0 | 0
F3_Commercial_School (ID)_Existing_Food Preparation_Natural Gas_Oven_E6 | F3 | Commercial | School (ID) | Existing | Food Preparation | Natural Gas | Oven | E6 | System - kBTUs of Consumption | 0 | 0 | 0 | 0 | 0 | 0 | 0 | 0 | 0 | 0 | 0 | 0 | 0 | 0 | 0 | 0 | 0 | 0 | 0 | 0 | 0 | 0 | 0 | 0 | 0 | 0 | 0
F3_Commercial_School (ID)_Existing_Food Preparation_Natural Gas_Oven_E7 | F3 | Commercial | School (ID) | Existing | Food Preparation | Natural Gas | Oven | E7 | System - kBTUs of Consumption | 0 | 0 | 0 | 0 | 0 | 0 | 0 | 0 | 0 | 0 | 0 | 0 | 0 | 0 | 0 | 0 | 0 | 0 | 0 | 0 | 0 | 0 | 0 | 0 | 0 | 0 | 0
F3_Commercial_School (ID)_Existing_Food Preparation_Natural Gas_Oven_E8 | F3 | Commercial | School (ID) | Existing | Food Preparation | Natural Gas | Oven | E8 | System - kBTUs of Consumption | 0 | 0 | 0 | 0 | 0 | 0 | 0 | 0 | 0 | 0 | 0 | 0 | 0 | 0 | 0 | 0 | 0 | 0 | 0 | 0 | 0 | 0 | 0 | 0 | 0 | 0 | 0
F3_Commercial_School (ID)_Existing_Food Preparation_Natural Gas_Oven_E9 | F3 | Commercial | School (ID) | Existing | Food Preparation | Natural Gas | Oven | E9 | System - kBTUs of Consumption | 0 | 0 | 0 | 0 | 0 | 0 | 0 | 0 | 0 | 0 | 0 | 0 | 0 | 0 | 0 | 0 | 0 | 0 | 0 | 0 | 0 | 0 | 0 | 0 | 0 | 0 | 0
F3_Commercial_School (ID)_Existing_Food Preparation_Natural Gas_Oven_E10 | F3 | Commercial | School (ID) | Existing | Food Preparation | Natural Gas | Oven | E10 | System - kBTUs of Consumption | 0 | 0 | 0 | 0 | 0 | 0 | 0 | 0 | 0 | 0 | 0 | 0 | 0 | 0 | 0 | 0 | 0 | 0 | 0 | 0 | 0 | 0 | 0 | 0 | 0 | 0 | 0
F4_Commercial_School (ID)_Existing_Food Preparation_Natural Gas_Oven_E1 | F4 | Commercial | School (ID) | Existing | Food Preparation | Natural Gas | Oven | E1 | Utility - Cost of Equipment | 0.00011846 | 0.00011846 | 0.00011846 | 0.00011846 | 0.00011846 | 0.00011846 | 0.00011846 | 0.00011846 | 0.00011846 | 0.00011846 | 0.00011846 | 0.00011846 | 0.00011846 | 0.00011846 | 0.00011846 | 0.00011846 | 0.00011846 | 0.00011846 | 0.00011846 | 0.00011846 | 0.00011846 | 0.00011846 | 0.00011846 | 0.00011846 | 0.00011846 | 0.00011846 | 0.00011846
F4_Commercial_School (ID)_Existing_Food Preparation_Natural Gas_Oven_E2 | F4 | Commercial | School (ID) | Existing | Food Preparation | Natural Gas | Oven | E2 | Utility - Cost of Equipment | 0.00016141 | 0.00016141 | 0.00016141 | 0.00016141 | 0.00016141 | 0.00016141 | 0.00016141 | 0.00016141 | 0.00016141 | 0.00016141 | 0.00016141 | 0.00016141 | 0.00016141 | 0.00016141 | 0.00016141 | 0.00016141 | 0.00016141 | 0.00016141 | 0.00016141 | 0.00016141 | 0.00016141 | 0.00016141 | 0.00016141 | 0.00016141 | 0.00016141 | 0.00016141 | 0.00016141
F4_Commercial_School (ID)_Existing_Food Preparation_Natural Gas_Oven_E3 | F4 | Commercial | School (ID) | Existing | Food Preparation | Natural Gas | Oven | E3 | Utility - Cost of Equipment | 0 | 0 | 0 | 0 | 0 | 0 | 0 | 0 | 0 | 0 | 0 | 0 | 0 | 0 | 0 | 0 | 0 | 0 | 0 | 0 | 0 | 0 | 0 | 0 | 0 | 0 | 0
F4_Commercial_School (ID)_Existing_Food Preparation_Natural Gas_Oven_E4 | F4 | Commercial | School (ID) | Existing | Food Preparation | Natural Gas | Oven | E4 | Utility - Cost of Equipment | 0 | 0 | 0 | 0 | 0 | 0 | 0 | 0 | 0 | 0 | 0 | 0 | 0 | 0 | 0 | 0 | 0 | 0 | 0 | 0 | 0 | 0 | 0 | 0 | 0 | 0 | 0
F4_Commercial_School (ID)_Existing_Food Preparation_Natural Gas_Oven_E5 | F4 | Commercial | School (ID) | Existing | Food Preparation | Natural Gas | Oven | E5 | Utility - Cost of Equipment | 0 | 0 | 0 | 0 | 0 | 0 | 0 | 0 | 0 | 0 | 0 | 0 | 0 | 0 | 0 | 0 | 0 | 0 | 0 | 0 | 0 | 0 | 0 | 0 | 0 | 0 | 0
F4_Commercial_School (ID)_Existing_Food Preparation_Natural Gas_Oven_E6 | F4 | Commercial | School (ID) | Existing | Food Preparation | Natural Gas | Oven | E6 | Utility - Cost of Equipment | 0 | 0 | 0 | 0 | 0 | 0 | 0 | 0 | 0 | 0 | 0 | 0 | 0 | 0 | 0 | 0 | 0 | 0 | 0 | 0 | 0 | 0 | 0 | 0 | 0 | 0 | 0
F4_Commercial_School (ID)_Existing_Food Preparation_Natural Gas_Oven_E7 | F4 | Commercial | School (ID) | Existing | Food Preparation | Natural Gas | Oven | E7 | Utility - Cost of Equipment | 0 | 0 | 0 | 0 | 0 | 0 | 0 | 0 | 0 | 0 | 0 | 0 | 0 | 0 | 0 | 0 | 0 | 0 | 0 | 0 | 0 | 0 | 0 | 0 | 0 | 0 | 0
F4_Commercial_School (ID)_Existing_Food Preparation_Natural Gas_Oven_E8 | F4 | Commercial | School (ID) | Existing | Food Preparation | Natural Gas | Oven | E8 | Utility - Cost of Equipment | 0 | 0 | 0 | 0 | 0 | 0 | 0 | 0 | 0 | 0 | 0 | 0 | 0 | 0 | 0 | 0 | 0 | 0 | 0 | 0 | 0 | 0 | 0 | 0 | 0 | 0 | 0
F4_Commercial_School (ID)_Existing_Food Preparation_Natural Gas_Oven_E9 | F4 | Commercial | School (ID) | Existing | Food Preparation | Natural Gas | Oven | E9 | Utility - Cost of Equipment | 0 | 0 | 0 | 0 | 0 | 0 | 0 | 0 | 0 | 0 | 0 | 0 | 0 | 0 | 0 | 0 | 0 | 0 | 0 | 0 | 0 | 0 | 0 | 0 | 0 | 0 | 0
F4_Commercial_School (ID)_Existing_Food Preparation_Natural Gas_Oven_E10 | F4 | Commercial | School (ID) | Existing | Food Preparation | Natural Gas | Oven | E10 | Utility - Cost of Equipment | 0 | 0 | 0 | 0 | 0 | 0 | 0 | 0 | 0 | 0 | 0 | 0 | 0 | 0 | 0 | 0 | 0 | 0 | 0 | 0 | 0 | 0 | 0 | 0 | 0 | 0 | 0
F5_Commercial_School (ID)_Existing_Food Preparation_Natural Gas_Oven_E1 | F5 | Commercial | School (ID) | Existing | Food Preparation | Natural Gas | Oven | E1 | Utility - Cost of Operation | 0.0070077 | 0.0071695 | 0.007373 | 0.0076131 | 0.0078923 | 0.0082443 | 0.0086111 | 0.0089767 | 0.0093294 | 0.0096869 | 0.0099659 | 0.010226 | 0.010505 | 0.010778 | 0.011018 | 0.011241 | 0.011437 | 0.01163 | 0.011838 | 0.012039 | 0.012246 | 0.012462 | 0.01268 | 0.012905 | 0.013135 | 0.013368 | 0.013605
F5_Commercial_School (ID)_Existing_Food Preparation_Natural Gas_Oven_E2 | F5 | Commercial | School (ID) | Existing | Food Preparation | Natural Gas | Oven | E2 | Utility - Cost of Operation | 0.0049762 | 0.005091 | 0.0052356 | 0.005406 | 0.0056043 | 0.0058543 | 0.0061147 | 0.0063743 | 0.0066247 | 0.0068786 | 0.0070768 | 0.0072611 | 0.0074598 | 0.0076534 | 0.0078241 | 0.0079822 | 0.0081216 | 0.0082586 | 0.008406 | 0.0085489 | 0.0086959 | 0.0088492 | 0.009004 | 0.009164 | 0.0093268 | 0.0094925 | 0.0096611
F5_Commercial_School (ID)_Existing_Food Preparation_Natural Gas_Oven_E3 | F5 | Commercial | School (ID) | Existing | Food Preparation | Natural Gas | Oven | E3 | Utility - Cost of Operation | 0 | 0 | 0 | 0 | 0 | 0 | 0 | 0 | 0 | 0 | 0 | 0 | 0 | 0 | 0 | 0 | 0 | 0 | 0 | 0 | 0 | 0 | 0 | 0 | 0 | 0 | 0
F5_Commercial_School (ID)_Existing_Food Preparation_Natural Gas_Oven_E4 | F5 | Commercial | School (ID) | Existing | Food Preparation | Natural Gas | Oven | E4 | Utility - Cost of Operation | 0 | 0 | 0 | 0 | 0 | 0 | 0 | 0 | 0 | 0 | 0 | 0 | 0 | 0 | 0 | 0 | 0 | 0 | 0 | 0 | 0 | 0 | 0 | 0 | 0 | 0 | 0
F5_Commercial_School (ID)_Existing_Food Preparation_Natural Gas_Oven_E5 | F5 | Commercial | School (ID) | Existing | Food Preparation | Natural Gas | Oven | E5 | Utility - Cost of Operation | 0 | 0 | 0 | 0 | 0 | 0 | 0 | 0 | 0 | 0 | 0 | 0 | 0 | 0 | 0 | 0 | 0 | 0 | 0 | 0 | 0 | 0 | 0 | 0 | 0 | 0 | 0
F5_Commercial_School (ID)_Existing_Food Preparation_Natural Gas_Oven_E6 | F5 | Commercial | School (ID) | Existing | Food Preparation | Natural Gas | Oven | E6 | Utility - Cost of Operation | 0 | 0 | 0 | 0 | 0 | 0 | 0 | 0 | 0 | 0 | 0 | 0 | 0 | 0 | 0 | 0 | 0 | 0 | 0 | 0 | 0 | 0 | 0 | 0 | 0 | 0 | 0
F5_Commercial_School (ID)_Existing_Food Preparation_Natural Gas_Oven_E7 | F5 | Commercial | School (ID) | Existing | Food Preparation | Natural Gas | Oven | E7 | Utility - Cost of Operation | 0 | 0 | 0 | 0 | 0 | 0 | 0 | 0 | 0 | 0 | 0 | 0 | 0 | 0 | 0 | 0 | 0 | 0 | 0 | 0 | 0 | 0 | 0 | 0 | 0 | 0 | 0
F5_Commercial_School (ID)_Existing_Food Preparation_Natural Gas_Oven_E8 | F5 | Commercial | School (ID) | Existing | Food Preparation | Natural Gas | Oven | E8 | Utility - Cost of Operation | 0 | 0 | 0 | 0 | 0 | 0 | 0 | 0 | 0 | 0 | 0 | 0 | 0 | 0 | 0 | 0 | 0 | 0 | 0 | 0 | 0 | 0 | 0 | 0 | 0 | 0 | 0
F5_Commercial_School (ID)_Existing_Food Preparation_Natural Gas_Oven_E9 | F5 | Commercial | School (ID) | Existing | Food Preparation | Natural Gas | Oven | E9 | Utility - Cost of Operation | 0 | 0 | 0 | 0 | 0 | 0 | 0 | 0 | 0 | 0 | 0 | 0 | 0 | 0 | 0 | 0 | 0 | 0 | 0 | 0 | 0 | 0 | 0 | 0 | 0 | 0 | 0
F5_Commercial_School (ID)_Existing_Food Preparation_Natural Gas_Oven_E10 | F5 | Commercial | School (ID) | Existing | Food Preparation | Natural Gas | Oven | E10 | Utility - Cost of Operation | 0 | 0 | 0 | 0 | 0 | 0 | 0 | 0 | 0 | 0 | 0 | 0 | 0 | 0 | 0 | 0 | 0 | 0 | 0 | 0 | 0 | 0 | 0 | 0 | 0 | 0 | 0
F6_Commercial_School (ID)_Existing_Food Preparation_Natural Gas_Oven_E1 | F6 | Commercial | School (ID) | Existing | Food Preparation | Natural Gas | Oven | E1 | Utility - Value of Sales | 0.0083363 | 0.008475 | 0.0086441 | 0.0088497 | 0.0090942 | 0.0094174 | 0.0097489 | 0.01007 | 0.010365 | 0.010648 | 0.01094 | 0.0112 | 0.011471 | 0.011722 | 0.011933 | 0.01212 | 0.012274 | 0.012418 | 0.012574 | 0.012716 | 0.012858 | 0.013085 | 0.013314 | 0.013551 | 0.013791 | 0.014036 | 0.014286
F6_Commercial_School (ID)_Existing_Food Preparation_Natural Gas_Oven_E2 | F6 | Commercial | School (ID) | Existing | Food Preparation | Natural Gas | Oven | E2 | Utility - Value of Sales | 0.0059195 | 0.0060181 | 0.0061382 | 0.0062841 | 0.0064577 | 0.0066872 | 0.0069226 | 0.0071504 | 0.00736 | 0.0075613 | 0.0077681 | 0.0079528 | 0.0081455 | 0.0083236 | 0.0084736 | 0.0086065 | 0.0087155 | 0.0088182 | 0.0089285 | 0.0090296 | 0.0091307 | 0.0092917 | 0.0094542 | 0.0096222 | 0.0097931 | 0.0099671 | 0.010144
F6_Commercial_School (ID)_Existing_Food Preparation_Natural Gas_Oven_E3 | F6 | Commercial | School (ID) | Existing | Food Preparation | Natural Gas | Oven | E3 | Utility - Value of Sales | 0 | 0 | 0 | 0 | 0 | 0 | 0 | 0 | 0 | 0 | 0 | 0 | 0 | 0 | 0 | 0 | 0 | 0 | 0 | 0 | 0 | 0 | 0 | 0 | 0 | 0 | 0
F6_Commercial_School (ID)_Existing_Food Preparation_Natural Gas_Oven_E4 | F6 | Commercial | School (ID) | Existing | Food Preparation | Natural Gas | Oven | E4 | Utility - Value of Sales | 0 | 0 | 0 | 0 | 0 | 0 | 0 | 0 | 0 | 0 | 0 | 0 | 0 | 0 | 0 | 0 | 0 | 0 | 0 | 0 | 0 | 0 | 0 | 0 | 0 | 0 | 0
F6_Commercial_School (ID)_Existing_Food Preparation_Natural Gas_Oven_E5 | F6 | Commercial | School (ID) | Existing | Food Preparation | Natural Gas | Oven | E5 | Utility - Value of Sales | 0 | 0 | 0 | 0 | 0 | 0 | 0 | 0 | 0 | 0 | 0 | 0 | 0 | 0 | 0 | 0 | 0 | 0 | 0 | 0 | 0 | 0 | 0 | 0 | 0 | 0 | 0
F6_Commercial_School (ID)_Existing_Food Preparation_Natural Gas_Oven_E6 | F6 | Commercial | School (ID) | Existing | Food Preparation | Natural Gas | Oven | E6 | Utility - Value of Sales | 0 | 0 | 0 | 0 | 0 | 0 | 0 | 0 | 0 | 0 | 0 | 0 | 0 | 0 | 0 | 0 | 0 | 0 | 0 | 0 | 0 | 0 | 0 | 0 | 0 | 0 | 0
F6_Commercial_School (ID)_Existing_Food Preparation_Natural Gas_Oven_E7 | F6 | Commercial | School (ID) | Existing | Food Preparation | Natural Gas | Oven | E7 | Utility - Value of Sales | 0 | 0 | 0 | 0 | 0 | 0 | 0 | 0 | 0 | 0 | 0 | 0 | 0 | 0 | 0 | 0 | 0 | 0 | 0 | 0 | 0 | 0 | 0 | 0 | 0 | 0 | 0
F6_Commercial_School (ID)_Existing_Food Preparation_Natural Gas_Oven_E8 | F6 | Commercial | School (ID) | Existing | Food Preparation | Natural Gas | Oven | E8 | Utility - Value of Sales | 0 | 0 | 0 | 0 | 0 | 0 | 0 | 0 | 0 | 0 | 0 | 0 | 0 | 0 | 0 | 0 | 0 | 0 | 0 | 0 | 0 | 0 | 0 | 0 | 0 | 0 | 0
F6_Commercial_School (ID)_Existing_Food Preparation_Natural Gas_Oven_E9 | F6 | Commercial | School (ID) | Existing | Food Preparation | Natural Gas | Oven | E9 | Utility - Value of Sales | 0 | 0 | 0 | 0 | 0 | 0 | 0 | 0 | 0 | 0 | 0 | 0 | 0 | 0 | 0 | 0 | 0 | 0 | 0 | 0 | 0 | 0 | 0 | 0 | 0 | 0 | 0
F6_Commercial_School (ID)_Existing_Food Preparation_Natural Gas_Oven_E10 | F6 | Commercial | School (ID) | Existing | Food Preparation | Natural Gas | Oven | E10 | Utility - Value of Sales | 0 | 0 | 0 | 0 | 0 | 0 | 0 | 0 | 0 | 0 | 0 | 0 | 0 | 0 | 0 | 0 | 0 | 0 | 0 | 0 | 0 | 0 | 0 | 0 | 0 | 0 | 0
F1_Commercial_School (ID)_Existing_Food Preparation_Natural Gas_Conveyor Oven_E1 | F1 | Commercial | School (ID) | Existing | Food Preparation | Natural Gas | Conveyor Oven | E1 | RVT - Cost of Equipment | 6.8622e-05 | 6.8622e-05 | 6.8622e-05 | 6.8622e-05 | 6.8622e-05 | 6.8622e-05 | 6.8622e-05 | 6.8622e-05 | 6.8622e-05 | 6.8622e-05 | 6.8622e-05 | 6.8622e-05 | 6.8622e-05 | 6.8622e-05 | 6.8622e-05 | 6.8622e-05 | 6.8622e-05 | 6.8622e-05 | 6.8622e-05 | 6.8622e-05 | 6.8622e-05 | 6.8622e-05 | 6.8622e-05 | 6.8622e-05 | 6.8622e-05 | 6.8622e-05 | 6.8622e-05
F1_Commercial_School (ID)_Existing_Food Preparation_Natural Gas_Conveyor Oven_E2 | F1 | Commercial | School (ID) | Existing | Food Preparation | Natural Gas | Conveyor Oven | E2 | RVT - Cost of Equipment | 0.00014538 | 0.00014538 | 0.00014538 | 0.00014538 | 0.00014538 | 0.00014538 | 0.00014538 | 0.00014538 | 0.00014538 | 0.00014538 | 0.00014538 | 0.00014538 | 0.00014538 | 0.00014538 | 0.00014538 | 0.00014538 | 0.00014538 | 0.00014538 | 0.00014538 | 0.00014538 | 0.00014538 | 0.00014538 | 0.00014538 | 0.00014538 | 0.00014538 | 0.00014538 | 0.00014538
F1_Commercial_School (ID)_Existing_Food Preparation_Natural Gas_Conveyor Oven_E3 | F1 | Commercial | School (ID) | Existing | Food Preparation | Natural Gas | Conveyor Oven | E3 | RVT - Cost of Equipment | 0 | 0 | 0 | 0 | 0 | 0 | 0 | 0 | 0 | 0 | 0 | 0 | 0 | 0 | 0 | 0 | 0 | 0 | 0 | 0 | 0 | 0 | 0 | 0 | 0 | 0 | 0
F1_Commercial_School (ID)_Existing_Food Preparation_Natural Gas_Conveyor Oven_E4 | F1 | Commercial | School (ID) | Existing | Food Preparation | Natural Gas | Conveyor Oven | E4 | RVT - Cost of Equipment | 0 | 0 | 0 | 0 | 0 | 0 | 0 | 0 | 0 | 0 | 0 | 0 | 0 | 0 | 0 | 0 | 0 | 0 | 0 | 0 | 0 | 0 | 0 | 0 | 0 | 0 | 0
F1_Commercial_School (ID)_Existing_Food Preparation_Natural Gas_Conveyor Oven_E5 | F1 | Commercial | School (ID) | Existing | Food Preparation | Natural Gas | Conveyor Oven | E5 | RVT - Cost of Equipment | 0 | 0 | 0 | 0 | 0 | 0 | 0 | 0 | 0 | 0 | 0 | 0 | 0 | 0 | 0 | 0 | 0 | 0 | 0 | 0 | 0 | 0 | 0 | 0 | 0 | 0 | 0
F1_Commercial_School (ID)_Existing_Food Preparation_Natural Gas_Conveyor Oven_E6 | F1 | Commercial | School (ID) | Existing | Food Preparation | Natural Gas | Conveyor Oven | E6 | RVT - Cost of Equipment | 0 | 0 | 0 | 0 | 0 | 0 | 0 | 0 | 0 | 0 | 0 | 0 | 0 | 0 | 0 | 0 | 0 | 0 | 0 | 0 | 0 | 0 | 0 | 0 | 0 | 0 | 0
F1_Commercial_School (ID)_Existing_Food Preparation_Natural Gas_Conveyor Oven_E7 | F1 | Commercial | School (ID) | Existing | Food Preparation | Natural Gas | Conveyor Oven | E7 | RVT - Cost of Equipment | 0 | 0 | 0 | 0 | 0 | 0 | 0 | 0 | 0 | 0 | 0 | 0 | 0 | 0 | 0 | 0 | 0 | 0 | 0 | 0 | 0 | 0 | 0 | 0 | 0 | 0 | 0
F1_Commercial_School (ID)_Existing_Food Preparation_Natural Gas_Conveyor Oven_E8 | F1 | Commercial | School (ID) | Existing | Food Preparation | Natural Gas | Conveyor Oven | E8 | RVT - Cost of Equipment | 0 | 0 | 0 | 0 | 0 | 0 | 0 | 0 | 0 | 0 | 0 | 0 | 0 | 0 | 0 | 0 | 0 | 0 | 0 | 0 | 0 | 0 | 0 | 0 | 0 | 0 | 0
F1_Commercial_School (ID)_Existing_Food Preparation_Natural Gas_Conveyor Oven_E9 | F1 | Commercial | School (ID) | Existing | Food Preparation | Natural Gas | Conveyor Oven | E9 | RVT - Cost of Equipment | 0 | 0 | 0 | 0 | 0 | 0 | 0 | 0 | 0 | 0 | 0 | 0 | 0 | 0 | 0 | 0 | 0 | 0 | 0 | 0 | 0 | 0 | 0 | 0 | 0 | 0 | 0
F1_Commercial_School (ID)_Existing_Food Preparation_Natural Gas_Conveyor Oven_E10 | F1 | Commercial | School (ID) | Existing | Food Preparation | Natural Gas | Conveyor Oven | E10 | RVT - Cost of Equipment | 0 | 0 | 0 | 0 | 0 | 0 | 0 | 0 | 0 | 0 | 0 | 0 | 0 | 0 | 0 | 0 | 0 | 0 | 0 | 0 | 0 | 0 | 0 | 0 | 0 | 0 | 0
F2_Commercial_School (ID)_Existing_Food Preparation_Natural Gas_Conveyor Oven_E1 | F2 | Commercial | School (ID) | Existing | Food Preparation | Natural Gas | Conveyor Oven | E1 | RVT - Cost of Operation | 0.014503 | 0.014812 | 0.01515 | 0.015515 | 0.015911 | 0.016378 | 0.016834 | 0.017269 | 0.017667 | 0.018059 | 0.018468 | 0.01885 | 0.019257 | 0.019653 | 0.020005 | 0.020332 | 0.020621 | 0.020903 | 0.021198 | 0.021481 | 0.021766 | 0.022151 | 0.02254 | 0.022941 | 0.023348 | 0.023763 | 0.024185
F2_Commercial_School (ID)_Existing_Food Preparation_Natural Gas_Conveyor Oven_E2 | F2 | Commercial | School (ID) | Existing | Food Preparation | Natural Gas | Conveyor Oven | E2 | RVT - Cost of Operation | 0.011526 | 0.011772 | 0.01204 | 0.01233 | 0.012645 | 0.013016 | 0.013379 | 0.013724 | 0.014041 | 0.014352 | 0.014677 | 0.014981 | 0.015304 | 0.015619 | 0.015899 | 0.016158 | 0.016389 | 0.016612 | 0.016847 | 0.017072 | 0.017298 | 0.017604 | 0.017913 | 0.018232 | 0.018556 | 0.018885 | 0.019221
F2_Commercial_School (ID)_Existing_Food Preparation_Natural Gas_Conveyor Oven_E3 | F2 | Commercial | School (ID) | Existing | Food Preparation | Natural Gas | Conveyor Oven | E3 | RVT - Cost of Operation | 0 | 0 | 0 | 0 | 0 | 0 | 0 | 0 | 0 | 0 | 0 | 0 | 0 | 0 | 0 | 0 | 0 | 0 | 0 | 0 | 0 | 0 | 0 | 0 | 0 | 0 | 0
F2_Commercial_School (ID)_Existing_Food Preparation_Natural Gas_Conveyor Oven_E4 | F2 | Commercial | School (ID) | Existing | Food Preparation | Natural Gas | Conveyor Oven | E4 | RVT - Cost of Operation | 0 | 0 | 0 | 0 | 0 | 0 | 0 | 0 | 0 | 0 | 0 | 0 | 0 | 0 | 0 | 0 | 0 | 0 | 0 | 0 | 0 | 0 | 0 | 0 | 0 | 0 | 0
F2_Commercial_School (ID)_Existing_Food Preparation_Natural Gas_Conveyor Oven_E5 | F2 | Commercial | School (ID) | Existing | Food Preparation | Natural Gas | Conveyor Oven | E5 | RVT - Cost of Operation | 0 | 0 | 0 | 0 | 0 | 0 | 0 | 0 | 0 | 0 | 0 | 0 | 0 | 0 | 0 | 0 | 0 | 0 | 0 | 0 | 0 | 0 | 0 | 0 | 0 | 0 | 0
F2_Commercial_School (ID)_Existing_Food Preparation_Natural Gas_Conveyor Oven_E6 | F2 | Commercial | School (ID) | Existing | Food Preparation | Natural Gas | Conveyor Oven | E6 | RVT - Cost of Operation | 0 | 0 | 0 | 0 | 0 | 0 | 0 | 0 | 0 | 0 | 0 | 0 | 0 | 0 | 0 | 0 | 0 | 0 | 0 | 0 | 0 | 0 | 0 | 0 | 0 | 0 | 0
F2_Commercial_School (ID)_Existing_Food Preparation_Natural Gas_Conveyor Oven_E7 | F2 | Commercial | School (ID) | Existing | Food Preparation | Natural Gas | Conveyor Oven | E7 | RVT - Cost of Operation | 0 | 0 | 0 | 0 | 0 | 0 | 0 | 0 | 0 | 0 | 0 | 0 | 0 | 0 | 0 | 0 | 0 | 0 | 0 | 0 | 0 | 0 | 0 | 0 | 0 | 0 | 0
F2_Commercial_School (ID)_Existing_Food Preparation_Natural Gas_Conveyor Oven_E8 | F2 | Commercial | School (ID) | Existing | Food Preparation | Natural Gas | Conveyor Oven | E8 | RVT - Cost of Operation | 0 | 0 | 0 | 0 | 0 | 0 | 0 | 0 | 0 | 0 | 0 | 0 | 0 | 0 | 0 | 0 | 0 | 0 | 0 | 0 | 0 | 0 | 0 | 0 | 0 | 0 | 0
F2_Commercial_School (ID)_Existing_Food Preparation_Natural Gas_Conveyor Oven_E9 | F2 | Commercial | School (ID) | Existing | Food Preparation | Natural Gas | Conveyor Oven | E9 | RVT - Cost of Operation | 0 | 0 | 0 | 0 | 0 | 0 | 0 | 0 | 0 | 0 | 0 | 0 | 0 | 0 | 0 | 0 | 0 | 0 | 0 | 0 | 0 | 0 | 0 | 0 | 0 | 0 | 0
F2_Commercial_School (ID)_Existing_Food Preparation_Natural Gas_Conveyor Oven_E10 | F2 | Commercial | School (ID) | Existing | Food Preparation | Natural Gas | Conveyor Oven | E10 | RVT - Cost of Operation | 0 | 0 | 0 | 0 | 0 | 0 | 0 | 0 | 0 | 0 | 0 | 0 | 0 | 0 | 0 | 0 | 0 | 0 | 0 | 0 | 0 | 0 | 0 | 0 | 0 | 0 | 0
F3_Commercial_School (ID)_Existing_Food Preparation_Natural Gas_Conveyor Oven_E1 | F3 | Commercial | School (ID) | Existing | Food Preparation | Natural Gas | Conveyor Oven | E1 | System - kBTUs of Consumption | 3.261 | 3.261 | 3.261 | 3.261 | 3.261 | 3.261 | 3.261 | 3.261 | 3.261 | 3.261 | 3.261 | 3.261 | 3.261 | 3.261 | 3.261 | 3.261 | 3.261 | 3.261 | 3.261 | 3.261 | 3.261 | 3.261 | 3.261 | 3.261 | 3.261 | 3.261 | 3.261
F3_Commercial_School (ID)_Existing_Food Preparation_Natural Gas_Conveyor Oven_E2 | F3 | Commercial | School (ID) | Existing | Food Preparation | Natural Gas | Conveyor Oven | E2 | System - kBTUs of Consumption | 2.5916 | 2.5916 | 2.5916 | 2.5916 | 2.5916 | 2.5916 | 2.5916 | 2.5916 | 2.5916 | 2.5916 | 2.5916 | 2.5916 | 2.5916 | 2.5916 | 2.5916 | 2.5916 | 2.5916 | 2.5916 | 2.5916 | 2.5916 | 2.5916 | 2.5916 | 2.5916 | 2.5916 | 2.5916 | 2.5916 | 2.5916
F3_Commercial_School (ID)_Existing_Food Preparation_Natural Gas_Conveyor Oven_E3 | F3 | Commercial | School (ID) | Existing | Food Preparation | Natural Gas | Conveyor Oven | E3 | System - kBTUs of Consumption | 0 | 0 | 0 | 0 | 0 | 0 | 0 | 0 | 0 | 0 | 0 | 0 | 0 | 0 | 0 | 0 | 0 | 0 | 0 | 0 | 0 | 0 | 0 | 0 | 0 | 0 | 0
F3_Commercial_School (ID)_Existing_Food Preparation_Natural Gas_Conveyor Oven_E4 | F3 | Commercial | School (ID) | Existing | Food Preparation | Natural Gas | Conveyor Oven | E4 | System - kBTUs of Consumption | 0 | 0 | 0 | 0 | 0 | 0 | 0 | 0 | 0 | 0 | 0 | 0 | 0 | 0 | 0 | 0 | 0 | 0 | 0 | 0 | 0 | 0 | 0 | 0 | 0 | 0 | 0
F3_Commercial_School (ID)_Existing_Food Preparation_Natural Gas_Conveyor Oven_E5 | F3 | Commercial | School (ID) | Existing | Food Preparation | Natural Gas | Conveyor Oven | E5 | System - kBTUs of Consumption | 0 | 0 | 0 | 0 | 0 | 0 | 0 | 0 | 0 | 0 | 0 | 0 | 0 | 0 | 0 | 0 | 0 | 0 | 0 | 0 | 0 | 0 | 0 | 0 | 0 | 0 | 0
F3_Commercial_School (ID)_Existing_Food Preparation_Natural Gas_Conveyor Oven_E6 | F3 | Commercial | School (ID) | Existing | Food Preparation | Natural Gas | Conveyor Oven | E6 | System - kBTUs of Consumption | 0 | 0 | 0 | 0 | 0 | 0 | 0 | 0 | 0 | 0 | 0 | 0 | 0 | 0 | 0 | 0 | 0 | 0 | 0 | 0 | 0 | 0 | 0 | 0 | 0 | 0 | 0
F3_Commercial_School (ID)_Existing_Food Preparation_Natural Gas_Conveyor Oven_E7 | F3 | Commercial | School (ID) | Existing | Food Preparation | Natural Gas | Conveyor Oven | E7 | System - kBTUs of Consumption | 0 | 0 | 0 | 0 | 0 | 0 | 0 | 0 | 0 | 0 | 0 | 0 | 0 | 0 | 0 | 0 | 0 | 0 | 0 | 0 | 0 | 0 | 0 | 0 | 0 | 0 | 0
F3_Commercial_School (ID)_Existing_Food Preparation_Natural Gas_Conveyor Oven_E8 | F3 | Commercial | School (ID) | Existing | Food Preparation | Natural Gas | Conveyor Oven | E8 | System - kBTUs of Consumption | 0 | 0 | 0 | 0 | 0 | 0 | 0 | 0 | 0 | 0 | 0 | 0 | 0 | 0 | 0 | 0 | 0 | 0 | 0 | 0 | 0 | 0 | 0 | 0 | 0 | 0 | 0
F3_Commercial_School (ID)_Existing_Food Preparation_Natural Gas_Conveyor Oven_E9 | F3 | Commercial | School (ID) | Existing | Food Preparation | Natural Gas | Conveyor Oven | E9 | System - kBTUs of Consumption | 0 | 0 | 0 | 0 | 0 | 0 | 0 | 0 | 0 | 0 | 0 | 0 | 0 | 0 | 0 | 0 | 0 | 0 | 0 | 0 | 0 | 0 | 0 | 0 | 0 | 0 | 0
F3_Commercial_School (ID)_Existing_Food Preparation_Natural Gas_Conveyor Oven_E10 | F3 | Commercial | School (ID) | Existing | Food Preparation | Natural Gas | Conveyor Oven | E10 | System - kBTUs of Consumption | 0 | 0 | 0 | 0 | 0 | 0 | 0 | 0 | 0 | 0 | 0 | 0 | 0 | 0 | 0 | 0 | 0 | 0 | 0 | 0 | 0 | 0 | 0 | 0 | 0 | 0 | 0
F4_Commercial_School (ID)_Existing_Food Preparation_Natural Gas_Conveyor Oven_E1 | F4 | Commercial | School (ID) | Existing | Food Preparation | Natural Gas | Conveyor Oven | E1 | Utility - Cost of Equipment | 6.8622e-05 | 6.8622e-05 | 6.8622e-05 | 6.8622e-05 | 6.8622e-05 | 6.8622e-05 | 6.8622e-05 | 6.8622e-05 | 6.8622e-05 | 6.8622e-05 | 6.8622e-05 | 6.8622e-05 | 6.8622e-05 | 6.8622e-05 | 6.8622e-05 | 6.8622e-05 | 6.8622e-05 | 6.8622e-05 | 6.8622e-05 | 6.8622e-05 | 6.8622e-05 | 6.8622e-05 | 6.8622e-05 | 6.8622e-05 | 6.8622e-05 | 6.8622e-05 | 6.8622e-05
F4_Commercial_School (ID)_Existing_Food Preparation_Natural Gas_Conveyor Oven_E2 | F4 | Commercial | School (ID) | Existing | Food Preparation | Natural Gas | Conveyor Oven | E2 | Utility - Cost of Equipment | 0.00014538 | 0.00014538 | 0.00014538 | 0.00014538 | 0.00014538 | 0.00014538 | 0.00014538 | 0.00014538 | 0.00014538 | 0.00014538 | 0.00014538 | 0.00014538 | 0.00014538 | 0.00014538 | 0.00014538 | 0.00014538 | 0.00014538 | 0.00014538 | 0.00014538 | 0.00014538 | 0.00014538 | 0.00014538 | 0.00014538 | 0.00014538 | 0.00014538 | 0.00014538 | 0.00014538
F4_Commercial_School (ID)_Existing_Food Preparation_Natural Gas_Conveyor Oven_E3 | F4 | Commercial | School (ID) | Existing | Food Preparation | Natural Gas | Conveyor Oven | E3 | Utility - Cost of Equipment | 0 | 0 | 0 | 0 | 0 | 0 | 0 | 0 | 0 | 0 | 0 | 0 | 0 | 0 | 0 | 0 | 0 | 0 | 0 | 0 | 0 | 0 | 0 | 0 | 0 | 0 | 0
F4_Commercial_School (ID)_Existing_Food Preparation_Natural Gas_Conveyor Oven_E4 | F4 | Commercial | School (ID) | Existing | Food Preparation | Natural Gas | Conveyor Oven | E4 | Utility - Cost of Equipment | 0 | 0 | 0 | 0 | 0 | 0 | 0 | 0 | 0 | 0 | 0 | 0 | 0 | 0 | 0 | 0 | 0 | 0 | 0 | 0 | 0 | 0 | 0 | 0 | 0 | 0 | 0
F4_Commercial_School (ID)_Existing_Food Preparation_Natural Gas_Conveyor Oven_E5 | F4 | Commercial | School (ID) | Existing | Food Preparation | Natural Gas | Conveyor Oven | E5 | Utility - Cost of Equipment | 0 | 0 | 0 | 0 | 0 | 0 | 0 | 0 | 0 | 0 | 0 | 0 | 0 | 0 | 0 | 0 | 0 | 0 | 0 | 0 | 0 | 0 | 0 | 0 | 0 | 0 | 0
F4_Commercial_School (ID)_Existing_Food Preparation_Natural Gas_Conveyor Oven_E6 | F4 | Commercial | School (ID) | Existing | Food Preparation | Natural Gas | Conveyor Oven | E6 | Utility - Cost of Equipment | 0 | 0 | 0 | 0 | 0 | 0 | 0 | 0 | 0 | 0 | 0 | 0 | 0 | 0 | 0 | 0 | 0 | 0 | 0 | 0 | 0 | 0 | 0 | 0 | 0 | 0 | 0
F4_Commercial_School (ID)_Existing_Food Preparation_Natural Gas_Conveyor Oven_E7 | F4 | Commercial | School (ID) | Existing | Food Preparation | Natural Gas | Conveyor Oven | E7 | Utility - Cost of Equipment | 0 | 0 | 0 | 0 | 0 | 0 | 0 | 0 | 0 | 0 | 0 | 0 | 0 | 0 | 0 | 0 | 0 | 0 | 0 | 0 | 0 | 0 | 0 | 0 | 0 | 0 | 0
F4_Commercial_School (ID)_Existing_Food Preparation_Natural Gas_Conveyor Oven_E8 | F4 | Commercial | School (ID) | Existing | Food Preparation | Natural Gas | Conveyor Oven | E8 | Utility - Cost of Equipment | 0 | 0 | 0 | 0 | 0 | 0 | 0 | 0 | 0 | 0 | 0 | 0 | 0 | 0 | 0 | 0 | 0 | 0 | 0 | 0 | 0 | 0 | 0 | 0 | 0 | 0 | 0
F4_Commercial_School (ID)_Existing_Food Preparation_Natural Gas_Conveyor Oven_E9 | F4 | Commercial | School (ID) | Existing | Food Preparation | Natural Gas | Conveyor Oven | E9 | Utility - Cost of Equipment | 0 | 0 | 0 | 0 | 0 | 0 | 0 | 0 | 0 | 0 | 0 | 0 | 0 | 0 | 0 | 0 | 0 | 0 | 0 | 0 | 0 | 0 | 0 | 0 | 0 | 0 | 0
F4_Commercial_School (ID)_Existing_Food Preparation_Natural Gas_Conveyor Oven_E10 | F4 | Commercial | School (ID) | Existing | Food Preparation | Natural Gas | Conveyor Oven | E10 | Utility - Cost of Equipment | 0 | 0 | 0 | 0 | 0 | 0 | 0 | 0 | 0 | 0 | 0 | 0 | 0 | 0 | 0 | 0 | 0 | 0 | 0 | 0 | 0 | 0 | 0 | 0 | 0 | 0 | 0
F5_Commercial_School (ID)_Existing_Food Preparation_Natural Gas_Conveyor Oven_E1 | F5 | Commercial | School (ID) | Existing | Food Preparation | Natural Gas | Conveyor Oven | E1 | Utility - Cost of Operation | 0.01251 | 0.012846 | 0.013215 | 0.013619 | 0.014062 | 0.014578 | 0.015101 | 0.015617 | 0.016115 | 0.01662 | 0.017037 | 0.017432 | 0.017854 | 0.01827 | 0.018651 | 0.019014 | 0.019348 | 0.01968 | 0.02003 | 0.020376 | 0.02073 | 0.021096 | 0.021467 | 0.021848 | 0.022236 | 0.022631 | 0.023033
F5_Commercial_School (ID)_Existing_Food Preparation_Natural Gas_Conveyor Oven_E2 | F5 | Commercial | School (ID) | Existing | Food Preparation | Natural Gas | Conveyor Oven | E2 | Utility - Cost of Operation | 0.0099424 | 0.010209 | 0.010502 | 0.010824 | 0.011175 | 0.011585 | 0.012001 | 0.012411 | 0.012807 | 0.013209 | 0.01354 | 0.013854 | 0.014189 | 0.01452 | 0.014823 | 0.015111 | 0.015376 | 0.01564 | 0.015919 | 0.016193 | 0.016475 | 0.016766 | 0.01706 | 0.017364 | 0.017672 | 0.017986 | 0.018305
F5_Commercial_School (ID)_Existing_Food Preparation_Natural Gas_Conveyor Oven_E3 | F5 | Commercial | School (ID) | Existing | Food Preparation | Natural Gas | Conveyor Oven | E3 | Utility - Cost of Operation | 0 | 0 | 0 | 0 | 0 | 0 | 0 | 0 | 0 | 0 | 0 | 0 | 0 | 0 | 0 | 0 | 0 | 0 | 0 | 0 | 0 | 0 | 0 | 0 | 0 | 0 | 0
F5_Commercial_School (ID)_Existing_Food Preparation_Natural Gas_Conveyor Oven_E4 | F5 | Commercial | School (ID) | Existing | Food Preparation | Natural Gas | Conveyor Oven | E4 | Utility - Cost of Operation | 0 | 0 | 0 | 0 | 0 | 0 | 0 | 0 | 0 | 0 | 0 | 0 | 0 | 0 | 0 | 0 | 0 | 0 | 0 | 0 | 0 | 0 | 0 | 0 | 0 | 0 | 0
F5_Commercial_School (ID)_Existing_Food Preparation_Natural Gas_Conveyor Oven_E5 | F5 | Commercial | School (ID) | Existing | Food Preparation | Natural Gas | Conveyor Oven | E5 | Utility - Cost of Operation | 0 | 0 | 0 | 0 | 0 | 0 | 0 | 0 | 0 | 0 | 0 | 0 | 0 | 0 | 0 | 0 | 0 | 0 | 0 | 0 | 0 | 0 | 0 | 0 | 0 | 0 | 0
F5_Commercial_School (ID)_Existing_Food Preparation_Natural Gas_Conveyor Oven_E6 | F5 | Commercial | School (ID) | Existing | Food Preparation | Natural Gas | Conveyor Oven | E6 | Utility - Cost of Operation | 0 | 0 | 0 | 0 | 0 | 0 | 0 | 0 | 0 | 0 | 0 | 0 | 0 | 0 | 0 | 0 | 0 | 0 | 0 | 0 | 0 | 0 | 0 | 0 | 0 | 0 | 0
F5_Commercial_School (ID)_Existing_Food Preparation_Natural Gas_Conveyor Oven_E7 | F5 | Commercial | School (ID) | Existing | Food Preparation | Natural Gas | Conveyor Oven | E7 | Utility - Cost of Operation | 0 | 0 | 0 | 0 | 0 | 0 | 0 | 0 | 0 | 0 | 0 | 0 | 0 | 0 | 0 | 0 | 0 | 0 | 0 | 0 | 0 | 0 | 0 | 0 | 0 | 0 | 0
F5_Commercial_School (ID)_Existing_Food Preparation_Natural Gas_Conveyor Oven_E8 | F5 | Commercial | School (ID) | Existing | Food Preparation | Natural Gas | Conveyor Oven | E8 | Utility - Cost of Operation | 0 | 0 | 0 | 0 | 0 | 0 | 0 | 0 | 0 | 0 | 0 | 0 | 0 | 0 | 0 | 0 | 0 | 0 | 0 | 0 | 0 | 0 | 0 | 0 | 0 | 0 | 0
F5_Commercial_School (ID)_Existing_Food Preparation_Natural Gas_Conveyor Oven_E9 | F5 | Commercial | School (ID) | Existing | Food Preparation | Natural Gas | Conveyor Oven | E9 | Utility - Cost of Operation | 0 | 0 | 0 | 0 | 0 | 0 | 0 | 0 | 0 | 0 | 0 | 0 | 0 | 0 | 0 | 0 | 0 | 0 | 0 | 0 | 0 | 0 | 0 | 0 | 0 | 0 | 0
F5_Commercial_School (ID)_Existing_Food Preparation_Natural Gas_Conveyor Oven_E10 | F5 | Commercial | School (ID) | Existing | Food Preparation | Natural Gas | Conveyor Oven | E10 | Utility - Cost of Operation | 0 | 0 | 0 | 0 | 0 | 0 | 0 | 0 | 0 | 0 | 0 | 0 | 0 | 0 | 0 | 0 | 0 | 0 | 0 | 0 | 0 | 0 | 0 | 0 | 0 | 0 | 0
F6_Commercial_School (ID)_Existing_Food Preparation_Natural Gas_Conveyor Oven_E1 | F6 | Commercial | School (ID) | Existing | Food Preparation | Natural Gas | Conveyor Oven | E1 | Utility - Value of Sales | 0.014503 | 0.014812 | 0.01515 | 0.015515 | 0.015911 | 0.016378 | 0.016834 | 0.017269 | 0.017667 | 0.018059 | 0.018468 | 0.01885 | 0.019257 | 0.019653 | 0.020005 | 0.020332 | 0.020621 | 0.020903 | 0.021198 | 0.021481 | 0.021766 | 0.022151 | 0.02254 | 0.022941 | 0.023348 | 0.023763 | 0.024185
F6_Commercial_School (ID)_Existing_Food Preparation_Natural Gas_Conveyor Oven_E2 | F6 | Commercial | School (ID) | Existing | Food Preparation | Natural Gas | Conveyor Oven | E2 | Utility - Value of Sales | 0.011526 | 0.011772 | 0.01204 | 0.01233 | 0.012645 | 0.013016 | 0.013379 | 0.013724 | 0.014041 | 0.014352 | 0.014677 | 0.014981 | 0.015304 | 0.015619 | 0.015899 | 0.016158 | 0.016389 | 0.016612 | 0.016847 | 0.017072 | 0.017298 | 0.017604 | 0.017913 | 0.018232 | 0.018556 | 0.018885 | 0.019221
F6_Commercial_School (ID)_Existing_Food Preparation_Natural Gas_Conveyor Oven_E3 | F6 | Commercial | School (ID) | Existing | Food Preparation | Natural Gas | Conveyor Oven | E3 | Utility - Value of Sales | 0 | 0 | 0 | 0 | 0 | 0 | 0 | 0 | 0 | 0 | 0 | 0 | 0 | 0 | 0 | 0 | 0 | 0 | 0 | 0 | 0 | 0 | 0 | 0 | 0 | 0 | 0
F6_Commercial_School (ID)_Existing_Food Preparation_Natural Gas_Conveyor Oven_E4 | F6 | Commercial | School (ID) | Existing | Food Preparation | Natural Gas | Conveyor Oven | E4 | Utility - Value of Sales | 0 | 0 | 0 | 0 | 0 | 0 | 0 | 0 | 0 | 0 | 0 | 0 | 0 | 0 | 0 | 0 | 0 | 0 | 0 | 0 | 0 | 0 | 0 | 0 | 0 | 0 | 0
F6_Commercial_School (ID)_Existing_Food Preparation_Natural Gas_Conveyor Oven_E5 | F6 | Commercial | School (ID) | Existing | Food Preparation | Natural Gas | Conveyor Oven | E5 | Utility - Value of Sales | 0 | 0 | 0 | 0 | 0 | 0 | 0 | 0 | 0 | 0 | 0 | 0 | 0 | 0 | 0 | 0 | 0 | 0 | 0 | 0 | 0 | 0 | 0 | 0 | 0 | 0 | 0
F6_Commercial_School (ID)_Existing_Food Preparation_Natural Gas_Conveyor Oven_E6 | F6 | Commercial | School (ID) | Existing | Food Preparation | Natural Gas | Conveyor Oven | E6 | Utility - Value of Sales | 0 | 0 | 0 | 0 | 0 | 0 | 0 | 0 | 0 | 0 | 0 | 0 | 0 | 0 | 0 | 0 | 0 | 0 | 0 | 0 | 0 | 0 | 0 | 0 | 0 | 0 | 0
F6_Commercial_School (ID)_Existing_Food Preparation_Natural Gas_Conveyor Oven_E7 | F6 | Commercial | School (ID) | Existing | Food Preparation | Natural Gas | Conveyor Oven | E7 | Utility - Value of Sales | 0 | 0 | 0 | 0 | 0 | 0 | 0 | 0 | 0 | 0 | 0 | 0 | 0 | 0 | 0 | 0 | 0 | 0 | 0 | 0 | 0 | 0 | 0 | 0 | 0 | 0 | 0
F6_Commercial_School (ID)_Existing_Food Preparation_Natural Gas_Conveyor Oven_E8 | F6 | Commercial | School (ID) | Existing | Food Preparation | Natural Gas | Conveyor Oven | E8 | Utility - Value of Sales | 0 | 0 | 0 | 0 | 0 | 0 | 0 | 0 | 0 | 0 | 0 | 0 | 0 | 0 | 0 | 0 | 0 | 0 | 0 | 0 | 0 | 0 | 0 | 0 | 0 | 0 | 0
F6_Commercial_School (ID)_Existing_Food Preparation_Natural Gas_Conveyor Oven_E9 | F6 | Commercial | School (ID) | Existing | Food Preparation | Natural Gas | Conveyor Oven | E9 | Utility - Value of Sales | 0 | 0 | 0 | 0 | 0 | 0 | 0 | 0 | 0 | 0 | 0 | 0 | 0 | 0 | 0 | 0 | 0 | 0 | 0 | 0 | 0 | 0 | 0 | 0 | 0 | 0 | 0
F6_Commercial_School (ID)_Existing_Food Preparation_Natural Gas_Conveyor Oven_E10 | F6 | Commercial | School (ID) | Existing | Food Preparation | Natural Gas | Conveyor Oven | E10 | Utility - Value of Sales | 0 | 0 | 0 | 0 | 0 | 0 | 0 | 0 | 0 | 0 | 0 | 0 | 0 | 0 | 0 | 0 | 0 | 0 | 0 | 0 | 0 | 0 | 0 | 0 | 0 | 0 | 0
F1_Commercial_School (ID)_Existing_Food Preparation_Natural Gas_Double Rack Oven_E1 | F1 | Commercial | School (ID) | Existing | Food Preparation | Natural Gas | Double Rack Oven | E1 | RVT - Cost of Equipment | 0.00014543 | 0.00014543 | 0.00014543 | 0.00014543 | 0.00014543 | 0.00014543 | 0.00014543 | 0.00014543 | 0.00014543 | 0.00014543 | 0.00014543 | 0.00014543 | 0.00014543 | 0.00014543 | 0.00014543 | 0.00014543 | 0.00014543 | 0.00014543 | 0.00014543 | 0.00014543 | 0.00014543 | 0.00014543 | 0.00014543 | 0.00014543 | 0.00014543 | 0.00014543 | 0.00014543
F1_Commercial_School (ID)_Existing_Food Preparation_Natural Gas_Double Rack Oven_E2 | F1 | Commercial | School (ID) | Existing | Food Preparation | Natural Gas | Double Rack Oven | E2 | RVT - Cost of Equipment | 0.00065979 | 0.00065979 | 0.00065979 | 0.00065979 | 0.00065979 | 0.00065979 | 0.00065979 | 0.00065979 | 0.00065979 | 0.00065979 | 0.00065979 | 0.00065979 | 0.00065979 | 0.00065979 | 0.00065979 | 0.00065979 | 0.00065979 | 0.00065979 | 0.00065979 | 0.00065979 | 0.00065979 | 0.00065979 | 0.00065979 | 0.00065979 | 0.00065979 | 0.00065979 | 0.00065979
F1_Commercial_School (ID)_Existing_Food Preparation_Natural Gas_Double Rack Oven_E3 | F1 | Commercial | School (ID) | Existing | Food Preparation | Natural Gas | Double Rack Oven | E3 | RVT - Cost of Equipment | 0 | 0 | 0 | 0 | 0 | 0 | 0 | 0 | 0 | 0 | 0 | 0 | 0 | 0 | 0 | 0 | 0 | 0 | 0 | 0 | 0 | 0 | 0 | 0 | 0 | 0 | 0
F1_Commercial_School (ID)_Existing_Food Preparation_Natural Gas_Double Rack Oven_E4 | F1 | Commercial | School (ID) | Existing | Food Preparation | Natural Gas | Double Rack Oven | E4 | RVT - Cost of Equipment | 0 | 0 | 0 | 0 | 0 | 0 | 0 | 0 | 0 | 0 | 0 | 0 | 0 | 0 | 0 | 0 | 0 | 0 | 0 | 0 | 0 | 0 | 0 | 0 | 0 | 0 | 0
F1_Commercial_School (ID)_Existing_Food Preparation_Natural Gas_Double Rack Oven_E5 | F1 | Commercial | School (ID) | Existing | Food Preparation | Natural Gas | Double Rack Oven | E5 | RVT - Cost of Equipment | 0 | 0 | 0 | 0 | 0 | 0 | 0 | 0 | 0 | 0 | 0 | 0 | 0 | 0 | 0 | 0 | 0 | 0 | 0 | 0 | 0 | 0 | 0 | 0 | 0 | 0 | 0
F1_Commercial_School (ID)_Existing_Food Preparation_Natural Gas_Double Rack Oven_E6 | F1 | Commercial | School (ID) | Existing | Food Preparation | Natural Gas | Double Rack Oven | E6 | RVT - Cost of Equipment | 0 | 0 | 0 | 0 | 0 | 0 | 0 | 0 | 0 | 0 | 0 | 0 | 0 | 0 | 0 | 0 | 0 | 0 | 0 | 0 | 0 | 0 | 0 | 0 | 0 | 0 | 0
F1_Commercial_School (ID)_Existing_Food Preparation_Natural Gas_Double Rack Oven_E7 | F1 | Commercial | School (ID) | Existing | Food Preparation | Natural Gas | Double Rack Oven | E7 | RVT - Cost of Equipment | 0 | 0 | 0 | 0 | 0 | 0 | 0 | 0 | 0 | 0 | 0 | 0 | 0 | 0 | 0 | 0 | 0 | 0 | 0 | 0 | 0 | 0 | 0 | 0 | 0 | 0 | 0
F1_Commercial_School (ID)_Existing_Food Preparation_Natural Gas_Double Rack Oven_E8 | F1 | Commercial | School (ID) | Existing | Food Preparation | Natural Gas | Double Rack Oven | E8 | RVT - Cost of Equipment | 0 | 0 | 0 | 0 | 0 | 0 | 0 | 0 | 0 | 0 | 0 | 0 | 0 | 0 | 0 | 0 | 0 | 0 | 0 | 0 | 0 | 0 | 0 | 0 | 0 | 0 | 0
F1_Commercial_School (ID)_Existing_Food Preparation_Natural Gas_Double Rack Oven_E9 | F1 | Commercial | School (ID) | Existing | Food Preparation | Natural Gas | Double Rack Oven | E9 | RVT - Cost of Equipment | 0 | 0 | 0 | 0 | 0 | 0 | 0 | 0 | 0 | 0 | 0 | 0 | 0 | 0 | 0 | 0 | 0 | 0 | 0 | 0 | 0 | 0 | 0 | 0 | 0 | 0 | 0
F1_Commercial_School (ID)_Existing_Food Preparation_Natural Gas_Double Rack Oven_E10 | F1 | Commercial | School (ID) | Existing | Food Preparation | Natural Gas | Double Rack Oven | E10 | RVT - Cost of Equipment | 0 | 0 | 0 | 0 | 0 | 0 | 0 | 0 | 0 | 0 | 0 | 0 | 0 | 0 | 0 | 0 | 0 | 0 | 0 | 0 | 0 | 0 | 0 | 0 | 0 | 0 | 0
F2_Commercial_School (ID)_Existing_Food Preparation_Natural Gas_Double Rack Oven_E1 | F2 | Commercial | School (ID) | Existing | Food Preparation | Natural Gas | Double Rack Oven | E1 | RVT - Cost of Operation | 0.023534 | 0.023979 | 0.024501 | 0.025109 | 0.025806 | 0.026676 | 0.027548 | 0.028376 | 0.029126 | 0.029852 | 0.030605 | 0.03129 | 0.032012 | 0.032695 | 0.033283 | 0.033813 | 0.034262 | 0.034691 | 0.035147 | 0.035572 | 0.035999 | 0.036634 | 0.037276 | 0.037939 | 0.038613 | 0.039299 | 0.039997
F2_Commercial_School (ID)_Existing_Food Preparation_Natural Gas_Double Rack Oven_E2 | F2 | Commercial | School (ID) | Existing | Food Preparation | Natural Gas | Double Rack Oven | E2 | RVT - Cost of Operation | 0.01458 | 0.014856 | 0.015179 | 0.015556 | 0.015988 | 0.016527 | 0.017067 | 0.01758 | 0.018044 | 0.018495 | 0.018961 | 0.019385 | 0.019833 | 0.020256 | 0.02062 | 0.020949 | 0.021227 | 0.021492 | 0.021775 | 0.022038 | 0.022303 | 0.022696 | 0.023094 | 0.023505 | 0.023922 | 0.024347 | 0.02478
F2_Commercial_School (ID)_Existing_Food Preparation_Natural Gas_Double Rack Oven_E3 | F2 | Commercial | School (ID) | Existing | Food Preparation | Natural Gas | Double Rack Oven | E3 | RVT - Cost of Operation | 0 | 0 | 0 | 0 | 0 | 0 | 0 | 0 | 0 | 0 | 0 | 0 | 0 | 0 | 0 | 0 | 0 | 0 | 0 | 0 | 0 | 0 | 0 | 0 | 0 | 0 | 0
F2_Commercial_School (ID)_Existing_Food Preparation_Natural Gas_Double Rack Oven_E4 | F2 | Commercial | School (ID) | Existing | Food Preparation | Natural Gas | Double Rack Oven | E4 | RVT - Cost of Operation | 0 | 0 | 0 | 0 | 0 | 0 | 0 | 0 | 0 | 0 | 0 | 0 | 0 | 0 | 0 | 0 | 0 | 0 | 0 | 0 | 0 | 0 | 0 | 0 | 0 | 0 | 0
F2_Commercial_School (ID)_Existing_Food Preparation_Natural Gas_Double Rack Oven_E5 | F2 | Commercial | School (ID) | Existing | Food Preparation | Natural Gas | Double Rack Oven | E5 | RVT - Cost of Operation | 0 | 0 | 0 | 0 | 0 | 0 | 0 | 0 | 0 | 0 | 0 | 0 | 0 | 0 | 0 | 0 | 0 | 0 | 0 | 0 | 0 | 0 | 0 | 0 | 0 | 0 | 0
F2_Commercial_School (ID)_Existing_Food Preparation_Natural Gas_Double Rack Oven_E6 | F2 | Commercial | School (ID) | Existing | Food Preparation | Natural Gas | Double Rack Oven | E6 | RVT - Cost of Operation | 0 | 0 | 0 | 0 | 0 | 0 | 0 | 0 | 0 | 0 | 0 | 0 | 0 | 0 | 0 | 0 | 0 | 0 | 0 | 0 | 0 | 0 | 0 | 0 | 0 | 0 | 0
F2_Commercial_School (ID)_Existing_Food Preparation_Natural Gas_Double Rack Oven_E7 | F2 | Commercial | School (ID) | Existing | Food Preparation | Natural Gas | Double Rack Oven | E7 | RVT - Cost of Operation | 0 | 0 | 0 | 0 | 0 | 0 | 0 | 0 | 0 | 0 | 0 | 0 | 0 | 0 | 0 | 0 | 0 | 0 | 0 | 0 | 0 | 0 | 0 | 0 | 0 | 0 | 0
F2_Commercial_School (ID)_Existing_Food Preparation_Natural Gas_Double Rack Oven_E8 | F2 | Commercial | School (ID) | Existing | Food Preparation | Natural Gas | Double Rack Oven | E8 | RVT - Cost of Operation | 0 | 0 | 0 | 0 | 0 | 0 | 0 | 0 | 0 | 0 | 0 | 0 | 0 | 0 | 0 | 0 | 0 | 0 | 0 | 0 | 0 | 0 | 0 | 0 | 0 | 0 | 0
F2_Commercial_School (ID)_Existing_Food Preparation_Natural Gas_Double Rack Oven_E9 | F2 | Commercial | School (ID) | Existing | Food Preparation | Natural Gas | Double Rack Oven | E9 | RVT - Cost of Operation | 0 | 0 | 0 | 0 | 0 | 0 | 0 | 0 | 0 | 0 | 0 | 0 | 0 | 0 | 0 | 0 | 0 | 0 | 0 | 0 | 0 | 0 | 0 | 0 | 0 | 0 | 0
F2_Commercial_School (ID)_Existing_Food Preparation_Natural Gas_Double Rack Oven_E10 | F2 | Commercial | School (ID) | Existing | Food Preparation | Natural Gas | Double Rack Oven | E10 | RVT - Cost of Operation | 0 | 0 | 0 | 0 | 0 | 0 | 0 | 0 | 0 | 0 | 0 | 0 | 0 | 0 | 0 | 0 | 0 | 0 | 0 | 0 | 0 | 0 | 0 | 0 | 0 | 0 | 0
F3_Commercial_School (ID)_Existing_Food Preparation_Natural Gas_Double Rack Oven_E1 | F3 | Commercial | School (ID) | Existing | Food Preparation | Natural Gas | Double Rack Oven | E1 | System - kBTUs of Consumption | 5.6143 | 5.6143 | 5.6143 | 5.6143 | 5.6143 | 5.6143 | 5.6143 | 5.6143 | 5.6143 | 5.6143 | 5.6143 | 5.6143 | 5.6143 | 5.6143 | 5.6143 | 5.6143 | 5.6143 | 5.6143 | 5.6143 | 5.6143 | 5.6143 | 5.6143 | 5.6143 | 5.6143 | 5.6143 | 5.6143 | 5.6143
F3_Commercial_School (ID)_Existing_Food Preparation_Natural Gas_Double Rack Oven_E2 | F3 | Commercial | School (ID) | Existing | Food Preparation | Natural Gas | Double Rack Oven | E2 | System - kBTUs of Consumption | 3.4783 | 3.4783 | 3.4783 | 3.4783 | 3.4783 | 3.4783 | 3.4783 | 3.4783 | 3.4783 | 3.4783 | 3.4783 | 3.4783 | 3.4783 | 3.4783 | 3.4783 | 3.4783 | 3.4783 | 3.4783 | 3.4783 | 3.4783 | 3.4783 | 3.4783 | 3.4783 | 3.4783 | 3.4783 | 3.4783 | 3.4783
F3_Commercial_School (ID)_Existing_Food Preparation_Natural Gas_Double Rack Oven_E3 | F3 | Commercial | School (ID) | Existing | Food Preparation | Natural Gas | Double Rack Oven | E3 | System - kBTUs of Consumption | 0 | 0 | 0 | 0 | 0 | 0 | 0 | 0 | 0 | 0 | 0 | 0 | 0 | 0 | 0 | 0 | 0 | 0 | 0 | 0 | 0 | 0 | 0 | 0 | 0 | 0 | 0
F3_Commercial_School (ID)_Existing_Food Preparation_Natural Gas_Double Rack Oven_E4 | F3 | Commercial | School (ID) | Existing | Food Preparation | Natural Gas | Double Rack Oven | E4 | System - kBTUs of Consumption | 0 | 0 | 0 | 0 | 0 | 0 | 0 | 0 | 0 | 0 | 0 | 0 | 0 | 0 | 0 | 0 | 0 | 0 | 0 | 0 | 0 | 0 | 0 | 0 | 0 | 0 | 0
F3_Commercial_School (ID)_Existing_Food Preparation_Natural Gas_Double Rack Oven_E5 | F3 | Commercial | School (ID) | Existing | Food Preparation | Natural Gas | Double Rack Oven | E5 | System - kBTUs of Consumption | 0 | 0 | 0 | 0 | 0 | 0 | 0 | 0 | 0 | 0 | 0 | 0 | 0 | 0 | 0 | 0 | 0 | 0 | 0 | 0 | 0 | 0 | 0 | 0 | 0 | 0 | 0
F3_Commercial_School (ID)_Existing_Food Preparation_Natural Gas_Double Rack Oven_E6 | F3 | Commercial | School (ID) | Existing | Food Preparation | Natural Gas | Double Rack Oven | E6 | System - kBTUs of Consumption | 0 | 0 | 0 | 0 | 0 | 0 | 0 | 0 | 0 | 0 | 0 | 0 | 0 | 0 | 0 | 0 | 0 | 0 | 0 | 0 | 0 | 0 | 0 | 0 | 0 | 0 | 0
F3_Commercial_School (ID)_Existing_Food Preparation_Natural Gas_Double Rack Oven_E7 | F3 | Commercial | School (ID) | Existing | Food Preparation | Natural Gas | Double Rack Oven | E7 | System - kBTUs of Consumption | 0 | 0 | 0 | 0 | 0 | 0 | 0 | 0 | 0 | 0 | 0 | 0 | 0 | 0 | 0 | 0 | 0 | 0 | 0 | 0 | 0 | 0 | 0 | 0 | 0 | 0 | 0
F3_Commercial_School (ID)_Existing_Food Preparation_Natural Gas_Double Rack Oven_E8 | F3 | Commercial | School (ID) | Existing | Food Preparation | Natural Gas | Double Rack Oven | E8 | System - kBTUs of Consumption | 0 | 0 | 0 | 0 | 0 | 0 | 0 | 0 | 0 | 0 | 0 | 0 | 0 | 0 | 0 | 0 | 0 | 0 | 0 | 0 | 0 | 0 | 0 | 0 | 0 | 0 | 0
F3_Commercial_School (ID)_Existing_Food Preparation_Natural Gas_Double Rack Oven_E9 | F3 | Commercial | School (ID) | Existing | Food Preparation | Natural Gas | Double Rack Oven | E9 | System - kBTUs of Consumption | 0 | 0 | 0 | 0 | 0 | 0 | 0 | 0 | 0 | 0 | 0 | 0 | 0 | 0 | 0 | 0 | 0 | 0 | 0 | 0 | 0 | 0 | 0 | 0 | 0 | 0 | 0
F3_Commercial_School (ID)_Existing_Food Preparation_Natural Gas_Double Rack Oven_E10 | F3 | Commercial | School (ID) | Existing | Food Preparation | Natural Gas | Double Rack Oven | E10 | System - kBTUs of Consumption | 0 | 0 | 0 | 0 | 0 | 0 | 0 | 0 | 0 | 0 | 0 | 0 | 0 | 0 | 0 | 0 | 0 | 0 | 0 | 0 | 0 | 0 | 0 | 0 | 0 | 0 | 0
F4_Commercial_School (ID)_Existing_Food Preparation_Natural Gas_Double Rack Oven_E1 | F4 | Commercial | School (ID) | Existing | Food Preparation | Natural Gas | Double Rack Oven | E1 | Utility - Cost of Equipment | 0.00014543 | 0.00014543 | 0.00014543 | 0.00014543 | 0.00014543 | 0.00014543 | 0.00014543 | 0.00014543 | 0.00014543 | 0.00014543 | 0.00014543 | 0.00014543 | 0.00014543 | 0.00014543 | 0.00014543 | 0.00014543 | 0.00014543 | 0.00014543 | 0.00014543 | 0.00014543 | 0.00014543 | 0.00014543 | 0.00014543 | 0.00014543 | 0.00014543 | 0.00014543 | 0.00014543
F4_Commercial_School (ID)_Existing_Food Preparation_Natural Gas_Double Rack Oven_E2 | F4 | Commercial | School (ID) | Existing | Food Preparation | Natural Gas | Double Rack Oven | E2 | Utility - Cost of Equipment | 0.00065979 | 0.00065979 | 0.00065979 | 0.00065979 | 0.00065979 | 0.00065979 | 0.00065979 | 0.00065979 | 0.00065979 | 0.00065979 | 0.00065979 | 0.00065979 | 0.00065979 | 0.00065979 | 0.00065979 | 0.00065979 | 0.00065979 | 0.00065979 | 0.00065979 | 0.00065979 | 0.00065979 | 0.00065979 | 0.00065979 | 0.00065979 | 0.00065979 | 0.00065979 | 0.00065979
F4_Commercial_School (ID)_Existing_Food Preparation_Natural Gas_Double Rack Oven_E3 | F4 | Commercial | School (ID) | Existing | Food Preparation | Natural Gas | Double Rack Oven | E3 | Utility - Cost of Equipment | 0 | 0 | 0 | 0 | 0 | 0 | 0 | 0 | 0 | 0 | 0 | 0 | 0 | 0 | 0 | 0 | 0 | 0 | 0 | 0 | 0 | 0 | 0 | 0 | 0 | 0 | 0
F4_Commercial_School (ID)_Existing_Food Preparation_Natural Gas_Double Rack Oven_E4 | F4 | Commercial | School (ID) | Existing | Food Preparation | Natural Gas | Double Rack Oven | E4 | Utility - Cost of Equipment | 0 | 0 | 0 | 0 | 0 | 0 | 0 | 0 | 0 | 0 | 0 | 0 | 0 | 0 | 0 | 0 | 0 | 0 | 0 | 0 | 0 | 0 | 0 | 0 | 0 | 0 | 0
F4_Commercial_School (ID)_Existing_Food Preparation_Natural Gas_Double Rack Oven_E5 | F4 | Commercial | School (ID) | Existing | Food Preparation | Natural Gas | Double Rack Oven | E5 | Utility - Cost of Equipment | 0 | 0 | 0 | 0 | 0 | 0 | 0 | 0 | 0 | 0 | 0 | 0 | 0 | 0 | 0 | 0 | 0 | 0 | 0 | 0 | 0 | 0 | 0 | 0 | 0 | 0 | 0
F4_Commercial_School (ID)_Existing_Food Preparation_Natural Gas_Double Rack Oven_E6 | F4 | Commercial | School (ID) | Existing | Food Preparation | Natural Gas | Double Rack Oven | E6 | Utility - Cost of Equipment | 0 | 0 | 0 | 0 | 0 | 0 | 0 | 0 | 0 | 0 | 0 | 0 | 0 | 0 | 0 | 0 | 0 | 0 | 0 | 0 | 0 | 0 | 0 | 0 | 0 | 0 | 0
F4_Commercial_School (ID)_Existing_Food Preparation_Natural Gas_Double Rack Oven_E7 | F4 | Commercial | School (ID) | Existing | Food Preparation | Natural Gas | Double Rack Oven | E7 | Utility - Cost of Equipment | 0 | 0 | 0 | 0 | 0 | 0 | 0 | 0 | 0 | 0 | 0 | 0 | 0 | 0 | 0 | 0 | 0 | 0 | 0 | 0 | 0 | 0 | 0 | 0 | 0 | 0 | 0
F4_Commercial_School (ID)_Existing_Food Preparation_Natural Gas_Double Rack Oven_E8 | F4 | Commercial | School (ID) | Existing | Food Preparation | Natural Gas | Double Rack Oven | E8 | Utility - Cost of Equipment | 0 | 0 | 0 | 0 | 0 | 0 | 0 | 0 | 0 | 0 | 0 | 0 | 0 | 0 | 0 | 0 | 0 | 0 | 0 | 0 | 0 | 0 | 0 | 0 | 0 | 0 | 0
F4_Commercial_School (ID)_Existing_Food Preparation_Natural Gas_Double Rack Oven_E9 | F4 | Commercial | School (ID) | Existing | Food Preparation | Natural Gas | Double Rack Oven | E9 | Utility - Cost of Equipment | 0 | 0 | 0 | 0 | 0 | 0 | 0 | 0 | 0 | 0 | 0 | 0 | 0 | 0 | 0 | 0 | 0 | 0 | 0 | 0 | 0 | 0 | 0 | 0 | 0 | 0 | 0
F4_Commercial_School (ID)_Existing_Food Preparation_Natural Gas_Double Rack Oven_E10 | F4 | Commercial | School (ID) | Existing | Food Preparation | Natural Gas | Double Rack Oven | E10 | Utility - Cost of Equipment | 0 | 0 | 0 | 0 | 0 | 0 | 0 | 0 | 0 | 0 | 0 | 0 | 0 | 0 | 0 | 0 | 0 | 0 | 0 | 0 | 0 | 0 | 0 | 0 | 0 | 0 | 0
F5_Commercial_School (ID)_Existing_Food Preparation_Natural Gas_Double Rack Oven_E1 | F5 | Commercial | School (ID) | Existing | Food Preparation | Natural Gas | Double Rack Oven | E1 | Utility - Cost of Operation | 0.019981 | 0.020485 | 0.021082 | 0.021765 | 0.022539 | 0.023479 | 0.024448 | 0.025406 | 0.02633 | 0.027266 | 0.02801 | 0.028708 | 0.029458 | 0.030192 | 0.030848 | 0.031462 | 0.032012 | 0.032556 | 0.033137 | 0.033703 | 0.034285 | 0.03489 | 0.035501 | 0.036132 | 0.036774 | 0.037427 | 0.038092
F5_Commercial_School (ID)_Existing_Food Preparation_Natural Gas_Double Rack Oven_E2 | F5 | Commercial | School (ID) | Existing | Food Preparation | Natural Gas | Double Rack Oven | E2 | Utility - Cost of Operation | 0.012379 | 0.012691 | 0.013061 | 0.013485 | 0.013964 | 0.014546 | 0.015146 | 0.01574 | 0.016312 | 0.016892 | 0.017354 | 0.017786 | 0.01825 | 0.018705 | 0.019111 | 0.019492 | 0.019833 | 0.02017 | 0.020529 | 0.02088 | 0.021241 | 0.021616 | 0.021994 | 0.022385 | 0.022783 | 0.023188 | 0.0236
F5_Commercial_School (ID)_Existing_Food Preparation_Natural Gas_Double Rack Oven_E3 | F5 | Commercial | School (ID) | Existing | Food Preparation | Natural Gas | Double Rack Oven | E3 | Utility - Cost of Operation | 0 | 0 | 0 | 0 | 0 | 0 | 0 | 0 | 0 | 0 | 0 | 0 | 0 | 0 | 0 | 0 | 0 | 0 | 0 | 0 | 0 | 0 | 0 | 0 | 0 | 0 | 0
F5_Commercial_School (ID)_Existing_Food Preparation_Natural Gas_Double Rack Oven_E4 | F5 | Commercial | School (ID) | Existing | Food Preparation | Natural Gas | Double Rack Oven | E4 | Utility - Cost of Operation | 0 | 0 | 0 | 0 | 0 | 0 | 0 | 0 | 0 | 0 | 0 | 0 | 0 | 0 | 0 | 0 | 0 | 0 | 0 | 0 | 0 | 0 | 0 | 0 | 0 | 0 | 0
F5_Commercial_School (ID)_Existing_Food Preparation_Natural Gas_Double Rack Oven_E5 | F5 | Commercial | School (ID) | Existing | Food Preparation | Natural Gas | Double Rack Oven | E5 | Utility - Cost of Operation | 0 | 0 | 0 | 0 | 0 | 0 | 0 | 0 | 0 | 0 | 0 | 0 | 0 | 0 | 0 | 0 | 0 | 0 | 0 | 0 | 0 | 0 | 0 | 0 | 0 | 0 | 0
F5_Commercial_School (ID)_Existing_Food Preparation_Natural Gas_Double Rack Oven_E6 | F5 | Commercial | School (ID) | Existing | Food Preparation | Natural Gas | Double Rack Oven | E6 | Utility - Cost of Operation | 0 | 0 | 0 | 0 | 0 | 0 | 0 | 0 | 0 | 0 | 0 | 0 | 0 | 0 | 0 | 0 | 0 | 0 | 0 | 0 | 0 | 0 | 0 | 0 | 0 | 0 | 0
F5_Commercial_School (ID)_Existing_Food Preparation_Natural Gas_Double Rack Oven_E7 | F5 | Commercial | School (ID) | Existing | Food Preparation | Natural Gas | Double Rack Oven | E7 | Utility - Cost of Operation | 0 | 0 | 0 | 0 | 0 | 0 | 0 | 0 | 0 | 0 | 0 | 0 | 0 | 0 | 0 | 0 | 0 | 0 | 0 | 0 | 0 | 0 | 0 | 0 | 0 | 0 | 0
F5_Commercial_School (ID)_Existing_Food Preparation_Natural Gas_Double Rack Oven_E8 | F5 | Commercial | School (ID) | Existing | Food Preparation | Natural Gas | Double Rack Oven | E8 | Utility - Cost of Operation | 0 | 0 | 0 | 0 | 0 | 0 | 0 | 0 | 0 | 0 | 0 | 0 | 0 | 0 | 0 | 0 | 0 | 0 | 0 | 0 | 0 | 0 | 0 | 0 | 0 | 0 | 0
F5_Commercial_School (ID)_Existing_Food Preparation_Natural Gas_Double Rack Oven_E9 | F5 | Commercial | School (ID) | Existing | Food Preparation | Natural Gas | Double Rack Oven | E9 | Utility - Cost of Operation | 0 | 0 | 0 | 0 | 0 | 0 | 0 | 0 | 0 | 0 | 0 | 0 | 0 | 0 | 0 | 0 | 0 | 0 | 0 | 0 | 0 | 0 | 0 | 0 | 0 | 0 | 0
F5_Commercial_School (ID)_Existing_Food Preparation_Natural Gas_Double Rack Oven_E10 | F5 | Commercial | School (ID) | Existing | Food Preparation | Natural Gas | Double Rack Oven | E10 | Utility - Cost of Operation | 0 | 0 | 0 | 0 | 0 | 0 | 0 | 0 | 0 | 0 | 0 | 0 | 0 | 0 | 0 | 0 | 0 | 0 | 0 | 0 | 0 | 0 | 0 | 0 | 0 | 0 | 0
F6_Commercial_School (ID)_Existing_Food Preparation_Natural Gas_Double Rack Oven_E1 | F6 | Commercial | School (ID) | Existing | Food Preparation | Natural Gas | Double Rack Oven | E1 | Utility - Value of Sales | 0.023534 | 0.023979 | 0.024501 | 0.025109 | 0.025806 | 0.026676 | 0.027548 | 0.028376 | 0.029126 | 0.029852 | 0.030605 | 0.03129 | 0.032012 | 0.032695 | 0.033283 | 0.033813 | 0.034262 | 0.034691 | 0.035147 | 0.035572 | 0.035999 | 0.036634 | 0.037276 | 0.037939 | 0.038613 | 0.039299 | 0.039997
F6_Commercial_School (ID)_Existing_Food Preparation_Natural Gas_Double Rack Oven_E2 | F6 | Commercial | School (ID) | Existing | Food Preparation | Natural Gas | Double Rack Oven | E2 | Utility - Value of Sales | 0.01458 | 0.014856 | 0.015179 | 0.015556 | 0.015988 | 0.016527 | 0.017067 | 0.01758 | 0.018044 | 0.018495 | 0.018961 | 0.019385 | 0.019833 | 0.020256 | 0.02062 | 0.020949 | 0.021227 | 0.021492 | 0.021775 | 0.022038 | 0.022303 | 0.022696 | 0.023094 | 0.023505 | 0.023922 | 0.024347 | 0.02478
F6_Commercial_School (ID)_Existing_Food Preparation_Natural Gas_Double Rack Oven_E3 | F6 | Commercial | School (ID) | Existing | Food Preparation | Natural Gas | Double Rack Oven | E3 | Utility - Value of Sales | 0 | 0 | 0 | 0 | 0 | 0 | 0 | 0 | 0 | 0 | 0 | 0 | 0 | 0 | 0 | 0 | 0 | 0 | 0 | 0 | 0 | 0 | 0 | 0 | 0 | 0 | 0
F6_Commercial_School (ID)_Existing_Food Preparation_Natural Gas_Double Rack Oven_E4 | F6 | Commercial | School (ID) | Existing | Food Preparation | Natural Gas | Double Rack Oven | E4 | Utility - Value of Sales | 0 | 0 | 0 | 0 | 0 | 0 | 0 | 0 | 0 | 0 | 0 | 0 | 0 | 0 | 0 | 0 | 0 | 0 | 0 | 0 | 0 | 0 | 0 | 0 | 0 | 0 | 0
F6_Commercial_School (ID)_Existing_Food Preparation_Natural Gas_Double Rack Oven_E5 | F6 | Commercial | School (ID) | Existing | Food Preparation | Natural Gas | Double Rack Oven | E5 | Utility - Value of Sales | 0 | 0 | 0 | 0 | 0 | 0 | 0 | 0 | 0 | 0 | 0 | 0 | 0 | 0 | 0 | 0 | 0 | 0 | 0 | 0 | 0 | 0 | 0 | 0 | 0 | 0 | 0
F6_Commercial_School (ID)_Existing_Food Preparation_Natural Gas_Double Rack Oven_E6 | F6 | Commercial | School (ID) | Existing | Food Preparation | Natural Gas | Double Rack Oven | E6 | Utility - Value of Sales | 0 | 0 | 0 | 0 | 0 | 0 | 0 | 0 | 0 | 0 | 0 | 0 | 0 | 0 | 0 | 0 | 0 | 0 | 0 | 0 | 0 | 0 | 0 | 0 | 0 | 0 | 0
F6_Commercial_School (ID)_Existing_Food Preparation_Natural Gas_Double Rack Oven_E7 | F6 | Commercial | School (ID) | Existing | Food Preparation | Natural Gas | Double Rack Oven | E7 | Utility - Value of Sales | 0 | 0 | 0 | 0 | 0 | 0 | 0 | 0 | 0 | 0 | 0 | 0 | 0 | 0 | 0 | 0 | 0 | 0 | 0 | 0 | 0 | 0 | 0 | 0 | 0 | 0 | 0
F6_Commercial_School (ID)_Existing_Food Preparation_Natural Gas_Double Rack Oven_E8 | F6 | Commercial | School (ID) | Existing | Food Preparation | Natural Gas | Double Rack Oven | E8 | Utility - Value of Sales | 0 | 0 | 0 | 0 | 0 | 0 | 0 | 0 | 0 | 0 | 0 | 0 | 0 | 0 | 0 | 0 | 0 | 0 | 0 | 0 | 0 | 0 | 0 | 0 | 0 | 0 | 0
F6_Commercial_School (ID)_Existing_Food Preparation_Natural Gas_Double Rack Oven_E9 | F6 | Commercial | School (ID) | Existing | Food Preparation | Natural Gas | Double Rack Oven | E9 | Utility - Value of Sales | 0 | 0 | 0 | 0 | 0 | 0 | 0 | 0 | 0 | 0 | 0 | 0 | 0 | 0 | 0 | 0 | 0 | 0 | 0 | 0 | 0 | 0 | 0 | 0 | 0 | 0 | 0
F6_Commercial_School (ID)_Existing_Food Preparation_Natural Gas_Double Rack Oven_E10 | F6 | Commercial | School (ID) | Existing | Food Preparation | Natural Gas | Double Rack Oven | E10 | Utility - Value of Sales | 0 | 0 | 0 | 0 | 0 | 0 | 0 | 0 | 0 | 0 | 0 | 0 | 0 | 0 | 0 | 0 | 0 | 0 | 0 | 0 | 0 | 0 | 0 | 0 | 0 | 0 | 0
F1_Commercial_School (ID)_Existing_Food Preparation_Natural Gas_Fryer_E1 | F1 | Commercial | School (ID) | Existing | Food Preparation | Natural Gas | Fryer | E1 | RVT - Cost of Equipment | 0.00057346 | 0.00057346 | 0.00057346 | 0.00057346 | 0.00057346 | 0.00057346 | 0.00057346 | 0.00057346 | 0.00057346 | 0.00057346 | 0.00057346 | 0.00057346 | 0.00057346 | 0.00057346 | 0.00057346 | 0.00057346 | 0.00057346 | 0.00057346 | 0.00057346 | 0.00057346 | 0.00057346 | 0.00057346 | 0.00057346 | 0.00057346 | 0.00057346 | 0.00057346 | 0.00057346
F1_Commercial_School (ID)_Existing_Food Preparation_Natural Gas_Fryer_E2 | F1 | Commercial | School (ID) | Existing | Food Preparation | Natural Gas | Fryer | E2 | RVT - Cost of Equipment | 0.00084871 | 0.00084871 | 0.00084871 | 0.00084871 | 0.00084871 | 0.00084871 | 0.00084871 | 0.00084871 | 0.00084871 | 0.00084871 | 0.00084871 | 0.00084871 | 0.00084871 | 0.00084871 | 0.00084871 | 0.00084871 | 0.00084871 | 0.00084871 | 0.00084871 | 0.00084871 | 0.00084871 | 0.00084871 | 0.00084871 | 0.00084871 | 0.00084871 | 0.00084871 | 0.00084871
F1_Commercial_School (ID)_Existing_Food Preparation_Natural Gas_Fryer_E3 | F1 | Commercial | School (ID) | Existing | Food Preparation | Natural Gas | Fryer | E3 | RVT - Cost of Equipment | 0 | 0 | 0 | 0 | 0 | 0 | 0 | 0 | 0 | 0 | 0 | 0 | 0 | 0 | 0 | 0 | 0 | 0 | 0 | 0 | 0 | 0 | 0 | 0 | 0 | 0 | 0
F1_Commercial_School (ID)_Existing_Food Preparation_Natural Gas_Fryer_E4 | F1 | Commercial | School (ID) | Existing | Food Preparation | Natural Gas | Fryer | E4 | RVT - Cost of Equipment | 0 | 0 | 0 | 0 | 0 | 0 | 0 | 0 | 0 | 0 | 0 | 0 | 0 | 0 | 0 | 0 | 0 | 0 | 0 | 0 | 0 | 0 | 0 | 0 | 0 | 0 | 0
F1_Commercial_School (ID)_Existing_Food Preparation_Natural Gas_Fryer_E5 | F1 | Commercial | School (ID) | Existing | Food Preparation | Natural Gas | Fryer | E5 | RVT - Cost of Equipment | 0 | 0 | 0 | 0 | 0 | 0 | 0 | 0 | 0 | 0 | 0 | 0 | 0 | 0 | 0 | 0 | 0 | 0 | 0 | 0 | 0 | 0 | 0 | 0 | 0 | 0 | 0
F1_Commercial_School (ID)_Existing_Food Preparation_Natural Gas_Fryer_E6 | F1 | Commercial | School (ID) | Existing | Food Preparation | Natural Gas | Fryer | E6 | RVT - Cost of Equipment | 0 | 0 | 0 | 0 | 0 | 0 | 0 | 0 | 0 | 0 | 0 | 0 | 0 | 0 | 0 | 0 | 0 | 0 | 0 | 0 | 0 | 0 | 0 | 0 | 0 | 0 | 0
F1_Commercial_School (ID)_Existing_Food Preparation_Natural Gas_Fryer_E7 | F1 | Commercial | School (ID) | Existing | Food Preparation | Natural Gas | Fryer | E7 | RVT - Cost of Equipment | 0 | 0 | 0 | 0 | 0 | 0 | 0 | 0 | 0 | 0 | 0 | 0 | 0 | 0 | 0 | 0 | 0 | 0 | 0 | 0 | 0 | 0 | 0 | 0 | 0 | 0 | 0
F1_Commercial_School (ID)_Existing_Food Preparation_Natural Gas_Fryer_E8 | F1 | Commercial | School (ID) | Existing | Food Preparation | Natural Gas | Fryer | E8 | RVT - Cost of Equipment | 0 | 0 | 0 | 0 | 0 | 0 | 0 | 0 | 0 | 0 | 0 | 0 | 0 | 0 | 0 | 0 | 0 | 0 | 0 | 0 | 0 | 0 | 0 | 0 | 0 | 0 | 0
F1_Commercial_School (ID)_Existing_Food Preparation_Natural Gas_Fryer_E9 | F1 | Commercial | School (ID) | Existing | Food Preparation | Natural Gas | Fryer | E9 | RVT - Cost of Equipment | 0 | 0 | 0 | 0 | 0 | 0 | 0 | 0 | 0 | 0 | 0 | 0 | 0 | 0 | 0 | 0 | 0 | 0 | 0 | 0 | 0 | 0 | 0 | 0 | 0 | 0 | 0
F1_Commercial_School (ID)_Existing_Food Preparation_Natural Gas_Fryer_E10 | F1 | Commercial | School (ID) | Existing | Food Preparation | Natural Gas | Fryer | E10 | RVT - Cost of Equipment | 0 | 0 | 0 | 0 | 0 | 0 | 0 | 0 | 0 | 0 | 0 | 0 | 0 | 0 | 0 | 0 | 0 | 0 | 0 | 0 | 0 | 0 | 0 | 0 | 0 | 0 | 0
F2_Commercial_School (ID)_Existing_Food Preparation_Natural Gas_Fryer_E1 | F2 | Commercial | School (ID) | Existing | Food Preparation | Natural Gas | Fryer | E1 | RVT - Cost of Operation | 0.012201 | 0.012446 | 0.012722 | 0.013032 | 0.013378 | 0.013795 | 0.01421 | 0.014602 | 0.014957 | 0.015304 | 0.015662 | 0.015991 | 0.016342 | 0.016682 | 0.016981 | 0.017256 | 0.017496 | 0.017728 | 0.017973 | 0.018205 | 0.018439 | 0.018764 | 0.019094 | 0.019433 | 0.019778 | 0.02013 | 0.020487
F2_Commercial_School (ID)_Existing_Food Preparation_Natural Gas_Fryer_E2 | F2 | Commercial | School (ID) | Existing | Food Preparation | Natural Gas | Fryer | E2 | RVT - Cost of Operation | 0.008415 | 0.0085842 | 0.0087745 | 0.0089883 | 0.0092266 | 0.0095148 | 0.0098007 | 0.010071 | 0.010316 | 0.010555 | 0.010802 | 0.011029 | 0.011271 | 0.011506 | 0.011712 | 0.011902 | 0.012067 | 0.012227 | 0.012396 | 0.012556 | 0.012717 | 0.012942 | 0.013169 | 0.013403 | 0.013641 | 0.013883 | 0.01413
F2_Commercial_School (ID)_Existing_Food Preparation_Natural Gas_Fryer_E3 | F2 | Commercial | School (ID) | Existing | Food Preparation | Natural Gas | Fryer | E3 | RVT - Cost of Operation | 0 | 0 | 0 | 0 | 0 | 0 | 0 | 0 | 0 | 0 | 0 | 0 | 0 | 0 | 0 | 0 | 0 | 0 | 0 | 0 | 0 | 0 | 0 | 0 | 0 | 0 | 0
F2_Commercial_School (ID)_Existing_Food Preparation_Natural Gas_Fryer_E4 | F2 | Commercial | School (ID) | Existing | Food Preparation | Natural Gas | Fryer | E4 | RVT - Cost of Operation | 0 | 0 | 0 | 0 | 0 | 0 | 0 | 0 | 0 | 0 | 0 | 0 | 0 | 0 | 0 | 0 | 0 | 0 | 0 | 0 | 0 | 0 | 0 | 0 | 0 | 0 | 0
F2_Commercial_School (ID)_Existing_Food Preparation_Natural Gas_Fryer_E5 | F2 | Commercial | School (ID) | Existing | Food Preparation | Natural Gas | Fryer | E5 | RVT - Cost of Operation | 0 | 0 | 0 | 0 | 0 | 0 | 0 | 0 | 0 | 0 | 0 | 0 | 0 | 0 | 0 | 0 | 0 | 0 | 0 | 0 | 0 | 0 | 0 | 0 | 0 | 0 | 0
F2_Commercial_School (ID)_Existing_Food Preparation_Natural Gas_Fryer_E6 | F2 | Commercial | School (ID) | Existing | Food Preparation | Natural Gas | Fryer | E6 | RVT - Cost of Operation | 0 | 0 | 0 | 0 | 0 | 0 | 0 | 0 | 0 | 0 | 0 | 0 | 0 | 0 | 0 | 0 | 0 | 0 | 0 | 0 | 0 | 0 | 0 | 0 | 0 | 0 | 0
F2_Commercial_School (ID)_Existing_Food Preparation_Natural Gas_Fryer_E7 | F2 | Commercial | School (ID) | Existing | Food Preparation | Natural Gas | Fryer | E7 | RVT - Cost of Operation | 0 | 0 | 0 | 0 | 0 | 0 | 0 | 0 | 0 | 0 | 0 | 0 | 0 | 0 | 0 | 0 | 0 | 0 | 0 | 0 | 0 | 0 | 0 | 0 | 0 | 0 | 0
F2_Commercial_School (ID)_Existing_Food Preparation_Natural Gas_Fryer_E8 | F2 | Commercial | School (ID) | Existing | Food Preparation | Natural Gas | Fryer | E8 | RVT - Cost of Operation | 0 | 0 | 0 | 0 | 0 | 0 | 0 | 0 | 0 | 0 | 0 | 0 | 0 | 0 | 0 | 0 | 0 | 0 | 0 | 0 | 0 | 0 | 0 | 0 | 0 | 0 | 0
F2_Commercial_School (ID)_Existing_Food Preparation_Natural Gas_Fryer_E9 | F2 | Commercial | School (ID) | Existing | Food Preparation | Natural Gas | Fryer | E9 | RVT - Cost of Operation | 0 | 0 | 0 | 0 | 0 | 0 | 0 | 0 | 0 | 0 | 0 | 0 | 0 | 0 | 0 | 0 | 0 | 0 | 0 | 0 | 0 | 0 | 0 | 0 | 0 | 0 | 0
F2_Commercial_School (ID)_Existing_Food Preparation_Natural Gas_Fryer_E10 | F2 | Commercial | School (ID) | Existing | Food Preparation | Natural Gas | Fryer | E10 | RVT - Cost of Operation | 0 | 0 | 0 | 0 | 0 | 0 | 0 | 0 | 0 | 0 | 0 | 0 | 0 | 0 | 0 | 0 | 0 | 0 | 0 | 0 | 0 | 0 | 0 | 0 | 0 | 0 | 0
F3_Commercial_School (ID)_Existing_Food Preparation_Natural Gas_Fryer_E1 | F3 | Commercial | School (ID) | Existing | Food Preparation | Natural Gas | Fryer | E1 | System - kBTUs of Consumption | 2.8228 | 2.8228 | 2.8228 | 2.8228 | 2.8228 | 2.8228 | 2.8228 | 2.8228 | 2.8228 | 2.8228 | 2.8228 | 2.8228 | 2.8228 | 2.8228 | 2.8228 | 2.8228 | 2.8228 | 2.8228 | 2.8228 | 2.8228 | 2.8228 | 2.8228 | 2.8228 | 2.8228 | 2.8228 | 2.8228 | 2.8228
F3_Commercial_School (ID)_Existing_Food Preparation_Natural Gas_Fryer_E2 | F3 | Commercial | School (ID) | Existing | Food Preparation | Natural Gas | Fryer | E2 | System - kBTUs of Consumption | 1.9469 | 1.9469 | 1.9469 | 1.9469 | 1.9469 | 1.9469 | 1.9469 | 1.9469 | 1.9469 | 1.9469 | 1.9469 | 1.9469 | 1.9469 | 1.9469 | 1.9469 | 1.9469 | 1.9469 | 1.9469 | 1.9469 | 1.9469 | 1.9469 | 1.9469 | 1.9469 | 1.9469 | 1.9469 | 1.9469 | 1.9469
F3_Commercial_School (ID)_Existing_Food Preparation_Natural Gas_Fryer_E3 | F3 | Commercial | School (ID) | Existing | Food Preparation | Natural Gas | Fryer | E3 | System - kBTUs of Consumption | 0 | 0 | 0 | 0 | 0 | 0 | 0 | 0 | 0 | 0 | 0 | 0 | 0 | 0 | 0 | 0 | 0 | 0 | 0 | 0 | 0 | 0 | 0 | 0 | 0 | 0 | 0
F3_Commercial_School (ID)_Existing_Food Preparation_Natural Gas_Fryer_E4 | F3 | Commercial | School (ID) | Existing | Food Preparation | Natural Gas | Fryer | E4 | System - kBTUs of Consumption | 0 | 0 | 0 | 0 | 0 | 0 | 0 | 0 | 0 | 0 | 0 | 0 | 0 | 0 | 0 | 0 | 0 | 0 | 0 | 0 | 0 | 0 | 0 | 0 | 0 | 0 | 0
F3_Commercial_School (ID)_Existing_Food Preparation_Natural Gas_Fryer_E5 | F3 | Commercial | School (ID) | Existing | Food Preparation | Natural Gas | Fryer | E5 | System - kBTUs of Consumption | 0 | 0 | 0 | 0 | 0 | 0 | 0 | 0 | 0 | 0 | 0 | 0 | 0 | 0 | 0 | 0 | 0 | 0 | 0 | 0 | 0 | 0 | 0 | 0 | 0 | 0 | 0
F3_Commercial_School (ID)_Existing_Food Preparation_Natural Gas_Fryer_E6 | F3 | Commercial | School (ID) | Existing | Food Preparation | Natural Gas | Fryer | E6 | System - kBTUs of Consumption | 0 | 0 | 0 | 0 | 0 | 0 | 0 | 0 | 0 | 0 | 0 | 0 | 0 | 0 | 0 | 0 | 0 | 0 | 0 | 0 | 0 | 0 | 0 | 0 | 0 | 0 | 0
F3_Commercial_School (ID)_Existing_Food Preparation_Natural Gas_Fryer_E7 | F3 | Commercial | School (ID) | Existing | Food Preparation | Natural Gas | Fryer | E7 | System - kBTUs of Consumption | 0 | 0 | 0 | 0 | 0 | 0 | 0 | 0 | 0 | 0 | 0 | 0 | 0 | 0 | 0 | 0 | 0 | 0 | 0 | 0 | 0 | 0 | 0 | 0 | 0 | 0 | 0
F3_Commercial_School (ID)_Existing_Food Preparation_Natural Gas_Fryer_E8 | F3 | Commercial | School (ID) | Existing | Food Preparation | Natural Gas | Fryer | E8 | System - kBTUs of Consumption | 0 | 0 | 0 | 0 | 0 | 0 | 0 | 0 | 0 | 0 | 0 | 0 | 0 | 0 | 0 | 0 | 0 | 0 | 0 | 0 | 0 | 0 | 0 | 0 | 0 | 0 | 0
F3_Commercial_School (ID)_Existing_Food Preparation_Natural Gas_Fryer_E9 | F3 | Commercial | School (ID) | Existing | Food Preparation | Natural Gas | Fryer | E9 | System - kBTUs of Consumption | 0 | 0 | 0 | 0 | 0 | 0 | 0 | 0 | 0 | 0 | 0 | 0 | 0 | 0 | 0 | 0 | 0 | 0 | 0 | 0 | 0 | 0 | 0 | 0 | 0 | 0 | 0
F3_Commercial_School (ID)_Existing_Food Preparation_Natural Gas_Fryer_E10 | F3 | Commercial | School (ID) | Existing | Food Preparation | Natural Gas | Fryer | E10 | System - kBTUs of Consumption | 0 | 0 | 0 | 0 | 0 | 0 | 0 | 0 | 0 | 0 | 0 | 0 | 0 | 0 | 0 | 0 | 0 | 0 | 0 | 0 | 0 | 0 | 0 | 0 | 0 | 0 | 0
F4_Commercial_School (ID)_Existing_Food Preparation_Natural Gas_Fryer_E1 | F4 | Commercial | School (ID) | Existing | Food Preparation | Natural Gas | Fryer | E1 | Utility - Cost of Equipment | 0.00057346 | 0.00057346 | 0.00057346 | 0.00057346 | 0.00057346 | 0.00057346 | 0.00057346 | 0.00057346 | 0.00057346 | 0.00057346 | 0.00057346 | 0.00057346 | 0.00057346 | 0.00057346 | 0.00057346 | 0.00057346 | 0.00057346 | 0.00057346 | 0.00057346 | 0.00057346 | 0.00057346 | 0.00057346 | 0.00057346 | 0.00057346 | 0.00057346 | 0.00057346 | 0.00057346
F4_Commercial_School (ID)_Existing_Food Preparation_Natural Gas_Fryer_E2 | F4 | Commercial | School (ID) | Existing | Food Preparation | Natural Gas | Fryer | E2 | Utility - Cost of Equipment | 0.00084871 | 0.00084871 | 0.00084871 | 0.00084871 | 0.00084871 | 0.00084871 | 0.00084871 | 0.00084871 | 0.00084871 | 0.00084871 | 0.00084871 | 0.00084871 | 0.00084871 | 0.00084871 | 0.00084871 | 0.00084871 | 0.00084871 | 0.00084871 | 0.00084871 | 0.00084871 | 0.00084871 | 0.00084871 | 0.00084871 | 0.00084871 | 0.00084871 | 0.00084871 | 0.00084871
F4_Commercial_School (ID)_Existing_Food Preparation_Natural Gas_Fryer_E3 | F4 | Commercial | School (ID) | Existing | Food Preparation | Natural Gas | Fryer | E3 | Utility - Cost of Equipment | 0 | 0 | 0 | 0 | 0 | 0 | 0 | 0 | 0 | 0 | 0 | 0 | 0 | 0 | 0 | 0 | 0 | 0 | 0 | 0 | 0 | 0 | 0 | 0 | 0 | 0 | 0
F4_Commercial_School (ID)_Existing_Food Preparation_Natural Gas_Fryer_E4 | F4 | Commercial | School (ID) | Existing | Food Preparation | Natural Gas | Fryer | E4 | Utility - Cost of Equipment | 0 | 0 | 0 | 0 | 0 | 0 | 0 | 0 | 0 | 0 | 0 | 0 | 0 | 0 | 0 | 0 | 0 | 0 | 0 | 0 | 0 | 0 | 0 | 0 | 0 | 0 | 0
F4_Commercial_School (ID)_Existing_Food Preparation_Natural Gas_Fryer_E5 | F4 | Commercial | School (ID) | Existing | Food Preparation | Natural Gas | Fryer | E5 | Utility - Cost of Equipment | 0 | 0 | 0 | 0 | 0 | 0 | 0 | 0 | 0 | 0 | 0 | 0 | 0 | 0 | 0 | 0 | 0 | 0 | 0 | 0 | 0 | 0 | 0 | 0 | 0 | 0 | 0
F4_Commercial_School (ID)_Existing_Food Preparation_Natural Gas_Fryer_E6 | F4 | Commercial | School (ID) | Existing | Food Preparation | Natural Gas | Fryer | E6 | Utility - Cost of Equipment | 0 | 0 | 0 | 0 | 0 | 0 | 0 | 0 | 0 | 0 | 0 | 0 | 0 | 0 | 0 | 0 | 0 | 0 | 0 | 0 | 0 | 0 | 0 | 0 | 0 | 0 | 0
F4_Commercial_School (ID)_Existing_Food Preparation_Natural Gas_Fryer_E7 | F4 | Commercial | School (ID) | Existing | Food Preparation | Natural Gas | Fryer | E7 | Utility - Cost of Equipment | 0 | 0 | 0 | 0 | 0 | 0 | 0 | 0 | 0 | 0 | 0 | 0 | 0 | 0 | 0 | 0 | 0 | 0 | 0 | 0 | 0 | 0 | 0 | 0 | 0 | 0 | 0
F4_Commercial_School (ID)_Existing_Food Preparation_Natural Gas_Fryer_E8 | F4 | Commercial | School (ID) | Existing | Food Preparation | Natural Gas | Fryer | E8 | Utility - Cost of Equipment | 0 | 0 | 0 | 0 | 0 | 0 | 0 | 0 | 0 | 0 | 0 | 0 | 0 | 0 | 0 | 0 | 0 | 0 | 0 | 0 | 0 | 0 | 0 | 0 | 0 | 0 | 0
F4_Commercial_School (ID)_Existing_Food Preparation_Natural Gas_Fryer_E9 | F4 | Commercial | School (ID) | Existing | Food Preparation | Natural Gas | Fryer | E9 | Utility - Cost of Equipment | 0 | 0 | 0 | 0 | 0 | 0 | 0 | 0 | 0 | 0 | 0 | 0 | 0 | 0 | 0 | 0 | 0 | 0 | 0 | 0 | 0 | 0 | 0 | 0 | 0 | 0 | 0
F4_Commercial_School (ID)_Existing_Food Preparation_Natural Gas_Fryer_E10 | F4 | Commercial | School (ID) | Existing | Food Preparation | Natural Gas | Fryer | E10 | Utility - Cost of Equipment | 0 | 0 | 0 | 0 | 0 | 0 | 0 | 0 | 0 | 0 | 0 | 0 | 0 | 0 | 0 | 0 | 0 | 0 | 0 | 0 | 0 | 0 | 0 | 0 | 0 | 0 | 0
F5_Commercial_School (ID)_Existing_Food Preparation_Natural Gas_Fryer_E1 | F5 | Commercial | School (ID) | Existing | Food Preparation | Natural Gas | Fryer | E1 | Utility - Cost of Operation | 0.010466 | 0.010741 | 0.01105 | 0.011395 | 0.01178 | 0.012235 | 0.012699 | 0.013156 | 0.013595 | 0.014041 | 0.014404 | 0.014746 | 0.015112 | 0.015473 | 0.0158 | 0.016109 | 0.016392 | 0.016672 | 0.016969 | 0.017261 | 0.01756 | 0.017871 | 0.018184 | 0.018508 | 0.018836 | 0.019171 | 0.019512
F5_Commercial_School (ID)_Existing_Food Preparation_Natural Gas_Fryer_E2 | F5 | Commercial | School (ID) | Existing | Food Preparation | Natural Gas | Fryer | E2 | Utility - Cost of Operation | 0.0072185 | 0.0074081 | 0.007621 | 0.0078593 | 0.0081248 | 0.0084388 | 0.0087586 | 0.0090736 | 0.0093766 | 0.009684 | 0.0099343 | 0.01017 | 0.010423 | 0.010672 | 0.010897 | 0.011111 | 0.011306 | 0.011499 | 0.011704 | 0.011905 | 0.012112 | 0.012325 | 0.012542 | 0.012765 | 0.012991 | 0.013222 | 0.013457
F5_Commercial_School (ID)_Existing_Food Preparation_Natural Gas_Fryer_E3 | F5 | Commercial | School (ID) | Existing | Food Preparation | Natural Gas | Fryer | E3 | Utility - Cost of Operation | 0 | 0 | 0 | 0 | 0 | 0 | 0 | 0 | 0 | 0 | 0 | 0 | 0 | 0 | 0 | 0 | 0 | 0 | 0 | 0 | 0 | 0 | 0 | 0 | 0 | 0 | 0
F5_Commercial_School (ID)_Existing_Food Preparation_Natural Gas_Fryer_E4 | F5 | Commercial | School (ID) | Existing | Food Preparation | Natural Gas | Fryer | E4 | Utility - Cost of Operation | 0 | 0 | 0 | 0 | 0 | 0 | 0 | 0 | 0 | 0 | 0 | 0 | 0 | 0 | 0 | 0 | 0 | 0 | 0 | 0 | 0 | 0 | 0 | 0 | 0 | 0 | 0
F5_Commercial_School (ID)_Existing_Food Preparation_Natural Gas_Fryer_E5 | F5 | Commercial | School (ID) | Existing | Food Preparation | Natural Gas | Fryer | E5 | Utility - Cost of Operation | 0 | 0 | 0 | 0 | 0 | 0 | 0 | 0 | 0 | 0 | 0 | 0 | 0 | 0 | 0 | 0 | 0 | 0 | 0 | 0 | 0 | 0 | 0 | 0 | 0 | 0 | 0
F5_Commercial_School (ID)_Existing_Food Preparation_Natural Gas_Fryer_E6 | F5 | Commercial | School (ID) | Existing | Food Preparation | Natural Gas | Fryer | E6 | Utility - Cost of Operation | 0 | 0 | 0 | 0 | 0 | 0 | 0 | 0 | 0 | 0 | 0 | 0 | 0 | 0 | 0 | 0 | 0 | 0 | 0 | 0 | 0 | 0 | 0 | 0 | 0 | 0 | 0
F5_Commercial_School (ID)_Existing_Food Preparation_Natural Gas_Fryer_E7 | F5 | Commercial | School (ID) | Existing | Food Preparation | Natural Gas | Fryer | E7 | Utility - Cost of Operation | 0 | 0 | 0 | 0 | 0 | 0 | 0 | 0 | 0 | 0 | 0 | 0 | 0 | 0 | 0 | 0 | 0 | 0 | 0 | 0 | 0 | 0 | 0 | 0 | 0 | 0 | 0
F5_Commercial_School (ID)_Existing_Food Preparation_Natural Gas_Fryer_E8 | F5 | Commercial | School (ID) | Existing | Food Preparation | Natural Gas | Fryer | E8 | Utility - Cost of Operation | 0 | 0 | 0 | 0 | 0 | 0 | 0 | 0 | 0 | 0 | 0 | 0 | 0 | 0 | 0 | 0 | 0 | 0 | 0 | 0 | 0 | 0 | 0 | 0 | 0 | 0 | 0
F5_Commercial_School (ID)_Existing_Food Preparation_Natural Gas_Fryer_E9 | F5 | Commercial | School (ID) | Existing | Food Preparation | Natural Gas | Fryer | E9 | Utility - Cost of Operation | 0 | 0 | 0 | 0 | 0 | 0 | 0 | 0 | 0 | 0 | 0 | 0 | 0 | 0 | 0 | 0 | 0 | 0 | 0 | 0 | 0 | 0 | 0 | 0 | 0 | 0 | 0
F5_Commercial_School (ID)_Existing_Food Preparation_Natural Gas_Fryer_E10 | F5 | Commercial | School (ID) | Existing | Food Preparation | Natural Gas | Fryer | E10 | Utility - Cost of Operation | 0 | 0 | 0 | 0 | 0 | 0 | 0 | 0 | 0 | 0 | 0 | 0 | 0 | 0 | 0 | 0 | 0 | 0 | 0 | 0 | 0 | 0 | 0 | 0 | 0 | 0 | 0
F6_Commercial_School (ID)_Existing_Food Preparation_Natural Gas_Fryer_E1 | F6 | Commercial | School (ID) | Existing | Food Preparation | Natural Gas | Fryer | E1 | Utility - Value of Sales | 0.012201 | 0.012446 | 0.012722 | 0.013032 | 0.013378 | 0.013795 | 0.01421 | 0.014602 | 0.014957 | 0.015304 | 0.015662 | 0.015991 | 0.016342 | 0.016682 | 0.016981 | 0.017256 | 0.017496 | 0.017728 | 0.017973 | 0.018205 | 0.018439 | 0.018764 | 0.019094 | 0.019433 | 0.019778 | 0.02013 | 0.020487
F6_Commercial_School (ID)_Existing_Food Preparation_Natural Gas_Fryer_E2 | F6 | Commercial | School (ID) | Existing | Food Preparation | Natural Gas | Fryer | E2 | Utility - Value of Sales | 0.008415 | 0.0085842 | 0.0087745 | 0.0089883 | 0.0092266 | 0.0095148 | 0.0098007 | 0.010071 | 0.010316 | 0.010555 | 0.010802 | 0.011029 | 0.011271 | 0.011506 | 0.011712 | 0.011902 | 0.012067 | 0.012227 | 0.012396 | 0.012556 | 0.012717 | 0.012942 | 0.013169 | 0.013403 | 0.013641 | 0.013883 | 0.01413
F6_Commercial_School (ID)_Existing_Food Preparation_Natural Gas_Fryer_E3 | F6 | Commercial | School (ID) | Existing | Food Preparation | Natural Gas | Fryer | E3 | Utility - Value of Sales | 0 | 0 | 0 | 0 | 0 | 0 | 0 | 0 | 0 | 0 | 0 | 0 | 0 | 0 | 0 | 0 | 0 | 0 | 0 | 0 | 0 | 0 | 0 | 0 | 0 | 0 | 0
F6_Commercial_School (ID)_Existing_Food Preparation_Natural Gas_Fryer_E4 | F6 | Commercial | School (ID) | Existing | Food Preparation | Natural Gas | Fryer | E4 | Utility - Value of Sales | 0 | 0 | 0 | 0 | 0 | 0 | 0 | 0 | 0 | 0 | 0 | 0 | 0 | 0 | 0 | 0 | 0 | 0 | 0 | 0 | 0 | 0 | 0 | 0 | 0 | 0 | 0
F6_Commercial_School (ID)_Existing_Food Preparation_Natural Gas_Fryer_E5 | F6 | Commercial | School (ID) | Existing | Food Preparation | Natural Gas | Fryer | E5 | Utility - Value of Sales | 0 | 0 | 0 | 0 | 0 | 0 | 0 | 0 | 0 | 0 | 0 | 0 | 0 | 0 | 0 | 0 | 0 | 0 | 0 | 0 | 0 | 0 | 0 | 0 | 0 | 0 | 0
F6_Commercial_School (ID)_Existing_Food Preparation_Natural Gas_Fryer_E6 | F6 | Commercial | School (ID) | Existing | Food Preparation | Natural Gas | Fryer | E6 | Utility - Value of Sales | 0 | 0 | 0 | 0 | 0 | 0 | 0 | 0 | 0 | 0 | 0 | 0 | 0 | 0 | 0 | 0 | 0 | 0 | 0 | 0 | 0 | 0 | 0 | 0 | 0 | 0 | 0
F6_Commercial_School (ID)_Existing_Food Preparation_Natural Gas_Fryer_E7 | F6 | Commercial | School (ID) | Existing | Food Preparation | Natural Gas | Fryer | E7 | Utility - Value of Sales | 0 | 0 | 0 | 0 | 0 | 0 | 0 | 0 | 0 | 0 | 0 | 0 | 0 | 0 | 0 | 0 | 0 | 0 | 0 | 0 | 0 | 0 | 0 | 0 | 0 | 0 | 0
F6_Commercial_School (ID)_Existing_Food Preparation_Natural Gas_Fryer_E8 | F6 | Commercial | School (ID) | Existing | Food Preparation | Natural Gas | Fryer | E8 | Utility - Value of Sales | 0 | 0 | 0 | 0 | 0 | 0 | 0 | 0 | 0 | 0 | 0 | 0 | 0 | 0 | 0 | 0 | 0 | 0 | 0 | 0 | 0 | 0 | 0 | 0 | 0 | 0 | 0
F6_Commercial_School (ID)_Existing_Food Preparation_Natural Gas_Fryer_E9 | F6 | Commercial | School (ID) | Existing | Food Preparation | Natural Gas | Fryer | E9 | Utility - Value of Sales | 0 | 0 | 0 | 0 | 0 | 0 | 0 | 0 | 0 | 0 | 0 | 0 | 0 | 0 | 0 | 0 | 0 | 0 | 0 | 0 | 0 | 0 | 0 | 0 | 0 | 0 | 0
F6_Commercial_School (ID)_Existing_Food Preparation_Natural Gas_Fryer_E10 | F6 | Commercial | School (ID) | Existing | Food Preparation | Natural Gas | Fryer | E10 | Utility - Value of Sales | 0 | 0 | 0 | 0 | 0 | 0 | 0 | 0 | 0 | 0 | 0 | 0 | 0 | 0 | 0 | 0 | 0 | 0 | 0 | 0 | 0 | 0 | 0 | 0 | 0 | 0 | 0
F1_Commercial_School (ID)_Existing_Food Preparation_Natural Gas_Broiler_E1 | F1 | Commercial | School (ID) | Existing | Food Preparation | Natural Gas | Broiler | E1 | RVT - Cost of Equipment | 0.00102 | 0.00102 | 0.00102 | 0.00102 | 0.00102 | 0.00102 | 0.00102 | 0.00102 | 0.00102 | 0.00102 | 0.00102 | 0.00102 | 0.00102 | 0.00102 | 0.00102 | 0.00102 | 0.00102 | 0.00102 | 0.00102 | 0.00102 | 0.00102 | 0.00102 | 0.00102 | 0.00102 | 0.00102 | 0.00102 | 0.00102
F1_Commercial_School (ID)_Existing_Food Preparation_Natural Gas_Broiler_E2 | F1 | Commercial | School (ID) | Existing | Food Preparation | Natural Gas | Broiler | E2 | RVT - Cost of Equipment | 0.0014281 | 0.0014281 | 0.0014281 | 0.0014281 | 0.0014281 | 0.0014281 | 0.0014281 | 0.0014281 | 0.0014281 | 0.0014281 | 0.0014281 | 0.0014281 | 0.0014281 | 0.0014281 | 0.0014281 | 0.0014281 | 0.0014281 | 0.0014281 | 0.0014281 | 0.0014281 | 0.0014281 | 0.0014281 | 0.0014281 | 0.0014281 | 0.0014281 | 0.0014281 | 0.0014281
F1_Commercial_School (ID)_Existing_Food Preparation_Natural Gas_Broiler_E3 | F1 | Commercial | School (ID) | Existing | Food Preparation | Natural Gas | Broiler | E3 | RVT - Cost of Equipment | 0 | 0 | 0 | 0 | 0 | 0 | 0 | 0 | 0 | 0 | 0 | 0 | 0 | 0 | 0 | 0 | 0 | 0 | 0 | 0 | 0 | 0 | 0 | 0 | 0 | 0 | 0
F1_Commercial_School (ID)_Existing_Food Preparation_Natural Gas_Broiler_E4 | F1 | Commercial | School (ID) | Existing | Food Preparation | Natural Gas | Broiler | E4 | RVT - Cost of Equipment | 0 | 0 | 0 | 0 | 0 | 0 | 0 | 0 | 0 | 0 | 0 | 0 | 0 | 0 | 0 | 0 | 0 | 0 | 0 | 0 | 0 | 0 | 0 | 0 | 0 | 0 | 0
F1_Commercial_School (ID)_Existing_Food Preparation_Natural Gas_Broiler_E5 | F1 | Commercial | School (ID) | Existing | Food Preparation | Natural Gas | Broiler | E5 | RVT - Cost of Equipment | 0 | 0 | 0 | 0 | 0 | 0 | 0 | 0 | 0 | 0 | 0 | 0 | 0 | 0 | 0 | 0 | 0 | 0 | 0 | 0 | 0 | 0 | 0 | 0 | 0 | 0 | 0
F1_Commercial_School (ID)_Existing_Food Preparation_Natural Gas_Broiler_E6 | F1 | Commercial | School (ID) | Existing | Food Preparation | Natural Gas | Broiler | E6 | RVT - Cost of Equipment | 0 | 0 | 0 | 0 | 0 | 0 | 0 | 0 | 0 | 0 | 0 | 0 | 0 | 0 | 0 | 0 | 0 | 0 | 0 | 0 | 0 | 0 | 0 | 0 | 0 | 0 | 0
F1_Commercial_School (ID)_Existing_Food Preparation_Natural Gas_Broiler_E7 | F1 | Commercial | School (ID) | Existing | Food Preparation | Natural Gas | Broiler | E7 | RVT - Cost of Equipment | 0 | 0 | 0 | 0 | 0 | 0 | 0 | 0 | 0 | 0 | 0 | 0 | 0 | 0 | 0 | 0 | 0 | 0 | 0 | 0 | 0 | 0 | 0 | 0 | 0 | 0 | 0
F1_Commercial_School (ID)_Existing_Food Preparation_Natural Gas_Broiler_E8 | F1 | Commercial | School (ID) | Existing | Food Preparation | Natural Gas | Broiler | E8 | RVT - Cost of Equipment | 0 | 0 | 0 | 0 | 0 | 0 | 0 | 0 | 0 | 0 | 0 | 0 | 0 | 0 | 0 | 0 | 0 | 0 | 0 | 0 | 0 | 0 | 0 | 0 | 0 | 0 | 0
F1_Commercial_School (ID)_Existing_Food Preparation_Natural Gas_Broiler_E9 | F1 | Commercial | School (ID) | Existing | Food Preparation | Natural Gas | Broiler | E9 | RVT - Cost of Equipment | 0 | 0 | 0 | 0 | 0 | 0 | 0 | 0 | 0 | 0 | 0 | 0 | 0 | 0 | 0 | 0 | 0 | 0 | 0 | 0 | 0 | 0 | 0 | 0 | 0 | 0 | 0
F1_Commercial_School (ID)_Existing_Food Preparation_Natural Gas_Broiler_E10 | F1 | Commercial | School (ID) | Existing | Food Preparation | Natural Gas | Broiler | E10 | RVT - Cost of Equipment | 0 | 0 | 0 | 0 | 0 | 0 | 0 | 0 | 0 | 0 | 0 | 0 | 0 | 0 | 0 | 0 | 0 | 0 | 0 | 0 | 0 | 0 | 0 | 0 | 0 | 0 | 0
F2_Commercial_School (ID)_Existing_Food Preparation_Natural Gas_Broiler_E1 | F2 | Commercial | School (ID) | Existing | Food Preparation | Natural Gas | Broiler | E1 | RVT - Cost of Operation | 0.012087 | 0.012315 | 0.012583 | 0.012896 | 0.013254 | 0.0137 | 0.014148 | 0.014574 | 0.014959 | 0.015332 | 0.015719 | 0.01607 | 0.016441 | 0.016792 | 0.017094 | 0.017366 | 0.017597 | 0.017817 | 0.018051 | 0.01827 | 0.018489 | 0.018815 | 0.019145 | 0.019485 | 0.019831 | 0.020184 | 0.020542
F2_Commercial_School (ID)_Existing_Food Preparation_Natural Gas_Broiler_E2 | F2 | Commercial | School (ID) | Existing | Food Preparation | Natural Gas | Broiler | E2 | RVT - Cost of Operation | 0.010309 | 0.010504 | 0.010733 | 0.010999 | 0.011304 | 0.011685 | 0.012068 | 0.01243 | 0.012759 | 0.013077 | 0.013407 | 0.013707 | 0.014023 | 0.014322 | 0.01458 | 0.014812 | 0.015009 | 0.015197 | 0.015396 | 0.015583 | 0.01577 | 0.016048 | 0.016329 | 0.016619 | 0.016915 | 0.017215 | 0.017521
F2_Commercial_School (ID)_Existing_Food Preparation_Natural Gas_Broiler_E3 | F2 | Commercial | School (ID) | Existing | Food Preparation | Natural Gas | Broiler | E3 | RVT - Cost of Operation | 0 | 0 | 0 | 0 | 0 | 0 | 0 | 0 | 0 | 0 | 0 | 0 | 0 | 0 | 0 | 0 | 0 | 0 | 0 | 0 | 0 | 0 | 0 | 0 | 0 | 0 | 0
F2_Commercial_School (ID)_Existing_Food Preparation_Natural Gas_Broiler_E4 | F2 | Commercial | School (ID) | Existing | Food Preparation | Natural Gas | Broiler | E4 | RVT - Cost of Operation | 0 | 0 | 0 | 0 | 0 | 0 | 0 | 0 | 0 | 0 | 0 | 0 | 0 | 0 | 0 | 0 | 0 | 0 | 0 | 0 | 0 | 0 | 0 | 0 | 0 | 0 | 0
F2_Commercial_School (ID)_Existing_Food Preparation_Natural Gas_Broiler_E5 | F2 | Commercial | School (ID) | Existing | Food Preparation | Natural Gas | Broiler | E5 | RVT - Cost of Operation | 0 | 0 | 0 | 0 | 0 | 0 | 0 | 0 | 0 | 0 | 0 | 0 | 0 | 0 | 0 | 0 | 0 | 0 | 0 | 0 | 0 | 0 | 0 | 0 | 0 | 0 | 0
F2_Commercial_School (ID)_Existing_Food Preparation_Natural Gas_Broiler_E6 | F2 | Commercial | School (ID) | Existing | Food Preparation | Natural Gas | Broiler | E6 | RVT - Cost of Operation | 0 | 0 | 0 | 0 | 0 | 0 | 0 | 0 | 0 | 0 | 0 | 0 | 0 | 0 | 0 | 0 | 0 | 0 | 0 | 0 | 0 | 0 | 0 | 0 | 0 | 0 | 0
F2_Commercial_School (ID)_Existing_Food Preparation_Natural Gas_Broiler_E7 | F2 | Commercial | School (ID) | Existing | Food Preparation | Natural Gas | Broiler | E7 | RVT - Cost of Operation | 0 | 0 | 0 | 0 | 0 | 0 | 0 | 0 | 0 | 0 | 0 | 0 | 0 | 0 | 0 | 0 | 0 | 0 | 0 | 0 | 0 | 0 | 0 | 0 | 0 | 0 | 0
F2_Commercial_School (ID)_Existing_Food Preparation_Natural Gas_Broiler_E8 | F2 | Commercial | School (ID) | Existing | Food Preparation | Natural Gas | Broiler | E8 | RVT - Cost of Operation | 0 | 0 | 0 | 0 | 0 | 0 | 0 | 0 | 0 | 0 | 0 | 0 | 0 | 0 | 0 | 0 | 0 | 0 | 0 | 0 | 0 | 0 | 0 | 0 | 0 | 0 | 0
F2_Commercial_School (ID)_Existing_Food Preparation_Natural Gas_Broiler_E9 | F2 | Commercial | School (ID) | Existing | Food Preparation | Natural Gas | Broiler | E9 | RVT - Cost of Operation | 0 | 0 | 0 | 0 | 0 | 0 | 0 | 0 | 0 | 0 | 0 | 0 | 0 | 0 | 0 | 0 | 0 | 0 | 0 | 0 | 0 | 0 | 0 | 0 | 0 | 0 | 0
F2_Commercial_School (ID)_Existing_Food Preparation_Natural Gas_Broiler_E10 | F2 | Commercial | School (ID) | Existing | Food Preparation | Natural Gas | Broiler | E10 | RVT - Cost of Operation | 0 | 0 | 0 | 0 | 0 | 0 | 0 | 0 | 0 | 0 | 0 | 0 | 0 | 0 | 0 | 0 | 0 | 0 | 0 | 0 | 0 | 0 | 0 | 0 | 0 | 0 | 0
F3_Commercial_School (ID)_Existing_Food Preparation_Natural Gas_Broiler_E1 | F3 | Commercial | School (ID) | Existing | Food Preparation | Natural Gas | Broiler | E1 | System - kBTUs of Consumption | 2.8835 | 2.8835 | 2.8835 | 2.8835 | 2.8835 | 2.8835 | 2.8835 | 2.8835 | 2.8835 | 2.8835 | 2.8835 | 2.8835 | 2.8835 | 2.8835 | 2.8835 | 2.8835 | 2.8835 | 2.8835 | 2.8835 | 2.8835 | 2.8835 | 2.8835 | 2.8835 | 2.8835 | 2.8835 | 2.8835 | 2.8835
F3_Commercial_School (ID)_Existing_Food Preparation_Natural Gas_Broiler_E2 | F3 | Commercial | School (ID) | Existing | Food Preparation | Natural Gas | Broiler | E2 | System - kBTUs of Consumption | 2.4594 | 2.4594 | 2.4594 | 2.4594 | 2.4594 | 2.4594 | 2.4594 | 2.4594 | 2.4594 | 2.4594 | 2.4594 | 2.4594 | 2.4594 | 2.4594 | 2.4594 | 2.4594 | 2.4594 | 2.4594 | 2.4594 | 2.4594 | 2.4594 | 2.4594 | 2.4594 | 2.4594 | 2.4594 | 2.4594 | 2.4594
F3_Commercial_School (ID)_Existing_Food Preparation_Natural Gas_Broiler_E3 | F3 | Commercial | School (ID) | Existing | Food Preparation | Natural Gas | Broiler | E3 | System - kBTUs of Consumption | 0 | 0 | 0 | 0 | 0 | 0 | 0 | 0 | 0 | 0 | 0 | 0 | 0 | 0 | 0 | 0 | 0 | 0 | 0 | 0 | 0 | 0 | 0 | 0 | 0 | 0 | 0
F3_Commercial_School (ID)_Existing_Food Preparation_Natural Gas_Broiler_E4 | F3 | Commercial | School (ID) | Existing | Food Preparation | Natural Gas | Broiler | E4 | System - kBTUs of Consumption | 0 | 0 | 0 | 0 | 0 | 0 | 0 | 0 | 0 | 0 | 0 | 0 | 0 | 0 | 0 | 0 | 0 | 0 | 0 | 0 | 0 | 0 | 0 | 0 | 0 | 0 | 0
F3_Commercial_School (ID)_Existing_Food Preparation_Natural Gas_Broiler_E5 | F3 | Commercial | School (ID) | Existing | Food Preparation | Natural Gas | Broiler | E5 | System - kBTUs of Consumption | 0 | 0 | 0 | 0 | 0 | 0 | 0 | 0 | 0 | 0 | 0 | 0 | 0 | 0 | 0 | 0 | 0 | 0 | 0 | 0 | 0 | 0 | 0 | 0 | 0 | 0 | 0
F3_Commercial_School (ID)_Existing_Food Preparation_Natural Gas_Broiler_E6 | F3 | Commercial | School (ID) | Existing | Food Preparation | Natural Gas | Broiler | E6 | System - kBTUs of Consumption | 0 | 0 | 0 | 0 | 0 | 0 | 0 | 0 | 0 | 0 | 0 | 0 | 0 | 0 | 0 | 0 | 0 | 0 | 0 | 0 | 0 | 0 | 0 | 0 | 0 | 0 | 0
F3_Commercial_School (ID)_Existing_Food Preparation_Natural Gas_Broiler_E7 | F3 | Commercial | School (ID) | Existing | Food Preparation | Natural Gas | Broiler | E7 | System - kBTUs of Consumption | 0 | 0 | 0 | 0 | 0 | 0 | 0 | 0 | 0 | 0 | 0 | 0 | 0 | 0 | 0 | 0 | 0 | 0 | 0 | 0 | 0 | 0 | 0 | 0 | 0 | 0 | 0
F3_Commercial_School (ID)_Existing_Food Preparation_Natural Gas_Broiler_E8 | F3 | Commercial | School (ID) | Existing | Food Preparation | Natural Gas | Broiler | E8 | System - kBTUs of Consumption | 0 | 0 | 0 | 0 | 0 | 0 | 0 | 0 | 0 | 0 | 0 | 0 | 0 | 0 | 0 | 0 | 0 | 0 | 0 | 0 | 0 | 0 | 0 | 0 | 0 | 0 | 0
F3_Commercial_School (ID)_Existing_Food Preparation_Natural Gas_Broiler_E9 | F3 | Commercial | School (ID) | Existing | Food Preparation | Natural Gas | Broiler | E9 | System - kBTUs of Consumption | 0 | 0 | 0 | 0 | 0 | 0 | 0 | 0 | 0 | 0 | 0 | 0 | 0 | 0 | 0 | 0 | 0 | 0 | 0 | 0 | 0 | 0 | 0 | 0 | 0 | 0 | 0
F3_Commercial_School (ID)_Existing_Food Preparation_Natural Gas_Broiler_E10 | F3 | Commercial | School (ID) | Existing | Food Preparation | Natural Gas | Broiler | E10 | System - kBTUs of Consumption | 0 | 0 | 0 | 0 | 0 | 0 | 0 | 0 | 0 | 0 | 0 | 0 | 0 | 0 | 0 | 0 | 0 | 0 | 0 | 0 | 0 | 0 | 0 | 0 | 0 | 0 | 0
F4_Commercial_School (ID)_Existing_Food Preparation_Natural Gas_Broiler_E1 | F4 | Commercial | School (ID) | Existing | Food Preparation | Natural Gas | Broiler | E1 | Utility - Cost of Equipment | 0.00102 | 0.00102 | 0.00102 | 0.00102 | 0.00102 | 0.00102 | 0.00102 | 0.00102 | 0.00102 | 0.00102 | 0.00102 | 0.00102 | 0.00102 | 0.00102 | 0.00102 | 0.00102 | 0.00102 | 0.00102 | 0.00102 | 0.00102 | 0.00102 | 0.00102 | 0.00102 | 0.00102 | 0.00102 | 0.00102 | 0.00102
F4_Commercial_School (ID)_Existing_Food Preparation_Natural Gas_Broiler_E2 | F4 | Commercial | School (ID) | Existing | Food Preparation | Natural Gas | Broiler | E2 | Utility - Cost of Equipment | 0.0014281 | 0.0014281 | 0.0014281 | 0.0014281 | 0.0014281 | 0.0014281 | 0.0014281 | 0.0014281 | 0.0014281 | 0.0014281 | 0.0014281 | 0.0014281 | 0.0014281 | 0.0014281 | 0.0014281 | 0.0014281 | 0.0014281 | 0.0014281 | 0.0014281 | 0.0014281 | 0.0014281 | 0.0014281 | 0.0014281 | 0.0014281 | 0.0014281 | 0.0014281 | 0.0014281
F4_Commercial_School (ID)_Existing_Food Preparation_Natural Gas_Broiler_E3 | F4 | Commercial | School (ID) | Existing | Food Preparation | Natural Gas | Broiler | E3 | Utility - Cost of Equipment | 0 | 0 | 0 | 0 | 0 | 0 | 0 | 0 | 0 | 0 | 0 | 0 | 0 | 0 | 0 | 0 | 0 | 0 | 0 | 0 | 0 | 0 | 0 | 0 | 0 | 0 | 0
F4_Commercial_School (ID)_Existing_Food Preparation_Natural Gas_Broiler_E4 | F4 | Commercial | School (ID) | Existing | Food Preparation | Natural Gas | Broiler | E4 | Utility - Cost of Equipment | 0 | 0 | 0 | 0 | 0 | 0 | 0 | 0 | 0 | 0 | 0 | 0 | 0 | 0 | 0 | 0 | 0 | 0 | 0 | 0 | 0 | 0 | 0 | 0 | 0 | 0 | 0
F4_Commercial_School (ID)_Existing_Food Preparation_Natural Gas_Broiler_E5 | F4 | Commercial | School (ID) | Existing | Food Preparation | Natural Gas | Broiler | E5 | Utility - Cost of Equipment | 0 | 0 | 0 | 0 | 0 | 0 | 0 | 0 | 0 | 0 | 0 | 0 | 0 | 0 | 0 | 0 | 0 | 0 | 0 | 0 | 0 | 0 | 0 | 0 | 0 | 0 | 0
F4_Commercial_School (ID)_Existing_Food Preparation_Natural Gas_Broiler_E6 | F4 | Commercial | School (ID) | Existing | Food Preparation | Natural Gas | Broiler | E6 | Utility - Cost of Equipment | 0 | 0 | 0 | 0 | 0 | 0 | 0 | 0 | 0 | 0 | 0 | 0 | 0 | 0 | 0 | 0 | 0 | 0 | 0 | 0 | 0 | 0 | 0 | 0 | 0 | 0 | 0
F4_Commercial_School (ID)_Existing_Food Preparation_Natural Gas_Broiler_E7 | F4 | Commercial | School (ID) | Existing | Food Preparation | Natural Gas | Broiler | E7 | Utility - Cost of Equipment | 0 | 0 | 0 | 0 | 0 | 0 | 0 | 0 | 0 | 0 | 0 | 0 | 0 | 0 | 0 | 0 | 0 | 0 | 0 | 0 | 0 | 0 | 0 | 0 | 0 | 0 | 0
F4_Commercial_School (ID)_Existing_Food Preparation_Natural Gas_Broiler_E8 | F4 | Commercial | School (ID) | Existing | Food Preparation | Natural Gas | Broiler | E8 | Utility - Cost of Equipment | 0 | 0 | 0 | 0 | 0 | 0 | 0 | 0 | 0 | 0 | 0 | 0 | 0 | 0 | 0 | 0 | 0 | 0 | 0 | 0 | 0 | 0 | 0 | 0 | 0 | 0 | 0
F4_Commercial_School (ID)_Existing_Food Preparation_Natural Gas_Broiler_E9 | F4 | Commercial | School (ID) | Existing | Food Preparation | Natural Gas | Broiler | E9 | Utility - Cost of Equipment | 0 | 0 | 0 | 0 | 0 | 0 | 0 | 0 | 0 | 0 | 0 | 0 | 0 | 0 | 0 | 0 | 0 | 0 | 0 | 0 | 0 | 0 | 0 | 0 | 0 | 0 | 0
F4_Commercial_School (ID)_Existing_Food Preparation_Natural Gas_Broiler_E10 | F4 | Commercial | School (ID) | Existing | Food Preparation | Natural Gas | Broiler | E10 | Utility - Cost of Equipment | 0 | 0 | 0 | 0 | 0 | 0 | 0 | 0 | 0 | 0 | 0 | 0 | 0 | 0 | 0 | 0 | 0 | 0 | 0 | 0 | 0 | 0 | 0 | 0 | 0 | 0 | 0
F5_Commercial_School (ID)_Existing_Food Preparation_Natural Gas_Broiler_E1 | F5 | Commercial | School (ID) | Existing | Food Preparation | Natural Gas | Broiler | E1 | Utility - Cost of Operation | 0.010262 | 0.010521 | 0.010827 | 0.011179 | 0.011576 | 0.012059 | 0.012556 | 0.013049 | 0.013523 | 0.014004 | 0.014386 | 0.014744 | 0.015129 | 0.015506 | 0.015843 | 0.016159 | 0.016441 | 0.016721 | 0.017019 | 0.01731 | 0.017609 | 0.017919 | 0.018233 | 0.018557 | 0.018887 | 0.019223 | 0.019564
F5_Commercial_School (ID)_Existing_Food Preparation_Natural Gas_Broiler_E2 | F5 | Commercial | School (ID) | Existing | Food Preparation | Natural Gas | Broiler | E2 | Utility - Cost of Operation | 0.0087531 | 0.0089737 | 0.009235 | 0.0095345 | 0.0098732 | 0.010285 | 0.010709 | 0.01113 | 0.011534 | 0.011944 | 0.01227 | 0.012576 | 0.012904 | 0.013226 | 0.013513 | 0.013782 | 0.014023 | 0.014261 | 0.014516 | 0.014764 | 0.015019 | 0.015284 | 0.015552 | 0.015828 | 0.016109 | 0.016395 | 0.016687
F5_Commercial_School (ID)_Existing_Food Preparation_Natural Gas_Broiler_E3 | F5 | Commercial | School (ID) | Existing | Food Preparation | Natural Gas | Broiler | E3 | Utility - Cost of Operation | 0 | 0 | 0 | 0 | 0 | 0 | 0 | 0 | 0 | 0 | 0 | 0 | 0 | 0 | 0 | 0 | 0 | 0 | 0 | 0 | 0 | 0 | 0 | 0 | 0 | 0 | 0
F5_Commercial_School (ID)_Existing_Food Preparation_Natural Gas_Broiler_E4 | F5 | Commercial | School (ID) | Existing | Food Preparation | Natural Gas | Broiler | E4 | Utility - Cost of Operation | 0 | 0 | 0 | 0 | 0 | 0 | 0 | 0 | 0 | 0 | 0 | 0 | 0 | 0 | 0 | 0 | 0 | 0 | 0 | 0 | 0 | 0 | 0 | 0 | 0 | 0 | 0
F5_Commercial_School (ID)_Existing_Food Preparation_Natural Gas_Broiler_E5 | F5 | Commercial | School (ID) | Existing | Food Preparation | Natural Gas | Broiler | E5 | Utility - Cost of Operation | 0 | 0 | 0 | 0 | 0 | 0 | 0 | 0 | 0 | 0 | 0 | 0 | 0 | 0 | 0 | 0 | 0 | 0 | 0 | 0 | 0 | 0 | 0 | 0 | 0 | 0 | 0
F5_Commercial_School (ID)_Existing_Food Preparation_Natural Gas_Broiler_E6 | F5 | Commercial | School (ID) | Existing | Food Preparation | Natural Gas | Broiler | E6 | Utility - Cost of Operation | 0 | 0 | 0 | 0 | 0 | 0 | 0 | 0 | 0 | 0 | 0 | 0 | 0 | 0 | 0 | 0 | 0 | 0 | 0 | 0 | 0 | 0 | 0 | 0 | 0 | 0 | 0
F5_Commercial_School (ID)_Existing_Food Preparation_Natural Gas_Broiler_E7 | F5 | Commercial | School (ID) | Existing | Food Preparation | Natural Gas | Broiler | E7 | Utility - Cost of Operation | 0 | 0 | 0 | 0 | 0 | 0 | 0 | 0 | 0 | 0 | 0 | 0 | 0 | 0 | 0 | 0 | 0 | 0 | 0 | 0 | 0 | 0 | 0 | 0 | 0 | 0 | 0
F5_Commercial_School (ID)_Existing_Food Preparation_Natural Gas_Broiler_E8 | F5 | Commercial | School (ID) | Existing | Food Preparation | Natural Gas | Broiler | E8 | Utility - Cost of Operation | 0 | 0 | 0 | 0 | 0 | 0 | 0 | 0 | 0 | 0 | 0 | 0 | 0 | 0 | 0 | 0 | 0 | 0 | 0 | 0 | 0 | 0 | 0 | 0 | 0 | 0 | 0
F5_Commercial_School (ID)_Existing_Food Preparation_Natural Gas_Broiler_E9 | F5 | Commercial | School (ID) | Existing | Food Preparation | Natural Gas | Broiler | E9 | Utility - Cost of Operation | 0 | 0 | 0 | 0 | 0 | 0 | 0 | 0 | 0 | 0 | 0 | 0 | 0 | 0 | 0 | 0 | 0 | 0 | 0 | 0 | 0 | 0 | 0 | 0 | 0 | 0 | 0
F5_Commercial_School (ID)_Existing_Food Preparation_Natural Gas_Broiler_E10 | F5 | Commercial | School (ID) | Existing | Food Preparation | Natural Gas | Broiler | E10 | Utility - Cost of Operation | 0 | 0 | 0 | 0 | 0 | 0 | 0 | 0 | 0 | 0 | 0 | 0 | 0 | 0 | 0 | 0 | 0 | 0 | 0 | 0 | 0 | 0 | 0 | 0 | 0 | 0 | 0
F6_Commercial_School (ID)_Existing_Food Preparation_Natural Gas_Broiler_E1 | F6 | Commercial | School (ID) | Existing | Food Preparation | Natural Gas | Broiler | E1 | Utility - Value of Sales | 0.012087 | 0.012315 | 0.012583 | 0.012896 | 0.013254 | 0.0137 | 0.014148 | 0.014574 | 0.014959 | 0.015332 | 0.015719 | 0.01607 | 0.016441 | 0.016792 | 0.017094 | 0.017366 | 0.017597 | 0.017817 | 0.018051 | 0.01827 | 0.018489 | 0.018815 | 0.019145 | 0.019485 | 0.019831 | 0.020184 | 0.020542
F6_Commercial_School (ID)_Existing_Food Preparation_Natural Gas_Broiler_E2 | F6 | Commercial | School (ID) | Existing | Food Preparation | Natural Gas | Broiler | E2 | Utility - Value of Sales | 0.010309 | 0.010504 | 0.010733 | 0.010999 | 0.011304 | 0.011685 | 0.012068 | 0.01243 | 0.012759 | 0.013077 | 0.013407 | 0.013707 | 0.014023 | 0.014322 | 0.01458 | 0.014812 | 0.015009 | 0.015197 | 0.015396 | 0.015583 | 0.01577 | 0.016048 | 0.016329 | 0.016619 | 0.016915 | 0.017215 | 0.017521
F6_Commercial_School (ID)_Existing_Food Preparation_Natural Gas_Broiler_E3 | F6 | Commercial | School (ID) | Existing | Food Preparation | Natural Gas | Broiler | E3 | Utility - Value of Sales | 0 | 0 | 0 | 0 | 0 | 0 | 0 | 0 | 0 | 0 | 0 | 0 | 0 | 0 | 0 | 0 | 0 | 0 | 0 | 0 | 0 | 0 | 0 | 0 | 0 | 0 | 0
F6_Commercial_School (ID)_Existing_Food Preparation_Natural Gas_Broiler_E4 | F6 | Commercial | School (ID) | Existing | Food Preparation | Natural Gas | Broiler | E4 | Utility - Value of Sales | 0 | 0 | 0 | 0 | 0 | 0 | 0 | 0 | 0 | 0 | 0 | 0 | 0 | 0 | 0 | 0 | 0 | 0 | 0 | 0 | 0 | 0 | 0 | 0 | 0 | 0 | 0
F6_Commercial_School (ID)_Existing_Food Preparation_Natural Gas_Broiler_E5 | F6 | Commercial | School (ID) | Existing | Food Preparation | Natural Gas | Broiler | E5 | Utility - Value of Sales | 0 | 0 | 0 | 0 | 0 | 0 | 0 | 0 | 0 | 0 | 0 | 0 | 0 | 0 | 0 | 0 | 0 | 0 | 0 | 0 | 0 | 0 | 0 | 0 | 0 | 0 | 0
F6_Commercial_School (ID)_Existing_Food Preparation_Natural Gas_Broiler_E6 | F6 | Commercial | School (ID) | Existing | Food Preparation | Natural Gas | Broiler | E6 | Utility - Value of Sales | 0 | 0 | 0 | 0 | 0 | 0 | 0 | 0 | 0 | 0 | 0 | 0 | 0 | 0 | 0 | 0 | 0 | 0 | 0 | 0 | 0 | 0 | 0 | 0 | 0 | 0 | 0
F6_Commercial_School (ID)_Existing_Food Preparation_Natural Gas_Broiler_E7 | F6 | Commercial | School (ID) | Existing | Food Preparation | Natural Gas | Broiler | E7 | Utility - Value of Sales | 0 | 0 | 0 | 0 | 0 | 0 | 0 | 0 | 0 | 0 | 0 | 0 | 0 | 0 | 0 | 0 | 0 | 0 | 0 | 0 | 0 | 0 | 0 | 0 | 0 | 0 | 0
F6_Commercial_School (ID)_Existing_Food Preparation_Natural Gas_Broiler_E8 | F6 | Commercial | School (ID) | Existing | Food Preparation | Natural Gas | Broiler | E8 | Utility - Value of Sales | 0 | 0 | 0 | 0 | 0 | 0 | 0 | 0 | 0 | 0 | 0 | 0 | 0 | 0 | 0 | 0 | 0 | 0 | 0 | 0 | 0 | 0 | 0 | 0 | 0 | 0 | 0
F6_Commercial_School (ID)_Existing_Food Preparation_Natural Gas_Broiler_E9 | F6 | Commercial | School (ID) | Existing | Food Preparation | Natural Gas | Broiler | E9 | Utility - Value of Sales | 0 | 0 | 0 | 0 | 0 | 0 | 0 | 0 | 0 | 0 | 0 | 0 | 0 | 0 | 0 | 0 | 0 | 0 | 0 | 0 | 0 | 0 | 0 | 0 | 0 | 0 | 0
F6_Commercial_School (ID)_Existing_Food Preparation_Natural Gas_Broiler_E10 | F6 | Commercial | School (ID) | Existing | Food Preparation | Natural Gas | Broiler | E10 | Utility - Value of Sales | 0 | 0 | 0 | 0 | 0 | 0 | 0 | 0 | 0 | 0 | 0 | 0 | 0 | 0 | 0 | 0 | 0 | 0 | 0 | 0 | 0 | 0 | 0 | 0 | 0 | 0 | 0
F1_Commercial_School (ID)_Existing_Food Preparation_Natural Gas_Griddle_E1 | F1 | Commercial | School (ID) | Existing | Food Preparation | Natural Gas | Griddle | E1 | RVT - Cost of Equipment | 0.0026675 | 0.0026675 | 0.0026675 | 0.0026675 | 0.0026675 | 0.0026675 | 0.0026675 | 0.0026675 | 0.0026675 | 0.0026675 | 0.0026675 | 0.0026675 | 0.0026675 | 0.0026675 | 0.0026675 | 0.0026675 | 0.0026675 | 0.0026675 | 0.0026675 | 0.0026675 | 0.0026675 | 0.0026675 | 0.0026675 | 0.0026675 | 0.0026675 | 0.0026675 | 0.0026675
F1_Commercial_School (ID)_Existing_Food Preparation_Natural Gas_Griddle_E2 | F1 | Commercial | School (ID) | Existing | Food Preparation | Natural Gas | Griddle | E2 | RVT - Cost of Equipment | 0.002854 | 0.002854 | 0.002854 | 0.002854 | 0.002854 | 0.002854 | 0.002854 | 0.002854 | 0.002854 | 0.002854 | 0.002854 | 0.002854 | 0.002854 | 0.002854 | 0.002854 | 0.002854 | 0.002854 | 0.002854 | 0.002854 | 0.002854 | 0.002854 | 0.002854 | 0.002854 | 0.002854 | 0.002854 | 0.002854 | 0.002854
F1_Commercial_School (ID)_Existing_Food Preparation_Natural Gas_Griddle_E3 | F1 | Commercial | School (ID) | Existing | Food Preparation | Natural Gas | Griddle | E3 | RVT - Cost of Equipment | 0 | 0 | 0 | 0 | 0 | 0 | 0 | 0 | 0 | 0 | 0 | 0 | 0 | 0 | 0 | 0 | 0 | 0 | 0 | 0 | 0 | 0 | 0 | 0 | 0 | 0 | 0
F1_Commercial_School (ID)_Existing_Food Preparation_Natural Gas_Griddle_E4 | F1 | Commercial | School (ID) | Existing | Food Preparation | Natural Gas | Griddle | E4 | RVT - Cost of Equipment | 0 | 0 | 0 | 0 | 0 | 0 | 0 | 0 | 0 | 0 | 0 | 0 | 0 | 0 | 0 | 0 | 0 | 0 | 0 | 0 | 0 | 0 | 0 | 0 | 0 | 0 | 0
F1_Commercial_School (ID)_Existing_Food Preparation_Natural Gas_Griddle_E5 | F1 | Commercial | School (ID) | Existing | Food Preparation | Natural Gas | Griddle | E5 | RVT - Cost of Equipment | 0 | 0 | 0 | 0 | 0 | 0 | 0 | 0 | 0 | 0 | 0 | 0 | 0 | 0 | 0 | 0 | 0 | 0 | 0 | 0 | 0 | 0 | 0 | 0 | 0 | 0 | 0
F1_Commercial_School (ID)_Existing_Food Preparation_Natural Gas_Griddle_E6 | F1 | Commercial | School (ID) | Existing | Food Preparation | Natural Gas | Griddle | E6 | RVT - Cost of Equipment | 0 | 0 | 0 | 0 | 0 | 0 | 0 | 0 | 0 | 0 | 0 | 0 | 0 | 0 | 0 | 0 | 0 | 0 | 0 | 0 | 0 | 0 | 0 | 0 | 0 | 0 | 0
F1_Commercial_School (ID)_Existing_Food Preparation_Natural Gas_Griddle_E7 | F1 | Commercial | School (ID) | Existing | Food Preparation | Natural Gas | Griddle | E7 | RVT - Cost of Equipment | 0 | 0 | 0 | 0 | 0 | 0 | 0 | 0 | 0 | 0 | 0 | 0 | 0 | 0 | 0 | 0 | 0 | 0 | 0 | 0 | 0 | 0 | 0 | 0 | 0 | 0 | 0
F1_Commercial_School (ID)_Existing_Food Preparation_Natural Gas_Griddle_E8 | F1 | Commercial | School (ID) | Existing | Food Preparation | Natural Gas | Griddle | E8 | RVT - Cost of Equipment | 0 | 0 | 0 | 0 | 0 | 0 | 0 | 0 | 0 | 0 | 0 | 0 | 0 | 0 | 0 | 0 | 0 | 0 | 0 | 0 | 0 | 0 | 0 | 0 | 0 | 0 | 0
F1_Commercial_School (ID)_Existing_Food Preparation_Natural Gas_Griddle_E9 | F1 | Commercial | School (ID) | Existing | Food Preparation | Natural Gas | Griddle | E9 | RVT - Cost of Equipment | 0 | 0 | 0 | 0 | 0 | 0 | 0 | 0 | 0 | 0 | 0 | 0 | 0 | 0 | 0 | 0 | 0 | 0 | 0 | 0 | 0 | 0 | 0 | 0 | 0 | 0 | 0
F1_Commercial_School (ID)_Existing_Food Preparation_Natural Gas_Griddle_E10 | F1 | Commercial | School (ID) | Existing | Food Preparation | Natural Gas | Griddle | E10 | RVT - Cost of Equipment | 0 | 0 | 0 | 0 | 0 | 0 | 0 | 0 | 0 | 0 | 0 | 0 | 0 | 0 | 0 | 0 | 0 | 0 | 0 | 0 | 0 | 0 | 0 | 0 | 0 | 0 | 0
F2_Commercial_School (ID)_Existing_Food Preparation_Natural Gas_Griddle_E1 | F2 | Commercial | School (ID) | Existing | Food Preparation | Natural Gas | Griddle | E1 | RVT - Cost of Operation | 0.0084001 | 0.0085588 | 0.008745 | 0.0089622 | 0.0092109 | 0.0095214 | 0.0098327 | 0.010128 | 0.010396 | 0.010655 | 0.010924 | 0.011168 | 0.011426 | 0.01167 | 0.01188 | 0.012069 | 0.012229 | 0.012382 | 0.012545 | 0.012697 | 0.012849 | 0.013076 | 0.013305 | 0.013542 | 0.013782 | 0.014027 | 0.014276
F2_Commercial_School (ID)_Existing_Food Preparation_Natural Gas_Griddle_E2 | F2 | Commercial | School (ID) | Existing | Food Preparation | Natural Gas | Griddle | E2 | RVT - Cost of Operation | 0.0073728 | 0.0075121 | 0.0076756 | 0.0078662 | 0.0080845 | 0.008357 | 0.0086302 | 0.0088897 | 0.0091245 | 0.0093522 | 0.0095881 | 0.0098025 | 0.010029 | 0.010243 | 0.010427 | 0.010593 | 0.010734 | 0.010868 | 0.011011 | 0.011144 | 0.011278 | 0.011477 | 0.011678 | 0.011886 | 0.012097 | 0.012312 | 0.01253
F2_Commercial_School (ID)_Existing_Food Preparation_Natural Gas_Griddle_E3 | F2 | Commercial | School (ID) | Existing | Food Preparation | Natural Gas | Griddle | E3 | RVT - Cost of Operation | 0 | 0 | 0 | 0 | 0 | 0 | 0 | 0 | 0 | 0 | 0 | 0 | 0 | 0 | 0 | 0 | 0 | 0 | 0 | 0 | 0 | 0 | 0 | 0 | 0 | 0 | 0
F2_Commercial_School (ID)_Existing_Food Preparation_Natural Gas_Griddle_E4 | F2 | Commercial | School (ID) | Existing | Food Preparation | Natural Gas | Griddle | E4 | RVT - Cost of Operation | 0 | 0 | 0 | 0 | 0 | 0 | 0 | 0 | 0 | 0 | 0 | 0 | 0 | 0 | 0 | 0 | 0 | 0 | 0 | 0 | 0 | 0 | 0 | 0 | 0 | 0 | 0
F2_Commercial_School (ID)_Existing_Food Preparation_Natural Gas_Griddle_E5 | F2 | Commercial | School (ID) | Existing | Food Preparation | Natural Gas | Griddle | E5 | RVT - Cost of Operation | 0 | 0 | 0 | 0 | 0 | 0 | 0 | 0 | 0 | 0 | 0 | 0 | 0 | 0 | 0 | 0 | 0 | 0 | 0 | 0 | 0 | 0 | 0 | 0 | 0 | 0 | 0
F2_Commercial_School (ID)_Existing_Food Preparation_Natural Gas_Griddle_E6 | F2 | Commercial | School (ID) | Existing | Food Preparation | Natural Gas | Griddle | E6 | RVT - Cost of Operation | 0 | 0 | 0 | 0 | 0 | 0 | 0 | 0 | 0 | 0 | 0 | 0 | 0 | 0 | 0 | 0 | 0 | 0 | 0 | 0 | 0 | 0 | 0 | 0 | 0 | 0 | 0
F2_Commercial_School (ID)_Existing_Food Preparation_Natural Gas_Griddle_E7 | F2 | Commercial | School (ID) | Existing | Food Preparation | Natural Gas | Griddle | E7 | RVT - Cost of Operation | 0 | 0 | 0 | 0 | 0 | 0 | 0 | 0 | 0 | 0 | 0 | 0 | 0 | 0 | 0 | 0 | 0 | 0 | 0 | 0 | 0 | 0 | 0 | 0 | 0 | 0 | 0
F2_Commercial_School (ID)_Existing_Food Preparation_Natural Gas_Griddle_E8 | F2 | Commercial | School (ID) | Existing | Food Preparation | Natural Gas | Griddle | E8 | RVT - Cost of Operation | 0 | 0 | 0 | 0 | 0 | 0 | 0 | 0 | 0 | 0 | 0 | 0 | 0 | 0 | 0 | 0 | 0 | 0 | 0 | 0 | 0 | 0 | 0 | 0 | 0 | 0 | 0
F2_Commercial_School (ID)_Existing_Food Preparation_Natural Gas_Griddle_E9 | F2 | Commercial | School (ID) | Existing | Food Preparation | Natural Gas | Griddle | E9 | RVT - Cost of Operation | 0 | 0 | 0 | 0 | 0 | 0 | 0 | 0 | 0 | 0 | 0 | 0 | 0 | 0 | 0 | 0 | 0 | 0 | 0 | 0 | 0 | 0 | 0 | 0 | 0 | 0 | 0
F2_Commercial_School (ID)_Existing_Food Preparation_Natural Gas_Griddle_E10 | F2 | Commercial | School (ID) | Existing | Food Preparation | Natural Gas | Griddle | E10 | RVT - Cost of Operation | 0 | 0 | 0 | 0 | 0 | 0 | 0 | 0 | 0 | 0 | 0 | 0 | 0 | 0 | 0 | 0 | 0 | 0 | 0 | 0 | 0 | 0 | 0 | 0 | 0 | 0 | 0
F3_Commercial_School (ID)_Existing_Food Preparation_Natural Gas_Griddle_E1 | F3 | Commercial | School (ID) | Existing | Food Preparation | Natural Gas | Griddle | E1 | System - kBTUs of Consumption | 2.0039 | 2.0039 | 2.0039 | 2.0039 | 2.0039 | 2.0039 | 2.0039 | 2.0039 | 2.0039 | 2.0039 | 2.0039 | 2.0039 | 2.0039 | 2.0039 | 2.0039 | 2.0039 | 2.0039 | 2.0039 | 2.0039 | 2.0039 | 2.0039 | 2.0039 | 2.0039 | 2.0039 | 2.0039 | 2.0039 | 2.0039
F3_Commercial_School (ID)_Existing_Food Preparation_Natural Gas_Griddle_E2 | F3 | Commercial | School (ID) | Existing | Food Preparation | Natural Gas | Griddle | E2 | System - kBTUs of Consumption | 1.7589 | 1.7589 | 1.7589 | 1.7589 | 1.7589 | 1.7589 | 1.7589 | 1.7589 | 1.7589 | 1.7589 | 1.7589 | 1.7589 | 1.7589 | 1.7589 | 1.7589 | 1.7589 | 1.7589 | 1.7589 | 1.7589 | 1.7589 | 1.7589 | 1.7589 | 1.7589 | 1.7589 | 1.7589 | 1.7589 | 1.7589
F3_Commercial_School (ID)_Existing_Food Preparation_Natural Gas_Griddle_E3 | F3 | Commercial | School (ID) | Existing | Food Preparation | Natural Gas | Griddle | E3 | System - kBTUs of Consumption | 0 | 0 | 0 | 0 | 0 | 0 | 0 | 0 | 0 | 0 | 0 | 0 | 0 | 0 | 0 | 0 | 0 | 0 | 0 | 0 | 0 | 0 | 0 | 0 | 0 | 0 | 0
F3_Commercial_School (ID)_Existing_Food Preparation_Natural Gas_Griddle_E4 | F3 | Commercial | School (ID) | Existing | Food Preparation | Natural Gas | Griddle | E4 | System - kBTUs of Consumption | 0 | 0 | 0 | 0 | 0 | 0 | 0 | 0 | 0 | 0 | 0 | 0 | 0 | 0 | 0 | 0 | 0 | 0 | 0 | 0 | 0 | 0 | 0 | 0 | 0 | 0 | 0
F3_Commercial_School (ID)_Existing_Food Preparation_Natural Gas_Griddle_E5 | F3 | Commercial | School (ID) | Existing | Food Preparation | Natural Gas | Griddle | E5 | System - kBTUs of Consumption | 0 | 0 | 0 | 0 | 0 | 0 | 0 | 0 | 0 | 0 | 0 | 0 | 0 | 0 | 0 | 0 | 0 | 0 | 0 | 0 | 0 | 0 | 0 | 0 | 0 | 0 | 0
F3_Commercial_School (ID)_Existing_Food Preparation_Natural Gas_Griddle_E6 | F3 | Commercial | School (ID) | Existing | Food Preparation | Natural Gas | Griddle | E6 | System - kBTUs of Consumption | 0 | 0 | 0 | 0 | 0 | 0 | 0 | 0 | 0 | 0 | 0 | 0 | 0 | 0 | 0 | 0 | 0 | 0 | 0 | 0 | 0 | 0 | 0 | 0 | 0 | 0 | 0
F3_Commercial_School (ID)_Existing_Food Preparation_Natural Gas_Griddle_E7 | F3 | Commercial | School (ID) | Existing | Food Preparation | Natural Gas | Griddle | E7 | System - kBTUs of Consumption | 0 | 0 | 0 | 0 | 0 | 0 | 0 | 0 | 0 | 0 | 0 | 0 | 0 | 0 | 0 | 0 | 0 | 0 | 0 | 0 | 0 | 0 | 0 | 0 | 0 | 0 | 0
F3_Commercial_School (ID)_Existing_Food Preparation_Natural Gas_Griddle_E8 | F3 | Commercial | School (ID) | Existing | Food Preparation | Natural Gas | Griddle | E8 | System - kBTUs of Consumption | 0 | 0 | 0 | 0 | 0 | 0 | 0 | 0 | 0 | 0 | 0 | 0 | 0 | 0 | 0 | 0 | 0 | 0 | 0 | 0 | 0 | 0 | 0 | 0 | 0 | 0 | 0
F3_Commercial_School (ID)_Existing_Food Preparation_Natural Gas_Griddle_E9 | F3 | Commercial | School (ID) | Existing | Food Preparation | Natural Gas | Griddle | E9 | System - kBTUs of Consumption | 0 | 0 | 0 | 0 | 0 | 0 | 0 | 0 | 0 | 0 | 0 | 0 | 0 | 0 | 0 | 0 | 0 | 0 | 0 | 0 | 0 | 0 | 0 | 0 | 0 | 0 | 0
F3_Commercial_School (ID)_Existing_Food Preparation_Natural Gas_Griddle_E10 | F3 | Commercial | School (ID) | Existing | Food Preparation | Natural Gas | Griddle | E10 | System - kBTUs of Consumption | 0 | 0 | 0 | 0 | 0 | 0 | 0 | 0 | 0 | 0 | 0 | 0 | 0 | 0 | 0 | 0 | 0 | 0 | 0 | 0 | 0 | 0 | 0 | 0 | 0 | 0 | 0
F4_Commercial_School (ID)_Existing_Food Preparation_Natural Gas_Griddle_E1 | F4 | Commercial | School (ID) | Existing | Food Preparation | Natural Gas | Griddle | E1 | Utility - Cost of Equipment | 0.0026675 | 0.0026675 | 0.0026675 | 0.0026675 | 0.0026675 | 0.0026675 | 0.0026675 | 0.0026675 | 0.0026675 | 0.0026675 | 0.0026675 | 0.0026675 | 0.0026675 | 0.0026675 | 0.0026675 | 0.0026675 | 0.0026675 | 0.0026675 | 0.0026675 | 0.0026675 | 0.0026675 | 0.0026675 | 0.0026675 | 0.0026675 | 0.0026675 | 0.0026675 | 0.0026675
F4_Commercial_School (ID)_Existing_Food Preparation_Natural Gas_Griddle_E2 | F4 | Commercial | School (ID) | Existing | Food Preparation | Natural Gas | Griddle | E2 | Utility - Cost of Equipment | 0.002854 | 0.002854 | 0.002854 | 0.002854 | 0.002854 | 0.002854 | 0.002854 | 0.002854 | 0.002854 | 0.002854 | 0.002854 | 0.002854 | 0.002854 | 0.002854 | 0.002854 | 0.002854 | 0.002854 | 0.002854 | 0.002854 | 0.002854 | 0.002854 | 0.002854 | 0.002854 | 0.002854 | 0.002854 | 0.002854 | 0.002854
F4_Commercial_School (ID)_Existing_Food Preparation_Natural Gas_Griddle_E3 | F4 | Commercial | School (ID) | Existing | Food Preparation | Natural Gas | Griddle | E3 | Utility - Cost of Equipment | 0 | 0 | 0 | 0 | 0 | 0 | 0 | 0 | 0 | 0 | 0 | 0 | 0 | 0 | 0 | 0 | 0 | 0 | 0 | 0 | 0 | 0 | 0 | 0 | 0 | 0 | 0
F4_Commercial_School (ID)_Existing_Food Preparation_Natural Gas_Griddle_E4 | F4 | Commercial | School (ID) | Existing | Food Preparation | Natural Gas | Griddle | E4 | Utility - Cost of Equipment | 0 | 0 | 0 | 0 | 0 | 0 | 0 | 0 | 0 | 0 | 0 | 0 | 0 | 0 | 0 | 0 | 0 | 0 | 0 | 0 | 0 | 0 | 0 | 0 | 0 | 0 | 0
F4_Commercial_School (ID)_Existing_Food Preparation_Natural Gas_Griddle_E5 | F4 | Commercial | School (ID) | Existing | Food Preparation | Natural Gas | Griddle | E5 | Utility - Cost of Equipment | 0 | 0 | 0 | 0 | 0 | 0 | 0 | 0 | 0 | 0 | 0 | 0 | 0 | 0 | 0 | 0 | 0 | 0 | 0 | 0 | 0 | 0 | 0 | 0 | 0 | 0 | 0
F4_Commercial_School (ID)_Existing_Food Preparation_Natural Gas_Griddle_E6 | F4 | Commercial | School (ID) | Existing | Food Preparation | Natural Gas | Griddle | E6 | Utility - Cost of Equipment | 0 | 0 | 0 | 0 | 0 | 0 | 0 | 0 | 0 | 0 | 0 | 0 | 0 | 0 | 0 | 0 | 0 | 0 | 0 | 0 | 0 | 0 | 0 | 0 | 0 | 0 | 0
F4_Commercial_School (ID)_Existing_Food Preparation_Natural Gas_Griddle_E7 | F4 | Commercial | School (ID) | Existing | Food Preparation | Natural Gas | Griddle | E7 | Utility - Cost of Equipment | 0 | 0 | 0 | 0 | 0 | 0 | 0 | 0 | 0 | 0 | 0 | 0 | 0 | 0 | 0 | 0 | 0 | 0 | 0 | 0 | 0 | 0 | 0 | 0 | 0 | 0 | 0
F4_Commercial_School (ID)_Existing_Food Preparation_Natural Gas_Griddle_E8 | F4 | Commercial | School (ID) | Existing | Food Preparation | Natural Gas | Griddle | E8 | Utility - Cost of Equipment | 0 | 0 | 0 | 0 | 0 | 0 | 0 | 0 | 0 | 0 | 0 | 0 | 0 | 0 | 0 | 0 | 0 | 0 | 0 | 0 | 0 | 0 | 0 | 0 | 0 | 0 | 0
F4_Commercial_School (ID)_Existing_Food Preparation_Natural Gas_Griddle_E9 | F4 | Commercial | School (ID) | Existing | Food Preparation | Natural Gas | Griddle | E9 | Utility - Cost of Equipment | 0 | 0 | 0 | 0 | 0 | 0 | 0 | 0 | 0 | 0 | 0 | 0 | 0 | 0 | 0 | 0 | 0 | 0 | 0 | 0 | 0 | 0 | 0 | 0 | 0 | 0 | 0
F4_Commercial_School (ID)_Existing_Food Preparation_Natural Gas_Griddle_E10 | F4 | Commercial | School (ID) | Existing | Food Preparation | Natural Gas | Griddle | E10 | Utility - Cost of Equipment | 0 | 0 | 0 | 0 | 0 | 0 | 0 | 0 | 0 | 0 | 0 | 0 | 0 | 0 | 0 | 0 | 0 | 0 | 0 | 0 | 0 | 0 | 0 | 0 | 0 | 0 | 0
F5_Commercial_School (ID)_Existing_Food Preparation_Natural Gas_Griddle_E1 | F5 | Commercial | School (ID) | Existing | Food Preparation | Natural Gas | Griddle | E1 | Utility - Cost of Operation | 0.007132 | 0.0073118 | 0.0075247 | 0.0077688 | 0.0080447 | 0.0083805 | 0.0087261 | 0.0090684 | 0.0093979 | 0.009732 | 0.0099978 | 0.010247 | 0.010514 | 0.010776 | 0.011011 | 0.01123 | 0.011426 | 0.01162 | 0.011828 | 0.01203 | 0.012237 | 0.012453 | 0.012672 | 0.012897 | 0.013126 | 0.013359 | 0.013596
F5_Commercial_School (ID)_Existing_Food Preparation_Natural Gas_Griddle_E2 | F5 | Commercial | School (ID) | Existing | Food Preparation | Natural Gas | Griddle | E2 | Utility - Cost of Operation | 0.0062598 | 0.0064176 | 0.0066045 | 0.0068187 | 0.0070609 | 0.0073556 | 0.007659 | 0.0079594 | 0.0082486 | 0.0085418 | 0.0087751 | 0.0089937 | 0.0092286 | 0.0094585 | 0.009664 | 0.0098564 | 0.010029 | 0.010199 | 0.010381 | 0.010559 | 0.010741 | 0.01093 | 0.011122 | 0.01132 | 0.011521 | 0.011725 | 0.011934
F5_Commercial_School (ID)_Existing_Food Preparation_Natural Gas_Griddle_E3 | F5 | Commercial | School (ID) | Existing | Food Preparation | Natural Gas | Griddle | E3 | Utility - Cost of Operation | 0 | 0 | 0 | 0 | 0 | 0 | 0 | 0 | 0 | 0 | 0 | 0 | 0 | 0 | 0 | 0 | 0 | 0 | 0 | 0 | 0 | 0 | 0 | 0 | 0 | 0 | 0
F5_Commercial_School (ID)_Existing_Food Preparation_Natural Gas_Griddle_E4 | F5 | Commercial | School (ID) | Existing | Food Preparation | Natural Gas | Griddle | E4 | Utility - Cost of Operation | 0 | 0 | 0 | 0 | 0 | 0 | 0 | 0 | 0 | 0 | 0 | 0 | 0 | 0 | 0 | 0 | 0 | 0 | 0 | 0 | 0 | 0 | 0 | 0 | 0 | 0 | 0
F5_Commercial_School (ID)_Existing_Food Preparation_Natural Gas_Griddle_E5 | F5 | Commercial | School (ID) | Existing | Food Preparation | Natural Gas | Griddle | E5 | Utility - Cost of Operation | 0 | 0 | 0 | 0 | 0 | 0 | 0 | 0 | 0 | 0 | 0 | 0 | 0 | 0 | 0 | 0 | 0 | 0 | 0 | 0 | 0 | 0 | 0 | 0 | 0 | 0 | 0
F5_Commercial_School (ID)_Existing_Food Preparation_Natural Gas_Griddle_E6 | F5 | Commercial | School (ID) | Existing | Food Preparation | Natural Gas | Griddle | E6 | Utility - Cost of Operation | 0 | 0 | 0 | 0 | 0 | 0 | 0 | 0 | 0 | 0 | 0 | 0 | 0 | 0 | 0 | 0 | 0 | 0 | 0 | 0 | 0 | 0 | 0 | 0 | 0 | 0 | 0
F5_Commercial_School (ID)_Existing_Food Preparation_Natural Gas_Griddle_E7 | F5 | Commercial | School (ID) | Existing | Food Preparation | Natural Gas | Griddle | E7 | Utility - Cost of Operation | 0 | 0 | 0 | 0 | 0 | 0 | 0 | 0 | 0 | 0 | 0 | 0 | 0 | 0 | 0 | 0 | 0 | 0 | 0 | 0 | 0 | 0 | 0 | 0 | 0 | 0 | 0
F5_Commercial_School (ID)_Existing_Food Preparation_Natural Gas_Griddle_E8 | F5 | Commercial | School (ID) | Existing | Food Preparation | Natural Gas | Griddle | E8 | Utility - Cost of Operation | 0 | 0 | 0 | 0 | 0 | 0 | 0 | 0 | 0 | 0 | 0 | 0 | 0 | 0 | 0 | 0 | 0 | 0 | 0 | 0 | 0 | 0 | 0 | 0 | 0 | 0 | 0
F5_Commercial_School (ID)_Existing_Food Preparation_Natural Gas_Griddle_E9 | F5 | Commercial | School (ID) | Existing | Food Preparation | Natural Gas | Griddle | E9 | Utility - Cost of Operation | 0 | 0 | 0 | 0 | 0 | 0 | 0 | 0 | 0 | 0 | 0 | 0 | 0 | 0 | 0 | 0 | 0 | 0 | 0 | 0 | 0 | 0 | 0 | 0 | 0 | 0 | 0
F5_Commercial_School (ID)_Existing_Food Preparation_Natural Gas_Griddle_E10 | F5 | Commercial | School (ID) | Existing | Food Preparation | Natural Gas | Griddle | E10 | Utility - Cost of Operation | 0 | 0 | 0 | 0 | 0 | 0 | 0 | 0 | 0 | 0 | 0 | 0 | 0 | 0 | 0 | 0 | 0 | 0 | 0 | 0 | 0 | 0 | 0 | 0 | 0 | 0 | 0
F6_Commercial_School (ID)_Existing_Food Preparation_Natural Gas_Griddle_E1 | F6 | Commercial | School (ID) | Existing | Food Preparation | Natural Gas | Griddle | E1 | Utility - Value of Sales | 0.0084001 | 0.0085588 | 0.008745 | 0.0089622 | 0.0092109 | 0.0095214 | 0.0098327 | 0.010128 | 0.010396 | 0.010655 | 0.010924 | 0.011168 | 0.011426 | 0.01167 | 0.01188 | 0.012069 | 0.012229 | 0.012382 | 0.012545 | 0.012697 | 0.012849 | 0.013076 | 0.013305 | 0.013542 | 0.013782 | 0.014027 | 0.014276
F6_Commercial_School (ID)_Existing_Food Preparation_Natural Gas_Griddle_E2 | F6 | Commercial | School (ID) | Existing | Food Preparation | Natural Gas | Griddle | E2 | Utility - Value of Sales | 0.0073728 | 0.0075121 | 0.0076756 | 0.0078662 | 0.0080845 | 0.008357 | 0.0086302 | 0.0088897 | 0.0091245 | 0.0093522 | 0.0095881 | 0.0098025 | 0.010029 | 0.010243 | 0.010427 | 0.010593 | 0.010734 | 0.010868 | 0.011011 | 0.011144 | 0.011278 | 0.011477 | 0.011678 | 0.011886 | 0.012097 | 0.012312 | 0.01253
F6_Commercial_School (ID)_Existing_Food Preparation_Natural Gas_Griddle_E3 | F6 | Commercial | School (ID) | Existing | Food Preparation | Natural Gas | Griddle | E3 | Utility - Value of Sales | 0 | 0 | 0 | 0 | 0 | 0 | 0 | 0 | 0 | 0 | 0 | 0 | 0 | 0 | 0 | 0 | 0 | 0 | 0 | 0 | 0 | 0 | 0 | 0 | 0 | 0 | 0
F6_Commercial_School (ID)_Existing_Food Preparation_Natural Gas_Griddle_E4 | F6 | Commercial | School (ID) | Existing | Food Preparation | Natural Gas | Griddle | E4 | Utility - Value of Sales | 0 | 0 | 0 | 0 | 0 | 0 | 0 | 0 | 0 | 0 | 0 | 0 | 0 | 0 | 0 | 0 | 0 | 0 | 0 | 0 | 0 | 0 | 0 | 0 | 0 | 0 | 0
F6_Commercial_School (ID)_Existing_Food Preparation_Natural Gas_Griddle_E5 | F6 | Commercial | School (ID) | Existing | Food Preparation | Natural Gas | Griddle | E5 | Utility - Value of Sales | 0 | 0 | 0 | 0 | 0 | 0 | 0 | 0 | 0 | 0 | 0 | 0 | 0 | 0 | 0 | 0 | 0 | 0 | 0 | 0 | 0 | 0 | 0 | 0 | 0 | 0 | 0
F6_Commercial_School (ID)_Existing_Food Preparation_Natural Gas_Griddle_E6 | F6 | Commercial | School (ID) | Existing | Food Preparation | Natural Gas | Griddle | E6 | Utility - Value of Sales | 0 | 0 | 0 | 0 | 0 | 0 | 0 | 0 | 0 | 0 | 0 | 0 | 0 | 0 | 0 | 0 | 0 | 0 | 0 | 0 | 0 | 0 | 0 | 0 | 0 | 0 | 0
F6_Commercial_School (ID)_Existing_Food Preparation_Natural Gas_Griddle_E7 | F6 | Commercial | School (ID) | Existing | Food Preparation | Natural Gas | Griddle | E7 | Utility - Value of Sales | 0 | 0 | 0 | 0 | 0 | 0 | 0 | 0 | 0 | 0 | 0 | 0 | 0 | 0 | 0 | 0 | 0 | 0 | 0 | 0 | 0 | 0 | 0 | 0 | 0 | 0 | 0
F6_Commercial_School (ID)_Existing_Food Preparation_Natural Gas_Griddle_E8 | F6 | Commercial | School (ID) | Existing | Food Preparation | Natural Gas | Griddle | E8 | Utility - Value of Sales | 0 | 0 | 0 | 0 | 0 | 0 | 0 | 0 | 0 | 0 | 0 | 0 | 0 | 0 | 0 | 0 | 0 | 0 | 0 | 0 | 0 | 0 | 0 | 0 | 0 | 0 | 0
F6_Commercial_School (ID)_Existing_Food Preparation_Natural Gas_Griddle_E9 | F6 | Commercial | School (ID) | Existing | Food Preparation | Natural Gas | Griddle | E9 | Utility - Value of Sales | 0 | 0 | 0 | 0 | 0 | 0 | 0 | 0 | 0 | 0 | 0 | 0 | 0 | 0 | 0 | 0 | 0 | 0 | 0 | 0 | 0 | 0 | 0 | 0 | 0 | 0 | 0
F6_Commercial_School (ID)_Existing_Food Preparation_Natural Gas_Griddle_E10 | F6 | Commercial | School (ID) | Existing | Food Preparation | Natural Gas | Griddle | E10 | Utility - Value of Sales | 0 | 0 | 0 | 0 | 0 | 0 | 0 | 0 | 0 | 0 | 0 | 0 | 0 | 0 | 0 | 0 | 0 | 0 | 0 | 0 | 0 | 0 | 0 | 0 | 0 | 0 | 0
F1_Commercial_School (ID)_Existing_Food Preparation_Natural Gas_Range_E1 | F1 | Commercial | School (ID) | Existing | Food Preparation | Natural Gas | Range | E1 | RVT - Cost of Equipment | 0.0038426 | 0.0038426 | 0.0038426 | 0.0038426 | 0.0038426 | 0.0038426 | 0.0038426 | 0.0038426 | 0.0038426 | 0.0038426 | 0.0038426 | 0.0038426 | 0.0038426 | 0.0038426 | 0.0038426 | 0.0038426 | 0.0038426 | 0.0038426 | 0.0038426 | 0.0038426 | 0.0038426 | 0.0038426 | 0.0038426 | 0.0038426 | 0.0038426 | 0.0038426 | 0.0038426
F1_Commercial_School (ID)_Existing_Food Preparation_Natural Gas_Range_E2 | F1 | Commercial | School (ID) | Existing | Food Preparation | Natural Gas | Range | E2 | RVT - Cost of Equipment | 0.0041841 | 0.0041841 | 0.0041841 | 0.0041841 | 0.0041841 | 0.0041841 | 0.0041841 | 0.0041841 | 0.0041841 | 0.0041841 | 0.0041841 | 0.0041841 | 0.0041841 | 0.0041841 | 0.0041841 | 0.0041841 | 0.0041841 | 0.0041841 | 0.0041841 | 0.0041841 | 0.0041841 | 0.0041841 | 0.0041841 | 0.0041841 | 0.0041841 | 0.0041841 | 0.0041841
F1_Commercial_School (ID)_Existing_Food Preparation_Natural Gas_Range_E3 | F1 | Commercial | School (ID) | Existing | Food Preparation | Natural Gas | Range | E3 | RVT - Cost of Equipment | 0 | 0 | 0 | 0 | 0 | 0 | 0 | 0 | 0 | 0 | 0 | 0 | 0 | 0 | 0 | 0 | 0 | 0 | 0 | 0 | 0 | 0 | 0 | 0 | 0 | 0 | 0
F1_Commercial_School (ID)_Existing_Food Preparation_Natural Gas_Range_E4 | F1 | Commercial | School (ID) | Existing | Food Preparation | Natural Gas | Range | E4 | RVT - Cost of Equipment | 0 | 0 | 0 | 0 | 0 | 0 | 0 | 0 | 0 | 0 | 0 | 0 | 0 | 0 | 0 | 0 | 0 | 0 | 0 | 0 | 0 | 0 | 0 | 0 | 0 | 0 | 0
F1_Commercial_School (ID)_Existing_Food Preparation_Natural Gas_Range_E5 | F1 | Commercial | School (ID) | Existing | Food Preparation | Natural Gas | Range | E5 | RVT - Cost of Equipment | 0 | 0 | 0 | 0 | 0 | 0 | 0 | 0 | 0 | 0 | 0 | 0 | 0 | 0 | 0 | 0 | 0 | 0 | 0 | 0 | 0 | 0 | 0 | 0 | 0 | 0 | 0
F1_Commercial_School (ID)_Existing_Food Preparation_Natural Gas_Range_E6 | F1 | Commercial | School (ID) | Existing | Food Preparation | Natural Gas | Range | E6 | RVT - Cost of Equipment | 0 | 0 | 0 | 0 | 0 | 0 | 0 | 0 | 0 | 0 | 0 | 0 | 0 | 0 | 0 | 0 | 0 | 0 | 0 | 0 | 0 | 0 | 0 | 0 | 0 | 0 | 0
F1_Commercial_School (ID)_Existing_Food Preparation_Natural Gas_Range_E7 | F1 | Commercial | School (ID) | Existing | Food Preparation | Natural Gas | Range | E7 | RVT - Cost of Equipment | 0 | 0 | 0 | 0 | 0 | 0 | 0 | 0 | 0 | 0 | 0 | 0 | 0 | 0 | 0 | 0 | 0 | 0 | 0 | 0 | 0 | 0 | 0 | 0 | 0 | 0 | 0
F1_Commercial_School (ID)_Existing_Food Preparation_Natural Gas_Range_E8 | F1 | Commercial | School (ID) | Existing | Food Preparation | Natural Gas | Range | E8 | RVT - Cost of Equipment | 0 | 0 | 0 | 0 | 0 | 0 | 0 | 0 | 0 | 0 | 0 | 0 | 0 | 0 | 0 | 0 | 0 | 0 | 0 | 0 | 0 | 0 | 0 | 0 | 0 | 0 | 0
F1_Commercial_School (ID)_Existing_Food Preparation_Natural Gas_Range_E9 | F1 | Commercial | School (ID) | Existing | Food Preparation | Natural Gas | Range | E9 | RVT - Cost of Equipment | 0 | 0 | 0 | 0 | 0 | 0 | 0 | 0 | 0 | 0 | 0 | 0 | 0 | 0 | 0 | 0 | 0 | 0 | 0 | 0 | 0 | 0 | 0 | 0 | 0 | 0 | 0
F1_Commercial_School (ID)_Existing_Food Preparation_Natural Gas_Range_E10 | F1 | Commercial | School (ID) | Existing | Food Preparation | Natural Gas | Range | E10 | RVT - Cost of Equipment | 0 | 0 | 0 | 0 | 0 | 0 | 0 | 0 | 0 | 0 | 0 | 0 | 0 | 0 | 0 | 0 | 0 | 0 | 0 | 0 | 0 | 0 | 0 | 0 | 0 | 0 | 0
F2_Commercial_School (ID)_Existing_Food Preparation_Natural Gas_Range_E1 | F2 | Commercial | School (ID) | Existing | Food Preparation | Natural Gas | Range | E1 | RVT - Cost of Operation | 0.011174 | 0.01136 | 0.011587 | 0.011862 | 0.01219 | 0.012623 | 0.013068 | 0.013498 | 0.013893 | 0.014273 | 0.014664 | 0.015012 | 0.015376 | 0.015712 | 0.015996 | 0.016246 | 0.016452 | 0.016646 | 0.016854 | 0.017045 | 0.017236 | 0.01754 | 0.017847 | 0.018164 | 0.018486 | 0.018815 | 0.019149
F2_Commercial_School (ID)_Existing_Food Preparation_Natural Gas_Range_E2 | F2 | Commercial | School (ID) | Existing | Food Preparation | Natural Gas | Range | E2 | RVT - Cost of Operation | 0.0055871 | 0.0056801 | 0.0057935 | 0.0059312 | 0.0060951 | 0.0063117 | 0.0065339 | 0.0067488 | 0.0069467 | 0.0071367 | 0.0073319 | 0.0075062 | 0.0076881 | 0.0078562 | 0.0079978 | 0.0081232 | 0.0082261 | 0.0083231 | 0.0084271 | 0.0085225 | 0.008618 | 0.0087699 | 0.0089233 | 0.0090819 | 0.0092432 | 0.0094074 | 0.0095745
F2_Commercial_School (ID)_Existing_Food Preparation_Natural Gas_Range_E3 | F2 | Commercial | School (ID) | Existing | Food Preparation | Natural Gas | Range | E3 | RVT - Cost of Operation | 0 | 0 | 0 | 0 | 0 | 0 | 0 | 0 | 0 | 0 | 0 | 0 | 0 | 0 | 0 | 0 | 0 | 0 | 0 | 0 | 0 | 0 | 0 | 0 | 0 | 0 | 0
F2_Commercial_School (ID)_Existing_Food Preparation_Natural Gas_Range_E4 | F2 | Commercial | School (ID) | Existing | Food Preparation | Natural Gas | Range | E4 | RVT - Cost of Operation | 0 | 0 | 0 | 0 | 0 | 0 | 0 | 0 | 0 | 0 | 0 | 0 | 0 | 0 | 0 | 0 | 0 | 0 | 0 | 0 | 0 | 0 | 0 | 0 | 0 | 0 | 0
F2_Commercial_School (ID)_Existing_Food Preparation_Natural Gas_Range_E5 | F2 | Commercial | School (ID) | Existing | Food Preparation | Natural Gas | Range | E5 | RVT - Cost of Operation | 0 | 0 | 0 | 0 | 0 | 0 | 0 | 0 | 0 | 0 | 0 | 0 | 0 | 0 | 0 | 0 | 0 | 0 | 0 | 0 | 0 | 0 | 0 | 0 | 0 | 0 | 0
F2_Commercial_School (ID)_Existing_Food Preparation_Natural Gas_Range_E6 | F2 | Commercial | School (ID) | Existing | Food Preparation | Natural Gas | Range | E6 | RVT - Cost of Operation | 0 | 0 | 0 | 0 | 0 | 0 | 0 | 0 | 0 | 0 | 0 | 0 | 0 | 0 | 0 | 0 | 0 | 0 | 0 | 0 | 0 | 0 | 0 | 0 | 0 | 0 | 0
F2_Commercial_School (ID)_Existing_Food Preparation_Natural Gas_Range_E7 | F2 | Commercial | School (ID) | Existing | Food Preparation | Natural Gas | Range | E7 | RVT - Cost of Operation | 0 | 0 | 0 | 0 | 0 | 0 | 0 | 0 | 0 | 0 | 0 | 0 | 0 | 0 | 0 | 0 | 0 | 0 | 0 | 0 | 0 | 0 | 0 | 0 | 0 | 0 | 0
F2_Commercial_School (ID)_Existing_Food Preparation_Natural Gas_Range_E8 | F2 | Commercial | School (ID) | Existing | Food Preparation | Natural Gas | Range | E8 | RVT - Cost of Operation | 0 | 0 | 0 | 0 | 0 | 0 | 0 | 0 | 0 | 0 | 0 | 0 | 0 | 0 | 0 | 0 | 0 | 0 | 0 | 0 | 0 | 0 | 0 | 0 | 0 | 0 | 0
F2_Commercial_School (ID)_Existing_Food Preparation_Natural Gas_Range_E9 | F2 | Commercial | School (ID) | Existing | Food Preparation | Natural Gas | Range | E9 | RVT - Cost of Operation | 0 | 0 | 0 | 0 | 0 | 0 | 0 | 0 | 0 | 0 | 0 | 0 | 0 | 0 | 0 | 0 | 0 | 0 | 0 | 0 | 0 | 0 | 0 | 0 | 0 | 0 | 0
F2_Commercial_School (ID)_Existing_Food Preparation_Natural Gas_Range_E10 | F2 | Commercial | School (ID) | Existing | Food Preparation | Natural Gas | Range | E10 | RVT - Cost of Operation | 0 | 0 | 0 | 0 | 0 | 0 | 0 | 0 | 0 | 0 | 0 | 0 | 0 | 0 | 0 | 0 | 0 | 0 | 0 | 0 | 0 | 0 | 0 | 0 | 0 | 0 | 0
F3_Commercial_School (ID)_Existing_Food Preparation_Natural Gas_Range_E1 | F3 | Commercial | School (ID) | Existing | Food Preparation | Natural Gas | Range | E1 | System - kBTUs of Consumption | 2.7085 | 2.7085 | 2.7085 | 2.7085 | 2.7085 | 2.7085 | 2.7085 | 2.7085 | 2.7085 | 2.7085 | 2.7085 | 2.7085 | 2.7085 | 2.7085 | 2.7085 | 2.7085 | 2.7085 | 2.7085 | 2.7085 | 2.7085 | 2.7085 | 2.7085 | 2.7085 | 2.7085 | 2.7085 | 2.7085 | 2.7085
F3_Commercial_School (ID)_Existing_Food Preparation_Natural Gas_Range_E2 | F3 | Commercial | School (ID) | Existing | Food Preparation | Natural Gas | Range | E2 | System - kBTUs of Consumption | 1.3543 | 1.3543 | 1.3543 | 1.3543 | 1.3543 | 1.3543 | 1.3543 | 1.3543 | 1.3543 | 1.3543 | 1.3543 | 1.3543 | 1.3543 | 1.3543 | 1.3543 | 1.3543 | 1.3543 | 1.3543 | 1.3543 | 1.3543 | 1.3543 | 1.3543 | 1.3543 | 1.3543 | 1.3543 | 1.3543 | 1.3543
F3_Commercial_School (ID)_Existing_Food Preparation_Natural Gas_Range_E3 | F3 | Commercial | School (ID) | Existing | Food Preparation | Natural Gas | Range | E3 | System - kBTUs of Consumption | 0 | 0 | 0 | 0 | 0 | 0 | 0 | 0 | 0 | 0 | 0 | 0 | 0 | 0 | 0 | 0 | 0 | 0 | 0 | 0 | 0 | 0 | 0 | 0 | 0 | 0 | 0
F3_Commercial_School (ID)_Existing_Food Preparation_Natural Gas_Range_E4 | F3 | Commercial | School (ID) | Existing | Food Preparation | Natural Gas | Range | E4 | System - kBTUs of Consumption | 0 | 0 | 0 | 0 | 0 | 0 | 0 | 0 | 0 | 0 | 0 | 0 | 0 | 0 | 0 | 0 | 0 | 0 | 0 | 0 | 0 | 0 | 0 | 0 | 0 | 0 | 0
F3_Commercial_School (ID)_Existing_Food Preparation_Natural Gas_Range_E5 | F3 | Commercial | School (ID) | Existing | Food Preparation | Natural Gas | Range | E5 | System - kBTUs of Consumption | 0 | 0 | 0 | 0 | 0 | 0 | 0 | 0 | 0 | 0 | 0 | 0 | 0 | 0 | 0 | 0 | 0 | 0 | 0 | 0 | 0 | 0 | 0 | 0 | 0 | 0 | 0
F3_Commercial_School (ID)_Existing_Food Preparation_Natural Gas_Range_E6 | F3 | Commercial | School (ID) | Existing | Food Preparation | Natural Gas | Range | E6 | System - kBTUs of Consumption | 0 | 0 | 0 | 0 | 0 | 0 | 0 | 0 | 0 | 0 | 0 | 0 | 0 | 0 | 0 | 0 | 0 | 0 | 0 | 0 | 0 | 0 | 0 | 0 | 0 | 0 | 0
F3_Commercial_School (ID)_Existing_Food Preparation_Natural Gas_Range_E7 | F3 | Commercial | School (ID) | Existing | Food Preparation | Natural Gas | Range | E7 | System - kBTUs of Consumption | 0 | 0 | 0 | 0 | 0 | 0 | 0 | 0 | 0 | 0 | 0 | 0 | 0 | 0 | 0 | 0 | 0 | 0 | 0 | 0 | 0 | 0 | 0 | 0 | 0 | 0 | 0
F3_Commercial_School (ID)_Existing_Food Preparation_Natural Gas_Range_E8 | F3 | Commercial | School (ID) | Existing | Food Preparation | Natural Gas | Range | E8 | System - kBTUs of Consumption | 0 | 0 | 0 | 0 | 0 | 0 | 0 | 0 | 0 | 0 | 0 | 0 | 0 | 0 | 0 | 0 | 0 | 0 | 0 | 0 | 0 | 0 | 0 | 0 | 0 | 0 | 0
F3_Commercial_School (ID)_Existing_Food Preparation_Natural Gas_Range_E9 | F3 | Commercial | School (ID) | Existing | Food Preparation | Natural Gas | Range | E9 | System - kBTUs of Consumption | 0 | 0 | 0 | 0 | 0 | 0 | 0 | 0 | 0 | 0 | 0 | 0 | 0 | 0 | 0 | 0 | 0 | 0 | 0 | 0 | 0 | 0 | 0 | 0 | 0 | 0 | 0
F3_Commercial_School (ID)_Existing_Food Preparation_Natural Gas_Range_E10 | F3 | Commercial | School (ID) | Existing | Food Preparation | Natural Gas | Range | E10 | System - kBTUs of Consumption | 0 | 0 | 0 | 0 | 0 | 0 | 0 | 0 | 0 | 0 | 0 | 0 | 0 | 0 | 0 | 0 | 0 | 0 | 0 | 0 | 0 | 0 | 0 | 0 | 0 | 0 | 0
F4_Commercial_School (ID)_Existing_Food Preparation_Natural Gas_Range_E1 | F4 | Commercial | School (ID) | Existing | Food Preparation | Natural Gas | Range | E1 | Utility - Cost of Equipment | 0.0038426 | 0.0038426 | 0.0038426 | 0.0038426 | 0.0038426 | 0.0038426 | 0.0038426 | 0.0038426 | 0.0038426 | 0.0038426 | 0.0038426 | 0.0038426 | 0.0038426 | 0.0038426 | 0.0038426 | 0.0038426 | 0.0038426 | 0.0038426 | 0.0038426 | 0.0038426 | 0.0038426 | 0.0038426 | 0.0038426 | 0.0038426 | 0.0038426 | 0.0038426 | 0.0038426
F4_Commercial_School (ID)_Existing_Food Preparation_Natural Gas_Range_E2 | F4 | Commercial | School (ID) | Existing | Food Preparation | Natural Gas | Range | E2 | Utility - Cost of Equipment | 0.0041841 | 0.0041841 | 0.0041841 | 0.0041841 | 0.0041841 | 0.0041841 | 0.0041841 | 0.0041841 | 0.0041841 | 0.0041841 | 0.0041841 | 0.0041841 | 0.0041841 | 0.0041841 | 0.0041841 | 0.0041841 | 0.0041841 | 0.0041841 | 0.0041841 | 0.0041841 | 0.0041841 | 0.0041841 | 0.0041841 | 0.0041841 | 0.0041841 | 0.0041841 | 0.0041841
F4_Commercial_School (ID)_Existing_Food Preparation_Natural Gas_Range_E3 | F4 | Commercial | School (ID) | Existing | Food Preparation | Natural Gas | Range | E3 | Utility - Cost of Equipment | 0 | 0 | 0 | 0 | 0 | 0 | 0 | 0 | 0 | 0 | 0 | 0 | 0 | 0 | 0 | 0 | 0 | 0 | 0 | 0 | 0 | 0 | 0 | 0 | 0 | 0 | 0
F4_Commercial_School (ID)_Existing_Food Preparation_Natural Gas_Range_E4 | F4 | Commercial | School (ID) | Existing | Food Preparation | Natural Gas | Range | E4 | Utility - Cost of Equipment | 0 | 0 | 0 | 0 | 0 | 0 | 0 | 0 | 0 | 0 | 0 | 0 | 0 | 0 | 0 | 0 | 0 | 0 | 0 | 0 | 0 | 0 | 0 | 0 | 0 | 0 | 0
F4_Commercial_School (ID)_Existing_Food Preparation_Natural Gas_Range_E5 | F4 | Commercial | School (ID) | Existing | Food Preparation | Natural Gas | Range | E5 | Utility - Cost of Equipment | 0 | 0 | 0 | 0 | 0 | 0 | 0 | 0 | 0 | 0 | 0 | 0 | 0 | 0 | 0 | 0 | 0 | 0 | 0 | 0 | 0 | 0 | 0 | 0 | 0 | 0 | 0
F4_Commercial_School (ID)_Existing_Food Preparation_Natural Gas_Range_E6 | F4 | Commercial | School (ID) | Existing | Food Preparation | Natural Gas | Range | E6 | Utility - Cost of Equipment | 0 | 0 | 0 | 0 | 0 | 0 | 0 | 0 | 0 | 0 | 0 | 0 | 0 | 0 | 0 | 0 | 0 | 0 | 0 | 0 | 0 | 0 | 0 | 0 | 0 | 0 | 0
F4_Commercial_School (ID)_Existing_Food Preparation_Natural Gas_Range_E7 | F4 | Commercial | School (ID) | Existing | Food Preparation | Natural Gas | Range | E7 | Utility - Cost of Equipment | 0 | 0 | 0 | 0 | 0 | 0 | 0 | 0 | 0 | 0 | 0 | 0 | 0 | 0 | 0 | 0 | 0 | 0 | 0 | 0 | 0 | 0 | 0 | 0 | 0 | 0 | 0
F4_Commercial_School (ID)_Existing_Food Preparation_Natural Gas_Range_E8 | F4 | Commercial | School (ID) | Existing | Food Preparation | Natural Gas | Range | E8 | Utility - Cost of Equipment | 0 | 0 | 0 | 0 | 0 | 0 | 0 | 0 | 0 | 0 | 0 | 0 | 0 | 0 | 0 | 0 | 0 | 0 | 0 | 0 | 0 | 0 | 0 | 0 | 0 | 0 | 0
F4_Commercial_School (ID)_Existing_Food Preparation_Natural Gas_Range_E9 | F4 | Commercial | School (ID) | Existing | Food Preparation | Natural Gas | Range | E9 | Utility - Cost of Equipment | 0 | 0 | 0 | 0 | 0 | 0 | 0 | 0 | 0 | 0 | 0 | 0 | 0 | 0 | 0 | 0 | 0 | 0 | 0 | 0 | 0 | 0 | 0 | 0 | 0 | 0 | 0
F4_Commercial_School (ID)_Existing_Food Preparation_Natural Gas_Range_E10 | F4 | Commercial | School (ID) | Existing | Food Preparation | Natural Gas | Range | E10 | Utility - Cost of Equipment | 0 | 0 | 0 | 0 | 0 | 0 | 0 | 0 | 0 | 0 | 0 | 0 | 0 | 0 | 0 | 0 | 0 | 0 | 0 | 0 | 0 | 0 | 0 | 0 | 0 | 0 | 0
F5_Commercial_School (ID)_Existing_Food Preparation_Natural Gas_Range_E1 | F5 | Commercial | School (ID) | Existing | Food Preparation | Natural Gas | Range | E1 | Utility - Cost of Operation | 0.0093935 | 0.0096103 | 0.0098831 | 0.010205 | 0.010579 | 0.011051 | 0.011543 | 0.012033 | 0.012505 | 0.012985 | 0.013359 | 0.013707 | 0.014082 | 0.014447 | 0.01477 | 0.015068 | 0.015331 | 0.01559 | 0.015868 | 0.016138 | 0.016415 | 0.016705 | 0.016997 | 0.017299 | 0.017606 | 0.017919 | 0.018237
F5_Commercial_School (ID)_Existing_Food Preparation_Natural Gas_Range_E2 | F5 | Commercial | School (ID) | Existing | Food Preparation | Natural Gas | Range | E2 | Utility - Cost of Operation | 0.0046967 | 0.0048052 | 0.0049416 | 0.0051024 | 0.0052896 | 0.0055255 | 0.0057713 | 0.0060164 | 0.0062527 | 0.0064924 | 0.0066794 | 0.0068534 | 0.0070409 | 0.0072236 | 0.0073848 | 0.007534 | 0.0076655 | 0.0077949 | 0.007934 | 0.0080689 | 0.0082076 | 0.0083523 | 0.0084984 | 0.0086494 | 0.0088031 | 0.0089594 | 0.0091186
F5_Commercial_School (ID)_Existing_Food Preparation_Natural Gas_Range_E3 | F5 | Commercial | School (ID) | Existing | Food Preparation | Natural Gas | Range | E3 | Utility - Cost of Operation | 0 | 0 | 0 | 0 | 0 | 0 | 0 | 0 | 0 | 0 | 0 | 0 | 0 | 0 | 0 | 0 | 0 | 0 | 0 | 0 | 0 | 0 | 0 | 0 | 0 | 0 | 0
F5_Commercial_School (ID)_Existing_Food Preparation_Natural Gas_Range_E4 | F5 | Commercial | School (ID) | Existing | Food Preparation | Natural Gas | Range | E4 | Utility - Cost of Operation | 0 | 0 | 0 | 0 | 0 | 0 | 0 | 0 | 0 | 0 | 0 | 0 | 0 | 0 | 0 | 0 | 0 | 0 | 0 | 0 | 0 | 0 | 0 | 0 | 0 | 0 | 0
F5_Commercial_School (ID)_Existing_Food Preparation_Natural Gas_Range_E5 | F5 | Commercial | School (ID) | Existing | Food Preparation | Natural Gas | Range | E5 | Utility - Cost of Operation | 0 | 0 | 0 | 0 | 0 | 0 | 0 | 0 | 0 | 0 | 0 | 0 | 0 | 0 | 0 | 0 | 0 | 0 | 0 | 0 | 0 | 0 | 0 | 0 | 0 | 0 | 0
F5_Commercial_School (ID)_Existing_Food Preparation_Natural Gas_Range_E6 | F5 | Commercial | School (ID) | Existing | Food Preparation | Natural Gas | Range | E6 | Utility - Cost of Operation | 0 | 0 | 0 | 0 | 0 | 0 | 0 | 0 | 0 | 0 | 0 | 0 | 0 | 0 | 0 | 0 | 0 | 0 | 0 | 0 | 0 | 0 | 0 | 0 | 0 | 0 | 0
F5_Commercial_School (ID)_Existing_Food Preparation_Natural Gas_Range_E7 | F5 | Commercial | School (ID) | Existing | Food Preparation | Natural Gas | Range | E7 | Utility - Cost of Operation | 0 | 0 | 0 | 0 | 0 | 0 | 0 | 0 | 0 | 0 | 0 | 0 | 0 | 0 | 0 | 0 | 0 | 0 | 0 | 0 | 0 | 0 | 0 | 0 | 0 | 0 | 0
F5_Commercial_School (ID)_Existing_Food Preparation_Natural Gas_Range_E8 | F5 | Commercial | School (ID) | Existing | Food Preparation | Natural Gas | Range | E8 | Utility - Cost of Operation | 0 | 0 | 0 | 0 | 0 | 0 | 0 | 0 | 0 | 0 | 0 | 0 | 0 | 0 | 0 | 0 | 0 | 0 | 0 | 0 | 0 | 0 | 0 | 0 | 0 | 0 | 0
F5_Commercial_School (ID)_Existing_Food Preparation_Natural Gas_Range_E9 | F5 | Commercial | School (ID) | Existing | Food Preparation | Natural Gas | Range | E9 | Utility - Cost of Operation | 0 | 0 | 0 | 0 | 0 | 0 | 0 | 0 | 0 | 0 | 0 | 0 | 0 | 0 | 0 | 0 | 0 | 0 | 0 | 0 | 0 | 0 | 0 | 0 | 0 | 0 | 0
F5_Commercial_School (ID)_Existing_Food Preparation_Natural Gas_Range_E10 | F5 | Commercial | School (ID) | Existing | Food Preparation | Natural Gas | Range | E10 | Utility - Cost of Operation | 0 | 0 | 0 | 0 | 0 | 0 | 0 | 0 | 0 | 0 | 0 | 0 | 0 | 0 | 0 | 0 | 0 | 0 | 0 | 0 | 0 | 0 | 0 | 0 | 0 | 0 | 0
F6_Commercial_School (ID)_Existing_Food Preparation_Natural Gas_Range_E1 | F6 | Commercial | School (ID) | Existing | Food Preparation | Natural Gas | Range | E1 | Utility - Value of Sales | 0.011174 | 0.01136 | 0.011587 | 0.011862 | 0.01219 | 0.012623 | 0.013068 | 0.013498 | 0.013893 | 0.014273 | 0.014664 | 0.015012 | 0.015376 | 0.015712 | 0.015996 | 0.016246 | 0.016452 | 0.016646 | 0.016854 | 0.017045 | 0.017236 | 0.01754 | 0.017847 | 0.018164 | 0.018486 | 0.018815 | 0.019149
F6_Commercial_School (ID)_Existing_Food Preparation_Natural Gas_Range_E2 | F6 | Commercial | School (ID) | Existing | Food Preparation | Natural Gas | Range | E2 | Utility - Value of Sales | 0.0055871 | 0.0056801 | 0.0057935 | 0.0059312 | 0.0060951 | 0.0063117 | 0.0065339 | 0.0067488 | 0.0069467 | 0.0071367 | 0.0073319 | 0.0075062 | 0.0076881 | 0.0078562 | 0.0079978 | 0.0081232 | 0.0082261 | 0.0083231 | 0.0084271 | 0.0085225 | 0.008618 | 0.0087699 | 0.0089233 | 0.0090819 | 0.0092432 | 0.0094074 | 0.0095745
F6_Commercial_School (ID)_Existing_Food Preparation_Natural Gas_Range_E3 | F6 | Commercial | School (ID) | Existing | Food Preparation | Natural Gas | Range | E3 | Utility - Value of Sales | 0 | 0 | 0 | 0 | 0 | 0 | 0 | 0 | 0 | 0 | 0 | 0 | 0 | 0 | 0 | 0 | 0 | 0 | 0 | 0 | 0 | 0 | 0 | 0 | 0 | 0 | 0
F6_Commercial_School (ID)_Existing_Food Preparation_Natural Gas_Range_E4 | F6 | Commercial | School (ID) | Existing | Food Preparation | Natural Gas | Range | E4 | Utility - Value of Sales | 0 | 0 | 0 | 0 | 0 | 0 | 0 | 0 | 0 | 0 | 0 | 0 | 0 | 0 | 0 | 0 | 0 | 0 | 0 | 0 | 0 | 0 | 0 | 0 | 0 | 0 | 0
F6_Commercial_School (ID)_Existing_Food Preparation_Natural Gas_Range_E5 | F6 | Commercial | School (ID) | Existing | Food Preparation | Natural Gas | Range | E5 | Utility - Value of Sales | 0 | 0 | 0 | 0 | 0 | 0 | 0 | 0 | 0 | 0 | 0 | 0 | 0 | 0 | 0 | 0 | 0 | 0 | 0 | 0 | 0 | 0 | 0 | 0 | 0 | 0 | 0
F6_Commercial_School (ID)_Existing_Food Preparation_Natural Gas_Range_E6 | F6 | Commercial | School (ID) | Existing | Food Preparation | Natural Gas | Range | E6 | Utility - Value of Sales | 0 | 0 | 0 | 0 | 0 | 0 | 0 | 0 | 0 | 0 | 0 | 0 | 0 | 0 | 0 | 0 | 0 | 0 | 0 | 0 | 0 | 0 | 0 | 0 | 0 | 0 | 0
F6_Commercial_School (ID)_Existing_Food Preparation_Natural Gas_Range_E7 | F6 | Commercial | School (ID) | Existing | Food Preparation | Natural Gas | Range | E7 | Utility - Value of Sales | 0 | 0 | 0 | 0 | 0 | 0 | 0 | 0 | 0 | 0 | 0 | 0 | 0 | 0 | 0 | 0 | 0 | 0 | 0 | 0 | 0 | 0 | 0 | 0 | 0 | 0 | 0
F6_Commercial_School (ID)_Existing_Food Preparation_Natural Gas_Range_E8 | F6 | Commercial | School (ID) | Existing | Food Preparation | Natural Gas | Range | E8 | Utility - Value of Sales | 0 | 0 | 0 | 0 | 0 | 0 | 0 | 0 | 0 | 0 | 0 | 0 | 0 | 0 | 0 | 0 | 0 | 0 | 0 | 0 | 0 | 0 | 0 | 0 | 0 | 0 | 0
F6_Commercial_School (ID)_Existing_Food Preparation_Natural Gas_Range_E9 | F6 | Commercial | School (ID) | Existing | Food Preparation | Natural Gas | Range | E9 | Utility - Value of Sales | 0 | 0 | 0 | 0 | 0 | 0 | 0 | 0 | 0 | 0 | 0 | 0 | 0 | 0 | 0 | 0 | 0 | 0 | 0 | 0 | 0 | 0 | 0 | 0 | 0 | 0 | 0
F6_Commercial_School (ID)_Existing_Food Preparation_Natural Gas_Range_E10 | F6 | Commercial | School (ID) | Existing | Food Preparation | Natural Gas | Range | E10 | Utility - Value of Sales | 0 | 0 | 0 | 0 | 0 | 0 | 0 | 0 | 0 | 0 | 0 | 0 | 0 | 0 | 0 | 0 | 0 | 0 | 0 | 0 | 0 | 0 | 0 | 0 | 0 | 0 | 0
F1_Commercial_School (ID)_Existing_Food Preparation_Natural Gas_Steamer_E1 | F1 | Commercial | School (ID) | Existing | Food Preparation | Natural Gas | Steamer | E1 | RVT - Cost of Equipment | 0.0055497 | 0.0055497 | 0.0055497 | 0.0055497 | 0.0055497 | 0.0055497 | 0.0055497 | 0.0055497 | 0.0055497 | 0.0055497 | 0.0055497 | 0.0055497 | 0.0055497 | 0.0055497 | 0.0055497 | 0.0055497 | 0.0055497 | 0.0055497 | 0.0055497 | 0.0055497 | 0.0055497 | 0.0055497 | 0.0055497 | 0.0055497 | 0.0055497 | 0.0055497 | 0.0055497
F1_Commercial_School (ID)_Existing_Food Preparation_Natural Gas_Steamer_E2 | F1 | Commercial | School (ID) | Existing | Food Preparation | Natural Gas | Steamer | E2 | RVT - Cost of Equipment | 0.0059631 | 0.0059631 | 0.0059631 | 0.0059631 | 0.0059631 | 0.0059631 | 0.0059631 | 0.0059631 | 0.0059631 | 0.0059631 | 0.0059631 | 0.0059631 | 0.0059631 | 0.0059631 | 0.0059631 | 0.0059631 | 0.0059631 | 0.0059631 | 0.0059631 | 0.0059631 | 0.0059631 | 0.0059631 | 0.0059631 | 0.0059631 | 0.0059631 | 0.0059631 | 0.0059631
F1_Commercial_School (ID)_Existing_Food Preparation_Natural Gas_Steamer_E3 | F1 | Commercial | School (ID) | Existing | Food Preparation | Natural Gas | Steamer | E3 | RVT - Cost of Equipment | 0 | 0 | 0 | 0 | 0 | 0 | 0 | 0 | 0 | 0 | 0 | 0 | 0 | 0 | 0 | 0 | 0 | 0 | 0 | 0 | 0 | 0 | 0 | 0 | 0 | 0 | 0
F1_Commercial_School (ID)_Existing_Food Preparation_Natural Gas_Steamer_E4 | F1 | Commercial | School (ID) | Existing | Food Preparation | Natural Gas | Steamer | E4 | RVT - Cost of Equipment | 0 | 0 | 0 | 0 | 0 | 0 | 0 | 0 | 0 | 0 | 0 | 0 | 0 | 0 | 0 | 0 | 0 | 0 | 0 | 0 | 0 | 0 | 0 | 0 | 0 | 0 | 0
F1_Commercial_School (ID)_Existing_Food Preparation_Natural Gas_Steamer_E5 | F1 | Commercial | School (ID) | Existing | Food Preparation | Natural Gas | Steamer | E5 | RVT - Cost of Equipment | 0 | 0 | 0 | 0 | 0 | 0 | 0 | 0 | 0 | 0 | 0 | 0 | 0 | 0 | 0 | 0 | 0 | 0 | 0 | 0 | 0 | 0 | 0 | 0 | 0 | 0 | 0
F1_Commercial_School (ID)_Existing_Food Preparation_Natural Gas_Steamer_E6 | F1 | Commercial | School (ID) | Existing | Food Preparation | Natural Gas | Steamer | E6 | RVT - Cost of Equipment | 0 | 0 | 0 | 0 | 0 | 0 | 0 | 0 | 0 | 0 | 0 | 0 | 0 | 0 | 0 | 0 | 0 | 0 | 0 | 0 | 0 | 0 | 0 | 0 | 0 | 0 | 0
F1_Commercial_School (ID)_Existing_Food Preparation_Natural Gas_Steamer_E7 | F1 | Commercial | School (ID) | Existing | Food Preparation | Natural Gas | Steamer | E7 | RVT - Cost of Equipment | 0 | 0 | 0 | 0 | 0 | 0 | 0 | 0 | 0 | 0 | 0 | 0 | 0 | 0 | 0 | 0 | 0 | 0 | 0 | 0 | 0 | 0 | 0 | 0 | 0 | 0 | 0
F1_Commercial_School (ID)_Existing_Food Preparation_Natural Gas_Steamer_E8 | F1 | Commercial | School (ID) | Existing | Food Preparation | Natural Gas | Steamer | E8 | RVT - Cost of Equipment | 0 | 0 | 0 | 0 | 0 | 0 | 0 | 0 | 0 | 0 | 0 | 0 | 0 | 0 | 0 | 0 | 0 | 0 | 0 | 0 | 0 | 0 | 0 | 0 | 0 | 0 | 0
F1_Commercial_School (ID)_Existing_Food Preparation_Natural Gas_Steamer_E9 | F1 | Commercial | School (ID) | Existing | Food Preparation | Natural Gas | Steamer | E9 | RVT - Cost of Equipment | 0 | 0 | 0 | 0 | 0 | 0 | 0 | 0 | 0 | 0 | 0 | 0 | 0 | 0 | 0 | 0 | 0 | 0 | 0 | 0 | 0 | 0 | 0 | 0 | 0 | 0 | 0
F1_Commercial_School (ID)_Existing_Food Preparation_Natural Gas_Steamer_E10 | F1 | Commercial | School (ID) | Existing | Food Preparation | Natural Gas | Steamer | E10 | RVT - Cost of Equipment | 0 | 0 | 0 | 0 | 0 | 0 | 0 | 0 | 0 | 0 | 0 | 0 | 0 | 0 | 0 | 0 | 0 | 0 | 0 | 0 | 0 | 0 | 0 | 0 | 0 | 0 | 0
F2_Commercial_School (ID)_Existing_Food Preparation_Natural Gas_Steamer_E1 | F2 | Commercial | School (ID) | Existing | Food Preparation | Natural Gas | Steamer | E1 | RVT - Cost of Operation | 0.015563 | 0.015857 | 0.016202 | 0.016605 | 0.017065 | 0.017641 | 0.018217 | 0.018765 | 0.019261 | 0.019741 | 0.020239 | 0.020692 | 0.02117 | 0.021622 | 0.02201 | 0.022361 | 0.022658 | 0.022941 | 0.023243 | 0.023524 | 0.023806 | 0.024226 | 0.024651 | 0.025089 | 0.025535 | 0.025988 | 0.02645
F2_Commercial_School (ID)_Existing_Food Preparation_Natural Gas_Steamer_E2 | F2 | Commercial | School (ID) | Existing | Food Preparation | Natural Gas | Steamer | E2 | RVT - Cost of Operation | 0.0029364 | 0.0029918 | 0.0030569 | 0.0031329 | 0.0032198 | 0.0033283 | 0.0034372 | 0.0035405 | 0.003634 | 0.0037247 | 0.0038186 | 0.003904 | 0.0039941 | 0.0040794 | 0.0041527 | 0.0042189 | 0.0042749 | 0.0043284 | 0.0043853 | 0.0044384 | 0.0044916 | 0.0045709 | 0.004651 | 0.0047336 | 0.0048177 | 0.0049033 | 0.0049904
F2_Commercial_School (ID)_Existing_Food Preparation_Natural Gas_Steamer_E3 | F2 | Commercial | School (ID) | Existing | Food Preparation | Natural Gas | Steamer | E3 | RVT - Cost of Operation | 0 | 0 | 0 | 0 | 0 | 0 | 0 | 0 | 0 | 0 | 0 | 0 | 0 | 0 | 0 | 0 | 0 | 0 | 0 | 0 | 0 | 0 | 0 | 0 | 0 | 0 | 0
F2_Commercial_School (ID)_Existing_Food Preparation_Natural Gas_Steamer_E4 | F2 | Commercial | School (ID) | Existing | Food Preparation | Natural Gas | Steamer | E4 | RVT - Cost of Operation | 0 | 0 | 0 | 0 | 0 | 0 | 0 | 0 | 0 | 0 | 0 | 0 | 0 | 0 | 0 | 0 | 0 | 0 | 0 | 0 | 0 | 0 | 0 | 0 | 0 | 0 | 0
F2_Commercial_School (ID)_Existing_Food Preparation_Natural Gas_Steamer_E5 | F2 | Commercial | School (ID) | Existing | Food Preparation | Natural Gas | Steamer | E5 | RVT - Cost of Operation | 0 | 0 | 0 | 0 | 0 | 0 | 0 | 0 | 0 | 0 | 0 | 0 | 0 | 0 | 0 | 0 | 0 | 0 | 0 | 0 | 0 | 0 | 0 | 0 | 0 | 0 | 0
F2_Commercial_School (ID)_Existing_Food Preparation_Natural Gas_Steamer_E6 | F2 | Commercial | School (ID) | Existing | Food Preparation | Natural Gas | Steamer | E6 | RVT - Cost of Operation | 0 | 0 | 0 | 0 | 0 | 0 | 0 | 0 | 0 | 0 | 0 | 0 | 0 | 0 | 0 | 0 | 0 | 0 | 0 | 0 | 0 | 0 | 0 | 0 | 0 | 0 | 0
F2_Commercial_School (ID)_Existing_Food Preparation_Natural Gas_Steamer_E7 | F2 | Commercial | School (ID) | Existing | Food Preparation | Natural Gas | Steamer | E7 | RVT - Cost of Operation | 0 | 0 | 0 | 0 | 0 | 0 | 0 | 0 | 0 | 0 | 0 | 0 | 0 | 0 | 0 | 0 | 0 | 0 | 0 | 0 | 0 | 0 | 0 | 0 | 0 | 0 | 0
F2_Commercial_School (ID)_Existing_Food Preparation_Natural Gas_Steamer_E8 | F2 | Commercial | School (ID) | Existing | Food Preparation | Natural Gas | Steamer | E8 | RVT - Cost of Operation | 0 | 0 | 0 | 0 | 0 | 0 | 0 | 0 | 0 | 0 | 0 | 0 | 0 | 0 | 0 | 0 | 0 | 0 | 0 | 0 | 0 | 0 | 0 | 0 | 0 | 0 | 0
F2_Commercial_School (ID)_Existing_Food Preparation_Natural Gas_Steamer_E9 | F2 | Commercial | School (ID) | Existing | Food Preparation | Natural Gas | Steamer | E9 | RVT - Cost of Operation | 0 | 0 | 0 | 0 | 0 | 0 | 0 | 0 | 0 | 0 | 0 | 0 | 0 | 0 | 0 | 0 | 0 | 0 | 0 | 0 | 0 | 0 | 0 | 0 | 0 | 0 | 0
F2_Commercial_School (ID)_Existing_Food Preparation_Natural Gas_Steamer_E10 | F2 | Commercial | School (ID) | Existing | Food Preparation | Natural Gas | Steamer | E10 | RVT - Cost of Operation | 0 | 0 | 0 | 0 | 0 | 0 | 0 | 0 | 0 | 0 | 0 | 0 | 0 | 0 | 0 | 0 | 0 | 0 | 0 | 0 | 0 | 0 | 0 | 0 | 0 | 0 | 0
F3_Commercial_School (ID)_Existing_Food Preparation_Natural Gas_Steamer_E1 | F3 | Commercial | School (ID) | Existing | Food Preparation | Natural Gas | Steamer | E1 | System - kBTUs of Consumption | 3.7128 | 3.7128 | 3.7128 | 3.7128 | 3.7128 | 3.7128 | 3.7128 | 3.7128 | 3.7128 | 3.7128 | 3.7128 | 3.7128 | 3.7128 | 3.7128 | 3.7128 | 3.7128 | 3.7128 | 3.7128 | 3.7128 | 3.7128 | 3.7128 | 3.7128 | 3.7128 | 3.7128 | 3.7128 | 3.7128 | 3.7128
F3_Commercial_School (ID)_Existing_Food Preparation_Natural Gas_Steamer_E2 | F3 | Commercial | School (ID) | Existing | Food Preparation | Natural Gas | Steamer | E2 | System - kBTUs of Consumption | 0.7005 | 0.7005 | 0.7005 | 0.7005 | 0.7005 | 0.7005 | 0.7005 | 0.7005 | 0.7005 | 0.7005 | 0.7005 | 0.7005 | 0.7005 | 0.7005 | 0.7005 | 0.7005 | 0.7005 | 0.7005 | 0.7005 | 0.7005 | 0.7005 | 0.7005 | 0.7005 | 0.7005 | 0.7005 | 0.7005 | 0.7005
F3_Commercial_School (ID)_Existing_Food Preparation_Natural Gas_Steamer_E3 | F3 | Commercial | School (ID) | Existing | Food Preparation | Natural Gas | Steamer | E3 | System - kBTUs of Consumption | 0 | 0 | 0 | 0 | 0 | 0 | 0 | 0 | 0 | 0 | 0 | 0 | 0 | 0 | 0 | 0 | 0 | 0 | 0 | 0 | 0 | 0 | 0 | 0 | 0 | 0 | 0
F3_Commercial_School (ID)_Existing_Food Preparation_Natural Gas_Steamer_E4 | F3 | Commercial | School (ID) | Existing | Food Preparation | Natural Gas | Steamer | E4 | System - kBTUs of Consumption | 0 | 0 | 0 | 0 | 0 | 0 | 0 | 0 | 0 | 0 | 0 | 0 | 0 | 0 | 0 | 0 | 0 | 0 | 0 | 0 | 0 | 0 | 0 | 0 | 0 | 0 | 0
F3_Commercial_School (ID)_Existing_Food Preparation_Natural Gas_Steamer_E5 | F3 | Commercial | School (ID) | Existing | Food Preparation | Natural Gas | Steamer | E5 | System - kBTUs of Consumption | 0 | 0 | 0 | 0 | 0 | 0 | 0 | 0 | 0 | 0 | 0 | 0 | 0 | 0 | 0 | 0 | 0 | 0 | 0 | 0 | 0 | 0 | 0 | 0 | 0 | 0 | 0
F3_Commercial_School (ID)_Existing_Food Preparation_Natural Gas_Steamer_E6 | F3 | Commercial | School (ID) | Existing | Food Preparation | Natural Gas | Steamer | E6 | System - kBTUs of Consumption | 0 | 0 | 0 | 0 | 0 | 0 | 0 | 0 | 0 | 0 | 0 | 0 | 0 | 0 | 0 | 0 | 0 | 0 | 0 | 0 | 0 | 0 | 0 | 0 | 0 | 0 | 0
F3_Commercial_School (ID)_Existing_Food Preparation_Natural Gas_Steamer_E7 | F3 | Commercial | School (ID) | Existing | Food Preparation | Natural Gas | Steamer | E7 | System - kBTUs of Consumption | 0 | 0 | 0 | 0 | 0 | 0 | 0 | 0 | 0 | 0 | 0 | 0 | 0 | 0 | 0 | 0 | 0 | 0 | 0 | 0 | 0 | 0 | 0 | 0 | 0 | 0 | 0
F3_Commercial_School (ID)_Existing_Food Preparation_Natural Gas_Steamer_E8 | F3 | Commercial | School (ID) | Existing | Food Preparation | Natural Gas | Steamer | E8 | System - kBTUs of Consumption | 0 | 0 | 0 | 0 | 0 | 0 | 0 | 0 | 0 | 0 | 0 | 0 | 0 | 0 | 0 | 0 | 0 | 0 | 0 | 0 | 0 | 0 | 0 | 0 | 0 | 0 | 0
F3_Commercial_School (ID)_Existing_Food Preparation_Natural Gas_Steamer_E9 | F3 | Commercial | School (ID) | Existing | Food Preparation | Natural Gas | Steamer | E9 | System - kBTUs of Consumption | 0 | 0 | 0 | 0 | 0 | 0 | 0 | 0 | 0 | 0 | 0 | 0 | 0 | 0 | 0 | 0 | 0 | 0 | 0 | 0 | 0 | 0 | 0 | 0 | 0 | 0 | 0
F3_Commercial_School (ID)_Existing_Food Preparation_Natural Gas_Steamer_E10 | F3 | Commercial | School (ID) | Existing | Food Preparation | Natural Gas | Steamer | E10 | System - kBTUs of Consumption | 0 | 0 | 0 | 0 | 0 | 0 | 0 | 0 | 0 | 0 | 0 | 0 | 0 | 0 | 0 | 0 | 0 | 0 | 0 | 0 | 0 | 0 | 0 | 0 | 0 | 0 | 0
F4_Commercial_School (ID)_Existing_Food Preparation_Natural Gas_Steamer_E1 | F4 | Commercial | School (ID) | Existing | Food Preparation | Natural Gas | Steamer | E1 | Utility - Cost of Equipment | 0.0055497 | 0.0055497 | 0.0055497 | 0.0055497 | 0.0055497 | 0.0055497 | 0.0055497 | 0.0055497 | 0.0055497 | 0.0055497 | 0.0055497 | 0.0055497 | 0.0055497 | 0.0055497 | 0.0055497 | 0.0055497 | 0.0055497 | 0.0055497 | 0.0055497 | 0.0055497 | 0.0055497 | 0.0055497 | 0.0055497 | 0.0055497 | 0.0055497 | 0.0055497 | 0.0055497
F4_Commercial_School (ID)_Existing_Food Preparation_Natural Gas_Steamer_E2 | F4 | Commercial | School (ID) | Existing | Food Preparation | Natural Gas | Steamer | E2 | Utility - Cost of Equipment | 0.0059631 | 0.0059631 | 0.0059631 | 0.0059631 | 0.0059631 | 0.0059631 | 0.0059631 | 0.0059631 | 0.0059631 | 0.0059631 | 0.0059631 | 0.0059631 | 0.0059631 | 0.0059631 | 0.0059631 | 0.0059631 | 0.0059631 | 0.0059631 | 0.0059631 | 0.0059631 | 0.0059631 | 0.0059631 | 0.0059631 | 0.0059631 | 0.0059631 | 0.0059631 | 0.0059631
F4_Commercial_School (ID)_Existing_Food Preparation_Natural Gas_Steamer_E3 | F4 | Commercial | School (ID) | Existing | Food Preparation | Natural Gas | Steamer | E3 | Utility - Cost of Equipment | 0 | 0 | 0 | 0 | 0 | 0 | 0 | 0 | 0 | 0 | 0 | 0 | 0 | 0 | 0 | 0 | 0 | 0 | 0 | 0 | 0 | 0 | 0 | 0 | 0 | 0 | 0
F4_Commercial_School (ID)_Existing_Food Preparation_Natural Gas_Steamer_E4 | F4 | Commercial | School (ID) | Existing | Food Preparation | Natural Gas | Steamer | E4 | Utility - Cost of Equipment | 0 | 0 | 0 | 0 | 0 | 0 | 0 | 0 | 0 | 0 | 0 | 0 | 0 | 0 | 0 | 0 | 0 | 0 | 0 | 0 | 0 | 0 | 0 | 0 | 0 | 0 | 0
F4_Commercial_School (ID)_Existing_Food Preparation_Natural Gas_Steamer_E5 | F4 | Commercial | School (ID) | Existing | Food Preparation | Natural Gas | Steamer | E5 | Utility - Cost of Equipment | 0 | 0 | 0 | 0 | 0 | 0 | 0 | 0 | 0 | 0 | 0 | 0 | 0 | 0 | 0 | 0 | 0 | 0 | 0 | 0 | 0 | 0 | 0 | 0 | 0 | 0 | 0
F4_Commercial_School (ID)_Existing_Food Preparation_Natural Gas_Steamer_E6 | F4 | Commercial | School (ID) | Existing | Food Preparation | Natural Gas | Steamer | E6 | Utility - Cost of Equipment | 0 | 0 | 0 | 0 | 0 | 0 | 0 | 0 | 0 | 0 | 0 | 0 | 0 | 0 | 0 | 0 | 0 | 0 | 0 | 0 | 0 | 0 | 0 | 0 | 0 | 0 | 0
F4_Commercial_School (ID)_Existing_Food Preparation_Natural Gas_Steamer_E7 | F4 | Commercial | School (ID) | Existing | Food Preparation | Natural Gas | Steamer | E7 | Utility - Cost of Equipment | 0 | 0 | 0 | 0 | 0 | 0 | 0 | 0 | 0 | 0 | 0 | 0 | 0 | 0 | 0 | 0 | 0 | 0 | 0 | 0 | 0 | 0 | 0 | 0 | 0 | 0 | 0
F4_Commercial_School (ID)_Existing_Food Preparation_Natural Gas_Steamer_E8 | F4 | Commercial | School (ID) | Existing | Food Preparation | Natural Gas | Steamer | E8 | Utility - Cost of Equipment | 0 | 0 | 0 | 0 | 0 | 0 | 0 | 0 | 0 | 0 | 0 | 0 | 0 | 0 | 0 | 0 | 0 | 0 | 0 | 0 | 0 | 0 | 0 | 0 | 0 | 0 | 0
F4_Commercial_School (ID)_Existing_Food Preparation_Natural Gas_Steamer_E9 | F4 | Commercial | School (ID) | Existing | Food Preparation | Natural Gas | Steamer | E9 | Utility - Cost of Equipment | 0 | 0 | 0 | 0 | 0 | 0 | 0 | 0 | 0 | 0 | 0 | 0 | 0 | 0 | 0 | 0 | 0 | 0 | 0 | 0 | 0 | 0 | 0 | 0 | 0 | 0 | 0
F4_Commercial_School (ID)_Existing_Food Preparation_Natural Gas_Steamer_E10 | F4 | Commercial | School (ID) | Existing | Food Preparation | Natural Gas | Steamer | E10 | Utility - Cost of Equipment | 0 | 0 | 0 | 0 | 0 | 0 | 0 | 0 | 0 | 0 | 0 | 0 | 0 | 0 | 0 | 0 | 0 | 0 | 0 | 0 | 0 | 0 | 0 | 0 | 0 | 0 | 0
F5_Commercial_School (ID)_Existing_Food Preparation_Natural Gas_Steamer_E1 | F5 | Commercial | School (ID) | Existing | Food Preparation | Natural Gas | Steamer | E1 | Utility - Cost of Operation | 0.013214 | 0.013547 | 0.013941 | 0.014393 | 0.014905 | 0.015527 | 0.016167 | 0.016801 | 0.017412 | 0.018031 | 0.018523 | 0.018985 | 0.01948 | 0.019966 | 0.0204 | 0.020806 | 0.02117 | 0.021529 | 0.021913 | 0.022288 | 0.022673 | 0.023073 | 0.023477 | 0.023894 | 0.024319 | 0.024751 | 0.025191
F5_Commercial_School (ID)_Existing_Food Preparation_Natural Gas_Steamer_E2 | F5 | Commercial | School (ID) | Existing | Food Preparation | Natural Gas | Steamer | E2 | Utility - Cost of Operation | 0.0024931 | 0.0025559 | 0.0026304 | 0.0027157 | 0.0028121 | 0.0029295 | 0.0030503 | 0.00317 | 0.0032852 | 0.0034019 | 0.0034949 | 0.0035819 | 0.0036755 | 0.003767 | 0.0038489 | 0.0039255 | 0.0039942 | 0.004062 | 0.0041345 | 0.0042051 | 0.0042778 | 0.0043532 | 0.0044295 | 0.0045082 | 0.0045883 | 0.0046698 | 0.0047528
F5_Commercial_School (ID)_Existing_Food Preparation_Natural Gas_Steamer_E3 | F5 | Commercial | School (ID) | Existing | Food Preparation | Natural Gas | Steamer | E3 | Utility - Cost of Operation | 0 | 0 | 0 | 0 | 0 | 0 | 0 | 0 | 0 | 0 | 0 | 0 | 0 | 0 | 0 | 0 | 0 | 0 | 0 | 0 | 0 | 0 | 0 | 0 | 0 | 0 | 0
F5_Commercial_School (ID)_Existing_Food Preparation_Natural Gas_Steamer_E4 | F5 | Commercial | School (ID) | Existing | Food Preparation | Natural Gas | Steamer | E4 | Utility - Cost of Operation | 0 | 0 | 0 | 0 | 0 | 0 | 0 | 0 | 0 | 0 | 0 | 0 | 0 | 0 | 0 | 0 | 0 | 0 | 0 | 0 | 0 | 0 | 0 | 0 | 0 | 0 | 0
F5_Commercial_School (ID)_Existing_Food Preparation_Natural Gas_Steamer_E5 | F5 | Commercial | School (ID) | Existing | Food Preparation | Natural Gas | Steamer | E5 | Utility - Cost of Operation | 0 | 0 | 0 | 0 | 0 | 0 | 0 | 0 | 0 | 0 | 0 | 0 | 0 | 0 | 0 | 0 | 0 | 0 | 0 | 0 | 0 | 0 | 0 | 0 | 0 | 0 | 0
F5_Commercial_School (ID)_Existing_Food Preparation_Natural Gas_Steamer_E6 | F5 | Commercial | School (ID) | Existing | Food Preparation | Natural Gas | Steamer | E6 | Utility - Cost of Operation | 0 | 0 | 0 | 0 | 0 | 0 | 0 | 0 | 0 | 0 | 0 | 0 | 0 | 0 | 0 | 0 | 0 | 0 | 0 | 0 | 0 | 0 | 0 | 0 | 0 | 0 | 0
F5_Commercial_School (ID)_Existing_Food Preparation_Natural Gas_Steamer_E7 | F5 | Commercial | School (ID) | Existing | Food Preparation | Natural Gas | Steamer | E7 | Utility - Cost of Operation | 0 | 0 | 0 | 0 | 0 | 0 | 0 | 0 | 0 | 0 | 0 | 0 | 0 | 0 | 0 | 0 | 0 | 0 | 0 | 0 | 0 | 0 | 0 | 0 | 0 | 0 | 0
F5_Commercial_School (ID)_Existing_Food Preparation_Natural Gas_Steamer_E8 | F5 | Commercial | School (ID) | Existing | Food Preparation | Natural Gas | Steamer | E8 | Utility - Cost of Operation | 0 | 0 | 0 | 0 | 0 | 0 | 0 | 0 | 0 | 0 | 0 | 0 | 0 | 0 | 0 | 0 | 0 | 0 | 0 | 0 | 0 | 0 | 0 | 0 | 0 | 0 | 0
F5_Commercial_School (ID)_Existing_Food Preparation_Natural Gas_Steamer_E9 | F5 | Commercial | School (ID) | Existing | Food Preparation | Natural Gas | Steamer | E9 | Utility - Cost of Operation | 0 | 0 | 0 | 0 | 0 | 0 | 0 | 0 | 0 | 0 | 0 | 0 | 0 | 0 | 0 | 0 | 0 | 0 | 0 | 0 | 0 | 0 | 0 | 0 | 0 | 0 | 0
F5_Commercial_School (ID)_Existing_Food Preparation_Natural Gas_Steamer_E10 | F5 | Commercial | School (ID) | Existing | Food Preparation | Natural Gas | Steamer | E10 | Utility - Cost of Operation | 0 | 0 | 0 | 0 | 0 | 0 | 0 | 0 | 0 | 0 | 0 | 0 | 0 | 0 | 0 | 0 | 0 | 0 | 0 | 0 | 0 | 0 | 0 | 0 | 0 | 0 | 0
F6_Commercial_School (ID)_Existing_Food Preparation_Natural Gas_Steamer_E1 | F6 | Commercial | School (ID) | Existing | Food Preparation | Natural Gas | Steamer | E1 | Utility - Value of Sales | 0.015563 | 0.015857 | 0.016202 | 0.016605 | 0.017065 | 0.017641 | 0.018217 | 0.018765 | 0.019261 | 0.019741 | 0.020239 | 0.020692 | 0.02117 | 0.021622 | 0.02201 | 0.022361 | 0.022658 | 0.022941 | 0.023243 | 0.023524 | 0.023806 | 0.024226 | 0.024651 | 0.025089 | 0.025535 | 0.025988 | 0.02645
F6_Commercial_School (ID)_Existing_Food Preparation_Natural Gas_Steamer_E2 | F6 | Commercial | School (ID) | Existing | Food Preparation | Natural Gas | Steamer | E2 | Utility - Value of Sales | 0.0029364 | 0.0029918 | 0.0030569 | 0.0031329 | 0.0032198 | 0.0033283 | 0.0034372 | 0.0035405 | 0.003634 | 0.0037247 | 0.0038186 | 0.003904 | 0.0039941 | 0.0040794 | 0.0041527 | 0.0042189 | 0.0042749 | 0.0043284 | 0.0043853 | 0.0044384 | 0.0044916 | 0.0045709 | 0.004651 | 0.0047336 | 0.0048177 | 0.0049033 | 0.0049904
F6_Commercial_School (ID)_Existing_Food Preparation_Natural Gas_Steamer_E3 | F6 | Commercial | School (ID) | Existing | Food Preparation | Natural Gas | Steamer | E3 | Utility - Value of Sales | 0 | 0 | 0 | 0 | 0 | 0 | 0 | 0 | 0 | 0 | 0 | 0 | 0 | 0 | 0 | 0 | 0 | 0 | 0 | 0 | 0 | 0 | 0 | 0 | 0 | 0 | 0
F6_Commercial_School (ID)_Existing_Food Preparation_Natural Gas_Steamer_E4 | F6 | Commercial | School (ID) | Existing | Food Preparation | Natural Gas | Steamer | E4 | Utility - Value of Sales | 0 | 0 | 0 | 0 | 0 | 0 | 0 | 0 | 0 | 0 | 0 | 0 | 0 | 0 | 0 | 0 | 0 | 0 | 0 | 0 | 0 | 0 | 0 | 0 | 0 | 0 | 0
F6_Commercial_School (ID)_Existing_Food Preparation_Natural Gas_Steamer_E5 | F6 | Commercial | School (ID) | Existing | Food Preparation | Natural Gas | Steamer | E5 | Utility - Value of Sales | 0 | 0 | 0 | 0 | 0 | 0 | 0 | 0 | 0 | 0 | 0 | 0 | 0 | 0 | 0 | 0 | 0 | 0 | 0 | 0 | 0 | 0 | 0 | 0 | 0 | 0 | 0
F6_Commercial_School (ID)_Existing_Food Preparation_Natural Gas_Steamer_E6 | F6 | Commercial | School (ID) | Existing | Food Preparation | Natural Gas | Steamer | E6 | Utility - Value of Sales | 0 | 0 | 0 | 0 | 0 | 0 | 0 | 0 | 0 | 0 | 0 | 0 | 0 | 0 | 0 | 0 | 0 | 0 | 0 | 0 | 0 | 0 | 0 | 0 | 0 | 0 | 0
F6_Commercial_School (ID)_Existing_Food Preparation_Natural Gas_Steamer_E7 | F6 | Commercial | School (ID) | Existing | Food Preparation | Natural Gas | Steamer | E7 | Utility - Value of Sales | 0 | 0 | 0 | 0 | 0 | 0 | 0 | 0 | 0 | 0 | 0 | 0 | 0 | 0 | 0 | 0 | 0 | 0 | 0 | 0 | 0 | 0 | 0 | 0 | 0 | 0 | 0
F6_Commercial_School (ID)_Existing_Food Preparation_Natural Gas_Steamer_E8 | F6 | Commercial | School (ID) | Existing | Food Preparation | Natural Gas | Steamer | E8 | Utility - Value of Sales | 0 | 0 | 0 | 0 | 0 | 0 | 0 | 0 | 0 | 0 | 0 | 0 | 0 | 0 | 0 | 0 | 0 | 0 | 0 | 0 | 0 | 0 | 0 | 0 | 0 | 0 | 0
F6_Commercial_School (ID)_Existing_Food Preparation_Natural Gas_Steamer_E9 | F6 | Commercial | School (ID) | Existing | Food Preparation | Natural Gas | Steamer | E9 | Utility - Value of Sales | 0 | 0 | 0 | 0 | 0 | 0 | 0 | 0 | 0 | 0 | 0 | 0 | 0 | 0 | 0 | 0 | 0 | 0 | 0 | 0 | 0 | 0 | 0 | 0 | 0 | 0 | 0
F6_Commercial_School (ID)_Existing_Food Preparation_Natural Gas_Steamer_E10 | F6 | Commercial | School (ID) | Existing | Food Preparation | Natural Gas | Steamer | E10 | Utility - Value of Sales | 0 | 0 | 0 | 0 | 0 | 0 | 0 | 0 | 0 | 0 | 0 | 0 | 0 | 0 | 0 | 0 | 0 | 0 | 0 | 0 | 0 | 0 | 0 | 0 | 0 | 0 | 0
F1_Commercial_School (ID)_Existing_Food Preparation_Natural Gas_Food Prep Other_E1 | F1 | Commercial | School (ID) | Existing | Food Preparation | Natural Gas | Food Prep Other | E1 | RVT - Cost of Equipment | 1.1663e-05 | 1.1663e-05 | 1.1663e-05 | 1.1663e-05 | 1.1663e-05 | 1.1663e-05 | 1.1663e-05 | 1.1663e-05 | 1.1663e-05 | 1.1663e-05 | 1.1663e-05 | 1.1663e-05 | 1.1663e-05 | 1.1663e-05 | 1.1663e-05 | 1.1663e-05 | 1.1663e-05 | 1.1663e-05 | 1.1663e-05 | 1.1663e-05 | 1.1663e-05 | 1.1663e-05 | 1.1663e-05 | 1.1663e-05 | 1.1663e-05 | 1.1663e-05 | 1.1663e-05
F1_Commercial_School (ID)_Existing_Food Preparation_Natural Gas_Food Prep Other_E2 | F1 | Commercial | School (ID) | Existing | Food Preparation | Natural Gas | Food Prep Other | E2 | RVT - Cost of Equipment | 1.1675e-05 | 1.1675e-05 | 1.1675e-05 | 1.1675e-05 | 1.1675e-05 | 1.1675e-05 | 1.1675e-05 | 1.1675e-05 | 1.1675e-05 | 1.1675e-05 | 1.1675e-05 | 1.1675e-05 | 1.1675e-05 | 1.1675e-05 | 1.1675e-05 | 1.1675e-05 | 1.1675e-05 | 1.1675e-05 | 1.1675e-05 | 1.1675e-05 | 1.1675e-05 | 1.1675e-05 | 1.1675e-05 | 1.1675e-05 | 1.1675e-05 | 1.1675e-05 | 1.1675e-05
F1_Commercial_School (ID)_Existing_Food Preparation_Natural Gas_Food Prep Other_E3 | F1 | Commercial | School (ID) | Existing | Food Preparation | Natural Gas | Food Prep Other | E3 | RVT - Cost of Equipment | 0 | 0 | 0 | 0 | 0 | 0 | 0 | 0 | 0 | 0 | 0 | 0 | 0 | 0 | 0 | 0 | 0 | 0 | 0 | 0 | 0 | 0 | 0 | 0 | 0 | 0 | 0
F1_Commercial_School (ID)_Existing_Food Preparation_Natural Gas_Food Prep Other_E4 | F1 | Commercial | School (ID) | Existing | Food Preparation | Natural Gas | Food Prep Other | E4 | RVT - Cost of Equipment | 0 | 0 | 0 | 0 | 0 | 0 | 0 | 0 | 0 | 0 | 0 | 0 | 0 | 0 | 0 | 0 | 0 | 0 | 0 | 0 | 0 | 0 | 0 | 0 | 0 | 0 | 0
F1_Commercial_School (ID)_Existing_Food Preparation_Natural Gas_Food Prep Other_E5 | F1 | Commercial | School (ID) | Existing | Food Preparation | Natural Gas | Food Prep Other | E5 | RVT - Cost of Equipment | 0 | 0 | 0 | 0 | 0 | 0 | 0 | 0 | 0 | 0 | 0 | 0 | 0 | 0 | 0 | 0 | 0 | 0 | 0 | 0 | 0 | 0 | 0 | 0 | 0 | 0 | 0
F1_Commercial_School (ID)_Existing_Food Preparation_Natural Gas_Food Prep Other_E6 | F1 | Commercial | School (ID) | Existing | Food Preparation | Natural Gas | Food Prep Other | E6 | RVT - Cost of Equipment | 0 | 0 | 0 | 0 | 0 | 0 | 0 | 0 | 0 | 0 | 0 | 0 | 0 | 0 | 0 | 0 | 0 | 0 | 0 | 0 | 0 | 0 | 0 | 0 | 0 | 0 | 0
F1_Commercial_School (ID)_Existing_Food Preparation_Natural Gas_Food Prep Other_E7 | F1 | Commercial | School (ID) | Existing | Food Preparation | Natural Gas | Food Prep Other | E7 | RVT - Cost of Equipment | 0 | 0 | 0 | 0 | 0 | 0 | 0 | 0 | 0 | 0 | 0 | 0 | 0 | 0 | 0 | 0 | 0 | 0 | 0 | 0 | 0 | 0 | 0 | 0 | 0 | 0 | 0
F1_Commercial_School (ID)_Existing_Food Preparation_Natural Gas_Food Prep Other_E8 | F1 | Commercial | School (ID) | Existing | Food Preparation | Natural Gas | Food Prep Other | E8 | RVT - Cost of Equipment | 0 | 0 | 0 | 0 | 0 | 0 | 0 | 0 | 0 | 0 | 0 | 0 | 0 | 0 | 0 | 0 | 0 | 0 | 0 | 0 | 0 | 0 | 0 | 0 | 0 | 0 | 0
F1_Commercial_School (ID)_Existing_Food Preparation_Natural Gas_Food Prep Other_E9 | F1 | Commercial | School (ID) | Existing | Food Preparation | Natural Gas | Food Prep Other | E9 | RVT - Cost of Equipment | 0 | 0 | 0 | 0 | 0 | 0 | 0 | 0 | 0 | 0 | 0 | 0 | 0 | 0 | 0 | 0 | 0 | 0 | 0 | 0 | 0 | 0 | 0 | 0 | 0 | 0 | 0
F1_Commercial_School (ID)_Existing_Food Preparation_Natural Gas_Food Prep Other_E10 | F1 | Commercial | School (ID) | Existing | Food Preparation | Natural Gas | Food Prep Other | E10 | RVT - Cost of Equipment | 0 | 0 | 0 | 0 | 0 | 0 | 0 | 0 | 0 | 0 | 0 | 0 | 0 | 0 | 0 | 0 | 0 | 0 | 0 | 0 | 0 | 0 | 0 | 0 | 0 | 0 | 0
F2_Commercial_School (ID)_Existing_Food Preparation_Natural Gas_Food Prep Other_E1 | F2 | Commercial | School (ID) | Existing | Food Preparation | Natural Gas | Food Prep Other | E1 | RVT - Cost of Operation | 0.0032877 | 0.0033424 | 0.0034091 | 0.0034902 | 0.0035866 | 0.0037141 | 0.0038448 | 0.0039713 | 0.0040877 | 0.0041995 | 0.0043144 | 0.004417 | 0.004524 | 0.0046229 | 0.0047062 | 0.00478 | 0.0048406 | 0.0048976 | 0.0049589 | 0.005015 | 0.0050712 | 0.0051606 | 0.0052509 | 0.0053442 | 0.0054391 | 0.0055357 | 0.0056341
F2_Commercial_School (ID)_Existing_Food Preparation_Natural Gas_Food Prep Other_E2 | F2 | Commercial | School (ID) | Existing | Food Preparation | Natural Gas | Food Prep Other | E2 | RVT - Cost of Operation | 0.0032877 | 0.0033424 | 0.0034091 | 0.0034902 | 0.0035866 | 0.0037141 | 0.0038448 | 0.0039713 | 0.0040877 | 0.0041995 | 0.0043144 | 0.004417 | 0.004524 | 0.0046229 | 0.0047062 | 0.00478 | 0.0048405 | 0.0048976 | 0.0049588 | 0.005015 | 0.0050712 | 0.0051606 | 0.0052508 | 0.0053441 | 0.0054391 | 0.0055357 | 0.005634
F2_Commercial_School (ID)_Existing_Food Preparation_Natural Gas_Food Prep Other_E3 | F2 | Commercial | School (ID) | Existing | Food Preparation | Natural Gas | Food Prep Other | E3 | RVT - Cost of Operation | 0 | 0 | 0 | 0 | 0 | 0 | 0 | 0 | 0 | 0 | 0 | 0 | 0 | 0 | 0 | 0 | 0 | 0 | 0 | 0 | 0 | 0 | 0 | 0 | 0 | 0 | 0
F2_Commercial_School (ID)_Existing_Food Preparation_Natural Gas_Food Prep Other_E4 | F2 | Commercial | School (ID) | Existing | Food Preparation | Natural Gas | Food Prep Other | E4 | RVT - Cost of Operation | 0 | 0 | 0 | 0 | 0 | 0 | 0 | 0 | 0 | 0 | 0 | 0 | 0 | 0 | 0 | 0 | 0 | 0 | 0 | 0 | 0 | 0 | 0 | 0 | 0 | 0 | 0
F2_Commercial_School (ID)_Existing_Food Preparation_Natural Gas_Food Prep Other_E5 | F2 | Commercial | School (ID) | Existing | Food Preparation | Natural Gas | Food Prep Other | E5 | RVT - Cost of Operation | 0 | 0 | 0 | 0 | 0 | 0 | 0 | 0 | 0 | 0 | 0 | 0 | 0 | 0 | 0 | 0 | 0 | 0 | 0 | 0 | 0 | 0 | 0 | 0 | 0 | 0 | 0
F2_Commercial_School (ID)_Existing_Food Preparation_Natural Gas_Food Prep Other_E6 | F2 | Commercial | School (ID) | Existing | Food Preparation | Natural Gas | Food Prep Other | E6 | RVT - Cost of Operation | 0 | 0 | 0 | 0 | 0 | 0 | 0 | 0 | 0 | 0 | 0 | 0 | 0 | 0 | 0 | 0 | 0 | 0 | 0 | 0 | 0 | 0 | 0 | 0 | 0 | 0 | 0
F2_Commercial_School (ID)_Existing_Food Preparation_Natural Gas_Food Prep Other_E7 | F2 | Commercial | School (ID) | Existing | Food Preparation | Natural Gas | Food Prep Other | E7 | RVT - Cost of Operation | 0 | 0 | 0 | 0 | 0 | 0 | 0 | 0 | 0 | 0 | 0 | 0 | 0 | 0 | 0 | 0 | 0 | 0 | 0 | 0 | 0 | 0 | 0 | 0 | 0 | 0 | 0
F2_Commercial_School (ID)_Existing_Food Preparation_Natural Gas_Food Prep Other_E8 | F2 | Commercial | School (ID) | Existing | Food Preparation | Natural Gas | Food Prep Other | E8 | RVT - Cost of Operation | 0 | 0 | 0 | 0 | 0 | 0 | 0 | 0 | 0 | 0 | 0 | 0 | 0 | 0 | 0 | 0 | 0 | 0 | 0 | 0 | 0 | 0 | 0 | 0 | 0 | 0 | 0
F2_Commercial_School (ID)_Existing_Food Preparation_Natural Gas_Food Prep Other_E9 | F2 | Commercial | School (ID) | Existing | Food Preparation | Natural Gas | Food Prep Other | E9 | RVT - Cost of Operation | 0 | 0 | 0 | 0 | 0 | 0 | 0 | 0 | 0 | 0 | 0 | 0 | 0 | 0 | 0 | 0 | 0 | 0 | 0 | 0 | 0 | 0 | 0 | 0 | 0 | 0 | 0
F2_Commercial_School (ID)_Existing_Food Preparation_Natural Gas_Food Prep Other_E10 | F2 | Commercial | School (ID) | Existing | Food Preparation | Natural Gas | Food Prep Other | E10 | RVT - Cost of Operation | 0 | 0 | 0 | 0 | 0 | 0 | 0 | 0 | 0 | 0 | 0 | 0 | 0 | 0 | 0 | 0 | 0 | 0 | 0 | 0 | 0 | 0 | 0 | 0 | 0 | 0 | 0
F3_Commercial_School (ID)_Existing_Food Preparation_Natural Gas_Food Prep Other_E1 | F3 | Commercial | School (ID) | Existing | Food Preparation | Natural Gas | Food Prep Other | E1 | System - kBTUs of Consumption | 0.79691 | 0.79691 | 0.79691 | 0.79691 | 0.79691 | 0.79691 | 0.79691 | 0.79691 | 0.79691 | 0.79691 | 0.79691 | 0.79691 | 0.79691 | 0.79691 | 0.79691 | 0.79691 | 0.79691 | 0.79691 | 0.79691 | 0.79691 | 0.79691 | 0.79691 | 0.79691 | 0.79691 | 0.79691 | 0.79691 | 0.79691
F3_Commercial_School (ID)_Existing_Food Preparation_Natural Gas_Food Prep Other_E2 | F3 | Commercial | School (ID) | Existing | Food Preparation | Natural Gas | Food Prep Other | E2 | System - kBTUs of Consumption | 0.79691 | 0.79691 | 0.79691 | 0.79691 | 0.79691 | 0.79691 | 0.79691 | 0.79691 | 0.79691 | 0.79691 | 0.79691 | 0.79691 | 0.79691 | 0.79691 | 0.79691 | 0.79691 | 0.79691 | 0.79691 | 0.79691 | 0.79691 | 0.79691 | 0.79691 | 0.79691 | 0.79691 | 0.79691 | 0.79691 | 0.79691
F3_Commercial_School (ID)_Existing_Food Preparation_Natural Gas_Food Prep Other_E3 | F3 | Commercial | School (ID) | Existing | Food Preparation | Natural Gas | Food Prep Other | E3 | System - kBTUs of Consumption | 0 | 0 | 0 | 0 | 0 | 0 | 0 | 0 | 0 | 0 | 0 | 0 | 0 | 0 | 0 | 0 | 0 | 0 | 0 | 0 | 0 | 0 | 0 | 0 | 0 | 0 | 0
F3_Commercial_School (ID)_Existing_Food Preparation_Natural Gas_Food Prep Other_E4 | F3 | Commercial | School (ID) | Existing | Food Preparation | Natural Gas | Food Prep Other | E4 | System - kBTUs of Consumption | 0 | 0 | 0 | 0 | 0 | 0 | 0 | 0 | 0 | 0 | 0 | 0 | 0 | 0 | 0 | 0 | 0 | 0 | 0 | 0 | 0 | 0 | 0 | 0 | 0 | 0 | 0
F3_Commercial_School (ID)_Existing_Food Preparation_Natural Gas_Food Prep Other_E5 | F3 | Commercial | School (ID) | Existing | Food Preparation | Natural Gas | Food Prep Other | E5 | System - kBTUs of Consumption | 0 | 0 | 0 | 0 | 0 | 0 | 0 | 0 | 0 | 0 | 0 | 0 | 0 | 0 | 0 | 0 | 0 | 0 | 0 | 0 | 0 | 0 | 0 | 0 | 0 | 0 | 0
F3_Commercial_School (ID)_Existing_Food Preparation_Natural Gas_Food Prep Other_E6 | F3 | Commercial | School (ID) | Existing | Food Preparation | Natural Gas | Food Prep Other | E6 | System - kBTUs of Consumption | 0 | 0 | 0 | 0 | 0 | 0 | 0 | 0 | 0 | 0 | 0 | 0 | 0 | 0 | 0 | 0 | 0 | 0 | 0 | 0 | 0 | 0 | 0 | 0 | 0 | 0 | 0
F3_Commercial_School (ID)_Existing_Food Preparation_Natural Gas_Food Prep Other_E7 | F3 | Commercial | School (ID) | Existing | Food Preparation | Natural Gas | Food Prep Other | E7 | System - kBTUs of Consumption | 0 | 0 | 0 | 0 | 0 | 0 | 0 | 0 | 0 | 0 | 0 | 0 | 0 | 0 | 0 | 0 | 0 | 0 | 0 | 0 | 0 | 0 | 0 | 0 | 0 | 0 | 0
F3_Commercial_School (ID)_Existing_Food Preparation_Natural Gas_Food Prep Other_E8 | F3 | Commercial | School (ID) | Existing | Food Preparation | Natural Gas | Food Prep Other | E8 | System - kBTUs of Consumption | 0 | 0 | 0 | 0 | 0 | 0 | 0 | 0 | 0 | 0 | 0 | 0 | 0 | 0 | 0 | 0 | 0 | 0 | 0 | 0 | 0 | 0 | 0 | 0 | 0 | 0 | 0
F3_Commercial_School (ID)_Existing_Food Preparation_Natural Gas_Food Prep Other_E9 | F3 | Commercial | School (ID) | Existing | Food Preparation | Natural Gas | Food Prep Other | E9 | System - kBTUs of Consumption | 0 | 0 | 0 | 0 | 0 | 0 | 0 | 0 | 0 | 0 | 0 | 0 | 0 | 0 | 0 | 0 | 0 | 0 | 0 | 0 | 0 | 0 | 0 | 0 | 0 | 0 | 0
F3_Commercial_School (ID)_Existing_Food Preparation_Natural Gas_Food Prep Other_E10 | F3 | Commercial | School (ID) | Existing | Food Preparation | Natural Gas | Food Prep Other | E10 | System - kBTUs of Consumption | 0 | 0 | 0 | 0 | 0 | 0 | 0 | 0 | 0 | 0 | 0 | 0 | 0 | 0 | 0 | 0 | 0 | 0 | 0 | 0 | 0 | 0 | 0 | 0 | 0 | 0 | 0
F4_Commercial_School (ID)_Existing_Food Preparation_Natural Gas_Food Prep Other_E1 | F4 | Commercial | School (ID) | Existing | Food Preparation | Natural Gas | Food Prep Other | E1 | Utility - Cost of Equipment | 1.1663e-05 | 1.1663e-05 | 1.1663e-05 | 1.1663e-05 | 1.1663e-05 | 1.1663e-05 | 1.1663e-05 | 1.1663e-05 | 1.1663e-05 | 1.1663e-05 | 1.1663e-05 | 1.1663e-05 | 1.1663e-05 | 1.1663e-05 | 1.1663e-05 | 1.1663e-05 | 1.1663e-05 | 1.1663e-05 | 1.1663e-05 | 1.1663e-05 | 1.1663e-05 | 1.1663e-05 | 1.1663e-05 | 1.1663e-05 | 1.1663e-05 | 1.1663e-05 | 1.1663e-05
F4_Commercial_School (ID)_Existing_Food Preparation_Natural Gas_Food Prep Other_E2 | F4 | Commercial | School (ID) | Existing | Food Preparation | Natural Gas | Food Prep Other | E2 | Utility - Cost of Equipment | 1.1675e-05 | 1.1675e-05 | 1.1675e-05 | 1.1675e-05 | 1.1675e-05 | 1.1675e-05 | 1.1675e-05 | 1.1675e-05 | 1.1675e-05 | 1.1675e-05 | 1.1675e-05 | 1.1675e-05 | 1.1675e-05 | 1.1675e-05 | 1.1675e-05 | 1.1675e-05 | 1.1675e-05 | 1.1675e-05 | 1.1675e-05 | 1.1675e-05 | 1.1675e-05 | 1.1675e-05 | 1.1675e-05 | 1.1675e-05 | 1.1675e-05 | 1.1675e-05 | 1.1675e-05
F4_Commercial_School (ID)_Existing_Food Preparation_Natural Gas_Food Prep Other_E3 | F4 | Commercial | School (ID) | Existing | Food Preparation | Natural Gas | Food Prep Other | E3 | Utility - Cost of Equipment | 0 | 0 | 0 | 0 | 0 | 0 | 0 | 0 | 0 | 0 | 0 | 0 | 0 | 0 | 0 | 0 | 0 | 0 | 0 | 0 | 0 | 0 | 0 | 0 | 0 | 0 | 0
F4_Commercial_School (ID)_Existing_Food Preparation_Natural Gas_Food Prep Other_E4 | F4 | Commercial | School (ID) | Existing | Food Preparation | Natural Gas | Food Prep Other | E4 | Utility - Cost of Equipment | 0 | 0 | 0 | 0 | 0 | 0 | 0 | 0 | 0 | 0 | 0 | 0 | 0 | 0 | 0 | 0 | 0 | 0 | 0 | 0 | 0 | 0 | 0 | 0 | 0 | 0 | 0
F4_Commercial_School (ID)_Existing_Food Preparation_Natural Gas_Food Prep Other_E5 | F4 | Commercial | School (ID) | Existing | Food Preparation | Natural Gas | Food Prep Other | E5 | Utility - Cost of Equipment | 0 | 0 | 0 | 0 | 0 | 0 | 0 | 0 | 0 | 0 | 0 | 0 | 0 | 0 | 0 | 0 | 0 | 0 | 0 | 0 | 0 | 0 | 0 | 0 | 0 | 0 | 0
F4_Commercial_School (ID)_Existing_Food Preparation_Natural Gas_Food Prep Other_E6 | F4 | Commercial | School (ID) | Existing | Food Preparation | Natural Gas | Food Prep Other | E6 | Utility - Cost of Equipment | 0 | 0 | 0 | 0 | 0 | 0 | 0 | 0 | 0 | 0 | 0 | 0 | 0 | 0 | 0 | 0 | 0 | 0 | 0 | 0 | 0 | 0 | 0 | 0 | 0 | 0 | 0
F4_Commercial_School (ID)_Existing_Food Preparation_Natural Gas_Food Prep Other_E7 | F4 | Commercial | School (ID) | Existing | Food Preparation | Natural Gas | Food Prep Other | E7 | Utility - Cost of Equipment | 0 | 0 | 0 | 0 | 0 | 0 | 0 | 0 | 0 | 0 | 0 | 0 | 0 | 0 | 0 | 0 | 0 | 0 | 0 | 0 | 0 | 0 | 0 | 0 | 0 | 0 | 0
F4_Commercial_School (ID)_Existing_Food Preparation_Natural Gas_Food Prep Other_E8 | F4 | Commercial | School (ID) | Existing | Food Preparation | Natural Gas | Food Prep Other | E8 | Utility - Cost of Equipment | 0 | 0 | 0 | 0 | 0 | 0 | 0 | 0 | 0 | 0 | 0 | 0 | 0 | 0 | 0 | 0 | 0 | 0 | 0 | 0 | 0 | 0 | 0 | 0 | 0 | 0 | 0
F4_Commercial_School (ID)_Existing_Food Preparation_Natural Gas_Food Prep Other_E9 | F4 | Commercial | School (ID) | Existing | Food Preparation | Natural Gas | Food Prep Other | E9 | Utility - Cost of Equipment | 0 | 0 | 0 | 0 | 0 | 0 | 0 | 0 | 0 | 0 | 0 | 0 | 0 | 0 | 0 | 0 | 0 | 0 | 0 | 0 | 0 | 0 | 0 | 0 | 0 | 0 | 0
F4_Commercial_School (ID)_Existing_Food Preparation_Natural Gas_Food Prep Other_E10 | F4 | Commercial | School (ID) | Existing | Food Preparation | Natural Gas | Food Prep Other | E10 | Utility - Cost of Equipment | 0 | 0 | 0 | 0 | 0 | 0 | 0 | 0 | 0 | 0 | 0 | 0 | 0 | 0 | 0 | 0 | 0 | 0 | 0 | 0 | 0 | 0 | 0 | 0 | 0 | 0 | 0
F5_Commercial_School (ID)_Existing_Food Preparation_Natural Gas_Food Prep Other_E1 | F5 | Commercial | School (ID) | Existing | Food Preparation | Natural Gas | Food Prep Other | E1 | Utility - Cost of Operation | 0.0027638 | 0.0028276 | 0.0029078 | 0.0030025 | 0.0031126 | 0.0032515 | 0.0033961 | 0.0035403 | 0.0036794 | 0.0038204 | 0.0039304 | 0.0040328 | 0.0041432 | 0.0042507 | 0.0043455 | 0.0044333 | 0.0045107 | 0.0045868 | 0.0046687 | 0.0047481 | 0.0048297 | 0.0049149 | 0.0050008 | 0.0050897 | 0.0051801 | 0.0052721 | 0.0053658
F5_Commercial_School (ID)_Existing_Food Preparation_Natural Gas_Food Prep Other_E2 | F5 | Commercial | School (ID) | Existing | Food Preparation | Natural Gas | Food Prep Other | E2 | Utility - Cost of Operation | 0.0027637 | 0.0028275 | 0.0029078 | 0.0030025 | 0.0031126 | 0.0032514 | 0.0033961 | 0.0035403 | 0.0036794 | 0.0038204 | 0.0039304 | 0.0040328 | 0.0041431 | 0.0042507 | 0.0043455 | 0.0044333 | 0.0045107 | 0.0045868 | 0.0046687 | 0.004748 | 0.0048297 | 0.0049148 | 0.0050008 | 0.0050896 | 0.0051801 | 0.0052721 | 0.0053657
F5_Commercial_School (ID)_Existing_Food Preparation_Natural Gas_Food Prep Other_E3 | F5 | Commercial | School (ID) | Existing | Food Preparation | Natural Gas | Food Prep Other | E3 | Utility - Cost of Operation | 0 | 0 | 0 | 0 | 0 | 0 | 0 | 0 | 0 | 0 | 0 | 0 | 0 | 0 | 0 | 0 | 0 | 0 | 0 | 0 | 0 | 0 | 0 | 0 | 0 | 0 | 0
F5_Commercial_School (ID)_Existing_Food Preparation_Natural Gas_Food Prep Other_E4 | F5 | Commercial | School (ID) | Existing | Food Preparation | Natural Gas | Food Prep Other | E4 | Utility - Cost of Operation | 0 | 0 | 0 | 0 | 0 | 0 | 0 | 0 | 0 | 0 | 0 | 0 | 0 | 0 | 0 | 0 | 0 | 0 | 0 | 0 | 0 | 0 | 0 | 0 | 0 | 0 | 0
F5_Commercial_School (ID)_Existing_Food Preparation_Natural Gas_Food Prep Other_E5 | F5 | Commercial | School (ID) | Existing | Food Preparation | Natural Gas | Food Prep Other | E5 | Utility - Cost of Operation | 0 | 0 | 0 | 0 | 0 | 0 | 0 | 0 | 0 | 0 | 0 | 0 | 0 | 0 | 0 | 0 | 0 | 0 | 0 | 0 | 0 | 0 | 0 | 0 | 0 | 0 | 0
F5_Commercial_School (ID)_Existing_Food Preparation_Natural Gas_Food Prep Other_E6 | F5 | Commercial | School (ID) | Existing | Food Preparation | Natural Gas | Food Prep Other | E6 | Utility - Cost of Operation | 0 | 0 | 0 | 0 | 0 | 0 | 0 | 0 | 0 | 0 | 0 | 0 | 0 | 0 | 0 | 0 | 0 | 0 | 0 | 0 | 0 | 0 | 0 | 0 | 0 | 0 | 0
F5_Commercial_School (ID)_Existing_Food Preparation_Natural Gas_Food Prep Other_E7 | F5 | Commercial | School (ID) | Existing | Food Preparation | Natural Gas | Food Prep Other | E7 | Utility - Cost of Operation | 0 | 0 | 0 | 0 | 0 | 0 | 0 | 0 | 0 | 0 | 0 | 0 | 0 | 0 | 0 | 0 | 0 | 0 | 0 | 0 | 0 | 0 | 0 | 0 | 0 | 0 | 0
F5_Commercial_School (ID)_Existing_Food Preparation_Natural Gas_Food Prep Other_E8 | F5 | Commercial | School (ID) | Existing | Food Preparation | Natural Gas | Food Prep Other | E8 | Utility - Cost of Operation | 0 | 0 | 0 | 0 | 0 | 0 | 0 | 0 | 0 | 0 | 0 | 0 | 0 | 0 | 0 | 0 | 0 | 0 | 0 | 0 | 0 | 0 | 0 | 0 | 0 | 0 | 0
F5_Commercial_School (ID)_Existing_Food Preparation_Natural Gas_Food Prep Other_E9 | F5 | Commercial | School (ID) | Existing | Food Preparation | Natural Gas | Food Prep Other | E9 | Utility - Cost of Operation | 0 | 0 | 0 | 0 | 0 | 0 | 0 | 0 | 0 | 0 | 0 | 0 | 0 | 0 | 0 | 0 | 0 | 0 | 0 | 0 | 0 | 0 | 0 | 0 | 0 | 0 | 0
F5_Commercial_School (ID)_Existing_Food Preparation_Natural Gas_Food Prep Other_E10 | F5 | Commercial | School (ID) | Existing | Food Preparation | Natural Gas | Food Prep Other | E10 | Utility - Cost of Operation | 0 | 0 | 0 | 0 | 0 | 0 | 0 | 0 | 0 | 0 | 0 | 0 | 0 | 0 | 0 | 0 | 0 | 0 | 0 | 0 | 0 | 0 | 0 | 0 | 0 | 0 | 0
F6_Commercial_School (ID)_Existing_Food Preparation_Natural Gas_Food Prep Other_E1 | F6 | Commercial | School (ID) | Existing | Food Preparation | Natural Gas | Food Prep Other | E1 | Utility - Value of Sales | 0.0032877 | 0.0033424 | 0.0034091 | 0.0034902 | 0.0035866 | 0.0037141 | 0.0038448 | 0.0039713 | 0.0040877 | 0.0041995 | 0.0043144 | 0.004417 | 0.004524 | 0.0046229 | 0.0047062 | 0.00478 | 0.0048406 | 0.0048976 | 0.0049589 | 0.005015 | 0.0050712 | 0.0051606 | 0.0052509 | 0.0053442 | 0.0054391 | 0.0055357 | 0.0056341
F6_Commercial_School (ID)_Existing_Food Preparation_Natural Gas_Food Prep Other_E2 | F6 | Commercial | School (ID) | Existing | Food Preparation | Natural Gas | Food Prep Other | E2 | Utility - Value of Sales | 0.0032877 | 0.0033424 | 0.0034091 | 0.0034902 | 0.0035866 | 0.0037141 | 0.0038448 | 0.0039713 | 0.0040877 | 0.0041995 | 0.0043144 | 0.004417 | 0.004524 | 0.0046229 | 0.0047062 | 0.00478 | 0.0048405 | 0.0048976 | 0.0049588 | 0.005015 | 0.0050712 | 0.0051606 | 0.0052508 | 0.0053441 | 0.0054391 | 0.0055357 | 0.005634
F6_Commercial_School (ID)_Existing_Food Preparation_Natural Gas_Food Prep Other_E3 | F6 | Commercial | School (ID) | Existing | Food Preparation | Natural Gas | Food Prep Other | E3 | Utility - Value of Sales | 0 | 0 | 0 | 0 | 0 | 0 | 0 | 0 | 0 | 0 | 0 | 0 | 0 | 0 | 0 | 0 | 0 | 0 | 0 | 0 | 0 | 0 | 0 | 0 | 0 | 0 | 0
F6_Commercial_School (ID)_Existing_Food Preparation_Natural Gas_Food Prep Other_E4 | F6 | Commercial | School (ID) | Existing | Food Preparation | Natural Gas | Food Prep Other | E4 | Utility - Value of Sales | 0 | 0 | 0 | 0 | 0 | 0 | 0 | 0 | 0 | 0 | 0 | 0 | 0 | 0 | 0 | 0 | 0 | 0 | 0 | 0 | 0 | 0 | 0 | 0 | 0 | 0 | 0
F6_Commercial_School (ID)_Existing_Food Preparation_Natural Gas_Food Prep Other_E5 | F6 | Commercial | School (ID) | Existing | Food Preparation | Natural Gas | Food Prep Other | E5 | Utility - Value of Sales | 0 | 0 | 0 | 0 | 0 | 0 | 0 | 0 | 0 | 0 | 0 | 0 | 0 | 0 | 0 | 0 | 0 | 0 | 0 | 0 | 0 | 0 | 0 | 0 | 0 | 0 | 0
F6_Commercial_School (ID)_Existing_Food Preparation_Natural Gas_Food Prep Other_E6 | F6 | Commercial | School (ID) | Existing | Food Preparation | Natural Gas | Food Prep Other | E6 | Utility - Value of Sales | 0 | 0 | 0 | 0 | 0 | 0 | 0 | 0 | 0 | 0 | 0 | 0 | 0 | 0 | 0 | 0 | 0 | 0 | 0 | 0 | 0 | 0 | 0 | 0 | 0 | 0 | 0
F6_Commercial_School (ID)_Existing_Food Preparation_Natural Gas_Food Prep Other_E7 | F6 | Commercial | School (ID) | Existing | Food Preparation | Natural Gas | Food Prep Other | E7 | Utility - Value of Sales | 0 | 0 | 0 | 0 | 0 | 0 | 0 | 0 | 0 | 0 | 0 | 0 | 0 | 0 | 0 | 0 | 0 | 0 | 0 | 0 | 0 | 0 | 0 | 0 | 0 | 0 | 0
F6_Commercial_School (ID)_Existing_Food Preparation_Natural Gas_Food Prep Other_E8 | F6 | Commercial | School (ID) | Existing | Food Preparation | Natural Gas | Food Prep Other | E8 | Utility - Value of Sales | 0 | 0 | 0 | 0 | 0 | 0 | 0 | 0 | 0 | 0 | 0 | 0 | 0 | 0 | 0 | 0 | 0 | 0 | 0 | 0 | 0 | 0 | 0 | 0 | 0 | 0 | 0
F6_Commercial_School (ID)_Existing_Food Preparation_Natural Gas_Food Prep Other_E9 | F6 | Commercial | School (ID) | Existing | Food Preparation | Natural Gas | Food Prep Other | E9 | Utility - Value of Sales | 0 | 0 | 0 | 0 | 0 | 0 | 0 | 0 | 0 | 0 | 0 | 0 | 0 | 0 | 0 | 0 | 0 | 0 | 0 | 0 | 0 | 0 | 0 | 0 | 0 | 0 | 0
F6_Commercial_School (ID)_Existing_Food Preparation_Natural Gas_Food Prep Other_E10 | F6 | Commercial | School (ID) | Existing | Food Preparation | Natural Gas | Food Prep Other | E10 | Utility - Value of Sales | 0 | 0 | 0 | 0 | 0 | 0 | 0 | 0 | 0 | 0 | 0 | 0 | 0 | 0 | 0 | 0 | 0 | 0 | 0 | 0 | 0 | 0 | 0 | 0 | 0 | 0 | 0
F1_Commercial_School (ID)_Existing_Miscellaneous_Natural Gas_Pool Heater_E1 | F1 | Commercial | School (ID) | Existing | Miscellaneous | Natural Gas | Pool Heater | E1 | RVT - Cost of Equipment | 4.447e-07 | 4.447e-07 | 4.447e-07 | 4.447e-07 | 4.447e-07 | 4.447e-07 | 4.447e-07 | 4.447e-07 | 4.447e-07 | 4.447e-07 | 4.447e-07 | 4.447e-07 | 4.447e-07 | 4.447e-07 | 4.447e-07 | 4.447e-07 | 4.447e-07 | 4.447e-07 | 4.447e-07 | 4.447e-07 | 4.447e-07 | 4.447e-07 | 4.447e-07 | 4.447e-07 | 4.447e-07 | 4.447e-07 | 4.447e-07
F1_Commercial_School (ID)_Existing_Miscellaneous_Natural Gas_Pool Heater_E2 | F1 | Commercial | School (ID) | Existing | Miscellaneous | Natural Gas | Pool Heater | E2 | RVT - Cost of Equipment | 7.2815e-07 | 7.2815e-07 | 7.2815e-07 | 7.2815e-07 | 7.2815e-07 | 7.2815e-07 | 7.2815e-07 | 7.2815e-07 | 7.2815e-07 | 7.2815e-07 | 7.2815e-07 | 7.2815e-07 | 7.2815e-07 | 7.2815e-07 | 7.2815e-07 | 7.2815e-07 | 7.2815e-07 | 7.2815e-07 | 7.2815e-07 | 7.2815e-07 | 7.2815e-07 | 7.2815e-07 | 7.2815e-07 | 7.2815e-07 | 7.2815e-07 | 7.2815e-07 | 7.2815e-07
F1_Commercial_School (ID)_Existing_Miscellaneous_Natural Gas_Pool Heater_E3 | F1 | Commercial | School (ID) | Existing | Miscellaneous | Natural Gas | Pool Heater | E3 | RVT - Cost of Equipment | 0 | 0 | 0 | 0 | 0 | 0 | 0 | 0 | 0 | 0 | 0 | 0 | 0 | 0 | 0 | 0 | 0 | 0 | 0 | 0 | 0 | 0 | 0 | 0 | 0 | 0 | 0
F1_Commercial_School (ID)_Existing_Miscellaneous_Natural Gas_Pool Heater_E4 | F1 | Commercial | School (ID) | Existing | Miscellaneous | Natural Gas | Pool Heater | E4 | RVT - Cost of Equipment | 0 | 0 | 0 | 0 | 0 | 0 | 0 | 0 | 0 | 0 | 0 | 0 | 0 | 0 | 0 | 0 | 0 | 0 | 0 | 0 | 0 | 0 | 0 | 0 | 0 | 0 | 0
F1_Commercial_School (ID)_Existing_Miscellaneous_Natural Gas_Pool Heater_E5 | F1 | Commercial | School (ID) | Existing | Miscellaneous | Natural Gas | Pool Heater | E5 | RVT - Cost of Equipment | 0 | 0 | 0 | 0 | 0 | 0 | 0 | 0 | 0 | 0 | 0 | 0 | 0 | 0 | 0 | 0 | 0 | 0 | 0 | 0 | 0 | 0 | 0 | 0 | 0 | 0 | 0
F1_Commercial_School (ID)_Existing_Miscellaneous_Natural Gas_Pool Heater_E6 | F1 | Commercial | School (ID) | Existing | Miscellaneous | Natural Gas | Pool Heater | E6 | RVT - Cost of Equipment | 0 | 0 | 0 | 0 | 0 | 0 | 0 | 0 | 0 | 0 | 0 | 0 | 0 | 0 | 0 | 0 | 0 | 0 | 0 | 0 | 0 | 0 | 0 | 0 | 0 | 0 | 0
F1_Commercial_School (ID)_Existing_Miscellaneous_Natural Gas_Pool Heater_E7 | F1 | Commercial | School (ID) | Existing | Miscellaneous | Natural Gas | Pool Heater | E7 | RVT - Cost of Equipment | 0 | 0 | 0 | 0 | 0 | 0 | 0 | 0 | 0 | 0 | 0 | 0 | 0 | 0 | 0 | 0 | 0 | 0 | 0 | 0 | 0 | 0 | 0 | 0 | 0 | 0 | 0
F1_Commercial_School (ID)_Existing_Miscellaneous_Natural Gas_Pool Heater_E8 | F1 | Commercial | School (ID) | Existing | Miscellaneous | Natural Gas | Pool Heater | E8 | RVT - Cost of Equipment | 0 | 0 | 0 | 0 | 0 | 0 | 0 | 0 | 0 | 0 | 0 | 0 | 0 | 0 | 0 | 0 | 0 | 0 | 0 | 0 | 0 | 0 | 0 | 0 | 0 | 0 | 0
F1_Commercial_School (ID)_Existing_Miscellaneous_Natural Gas_Pool Heater_E9 | F1 | Commercial | School (ID) | Existing | Miscellaneous | Natural Gas | Pool Heater | E9 | RVT - Cost of Equipment | 0 | 0 | 0 | 0 | 0 | 0 | 0 | 0 | 0 | 0 | 0 | 0 | 0 | 0 | 0 | 0 | 0 | 0 | 0 | 0 | 0 | 0 | 0 | 0 | 0 | 0 | 0
F1_Commercial_School (ID)_Existing_Miscellaneous_Natural Gas_Pool Heater_E10 | F1 | Commercial | School (ID) | Existing | Miscellaneous | Natural Gas | Pool Heater | E10 | RVT - Cost of Equipment | 0 | 0 | 0 | 0 | 0 | 0 | 0 | 0 | 0 | 0 | 0 | 0 | 0 | 0 | 0 | 0 | 0 | 0 | 0 | 0 | 0 | 0 | 0 | 0 | 0 | 0 | 0
F2_Commercial_School (ID)_Existing_Miscellaneous_Natural Gas_Pool Heater_E1 | F2 | Commercial | School (ID) | Existing | Miscellaneous | Natural Gas | Pool Heater | E1 | RVT - Cost of Operation | 0.00022001 | 0.00022168 | 0.0002247 | 0.00022925 | 0.00023522 | 0.00024391 | 0.00025269 | 0.0002611 | 0.00026869 | 0.00027668 | 0.00028583 | 0.00029442 | 0.00030413 | 0.00031311 | 0.00032013 | 0.00032583 | 0.00032966 | 0.00033258 | 0.00033587 | 0.00033856 | 0.0003412 | 0.00034719 | 0.00035321 | 0.00035948 | 0.00036587 | 0.00037237 | 0.00037899
F2_Commercial_School (ID)_Existing_Miscellaneous_Natural Gas_Pool Heater_E2 | F2 | Commercial | School (ID) | Existing | Miscellaneous | Natural Gas | Pool Heater | E2 | RVT - Cost of Operation | 0.00018701 | 0.00018843 | 0.00019099 | 0.00019486 | 0.00019993 | 0.00020732 | 0.00021478 | 0.00022194 | 0.00022839 | 0.00023518 | 0.00024296 | 0.00025026 | 0.00025851 | 0.00026615 | 0.00027211 | 0.00027696 | 0.00028021 | 0.0002827 | 0.00028549 | 0.00028777 | 0.00029002 | 0.00029511 | 0.00030023 | 0.00030556 | 0.00031099 | 0.00031651 | 0.00032214
F2_Commercial_School (ID)_Existing_Miscellaneous_Natural Gas_Pool Heater_E3 | F2 | Commercial | School (ID) | Existing | Miscellaneous | Natural Gas | Pool Heater | E3 | RVT - Cost of Operation | 0 | 0 | 0 | 0 | 0 | 0 | 0 | 0 | 0 | 0 | 0 | 0 | 0 | 0 | 0 | 0 | 0 | 0 | 0 | 0 | 0 | 0 | 0 | 0 | 0 | 0 | 0
F2_Commercial_School (ID)_Existing_Miscellaneous_Natural Gas_Pool Heater_E4 | F2 | Commercial | School (ID) | Existing | Miscellaneous | Natural Gas | Pool Heater | E4 | RVT - Cost of Operation | 0 | 0 | 0 | 0 | 0 | 0 | 0 | 0 | 0 | 0 | 0 | 0 | 0 | 0 | 0 | 0 | 0 | 0 | 0 | 0 | 0 | 0 | 0 | 0 | 0 | 0 | 0
F2_Commercial_School (ID)_Existing_Miscellaneous_Natural Gas_Pool Heater_E5 | F2 | Commercial | School (ID) | Existing | Miscellaneous | Natural Gas | Pool Heater | E5 | RVT - Cost of Operation | 0 | 0 | 0 | 0 | 0 | 0 | 0 | 0 | 0 | 0 | 0 | 0 | 0 | 0 | 0 | 0 | 0 | 0 | 0 | 0 | 0 | 0 | 0 | 0 | 0 | 0 | 0
F2_Commercial_School (ID)_Existing_Miscellaneous_Natural Gas_Pool Heater_E6 | F2 | Commercial | School (ID) | Existing | Miscellaneous | Natural Gas | Pool Heater | E6 | RVT - Cost of Operation | 0 | 0 | 0 | 0 | 0 | 0 | 0 | 0 | 0 | 0 | 0 | 0 | 0 | 0 | 0 | 0 | 0 | 0 | 0 | 0 | 0 | 0 | 0 | 0 | 0 | 0 | 0
F2_Commercial_School (ID)_Existing_Miscellaneous_Natural Gas_Pool Heater_E7 | F2 | Commercial | School (ID) | Existing | Miscellaneous | Natural Gas | Pool Heater | E7 | RVT - Cost of Operation | 0 | 0 | 0 | 0 | 0 | 0 | 0 | 0 | 0 | 0 | 0 | 0 | 0 | 0 | 0 | 0 | 0 | 0 | 0 | 0 | 0 | 0 | 0 | 0 | 0 | 0 | 0
F2_Commercial_School (ID)_Existing_Miscellaneous_Natural Gas_Pool Heater_E8 | F2 | Commercial | School (ID) | Existing | Miscellaneous | Natural Gas | Pool Heater | E8 | RVT - Cost of Operation | 0 | 0 | 0 | 0 | 0 | 0 | 0 | 0 | 0 | 0 | 0 | 0 | 0 | 0 | 0 | 0 | 0 | 0 | 0 | 0 | 0 | 0 | 0 | 0 | 0 | 0 | 0
F2_Commercial_School (ID)_Existing_Miscellaneous_Natural Gas_Pool Heater_E9 | F2 | Commercial | School (ID) | Existing | Miscellaneous | Natural Gas | Pool Heater | E9 | RVT - Cost of Operation | 0 | 0 | 0 | 0 | 0 | 0 | 0 | 0 | 0 | 0 | 0 | 0 | 0 | 0 | 0 | 0 | 0 | 0 | 0 | 0 | 0 | 0 | 0 | 0 | 0 | 0 | 0
F2_Commercial_School (ID)_Existing_Miscellaneous_Natural Gas_Pool Heater_E10 | F2 | Commercial | School (ID) | Existing | Miscellaneous | Natural Gas | Pool Heater | E10 | RVT - Cost of Operation | 0 | 0 | 0 | 0 | 0 | 0 | 0 | 0 | 0 | 0 | 0 | 0 | 0 | 0 | 0 | 0 | 0 | 0 | 0 | 0 | 0 | 0 | 0 | 0 | 0 | 0 | 0
F3_Commercial_School (ID)_Existing_Miscellaneous_Natural Gas_Pool Heater_E1 | F3 | Commercial | School (ID) | Existing | Miscellaneous | Natural Gas | Pool Heater | E1 | System - kBTUs of Consumption | 0.055408 | 0.055408 | 0.055408 | 0.055408 | 0.055408 | 0.055408 | 0.055408 | 0.055408 | 0.055408 | 0.055408 | 0.055408 | 0.055408 | 0.055408 | 0.055408 | 0.055408 | 0.055408 | 0.055408 | 0.055408 | 0.055408 | 0.055408 | 0.055408 | 0.055408 | 0.055408 | 0.055408 | 0.055408 | 0.055408 | 0.055408
F3_Commercial_School (ID)_Existing_Miscellaneous_Natural Gas_Pool Heater_E2 | F3 | Commercial | School (ID) | Existing | Miscellaneous | Natural Gas | Pool Heater | E2 | System - kBTUs of Consumption | 0.047097 | 0.047097 | 0.047097 | 0.047097 | 0.047097 | 0.047097 | 0.047097 | 0.047097 | 0.047097 | 0.047097 | 0.047097 | 0.047097 | 0.047097 | 0.047097 | 0.047097 | 0.047097 | 0.047097 | 0.047097 | 0.047097 | 0.047097 | 0.047097 | 0.047097 | 0.047097 | 0.047097 | 0.047097 | 0.047097 | 0.047097
F3_Commercial_School (ID)_Existing_Miscellaneous_Natural Gas_Pool Heater_E3 | F3 | Commercial | School (ID) | Existing | Miscellaneous | Natural Gas | Pool Heater | E3 | System - kBTUs of Consumption | 0 | 0 | 0 | 0 | 0 | 0 | 0 | 0 | 0 | 0 | 0 | 0 | 0 | 0 | 0 | 0 | 0 | 0 | 0 | 0 | 0 | 0 | 0 | 0 | 0 | 0 | 0
F3_Commercial_School (ID)_Existing_Miscellaneous_Natural Gas_Pool Heater_E4 | F3 | Commercial | School (ID) | Existing | Miscellaneous | Natural Gas | Pool Heater | E4 | System - kBTUs of Consumption | 0 | 0 | 0 | 0 | 0 | 0 | 0 | 0 | 0 | 0 | 0 | 0 | 0 | 0 | 0 | 0 | 0 | 0 | 0 | 0 | 0 | 0 | 0 | 0 | 0 | 0 | 0
F3_Commercial_School (ID)_Existing_Miscellaneous_Natural Gas_Pool Heater_E5 | F3 | Commercial | School (ID) | Existing | Miscellaneous | Natural Gas | Pool Heater | E5 | System - kBTUs of Consumption | 0 | 0 | 0 | 0 | 0 | 0 | 0 | 0 | 0 | 0 | 0 | 0 | 0 | 0 | 0 | 0 | 0 | 0 | 0 | 0 | 0 | 0 | 0 | 0 | 0 | 0 | 0
F3_Commercial_School (ID)_Existing_Miscellaneous_Natural Gas_Pool Heater_E6 | F3 | Commercial | School (ID) | Existing | Miscellaneous | Natural Gas | Pool Heater | E6 | System - kBTUs of Consumption | 0 | 0 | 0 | 0 | 0 | 0 | 0 | 0 | 0 | 0 | 0 | 0 | 0 | 0 | 0 | 0 | 0 | 0 | 0 | 0 | 0 | 0 | 0 | 0 | 0 | 0 | 0
F3_Commercial_School (ID)_Existing_Miscellaneous_Natural Gas_Pool Heater_E7 | F3 | Commercial | School (ID) | Existing | Miscellaneous | Natural Gas | Pool Heater | E7 | System - kBTUs of Consumption | 0 | 0 | 0 | 0 | 0 | 0 | 0 | 0 | 0 | 0 | 0 | 0 | 0 | 0 | 0 | 0 | 0 | 0 | 0 | 0 | 0 | 0 | 0 | 0 | 0 | 0 | 0
F3_Commercial_School (ID)_Existing_Miscellaneous_Natural Gas_Pool Heater_E8 | F3 | Commercial | School (ID) | Existing | Miscellaneous | Natural Gas | Pool Heater | E8 | System - kBTUs of Consumption | 0 | 0 | 0 | 0 | 0 | 0 | 0 | 0 | 0 | 0 | 0 | 0 | 0 | 0 | 0 | 0 | 0 | 0 | 0 | 0 | 0 | 0 | 0 | 0 | 0 | 0 | 0
F3_Commercial_School (ID)_Existing_Miscellaneous_Natural Gas_Pool Heater_E9 | F3 | Commercial | School (ID) | Existing | Miscellaneous | Natural Gas | Pool Heater | E9 | System - kBTUs of Consumption | 0 | 0 | 0 | 0 | 0 | 0 | 0 | 0 | 0 | 0 | 0 | 0 | 0 | 0 | 0 | 0 | 0 | 0 | 0 | 0 | 0 | 0 | 0 | 0 | 0 | 0 | 0
F3_Commercial_School (ID)_Existing_Miscellaneous_Natural Gas_Pool Heater_E10 | F3 | Commercial | School (ID) | Existing | Miscellaneous | Natural Gas | Pool Heater | E10 | System - kBTUs of Consumption | 0 | 0 | 0 | 0 | 0 | 0 | 0 | 0 | 0 | 0 | 0 | 0 | 0 | 0 | 0 | 0 | 0 | 0 | 0 | 0 | 0 | 0 | 0 | 0 | 0 | 0 | 0
F4_Commercial_School (ID)_Existing_Miscellaneous_Natural Gas_Pool Heater_E1 | F4 | Commercial | School (ID) | Existing | Miscellaneous | Natural Gas | Pool Heater | E1 | Utility - Cost of Equipment | 4.447e-07 | 4.447e-07 | 4.447e-07 | 4.447e-07 | 4.447e-07 | 4.447e-07 | 4.447e-07 | 4.447e-07 | 4.447e-07 | 4.447e-07 | 4.447e-07 | 4.447e-07 | 4.447e-07 | 4.447e-07 | 4.447e-07 | 4.447e-07 | 4.447e-07 | 4.447e-07 | 4.447e-07 | 4.447e-07 | 4.447e-07 | 4.447e-07 | 4.447e-07 | 4.447e-07 | 4.447e-07 | 4.447e-07 | 4.447e-07
F4_Commercial_School (ID)_Existing_Miscellaneous_Natural Gas_Pool Heater_E2 | F4 | Commercial | School (ID) | Existing | Miscellaneous | Natural Gas | Pool Heater | E2 | Utility - Cost of Equipment | 7.2815e-07 | 7.2815e-07 | 7.2815e-07 | 7.2815e-07 | 7.2815e-07 | 7.2815e-07 | 7.2815e-07 | 7.2815e-07 | 7.2815e-07 | 7.2815e-07 | 7.2815e-07 | 7.2815e-07 | 7.2815e-07 | 7.2815e-07 | 7.2815e-07 | 7.2815e-07 | 7.2815e-07 | 7.2815e-07 | 7.2815e-07 | 7.2815e-07 | 7.2815e-07 | 7.2815e-07 | 7.2815e-07 | 7.2815e-07 | 7.2815e-07 | 7.2815e-07 | 7.2815e-07
F4_Commercial_School (ID)_Existing_Miscellaneous_Natural Gas_Pool Heater_E3 | F4 | Commercial | School (ID) | Existing | Miscellaneous | Natural Gas | Pool Heater | E3 | Utility - Cost of Equipment | 0 | 0 | 0 | 0 | 0 | 0 | 0 | 0 | 0 | 0 | 0 | 0 | 0 | 0 | 0 | 0 | 0 | 0 | 0 | 0 | 0 | 0 | 0 | 0 | 0 | 0 | 0
F4_Commercial_School (ID)_Existing_Miscellaneous_Natural Gas_Pool Heater_E4 | F4 | Commercial | School (ID) | Existing | Miscellaneous | Natural Gas | Pool Heater | E4 | Utility - Cost of Equipment | 0 | 0 | 0 | 0 | 0 | 0 | 0 | 0 | 0 | 0 | 0 | 0 | 0 | 0 | 0 | 0 | 0 | 0 | 0 | 0 | 0 | 0 | 0 | 0 | 0 | 0 | 0
F4_Commercial_School (ID)_Existing_Miscellaneous_Natural Gas_Pool Heater_E5 | F4 | Commercial | School (ID) | Existing | Miscellaneous | Natural Gas | Pool Heater | E5 | Utility - Cost of Equipment | 0 | 0 | 0 | 0 | 0 | 0 | 0 | 0 | 0 | 0 | 0 | 0 | 0 | 0 | 0 | 0 | 0 | 0 | 0 | 0 | 0 | 0 | 0 | 0 | 0 | 0 | 0
F4_Commercial_School (ID)_Existing_Miscellaneous_Natural Gas_Pool Heater_E6 | F4 | Commercial | School (ID) | Existing | Miscellaneous | Natural Gas | Pool Heater | E6 | Utility - Cost of Equipment | 0 | 0 | 0 | 0 | 0 | 0 | 0 | 0 | 0 | 0 | 0 | 0 | 0 | 0 | 0 | 0 | 0 | 0 | 0 | 0 | 0 | 0 | 0 | 0 | 0 | 0 | 0
F4_Commercial_School (ID)_Existing_Miscellaneous_Natural Gas_Pool Heater_E7 | F4 | Commercial | School (ID) | Existing | Miscellaneous | Natural Gas | Pool Heater | E7 | Utility - Cost of Equipment | 0 | 0 | 0 | 0 | 0 | 0 | 0 | 0 | 0 | 0 | 0 | 0 | 0 | 0 | 0 | 0 | 0 | 0 | 0 | 0 | 0 | 0 | 0 | 0 | 0 | 0 | 0
F4_Commercial_School (ID)_Existing_Miscellaneous_Natural Gas_Pool Heater_E8 | F4 | Commercial | School (ID) | Existing | Miscellaneous | Natural Gas | Pool Heater | E8 | Utility - Cost of Equipment | 0 | 0 | 0 | 0 | 0 | 0 | 0 | 0 | 0 | 0 | 0 | 0 | 0 | 0 | 0 | 0 | 0 | 0 | 0 | 0 | 0 | 0 | 0 | 0 | 0 | 0 | 0
F4_Commercial_School (ID)_Existing_Miscellaneous_Natural Gas_Pool Heater_E9 | F4 | Commercial | School (ID) | Existing | Miscellaneous | Natural Gas | Pool Heater | E9 | Utility - Cost of Equipment | 0 | 0 | 0 | 0 | 0 | 0 | 0 | 0 | 0 | 0 | 0 | 0 | 0 | 0 | 0 | 0 | 0 | 0 | 0 | 0 | 0 | 0 | 0 | 0 | 0 | 0 | 0
F4_Commercial_School (ID)_Existing_Miscellaneous_Natural Gas_Pool Heater_E10 | F4 | Commercial | School (ID) | Existing | Miscellaneous | Natural Gas | Pool Heater | E10 | Utility - Cost of Equipment | 0 | 0 | 0 | 0 | 0 | 0 | 0 | 0 | 0 | 0 | 0 | 0 | 0 | 0 | 0 | 0 | 0 | 0 | 0 | 0 | 0 | 0 | 0 | 0 | 0 | 0 | 0
F5_Commercial_School (ID)_Existing_Miscellaneous_Natural Gas_Pool Heater_E1 | F5 | Commercial | School (ID) | Existing | Miscellaneous | Natural Gas | Pool Heater | E1 | Utility - Cost of Operation | 0.00018335 | 0.00018474 | 0.00018773 | 0.00019256 | 0.00019923 | 0.00020891 | 0.00021953 | 0.00023019 | 0.0002405 | 0.00025153 | 0.00025985 | 0.00026766 | 0.00027648 | 0.000285 | 0.00029214 | 0.00029853 | 0.00030377 | 0.00030879 | 0.00031433 | 0.00031955 | 0.00032495 | 0.00033065 | 0.00033639 | 0.00034237 | 0.00034845 | 0.00035464 | 0.00036094
F5_Commercial_School (ID)_Existing_Miscellaneous_Natural Gas_Pool Heater_E2 | F5 | Commercial | School (ID) | Existing | Miscellaneous | Natural Gas | Pool Heater | E2 | Utility - Cost of Operation | 0.00015584 | 0.00015703 | 0.00015957 | 0.00016368 | 0.00016935 | 0.00017758 | 0.0001866 | 0.00019566 | 0.00020442 | 0.0002138 | 0.00022087 | 0.00022751 | 0.00023501 | 0.00024225 | 0.00024832 | 0.00025375 | 0.00025821 | 0.00026247 | 0.00026718 | 0.00027162 | 0.00027621 | 0.00028106 | 0.00028593 | 0.00029101 | 0.00029618 | 0.00030144 | 0.0003068
F5_Commercial_School (ID)_Existing_Miscellaneous_Natural Gas_Pool Heater_E3 | F5 | Commercial | School (ID) | Existing | Miscellaneous | Natural Gas | Pool Heater | E3 | Utility - Cost of Operation | 0 | 0 | 0 | 0 | 0 | 0 | 0 | 0 | 0 | 0 | 0 | 0 | 0 | 0 | 0 | 0 | 0 | 0 | 0 | 0 | 0 | 0 | 0 | 0 | 0 | 0 | 0
F5_Commercial_School (ID)_Existing_Miscellaneous_Natural Gas_Pool Heater_E4 | F5 | Commercial | School (ID) | Existing | Miscellaneous | Natural Gas | Pool Heater | E4 | Utility - Cost of Operation | 0 | 0 | 0 | 0 | 0 | 0 | 0 | 0 | 0 | 0 | 0 | 0 | 0 | 0 | 0 | 0 | 0 | 0 | 0 | 0 | 0 | 0 | 0 | 0 | 0 | 0 | 0
F5_Commercial_School (ID)_Existing_Miscellaneous_Natural Gas_Pool Heater_E5 | F5 | Commercial | School (ID) | Existing | Miscellaneous | Natural Gas | Pool Heater | E5 | Utility - Cost of Operation | 0 | 0 | 0 | 0 | 0 | 0 | 0 | 0 | 0 | 0 | 0 | 0 | 0 | 0 | 0 | 0 | 0 | 0 | 0 | 0 | 0 | 0 | 0 | 0 | 0 | 0 | 0
F5_Commercial_School (ID)_Existing_Miscellaneous_Natural Gas_Pool Heater_E6 | F5 | Commercial | School (ID) | Existing | Miscellaneous | Natural Gas | Pool Heater | E6 | Utility - Cost of Operation | 0 | 0 | 0 | 0 | 0 | 0 | 0 | 0 | 0 | 0 | 0 | 0 | 0 | 0 | 0 | 0 | 0 | 0 | 0 | 0 | 0 | 0 | 0 | 0 | 0 | 0 | 0
F5_Commercial_School (ID)_Existing_Miscellaneous_Natural Gas_Pool Heater_E7 | F5 | Commercial | School (ID) | Existing | Miscellaneous | Natural Gas | Pool Heater | E7 | Utility - Cost of Operation | 0 | 0 | 0 | 0 | 0 | 0 | 0 | 0 | 0 | 0 | 0 | 0 | 0 | 0 | 0 | 0 | 0 | 0 | 0 | 0 | 0 | 0 | 0 | 0 | 0 | 0 | 0
F5_Commercial_School (ID)_Existing_Miscellaneous_Natural Gas_Pool Heater_E8 | F5 | Commercial | School (ID) | Existing | Miscellaneous | Natural Gas | Pool Heater | E8 | Utility - Cost of Operation | 0 | 0 | 0 | 0 | 0 | 0 | 0 | 0 | 0 | 0 | 0 | 0 | 0 | 0 | 0 | 0 | 0 | 0 | 0 | 0 | 0 | 0 | 0 | 0 | 0 | 0 | 0
F5_Commercial_School (ID)_Existing_Miscellaneous_Natural Gas_Pool Heater_E9 | F5 | Commercial | School (ID) | Existing | Miscellaneous | Natural Gas | Pool Heater | E9 | Utility - Cost of Operation | 0 | 0 | 0 | 0 | 0 | 0 | 0 | 0 | 0 | 0 | 0 | 0 | 0 | 0 | 0 | 0 | 0 | 0 | 0 | 0 | 0 | 0 | 0 | 0 | 0 | 0 | 0
F5_Commercial_School (ID)_Existing_Miscellaneous_Natural Gas_Pool Heater_E10 | F5 | Commercial | School (ID) | Existing | Miscellaneous | Natural Gas | Pool Heater | E10 | Utility - Cost of Operation | 0 | 0 | 0 | 0 | 0 | 0 | 0 | 0 | 0 | 0 | 0 | 0 | 0 | 0 | 0 | 0 | 0 | 0 | 0 | 0 | 0 | 0 | 0 | 0 | 0 | 0 | 0
F6_Commercial_School (ID)_Existing_Miscellaneous_Natural Gas_Pool Heater_E1 | F6 | Commercial | School (ID) | Existing | Miscellaneous | Natural Gas | Pool Heater | E1 | Utility - Value of Sales | 0.00022001 | 0.00022168 | 0.0002247 | 0.00022925 | 0.00023522 | 0.00024391 | 0.00025269 | 0.0002611 | 0.00026869 | 0.00027668 | 0.00028583 | 0.00029442 | 0.00030413 | 0.00031311 | 0.00032013 | 0.00032583 | 0.00032966 | 0.00033258 | 0.00033587 | 0.00033856 | 0.0003412 | 0.00034719 | 0.00035321 | 0.00035948 | 0.00036587 | 0.00037237 | 0.00037899
F6_Commercial_School (ID)_Existing_Miscellaneous_Natural Gas_Pool Heater_E2 | F6 | Commercial | School (ID) | Existing | Miscellaneous | Natural Gas | Pool Heater | E2 | Utility - Value of Sales | 0.00018701 | 0.00018843 | 0.00019099 | 0.00019486 | 0.00019993 | 0.00020732 | 0.00021478 | 0.00022194 | 0.00022839 | 0.00023518 | 0.00024296 | 0.00025026 | 0.00025851 | 0.00026615 | 0.00027211 | 0.00027696 | 0.00028021 | 0.0002827 | 0.00028549 | 0.00028777 | 0.00029002 | 0.00029511 | 0.00030023 | 0.00030556 | 0.00031099 | 0.00031651 | 0.00032214
F6_Commercial_School (ID)_Existing_Miscellaneous_Natural Gas_Pool Heater_E3 | F6 | Commercial | School (ID) | Existing | Miscellaneous | Natural Gas | Pool Heater | E3 | Utility - Value of Sales | 0 | 0 | 0 | 0 | 0 | 0 | 0 | 0 | 0 | 0 | 0 | 0 | 0 | 0 | 0 | 0 | 0 | 0 | 0 | 0 | 0 | 0 | 0 | 0 | 0 | 0 | 0
F6_Commercial_School (ID)_Existing_Miscellaneous_Natural Gas_Pool Heater_E4 | F6 | Commercial | School (ID) | Existing | Miscellaneous | Natural Gas | Pool Heater | E4 | Utility - Value of Sales | 0 | 0 | 0 | 0 | 0 | 0 | 0 | 0 | 0 | 0 | 0 | 0 | 0 | 0 | 0 | 0 | 0 | 0 | 0 | 0 | 0 | 0 | 0 | 0 | 0 | 0 | 0
F6_Commercial_School (ID)_Existing_Miscellaneous_Natural Gas_Pool Heater_E5 | F6 | Commercial | School (ID) | Existing | Miscellaneous | Natural Gas | Pool Heater | E5 | Utility - Value of Sales | 0 | 0 | 0 | 0 | 0 | 0 | 0 | 0 | 0 | 0 | 0 | 0 | 0 | 0 | 0 | 0 | 0 | 0 | 0 | 0 | 0 | 0 | 0 | 0 | 0 | 0 | 0
F6_Commercial_School (ID)_Existing_Miscellaneous_Natural Gas_Pool Heater_E6 | F6 | Commercial | School (ID) | Existing | Miscellaneous | Natural Gas | Pool Heater | E6 | Utility - Value of Sales | 0 | 0 | 0 | 0 | 0 | 0 | 0 | 0 | 0 | 0 | 0 | 0 | 0 | 0 | 0 | 0 | 0 | 0 | 0 | 0 | 0 | 0 | 0 | 0 | 0 | 0 | 0
F6_Commercial_School (ID)_Existing_Miscellaneous_Natural Gas_Pool Heater_E7 | F6 | Commercial | School (ID) | Existing | Miscellaneous | Natural Gas | Pool Heater | E7 | Utility - Value of Sales | 0 | 0 | 0 | 0 | 0 | 0 | 0 | 0 | 0 | 0 | 0 | 0 | 0 | 0 | 0 | 0 | 0 | 0 | 0 | 0 | 0 | 0 | 0 | 0 | 0 | 0 | 0
F6_Commercial_School (ID)_Existing_Miscellaneous_Natural Gas_Pool Heater_E8 | F6 | Commercial | School (ID) | Existing | Miscellaneous | Natural Gas | Pool Heater | E8 | Utility - Value of Sales | 0 | 0 | 0 | 0 | 0 | 0 | 0 | 0 | 0 | 0 | 0 | 0 | 0 | 0 | 0 | 0 | 0 | 0 | 0 | 0 | 0 | 0 | 0 | 0 | 0 | 0 | 0
F6_Commercial_School (ID)_Existing_Miscellaneous_Natural Gas_Pool Heater_E9 | F6 | Commercial | School (ID) | Existing | Miscellaneous | Natural Gas | Pool Heater | E9 | Utility - Value of Sales | 0 | 0 | 0 | 0 | 0 | 0 | 0 | 0 | 0 | 0 | 0 | 0 | 0 | 0 | 0 | 0 | 0 | 0 | 0 | 0 | 0 | 0 | 0 | 0 | 0 | 0 | 0
F6_Commercial_School (ID)_Existing_Miscellaneous_Natural Gas_Pool Heater_E10 | F6 | Commercial | School (ID) | Existing | Miscellaneous | Natural Gas | Pool Heater | E10 | Utility - Value of Sales | 0 | 0 | 0 | 0 | 0 | 0 | 0 | 0 | 0 | 0 | 0 | 0 | 0 | 0 | 0 | 0 | 0 | 0 | 0 | 0 | 0 | 0 | 0 | 0 | 0 | 0 | 0
F1_Commercial_School (ID)_Existing_Miscellaneous_Natural Gas_Miscellaneous_E1 | F1 | Commercial | School (ID) | Existing | Miscellaneous | Natural Gas | Miscellaneous | E1 | RVT - Cost of Equipment | 0.00073763 | 0.00073763 | 0.00073763 | 0.00073763 | 0.00073763 | 0.00073763 | 0.00073763 | 0.00073763 | 0.00073763 | 0.00073763 | 0.00073763 | 0.00073763 | 0.00073763 | 0.00073763 | 0.00073763 | 0.00073763 | 0.00073763 | 0.00073763 | 0.00073763 | 0.00073763 | 0.00073763 | 0.00073763 | 0.00073763 | 0.00073763 | 0.00073763 | 0.00073763 | 0.00073763
F1_Commercial_School (ID)_Existing_Miscellaneous_Natural Gas_Miscellaneous_E2 | F1 | Commercial | School (ID) | Existing | Miscellaneous | Natural Gas | Miscellaneous | E2 | RVT - Cost of Equipment | 0 | 0 | 0 | 0 | 0 | 0 | 0 | 0 | 0 | 0 | 0 | 0 | 0 | 0 | 0 | 0 | 0 | 0 | 0 | 0 | 0 | 0 | 0 | 0 | 0 | 0 | 0
F1_Commercial_School (ID)_Existing_Miscellaneous_Natural Gas_Miscellaneous_E3 | F1 | Commercial | School (ID) | Existing | Miscellaneous | Natural Gas | Miscellaneous | E3 | RVT - Cost of Equipment | 0 | 0 | 0 | 0 | 0 | 0 | 0 | 0 | 0 | 0 | 0 | 0 | 0 | 0 | 0 | 0 | 0 | 0 | 0 | 0 | 0 | 0 | 0 | 0 | 0 | 0 | 0
F1_Commercial_School (ID)_Existing_Miscellaneous_Natural Gas_Miscellaneous_E4 | F1 | Commercial | School (ID) | Existing | Miscellaneous | Natural Gas | Miscellaneous | E4 | RVT - Cost of Equipment | 0 | 0 | 0 | 0 | 0 | 0 | 0 | 0 | 0 | 0 | 0 | 0 | 0 | 0 | 0 | 0 | 0 | 0 | 0 | 0 | 0 | 0 | 0 | 0 | 0 | 0 | 0
F1_Commercial_School (ID)_Existing_Miscellaneous_Natural Gas_Miscellaneous_E5 | F1 | Commercial | School (ID) | Existing | Miscellaneous | Natural Gas | Miscellaneous | E5 | RVT - Cost of Equipment | 0 | 0 | 0 | 0 | 0 | 0 | 0 | 0 | 0 | 0 | 0 | 0 | 0 | 0 | 0 | 0 | 0 | 0 | 0 | 0 | 0 | 0 | 0 | 0 | 0 | 0 | 0
F1_Commercial_School (ID)_Existing_Miscellaneous_Natural Gas_Miscellaneous_E6 | F1 | Commercial | School (ID) | Existing | Miscellaneous | Natural Gas | Miscellaneous | E6 | RVT - Cost of Equipment | 0 | 0 | 0 | 0 | 0 | 0 | 0 | 0 | 0 | 0 | 0 | 0 | 0 | 0 | 0 | 0 | 0 | 0 | 0 | 0 | 0 | 0 | 0 | 0 | 0 | 0 | 0
F1_Commercial_School (ID)_Existing_Miscellaneous_Natural Gas_Miscellaneous_E7 | F1 | Commercial | School (ID) | Existing | Miscellaneous | Natural Gas | Miscellaneous | E7 | RVT - Cost of Equipment | 0 | 0 | 0 | 0 | 0 | 0 | 0 | 0 | 0 | 0 | 0 | 0 | 0 | 0 | 0 | 0 | 0 | 0 | 0 | 0 | 0 | 0 | 0 | 0 | 0 | 0 | 0
F1_Commercial_School (ID)_Existing_Miscellaneous_Natural Gas_Miscellaneous_E8 | F1 | Commercial | School (ID) | Existing | Miscellaneous | Natural Gas | Miscellaneous | E8 | RVT - Cost of Equipment | 0 | 0 | 0 | 0 | 0 | 0 | 0 | 0 | 0 | 0 | 0 | 0 | 0 | 0 | 0 | 0 | 0 | 0 | 0 | 0 | 0 | 0 | 0 | 0 | 0 | 0 | 0
F1_Commercial_School (ID)_Existing_Miscellaneous_Natural Gas_Miscellaneous_E9 | F1 | Commercial | School (ID) | Existing | Miscellaneous | Natural Gas | Miscellaneous | E9 | RVT - Cost of Equipment | 0 | 0 | 0 | 0 | 0 | 0 | 0 | 0 | 0 | 0 | 0 | 0 | 0 | 0 | 0 | 0 | 0 | 0 | 0 | 0 | 0 | 0 | 0 | 0 | 0 | 0 | 0
F1_Commercial_School (ID)_Existing_Miscellaneous_Natural Gas_Miscellaneous_E10 | F1 | Commercial | School (ID) | Existing | Miscellaneous | Natural Gas | Miscellaneous | E10 | RVT - Cost of Equipment | 0 | 0 | 0 | 0 | 0 | 0 | 0 | 0 | 0 | 0 | 0 | 0 | 0 | 0 | 0 | 0 | 0 | 0 | 0 | 0 | 0 | 0 | 0 | 0 | 0 | 0 | 0
F2_Commercial_School (ID)_Existing_Miscellaneous_Natural Gas_Miscellaneous_E1 | F2 | Commercial | School (ID) | Existing | Miscellaneous | Natural Gas | Miscellaneous | E1 | RVT - Cost of Operation | 0.0011667 | 0.0011741 | 0.0011866 | 0.001206 | 0.0012346 | 0.0012817 | 0.0013301 | 0.0013753 | 0.0014149 | 0.0014559 | 0.0015029 | 0.0015471 | 0.0015997 | 0.0016501 | 0.0016903 | 0.0017228 | 0.0017447 | 0.0017623 | 0.0017798 | 0.0017911 | 0.0018019 | 0.0018335 | 0.0018651 | 0.0018983 | 0.001932 | 0.0019663 | 0.0020013
F2_Commercial_School (ID)_Existing_Miscellaneous_Natural Gas_Miscellaneous_E2 | F2 | Commercial | School (ID) | Existing | Miscellaneous | Natural Gas | Miscellaneous | E2 | RVT - Cost of Operation | 0 | 0 | 0 | 0 | 0 | 0 | 0 | 0 | 0 | 0 | 0 | 0 | 0 | 0 | 0 | 0 | 0 | 0 | 0 | 0 | 0 | 0 | 0 | 0 | 0 | 0 | 0
F2_Commercial_School (ID)_Existing_Miscellaneous_Natural Gas_Miscellaneous_E3 | F2 | Commercial | School (ID) | Existing | Miscellaneous | Natural Gas | Miscellaneous | E3 | RVT - Cost of Operation | 0 | 0 | 0 | 0 | 0 | 0 | 0 | 0 | 0 | 0 | 0 | 0 | 0 | 0 | 0 | 0 | 0 | 0 | 0 | 0 | 0 | 0 | 0 | 0 | 0 | 0 | 0
F2_Commercial_School (ID)_Existing_Miscellaneous_Natural Gas_Miscellaneous_E4 | F2 | Commercial | School (ID) | Existing | Miscellaneous | Natural Gas | Miscellaneous | E4 | RVT - Cost of Operation | 0 | 0 | 0 | 0 | 0 | 0 | 0 | 0 | 0 | 0 | 0 | 0 | 0 | 0 | 0 | 0 | 0 | 0 | 0 | 0 | 0 | 0 | 0 | 0 | 0 | 0 | 0
F2_Commercial_School (ID)_Existing_Miscellaneous_Natural Gas_Miscellaneous_E5 | F2 | Commercial | School (ID) | Existing | Miscellaneous | Natural Gas | Miscellaneous | E5 | RVT - Cost of Operation | 0 | 0 | 0 | 0 | 0 | 0 | 0 | 0 | 0 | 0 | 0 | 0 | 0 | 0 | 0 | 0 | 0 | 0 | 0 | 0 | 0 | 0 | 0 | 0 | 0 | 0 | 0
F2_Commercial_School (ID)_Existing_Miscellaneous_Natural Gas_Miscellaneous_E6 | F2 | Commercial | School (ID) | Existing | Miscellaneous | Natural Gas | Miscellaneous | E6 | RVT - Cost of Operation | 0 | 0 | 0 | 0 | 0 | 0 | 0 | 0 | 0 | 0 | 0 | 0 | 0 | 0 | 0 | 0 | 0 | 0 | 0 | 0 | 0 | 0 | 0 | 0 | 0 | 0 | 0
F2_Commercial_School (ID)_Existing_Miscellaneous_Natural Gas_Miscellaneous_E7 | F2 | Commercial | School (ID) | Existing | Miscellaneous | Natural Gas | Miscellaneous | E7 | RVT - Cost of Operation | 0 | 0 | 0 | 0 | 0 | 0 | 0 | 0 | 0 | 0 | 0 | 0 | 0 | 0 | 0 | 0 | 0 | 0 | 0 | 0 | 0 | 0 | 0 | 0 | 0 | 0 | 0
F2_Commercial_School (ID)_Existing_Miscellaneous_Natural Gas_Miscellaneous_E8 | F2 | Commercial | School (ID) | Existing | Miscellaneous | Natural Gas | Miscellaneous | E8 | RVT - Cost of Operation | 0 | 0 | 0 | 0 | 0 | 0 | 0 | 0 | 0 | 0 | 0 | 0 | 0 | 0 | 0 | 0 | 0 | 0 | 0 | 0 | 0 | 0 | 0 | 0 | 0 | 0 | 0
F2_Commercial_School (ID)_Existing_Miscellaneous_Natural Gas_Miscellaneous_E9 | F2 | Commercial | School (ID) | Existing | Miscellaneous | Natural Gas | Miscellaneous | E9 | RVT - Cost of Operation | 0 | 0 | 0 | 0 | 0 | 0 | 0 | 0 | 0 | 0 | 0 | 0 | 0 | 0 | 0 | 0 | 0 | 0 | 0 | 0 | 0 | 0 | 0 | 0 | 0 | 0 | 0
F2_Commercial_School (ID)_Existing_Miscellaneous_Natural Gas_Miscellaneous_E10 | F2 | Commercial | School (ID) | Existing | Miscellaneous | Natural Gas | Miscellaneous | E10 | RVT - Cost of Operation | 0 | 0 | 0 | 0 | 0 | 0 | 0 | 0 | 0 | 0 | 0 | 0 | 0 | 0 | 0 | 0 | 0 | 0 | 0 | 0 | 0 | 0 | 0 | 0 | 0 | 0 | 0
F3_Commercial_School (ID)_Existing_Miscellaneous_Natural Gas_Miscellaneous_E1 | F3 | Commercial | School (ID) | Existing | Miscellaneous | Natural Gas | Miscellaneous | E1 | System - kBTUs of Consumption | 0.298 | 0.298 | 0.298 | 0.298 | 0.298 | 0.298 | 0.298 | 0.298 | 0.298 | 0.298 | 0.298 | 0.298 | 0.298 | 0.298 | 0.298 | 0.298 | 0.298 | 0.298 | 0.298 | 0.298 | 0.298 | 0.298 | 0.298 | 0.298 | 0.298 | 0.298 | 0.298
F3_Commercial_School (ID)_Existing_Miscellaneous_Natural Gas_Miscellaneous_E2 | F3 | Commercial | School (ID) | Existing | Miscellaneous | Natural Gas | Miscellaneous | E2 | System - kBTUs of Consumption | 0 | 0 | 0 | 0 | 0 | 0 | 0 | 0 | 0 | 0 | 0 | 0 | 0 | 0 | 0 | 0 | 0 | 0 | 0 | 0 | 0 | 0 | 0 | 0 | 0 | 0 | 0
F3_Commercial_School (ID)_Existing_Miscellaneous_Natural Gas_Miscellaneous_E3 | F3 | Commercial | School (ID) | Existing | Miscellaneous | Natural Gas | Miscellaneous | E3 | System - kBTUs of Consumption | 0 | 0 | 0 | 0 | 0 | 0 | 0 | 0 | 0 | 0 | 0 | 0 | 0 | 0 | 0 | 0 | 0 | 0 | 0 | 0 | 0 | 0 | 0 | 0 | 0 | 0 | 0
F3_Commercial_School (ID)_Existing_Miscellaneous_Natural Gas_Miscellaneous_E4 | F3 | Commercial | School (ID) | Existing | Miscellaneous | Natural Gas | Miscellaneous | E4 | System - kBTUs of Consumption | 0 | 0 | 0 | 0 | 0 | 0 | 0 | 0 | 0 | 0 | 0 | 0 | 0 | 0 | 0 | 0 | 0 | 0 | 0 | 0 | 0 | 0 | 0 | 0 | 0 | 0 | 0
F3_Commercial_School (ID)_Existing_Miscellaneous_Natural Gas_Miscellaneous_E5 | F3 | Commercial | School (ID) | Existing | Miscellaneous | Natural Gas | Miscellaneous | E5 | System - kBTUs of Consumption | 0 | 0 | 0 | 0 | 0 | 0 | 0 | 0 | 0 | 0 | 0 | 0 | 0 | 0 | 0 | 0 | 0 | 0 | 0 | 0 | 0 | 0 | 0 | 0 | 0 | 0 | 0
F3_Commercial_School (ID)_Existing_Miscellaneous_Natural Gas_Miscellaneous_E6 | F3 | Commercial | School (ID) | Existing | Miscellaneous | Natural Gas | Miscellaneous | E6 | System - kBTUs of Consumption | 0 | 0 | 0 | 0 | 0 | 0 | 0 | 0 | 0 | 0 | 0 | 0 | 0 | 0 | 0 | 0 | 0 | 0 | 0 | 0 | 0 | 0 | 0 | 0 | 0 | 0 | 0
F3_Commercial_School (ID)_Existing_Miscellaneous_Natural Gas_Miscellaneous_E7 | F3 | Commercial | School (ID) | Existing | Miscellaneous | Natural Gas | Miscellaneous | E7 | System - kBTUs of Consumption | 0 | 0 | 0 | 0 | 0 | 0 | 0 | 0 | 0 | 0 | 0 | 0 | 0 | 0 | 0 | 0 | 0 | 0 | 0 | 0 | 0 | 0 | 0 | 0 | 0 | 0 | 0
F3_Commercial_School (ID)_Existing_Miscellaneous_Natural Gas_Miscellaneous_E8 | F3 | Commercial | School (ID) | Existing | Miscellaneous | Natural Gas | Miscellaneous | E8 | System - kBTUs of Consumption | 0 | 0 | 0 | 0 | 0 | 0 | 0 | 0 | 0 | 0 | 0 | 0 | 0 | 0 | 0 | 0 | 0 | 0 | 0 | 0 | 0 | 0 | 0 | 0 | 0 | 0 | 0
F3_Commercial_School (ID)_Existing_Miscellaneous_Natural Gas_Miscellaneous_E9 | F3 | Commercial | School (ID) | Existing | Miscellaneous | Natural Gas | Miscellaneous | E9 | System - kBTUs of Consumption | 0 | 0 | 0 | 0 | 0 | 0 | 0 | 0 | 0 | 0 | 0 | 0 | 0 | 0 | 0 | 0 | 0 | 0 | 0 | 0 | 0 | 0 | 0 | 0 | 0 | 0 | 0
F3_Commercial_School (ID)_Existing_Miscellaneous_Natural Gas_Miscellaneous_E10 | F3 | Commercial | School (ID) | Existing | Miscellaneous | Natural Gas | Miscellaneous | E10 | System - kBTUs of Consumption | 0 | 0 | 0 | 0 | 0 | 0 | 0 | 0 | 0 | 0 | 0 | 0 | 0 | 0 | 0 | 0 | 0 | 0 | 0 | 0 | 0 | 0 | 0 | 0 | 0 | 0 | 0
F4_Commercial_School (ID)_Existing_Miscellaneous_Natural Gas_Miscellaneous_E1 | F4 | Commercial | School (ID) | Existing | Miscellaneous | Natural Gas | Miscellaneous | E1 | Utility - Cost of Equipment | 0.00073763 | 0.00073763 | 0.00073763 | 0.00073763 | 0.00073763 | 0.00073763 | 0.00073763 | 0.00073763 | 0.00073763 | 0.00073763 | 0.00073763 | 0.00073763 | 0.00073763 | 0.00073763 | 0.00073763 | 0.00073763 | 0.00073763 | 0.00073763 | 0.00073763 | 0.00073763 | 0.00073763 | 0.00073763 | 0.00073763 | 0.00073763 | 0.00073763 | 0.00073763 | 0.00073763
F4_Commercial_School (ID)_Existing_Miscellaneous_Natural Gas_Miscellaneous_E2 | F4 | Commercial | School (ID) | Existing | Miscellaneous | Natural Gas | Miscellaneous | E2 | Utility - Cost of Equipment | 0 | 0 | 0 | 0 | 0 | 0 | 0 | 0 | 0 | 0 | 0 | 0 | 0 | 0 | 0 | 0 | 0 | 0 | 0 | 0 | 0 | 0 | 0 | 0 | 0 | 0 | 0
F4_Commercial_School (ID)_Existing_Miscellaneous_Natural Gas_Miscellaneous_E3 | F4 | Commercial | School (ID) | Existing | Miscellaneous | Natural Gas | Miscellaneous | E3 | Utility - Cost of Equipment | 0 | 0 | 0 | 0 | 0 | 0 | 0 | 0 | 0 | 0 | 0 | 0 | 0 | 0 | 0 | 0 | 0 | 0 | 0 | 0 | 0 | 0 | 0 | 0 | 0 | 0 | 0
F4_Commercial_School (ID)_Existing_Miscellaneous_Natural Gas_Miscellaneous_E4 | F4 | Commercial | School (ID) | Existing | Miscellaneous | Natural Gas | Miscellaneous | E4 | Utility - Cost of Equipment | 0 | 0 | 0 | 0 | 0 | 0 | 0 | 0 | 0 | 0 | 0 | 0 | 0 | 0 | 0 | 0 | 0 | 0 | 0 | 0 | 0 | 0 | 0 | 0 | 0 | 0 | 0
F4_Commercial_School (ID)_Existing_Miscellaneous_Natural Gas_Miscellaneous_E5 | F4 | Commercial | School (ID) | Existing | Miscellaneous | Natural Gas | Miscellaneous | E5 | Utility - Cost of Equipment | 0 | 0 | 0 | 0 | 0 | 0 | 0 | 0 | 0 | 0 | 0 | 0 | 0 | 0 | 0 | 0 | 0 | 0 | 0 | 0 | 0 | 0 | 0 | 0 | 0 | 0 | 0
F4_Commercial_School (ID)_Existing_Miscellaneous_Natural Gas_Miscellaneous_E6 | F4 | Commercial | School (ID) | Existing | Miscellaneous | Natural Gas | Miscellaneous | E6 | Utility - Cost of Equipment | 0 | 0 | 0 | 0 | 0 | 0 | 0 | 0 | 0 | 0 | 0 | 0 | 0 | 0 | 0 | 0 | 0 | 0 | 0 | 0 | 0 | 0 | 0 | 0 | 0 | 0 | 0
F4_Commercial_School (ID)_Existing_Miscellaneous_Natural Gas_Miscellaneous_E7 | F4 | Commercial | School (ID) | Existing | Miscellaneous | Natural Gas | Miscellaneous | E7 | Utility - Cost of Equipment | 0 | 0 | 0 | 0 | 0 | 0 | 0 | 0 | 0 | 0 | 0 | 0 | 0 | 0 | 0 | 0 | 0 | 0 | 0 | 0 | 0 | 0 | 0 | 0 | 0 | 0 | 0
F4_Commercial_School (ID)_Existing_Miscellaneous_Natural Gas_Miscellaneous_E8 | F4 | Commercial | School (ID) | Existing | Miscellaneous | Natural Gas | Miscellaneous | E8 | Utility - Cost of Equipment | 0 | 0 | 0 | 0 | 0 | 0 | 0 | 0 | 0 | 0 | 0 | 0 | 0 | 0 | 0 | 0 | 0 | 0 | 0 | 0 | 0 | 0 | 0 | 0 | 0 | 0 | 0
F4_Commercial_School (ID)_Existing_Miscellaneous_Natural Gas_Miscellaneous_E9 | F4 | Commercial | School (ID) | Existing | Miscellaneous | Natural Gas | Miscellaneous | E9 | Utility - Cost of Equipment | 0 | 0 | 0 | 0 | 0 | 0 | 0 | 0 | 0 | 0 | 0 | 0 | 0 | 0 | 0 | 0 | 0 | 0 | 0 | 0 | 0 | 0 | 0 | 0 | 0 | 0 | 0
F4_Commercial_School (ID)_Existing_Miscellaneous_Natural Gas_Miscellaneous_E10 | F4 | Commercial | School (ID) | Existing | Miscellaneous | Natural Gas | Miscellaneous | E10 | Utility - Cost of Equipment | 0 | 0 | 0 | 0 | 0 | 0 | 0 | 0 | 0 | 0 | 0 | 0 | 0 | 0 | 0 | 0 | 0 | 0 | 0 | 0 | 0 | 0 | 0 | 0 | 0 | 0 | 0
F5_Commercial_School (ID)_Existing_Miscellaneous_Natural Gas_Miscellaneous_E1 | F5 | Commercial | School (ID) | Existing | Miscellaneous | Natural Gas | Miscellaneous | E1 | Utility - Cost of Operation | 0.00097224 | 0.00097845 | 0.00099098 | 0.0010118 | 0.0010432 | 0.0010933 | 0.0011485 | 0.0012054 | 0.0012627 | 0.0013235 | 0.0013663 | 0.0014065 | 0.0014543 | 0.0015017 | 0.0015415 | 0.0015766 | 0.0016043 | 0.0016308 | 0.0016604 | 0.0016878 | 0.0017161 | 0.0017462 | 0.0017763 | 0.0018079 | 0.00184 | 0.0018727 | 0.001906
F5_Commercial_School (ID)_Existing_Miscellaneous_Natural Gas_Miscellaneous_E2 | F5 | Commercial | School (ID) | Existing | Miscellaneous | Natural Gas | Miscellaneous | E2 | Utility - Cost of Operation | 0 | 0 | 0 | 0 | 0 | 0 | 0 | 0 | 0 | 0 | 0 | 0 | 0 | 0 | 0 | 0 | 0 | 0 | 0 | 0 | 0 | 0 | 0 | 0 | 0 | 0 | 0
F5_Commercial_School (ID)_Existing_Miscellaneous_Natural Gas_Miscellaneous_E3 | F5 | Commercial | School (ID) | Existing | Miscellaneous | Natural Gas | Miscellaneous | E3 | Utility - Cost of Operation | 0 | 0 | 0 | 0 | 0 | 0 | 0 | 0 | 0 | 0 | 0 | 0 | 0 | 0 | 0 | 0 | 0 | 0 | 0 | 0 | 0 | 0 | 0 | 0 | 0 | 0 | 0
F5_Commercial_School (ID)_Existing_Miscellaneous_Natural Gas_Miscellaneous_E4 | F5 | Commercial | School (ID) | Existing | Miscellaneous | Natural Gas | Miscellaneous | E4 | Utility - Cost of Operation | 0 | 0 | 0 | 0 | 0 | 0 | 0 | 0 | 0 | 0 | 0 | 0 | 0 | 0 | 0 | 0 | 0 | 0 | 0 | 0 | 0 | 0 | 0 | 0 | 0 | 0 | 0
F5_Commercial_School (ID)_Existing_Miscellaneous_Natural Gas_Miscellaneous_E5 | F5 | Commercial | School (ID) | Existing | Miscellaneous | Natural Gas | Miscellaneous | E5 | Utility - Cost of Operation | 0 | 0 | 0 | 0 | 0 | 0 | 0 | 0 | 0 | 0 | 0 | 0 | 0 | 0 | 0 | 0 | 0 | 0 | 0 | 0 | 0 | 0 | 0 | 0 | 0 | 0 | 0
F5_Commercial_School (ID)_Existing_Miscellaneous_Natural Gas_Miscellaneous_E6 | F5 | Commercial | School (ID) | Existing | Miscellaneous | Natural Gas | Miscellaneous | E6 | Utility - Cost of Operation | 0 | 0 | 0 | 0 | 0 | 0 | 0 | 0 | 0 | 0 | 0 | 0 | 0 | 0 | 0 | 0 | 0 | 0 | 0 | 0 | 0 | 0 | 0 | 0 | 0 | 0 | 0
F5_Commercial_School (ID)_Existing_Miscellaneous_Natural Gas_Miscellaneous_E7 | F5 | Commercial | School (ID) | Existing | Miscellaneous | Natural Gas | Miscellaneous | E7 | Utility - Cost of Operation | 0 | 0 | 0 | 0 | 0 | 0 | 0 | 0 | 0 | 0 | 0 | 0 | 0 | 0 | 0 | 0 | 0 | 0 | 0 | 0 | 0 | 0 | 0 | 0 | 0 | 0 | 0
F5_Commercial_School (ID)_Existing_Miscellaneous_Natural Gas_Miscellaneous_E8 | F5 | Commercial | School (ID) | Existing | Miscellaneous | Natural Gas | Miscellaneous | E8 | Utility - Cost of Operation | 0 | 0 | 0 | 0 | 0 | 0 | 0 | 0 | 0 | 0 | 0 | 0 | 0 | 0 | 0 | 0 | 0 | 0 | 0 | 0 | 0 | 0 | 0 | 0 | 0 | 0 | 0
F5_Commercial_School (ID)_Existing_Miscellaneous_Natural Gas_Miscellaneous_E9 | F5 | Commercial | School (ID) | Existing | Miscellaneous | Natural Gas | Miscellaneous | E9 | Utility - Cost of Operation | 0 | 0 | 0 | 0 | 0 | 0 | 0 | 0 | 0 | 0 | 0 | 0 | 0 | 0 | 0 | 0 | 0 | 0 | 0 | 0 | 0 | 0 | 0 | 0 | 0 | 0 | 0
F5_Commercial_School (ID)_Existing_Miscellaneous_Natural Gas_Miscellaneous_E10 | F5 | Commercial | School (ID) | Existing | Miscellaneous | Natural Gas | Miscellaneous | E10 | Utility - Cost of Operation | 0 | 0 | 0 | 0 | 0 | 0 | 0 | 0 | 0 | 0 | 0 | 0 | 0 | 0 | 0 | 0 | 0 | 0 | 0 | 0 | 0 | 0 | 0 | 0 | 0 | 0 | 0
F6_Commercial_School (ID)_Existing_Miscellaneous_Natural Gas_Miscellaneous_E1 | F6 | Commercial | School (ID) | Existing | Miscellaneous | Natural Gas | Miscellaneous | E1 | Utility - Value of Sales | 0.0011667 | 0.0011741 | 0.0011866 | 0.001206 | 0.0012346 | 0.0012817 | 0.0013301 | 0.0013753 | 0.0014149 | 0.0014559 | 0.0015029 | 0.0015471 | 0.0015997 | 0.0016501 | 0.0016903 | 0.0017228 | 0.0017447 | 0.0017623 | 0.0017798 | 0.0017911 | 0.0018019 | 0.0018335 | 0.0018651 | 0.0018983 | 0.001932 | 0.0019663 | 0.0020013
F6_Commercial_School (ID)_Existing_Miscellaneous_Natural Gas_Miscellaneous_E2 | F6 | Commercial | School (ID) | Existing | Miscellaneous | Natural Gas | Miscellaneous | E2 | Utility - Value of Sales | 0 | 0 | 0 | 0 | 0 | 0 | 0 | 0 | 0 | 0 | 0 | 0 | 0 | 0 | 0 | 0 | 0 | 0 | 0 | 0 | 0 | 0 | 0 | 0 | 0 | 0 | 0
F6_Commercial_School (ID)_Existing_Miscellaneous_Natural Gas_Miscellaneous_E3 | F6 | Commercial | School (ID) | Existing | Miscellaneous | Natural Gas | Miscellaneous | E3 | Utility - Value of Sales | 0 | 0 | 0 | 0 | 0 | 0 | 0 | 0 | 0 | 0 | 0 | 0 | 0 | 0 | 0 | 0 | 0 | 0 | 0 | 0 | 0 | 0 | 0 | 0 | 0 | 0 | 0
F6_Commercial_School (ID)_Existing_Miscellaneous_Natural Gas_Miscellaneous_E4 | F6 | Commercial | School (ID) | Existing | Miscellaneous | Natural Gas | Miscellaneous | E4 | Utility - Value of Sales | 0 | 0 | 0 | 0 | 0 | 0 | 0 | 0 | 0 | 0 | 0 | 0 | 0 | 0 | 0 | 0 | 0 | 0 | 0 | 0 | 0 | 0 | 0 | 0 | 0 | 0 | 0
F6_Commercial_School (ID)_Existing_Miscellaneous_Natural Gas_Miscellaneous_E5 | F6 | Commercial | School (ID) | Existing | Miscellaneous | Natural Gas | Miscellaneous | E5 | Utility - Value of Sales | 0 | 0 | 0 | 0 | 0 | 0 | 0 | 0 | 0 | 0 | 0 | 0 | 0 | 0 | 0 | 0 | 0 | 0 | 0 | 0 | 0 | 0 | 0 | 0 | 0 | 0 | 0
F6_Commercial_School (ID)_Existing_Miscellaneous_Natural Gas_Miscellaneous_E6 | F6 | Commercial | School (ID) | Existing | Miscellaneous | Natural Gas | Miscellaneous | E6 | Utility - Value of Sales | 0 | 0 | 0 | 0 | 0 | 0 | 0 | 0 | 0 | 0 | 0 | 0 | 0 | 0 | 0 | 0 | 0 | 0 | 0 | 0 | 0 | 0 | 0 | 0 | 0 | 0 | 0
F6_Commercial_School (ID)_Existing_Miscellaneous_Natural Gas_Miscellaneous_E7 | F6 | Commercial | School (ID) | Existing | Miscellaneous | Natural Gas | Miscellaneous | E7 | Utility - Value of Sales | 0 | 0 | 0 | 0 | 0 | 0 | 0 | 0 | 0 | 0 | 0 | 0 | 0 | 0 | 0 | 0 | 0 | 0 | 0 | 0 | 0 | 0 | 0 | 0 | 0 | 0 | 0
F6_Commercial_School (ID)_Existing_Miscellaneous_Natural Gas_Miscellaneous_E8 | F6 | Commercial | School (ID) | Existing | Miscellaneous | Natural Gas | Miscellaneous | E8 | Utility - Value of Sales | 0 | 0 | 0 | 0 | 0 | 0 | 0 | 0 | 0 | 0 | 0 | 0 | 0 | 0 | 0 | 0 | 0 | 0 | 0 | 0 | 0 | 0 | 0 | 0 | 0 | 0 | 0
F6_Commercial_School (ID)_Existing_Miscellaneous_Natural Gas_Miscellaneous_E9 | F6 | Commercial | School (ID) | Existing | Miscellaneous | Natural Gas | Miscellaneous | E9 | Utility - Value of Sales | 0 | 0 | 0 | 0 | 0 | 0 | 0 | 0 | 0 | 0 | 0 | 0 | 0 | 0 | 0 | 0 | 0 | 0 | 0 | 0 | 0 | 0 | 0 | 0 | 0 | 0 | 0
F6_Commercial_School (ID)_Existing_Miscellaneous_Natural Gas_Miscellaneous_E10 | F6 | Commercial | School (ID) | Existing | Miscellaneous | Natural Gas | Miscellaneous | E10 | Utility - Value of Sales | 0 | 0 | 0 | 0 | 0 | 0 | 0 | 0 | 0 | 0 | 0 | 0 | 0 | 0 | 0 | 0 | 0 | 0 | 0 | 0 | 0 | 0 | 0 | 0 | 0 | 0 | 0
F1_Commercial_School (ID)_New_Space Heating_Natural Gas_Furnace_E1 | F1 | Commercial | School (ID) | New | Space Heating | Natural Gas | Furnace | E1 | RVT - Cost of Equipment | 0.090135 | 0.090135 | 0.090135 | 0.090135 | 0.090135 | 0.090135 | 0.090135 | 0.090135 | 0.090135 | 0.090135 | 0.090135 | 0.090135 | 0.090135 | 0.090135 | 0.090135 | 0.090135 | 0.090135 | 0.090135 | 0.090135 | 0.090135 | 0.090135 | 0.090135 | 0.090135 | 0.090135 | 0.090135 | 0.090135 | 0.090135
F1_Commercial_School (ID)_New_Space Heating_Natural Gas_Furnace_E2 | F1 | Commercial | School (ID) | New | Space Heating | Natural Gas | Furnace | E2 | RVT - Cost of Equipment | 0.18219 | 0.18219 | 0.18219 | 0.18219 | 0.18219 | 0.18219 | 0.18219 | 0.18219 | 0.18219 | 0.18219 | 0.18219 | 0.18219 | 0.18219 | 0.18219 | 0.18219 | 0.18219 | 0.18219 | 0.18219 | 0.18219 | 0.18219 | 0.18219 | 0.18219 | 0.18219 | 0.18219 | 0.18219 | 0.18219 | 0.18219
F1_Commercial_School (ID)_New_Space Heating_Natural Gas_Furnace_E3 | F1 | Commercial | School (ID) | New | Space Heating | Natural Gas | Furnace | E3 | RVT - Cost of Equipment | 0.11075 | 0.11075 | 0.11075 | 0.11075 | 0.11075 | 0.11075 | 0.11075 | 0.11075 | 0.11075 | 0.11075 | 0.11075 | 0.11075 | 0.11075 | 0.11075 | 0.11075 | 0.11075 | 0.11075 | 0.11075 | 0.11075 | 0.11075 | 0.11075 | 0.11075 | 0.11075 | 0.11075 | 0.11075 | 0.11075 | 0.11075
F1_Commercial_School (ID)_New_Space Heating_Natural Gas_Furnace_E4 | F1 | Commercial | School (ID) | New | Space Heating | Natural Gas | Furnace | E4 | RVT - Cost of Equipment | 0 | 0 | 0 | 0 | 0 | 0 | 0 | 0 | 0 | 0 | 0 | 0 | 0 | 0 | 0 | 0 | 0 | 0 | 0 | 0 | 0 | 0 | 0 | 0 | 0 | 0 | 0
F1_Commercial_School (ID)_New_Space Heating_Natural Gas_Furnace_E5 | F1 | Commercial | School (ID) | New | Space Heating | Natural Gas | Furnace | E5 | RVT - Cost of Equipment | 0 | 0 | 0 | 0 | 0 | 0 | 0 | 0 | 0 | 0 | 0 | 0 | 0 | 0 | 0 | 0 | 0 | 0 | 0 | 0 | 0 | 0 | 0 | 0 | 0 | 0 | 0
F1_Commercial_School (ID)_New_Space Heating_Natural Gas_Furnace_E6 | F1 | Commercial | School (ID) | New | Space Heating | Natural Gas | Furnace | E6 | RVT - Cost of Equipment | 0 | 0 | 0 | 0 | 0 | 0 | 0 | 0 | 0 | 0 | 0 | 0 | 0 | 0 | 0 | 0 | 0 | 0 | 0 | 0 | 0 | 0 | 0 | 0 | 0 | 0 | 0
F1_Commercial_School (ID)_New_Space Heating_Natural Gas_Furnace_E7 | F1 | Commercial | School (ID) | New | Space Heating | Natural Gas | Furnace | E7 | RVT - Cost of Equipment | 0 | 0 | 0 | 0 | 0 | 0 | 0 | 0 | 0 | 0 | 0 | 0 | 0 | 0 | 0 | 0 | 0 | 0 | 0 | 0 | 0 | 0 | 0 | 0 | 0 | 0 | 0
F1_Commercial_School (ID)_New_Space Heating_Natural Gas_Furnace_E8 | F1 | Commercial | School (ID) | New | Space Heating | Natural Gas | Furnace | E8 | RVT - Cost of Equipment | 0 | 0 | 0 | 0 | 0 | 0 | 0 | 0 | 0 | 0 | 0 | 0 | 0 | 0 | 0 | 0 | 0 | 0 | 0 | 0 | 0 | 0 | 0 | 0 | 0 | 0 | 0
F1_Commercial_School (ID)_New_Space Heating_Natural Gas_Furnace_E9 | F1 | Commercial | School (ID) | New | Space Heating | Natural Gas | Furnace | E9 | RVT - Cost of Equipment | 0 | 0 | 0 | 0 | 0 | 0 | 0 | 0 | 0 | 0 | 0 | 0 | 0 | 0 | 0 | 0 | 0 | 0 | 0 | 0 | 0 | 0 | 0 | 0 | 0 | 0 | 0
F1_Commercial_School (ID)_New_Space Heating_Natural Gas_Furnace_E10 | F1 | Commercial | School (ID) | New | Space Heating | Natural Gas | Furnace | E10 | RVT - Cost of Equipment | 0 | 0 | 0 | 0 | 0 | 0 | 0 | 0 | 0 | 0 | 0 | 0 | 0 | 0 | 0 | 0 | 0 | 0 | 0 | 0 | 0 | 0 | 0 | 0 | 0 | 0 | 0
F2_Commercial_School (ID)_New_Space Heating_Natural Gas_Furnace_E1 | F2 | Commercial | School (ID) | New | Space Heating | Natural Gas | Furnace | E1 | RVT - Cost of Operation | 0.035539 | 0.035834 | 0.036325 | 0.036893 | 0.037544 | 0.038604 | 0.039656 | 0.040755 | 0.04172 | 0.042657 | 0.043718 | 0.044645 | 0.045678 | 0.046741 | 0.047687 | 0.048596 | 0.049396 | 0.050213 | 0.05106 | 0.051918 | 0.052775 | 0.053926 | 0.055291 | 0.056464 | 0.057663 | 0.058887 | 0.060137
F2_Commercial_School (ID)_New_Space Heating_Natural Gas_Furnace_E2 | F2 | Commercial | School (ID) | New | Space Heating | Natural Gas | Furnace | E2 | RVT - Cost of Operation | 0.03159 | 0.031852 | 0.032289 | 0.032794 | 0.033373 | 0.034315 | 0.03525 | 0.036227 | 0.037085 | 0.037917 | 0.038861 | 0.039685 | 0.040602 | 0.041548 | 0.042389 | 0.043196 | 0.043908 | 0.044634 | 0.045387 | 0.046149 | 0.046911 | 0.047934 | 0.049147 | 0.050191 | 0.051256 | 0.052344 | 0.053455
F2_Commercial_School (ID)_New_Space Heating_Natural Gas_Furnace_E3 | F2 | Commercial | School (ID) | New | Space Heating | Natural Gas | Furnace | E3 | RVT - Cost of Operation | 0.029614 | 0.02986 | 0.03027 | 0.030743 | 0.031286 | 0.032169 | 0.033045 | 0.033962 | 0.034766 | 0.035546 | 0.036431 | 0.037203 | 0.038063 | 0.038949 | 0.039738 | 0.040495 | 0.041162 | 0.041843 | 0.042549 | 0.043263 | 0.043978 | 0.044937 | 0.046074 | 0.047052 | 0.048051 | 0.04907 | 0.050112
F2_Commercial_School (ID)_New_Space Heating_Natural Gas_Furnace_E4 | F2 | Commercial | School (ID) | New | Space Heating | Natural Gas | Furnace | E4 | RVT - Cost of Operation | 0 | 0 | 0 | 0 | 0 | 0 | 0 | 0 | 0 | 0 | 0 | 0 | 0 | 0 | 0 | 0 | 0 | 0 | 0 | 0 | 0 | 0 | 0 | 0 | 0 | 0 | 0
F2_Commercial_School (ID)_New_Space Heating_Natural Gas_Furnace_E5 | F2 | Commercial | School (ID) | New | Space Heating | Natural Gas | Furnace | E5 | RVT - Cost of Operation | 0 | 0 | 0 | 0 | 0 | 0 | 0 | 0 | 0 | 0 | 0 | 0 | 0 | 0 | 0 | 0 | 0 | 0 | 0 | 0 | 0 | 0 | 0 | 0 | 0 | 0 | 0
F2_Commercial_School (ID)_New_Space Heating_Natural Gas_Furnace_E6 | F2 | Commercial | School (ID) | New | Space Heating | Natural Gas | Furnace | E6 | RVT - Cost of Operation | 0 | 0 | 0 | 0 | 0 | 0 | 0 | 0 | 0 | 0 | 0 | 0 | 0 | 0 | 0 | 0 | 0 | 0 | 0 | 0 | 0 | 0 | 0 | 0 | 0 | 0 | 0
F2_Commercial_School (ID)_New_Space Heating_Natural Gas_Furnace_E7 | F2 | Commercial | School (ID) | New | Space Heating | Natural Gas | Furnace | E7 | RVT - Cost of Operation | 0 | 0 | 0 | 0 | 0 | 0 | 0 | 0 | 0 | 0 | 0 | 0 | 0 | 0 | 0 | 0 | 0 | 0 | 0 | 0 | 0 | 0 | 0 | 0 | 0 | 0 | 0
F2_Commercial_School (ID)_New_Space Heating_Natural Gas_Furnace_E8 | F2 | Commercial | School (ID) | New | Space Heating | Natural Gas | Furnace | E8 | RVT - Cost of Operation | 0 | 0 | 0 | 0 | 0 | 0 | 0 | 0 | 0 | 0 | 0 | 0 | 0 | 0 | 0 | 0 | 0 | 0 | 0 | 0 | 0 | 0 | 0 | 0 | 0 | 0 | 0
F2_Commercial_School (ID)_New_Space Heating_Natural Gas_Furnace_E9 | F2 | Commercial | School (ID) | New | Space Heating | Natural Gas | Furnace | E9 | RVT - Cost of Operation | 0 | 0 | 0 | 0 | 0 | 0 | 0 | 0 | 0 | 0 | 0 | 0 | 0 | 0 | 0 | 0 | 0 | 0 | 0 | 0 | 0 | 0 | 0 | 0 | 0 | 0 | 0
F2_Commercial_School (ID)_New_Space Heating_Natural Gas_Furnace_E10 | F2 | Commercial | School (ID) | New | Space Heating | Natural Gas | Furnace | E10 | RVT - Cost of Operation | 0 | 0 | 0 | 0 | 0 | 0 | 0 | 0 | 0 | 0 | 0 | 0 | 0 | 0 | 0 | 0 | 0 | 0 | 0 | 0 | 0 | 0 | 0 | 0 | 0 | 0 | 0
F3_Commercial_School (ID)_New_Space Heating_Natural Gas_Furnace_E1 | F3 | Commercial | School (ID) | New | Space Heating | Natural Gas | Furnace | E1 | System - kBTUs of Consumption | 7.8208 | 7.8011 | 7.8011 | 7.8011 | 7.8011 | 7.8011 | 7.8011 | 7.8011 | 7.8011 | 7.8011 | 7.8011 | 7.8011 | 7.8011 | 7.8011 | 7.8011 | 7.8011 | 7.8011 | 7.8011 | 7.8011 | 7.8011 | 7.8011 | 7.8011 | 7.8011 | 7.8011 | 7.8011 | 7.8011 | 7.8011
F3_Commercial_School (ID)_New_Space Heating_Natural Gas_Furnace_E2 | F3 | Commercial | School (ID) | New | Space Heating | Natural Gas | Furnace | E2 | System - kBTUs of Consumption | 6.9518 | 6.9343 | 6.9343 | 6.9343 | 6.9343 | 6.9343 | 6.9343 | 6.9343 | 6.9343 | 6.9343 | 6.9343 | 6.9343 | 6.9343 | 6.9343 | 6.9343 | 6.9343 | 6.9343 | 6.9343 | 6.9343 | 6.9343 | 6.9343 | 6.9343 | 6.9343 | 6.9343 | 6.9343 | 6.9343 | 6.9343
F3_Commercial_School (ID)_New_Space Heating_Natural Gas_Furnace_E3 | F3 | Commercial | School (ID) | New | Space Heating | Natural Gas | Furnace | E3 | System - kBTUs of Consumption | 6.517 | 6.5007 | 6.5007 | 6.5007 | 6.5007 | 6.5007 | 6.5007 | 6.5007 | 6.5007 | 6.5007 | 6.5007 | 6.5007 | 6.5007 | 6.5007 | 6.5007 | 6.5007 | 6.5007 | 6.5007 | 6.5007 | 6.5007 | 6.5007 | 6.5007 | 6.5007 | 6.5007 | 6.5007 | 6.5007 | 6.5007
F3_Commercial_School (ID)_New_Space Heating_Natural Gas_Furnace_E4 | F3 | Commercial | School (ID) | New | Space Heating | Natural Gas | Furnace | E4 | System - kBTUs of Consumption | 0 | 0 | 0 | 0 | 0 | 0 | 0 | 0 | 0 | 0 | 0 | 0 | 0 | 0 | 0 | 0 | 0 | 0 | 0 | 0 | 0 | 0 | 0 | 0 | 0 | 0 | 0
F3_Commercial_School (ID)_New_Space Heating_Natural Gas_Furnace_E5 | F3 | Commercial | School (ID) | New | Space Heating | Natural Gas | Furnace | E5 | System - kBTUs of Consumption | 0 | 0 | 0 | 0 | 0 | 0 | 0 | 0 | 0 | 0 | 0 | 0 | 0 | 0 | 0 | 0 | 0 | 0 | 0 | 0 | 0 | 0 | 0 | 0 | 0 | 0 | 0
F3_Commercial_School (ID)_New_Space Heating_Natural Gas_Furnace_E6 | F3 | Commercial | School (ID) | New | Space Heating | Natural Gas | Furnace | E6 | System - kBTUs of Consumption | 0 | 0 | 0 | 0 | 0 | 0 | 0 | 0 | 0 | 0 | 0 | 0 | 0 | 0 | 0 | 0 | 0 | 0 | 0 | 0 | 0 | 0 | 0 | 0 | 0 | 0 | 0
F3_Commercial_School (ID)_New_Space Heating_Natural Gas_Furnace_E7 | F3 | Commercial | School (ID) | New | Space Heating | Natural Gas | Furnace | E7 | System - kBTUs of Consumption | 0 | 0 | 0 | 0 | 0 | 0 | 0 | 0 | 0 | 0 | 0 | 0 | 0 | 0 | 0 | 0 | 0 | 0 | 0 | 0 | 0 | 0 | 0 | 0 | 0 | 0 | 0
F3_Commercial_School (ID)_New_Space Heating_Natural Gas_Furnace_E8 | F3 | Commercial | School (ID) | New | Space Heating | Natural Gas | Furnace | E8 | System - kBTUs of Consumption | 0 | 0 | 0 | 0 | 0 | 0 | 0 | 0 | 0 | 0 | 0 | 0 | 0 | 0 | 0 | 0 | 0 | 0 | 0 | 0 | 0 | 0 | 0 | 0 | 0 | 0 | 0
F3_Commercial_School (ID)_New_Space Heating_Natural Gas_Furnace_E9 | F3 | Commercial | School (ID) | New | Space Heating | Natural Gas | Furnace | E9 | System - kBTUs of Consumption | 0 | 0 | 0 | 0 | 0 | 0 | 0 | 0 | 0 | 0 | 0 | 0 | 0 | 0 | 0 | 0 | 0 | 0 | 0 | 0 | 0 | 0 | 0 | 0 | 0 | 0 | 0
F3_Commercial_School (ID)_New_Space Heating_Natural Gas_Furnace_E10 | F3 | Commercial | School (ID) | New | Space Heating | Natural Gas | Furnace | E10 | System - kBTUs of Consumption | 0 | 0 | 0 | 0 | 0 | 0 | 0 | 0 | 0 | 0 | 0 | 0 | 0 | 0 | 0 | 0 | 0 | 0 | 0 | 0 | 0 | 0 | 0 | 0 | 0 | 0 | 0
F4_Commercial_School (ID)_New_Space Heating_Natural Gas_Furnace_E1 | F4 | Commercial | School (ID) | New | Space Heating | Natural Gas | Furnace | E1 | Utility - Cost of Equipment | 0.090135 | 0.090135 | 0.090135 | 0.090135 | 0.090135 | 0.090135 | 0.090135 | 0.090135 | 0.090135 | 0.090135 | 0.090135 | 0.090135 | 0.090135 | 0.090135 | 0.090135 | 0.090135 | 0.090135 | 0.090135 | 0.090135 | 0.090135 | 0.090135 | 0.090135 | 0.090135 | 0.090135 | 0.090135 | 0.090135 | 0.090135
F4_Commercial_School (ID)_New_Space Heating_Natural Gas_Furnace_E2 | F4 | Commercial | School (ID) | New | Space Heating | Natural Gas | Furnace | E2 | Utility - Cost of Equipment | 0.18219 | 0.18219 | 0.18219 | 0.18219 | 0.18219 | 0.18219 | 0.18219 | 0.18219 | 0.18219 | 0.18219 | 0.18219 | 0.18219 | 0.18219 | 0.18219 | 0.18219 | 0.18219 | 0.18219 | 0.18219 | 0.18219 | 0.18219 | 0.18219 | 0.18219 | 0.18219 | 0.18219 | 0.18219 | 0.18219 | 0.18219
F4_Commercial_School (ID)_New_Space Heating_Natural Gas_Furnace_E3 | F4 | Commercial | School (ID) | New | Space Heating | Natural Gas | Furnace | E3 | Utility - Cost of Equipment | 0.11075 | 0.11075 | 0.11075 | 0.11075 | 0.11075 | 0.11075 | 0.11075 | 0.11075 | 0.11075 | 0.11075 | 0.11075 | 0.11075 | 0.11075 | 0.11075 | 0.11075 | 0.11075 | 0.11075 | 0.11075 | 0.11075 | 0.11075 | 0.11075 | 0.11075 | 0.11075 | 0.11075 | 0.11075 | 0.11075 | 0.11075
F4_Commercial_School (ID)_New_Space Heating_Natural Gas_Furnace_E4 | F4 | Commercial | School (ID) | New | Space Heating | Natural Gas | Furnace | E4 | Utility - Cost of Equipment | 0 | 0 | 0 | 0 | 0 | 0 | 0 | 0 | 0 | 0 | 0 | 0 | 0 | 0 | 0 | 0 | 0 | 0 | 0 | 0 | 0 | 0 | 0 | 0 | 0 | 0 | 0
F4_Commercial_School (ID)_New_Space Heating_Natural Gas_Furnace_E5 | F4 | Commercial | School (ID) | New | Space Heating | Natural Gas | Furnace | E5 | Utility - Cost of Equipment | 0 | 0 | 0 | 0 | 0 | 0 | 0 | 0 | 0 | 0 | 0 | 0 | 0 | 0 | 0 | 0 | 0 | 0 | 0 | 0 | 0 | 0 | 0 | 0 | 0 | 0 | 0
F4_Commercial_School (ID)_New_Space Heating_Natural Gas_Furnace_E6 | F4 | Commercial | School (ID) | New | Space Heating | Natural Gas | Furnace | E6 | Utility - Cost of Equipment | 0 | 0 | 0 | 0 | 0 | 0 | 0 | 0 | 0 | 0 | 0 | 0 | 0 | 0 | 0 | 0 | 0 | 0 | 0 | 0 | 0 | 0 | 0 | 0 | 0 | 0 | 0
F4_Commercial_School (ID)_New_Space Heating_Natural Gas_Furnace_E7 | F4 | Commercial | School (ID) | New | Space Heating | Natural Gas | Furnace | E7 | Utility - Cost of Equipment | 0 | 0 | 0 | 0 | 0 | 0 | 0 | 0 | 0 | 0 | 0 | 0 | 0 | 0 | 0 | 0 | 0 | 0 | 0 | 0 | 0 | 0 | 0 | 0 | 0 | 0 | 0
F4_Commercial_School (ID)_New_Space Heating_Natural Gas_Furnace_E8 | F4 | Commercial | School (ID) | New | Space Heating | Natural Gas | Furnace | E8 | Utility - Cost of Equipment | 0 | 0 | 0 | 0 | 0 | 0 | 0 | 0 | 0 | 0 | 0 | 0 | 0 | 0 | 0 | 0 | 0 | 0 | 0 | 0 | 0 | 0 | 0 | 0 | 0 | 0 | 0
F4_Commercial_School (ID)_New_Space Heating_Natural Gas_Furnace_E9 | F4 | Commercial | School (ID) | New | Space Heating | Natural Gas | Furnace | E9 | Utility - Cost of Equipment | 0 | 0 | 0 | 0 | 0 | 0 | 0 | 0 | 0 | 0 | 0 | 0 | 0 | 0 | 0 | 0 | 0 | 0 | 0 | 0 | 0 | 0 | 0 | 0 | 0 | 0 | 0
F4_Commercial_School (ID)_New_Space Heating_Natural Gas_Furnace_E10 | F4 | Commercial | School (ID) | New | Space Heating | Natural Gas | Furnace | E10 | Utility - Cost of Equipment | 0 | 0 | 0 | 0 | 0 | 0 | 0 | 0 | 0 | 0 | 0 | 0 | 0 | 0 | 0 | 0 | 0 | 0 | 0 | 0 | 0 | 0 | 0 | 0 | 0 | 0 | 0
F5_Commercial_School (ID)_New_Space Heating_Natural Gas_Furnace_E1 | F5 | Commercial | School (ID) | New | Space Heating | Natural Gas | Furnace | E1 | Utility - Cost of Operation | 0.030446 | 0.030889 | 0.031516 | 0.032232 | 0.033045 | 0.034226 | 0.035433 | 0.036713 | 0.037918 | 0.03914 | 0.040209 | 0.041176 | 0.042249 | 0.043361 | 0.04438 | 0.045377 | 0.046289 | 0.047232 | 0.048218 | 0.049231 | 0.050262 | 0.051358 | 0.052658 | 0.053776 | 0.054917 | 0.056083 | 0.057273
F5_Commercial_School (ID)_New_Space Heating_Natural Gas_Furnace_E2 | F5 | Commercial | School (ID) | New | Space Heating | Natural Gas | Furnace | E2 | Utility - Cost of Operation | 0.027063 | 0.027457 | 0.028015 | 0.028651 | 0.029373 | 0.030423 | 0.031496 | 0.032634 | 0.033705 | 0.034791 | 0.035742 | 0.036601 | 0.037554 | 0.038543 | 0.039449 | 0.040335 | 0.041146 | 0.041984 | 0.042861 | 0.043761 | 0.044678 | 0.045652 | 0.046807 | 0.047801 | 0.048815 | 0.049851 | 0.050909
F5_Commercial_School (ID)_New_Space Heating_Natural Gas_Furnace_E3 | F5 | Commercial | School (ID) | New | Space Heating | Natural Gas | Furnace | E3 | Utility - Cost of Operation | 0.025371 | 0.02574 | 0.026263 | 0.026859 | 0.027536 | 0.028521 | 0.029526 | 0.030593 | 0.031597 | 0.032615 | 0.033506 | 0.034312 | 0.035206 | 0.036133 | 0.036982 | 0.037812 | 0.038573 | 0.039358 | 0.04018 | 0.041024 | 0.041884 | 0.042797 | 0.04388 | 0.044811 | 0.045762 | 0.046734 | 0.047726
F5_Commercial_School (ID)_New_Space Heating_Natural Gas_Furnace_E4 | F5 | Commercial | School (ID) | New | Space Heating | Natural Gas | Furnace | E4 | Utility - Cost of Operation | 0 | 0 | 0 | 0 | 0 | 0 | 0 | 0 | 0 | 0 | 0 | 0 | 0 | 0 | 0 | 0 | 0 | 0 | 0 | 0 | 0 | 0 | 0 | 0 | 0 | 0 | 0
F5_Commercial_School (ID)_New_Space Heating_Natural Gas_Furnace_E5 | F5 | Commercial | School (ID) | New | Space Heating | Natural Gas | Furnace | E5 | Utility - Cost of Operation | 0 | 0 | 0 | 0 | 0 | 0 | 0 | 0 | 0 | 0 | 0 | 0 | 0 | 0 | 0 | 0 | 0 | 0 | 0 | 0 | 0 | 0 | 0 | 0 | 0 | 0 | 0
F5_Commercial_School (ID)_New_Space Heating_Natural Gas_Furnace_E6 | F5 | Commercial | School (ID) | New | Space Heating | Natural Gas | Furnace | E6 | Utility - Cost of Operation | 0 | 0 | 0 | 0 | 0 | 0 | 0 | 0 | 0 | 0 | 0 | 0 | 0 | 0 | 0 | 0 | 0 | 0 | 0 | 0 | 0 | 0 | 0 | 0 | 0 | 0 | 0
F5_Commercial_School (ID)_New_Space Heating_Natural Gas_Furnace_E7 | F5 | Commercial | School (ID) | New | Space Heating | Natural Gas | Furnace | E7 | Utility - Cost of Operation | 0 | 0 | 0 | 0 | 0 | 0 | 0 | 0 | 0 | 0 | 0 | 0 | 0 | 0 | 0 | 0 | 0 | 0 | 0 | 0 | 0 | 0 | 0 | 0 | 0 | 0 | 0
F5_Commercial_School (ID)_New_Space Heating_Natural Gas_Furnace_E8 | F5 | Commercial | School (ID) | New | Space Heating | Natural Gas | Furnace | E8 | Utility - Cost of Operation | 0 | 0 | 0 | 0 | 0 | 0 | 0 | 0 | 0 | 0 | 0 | 0 | 0 | 0 | 0 | 0 | 0 | 0 | 0 | 0 | 0 | 0 | 0 | 0 | 0 | 0 | 0
F5_Commercial_School (ID)_New_Space Heating_Natural Gas_Furnace_E9 | F5 | Commercial | School (ID) | New | Space Heating | Natural Gas | Furnace | E9 | Utility - Cost of Operation | 0 | 0 | 0 | 0 | 0 | 0 | 0 | 0 | 0 | 0 | 0 | 0 | 0 | 0 | 0 | 0 | 0 | 0 | 0 | 0 | 0 | 0 | 0 | 0 | 0 | 0 | 0
F5_Commercial_School (ID)_New_Space Heating_Natural Gas_Furnace_E10 | F5 | Commercial | School (ID) | New | Space Heating | Natural Gas | Furnace | E10 | Utility - Cost of Operation | 0 | 0 | 0 | 0 | 0 | 0 | 0 | 0 | 0 | 0 | 0 | 0 | 0 | 0 | 0 | 0 | 0 | 0 | 0 | 0 | 0 | 0 | 0 | 0 | 0 | 0 | 0
F6_Commercial_School (ID)_New_Space Heating_Natural Gas_Furnace_E1 | F6 | Commercial | School (ID) | New | Space Heating | Natural Gas | Furnace | E1 | Utility - Value of Sales | 0.035539 | 0.035834 | 0.036325 | 0.036893 | 0.037544 | 0.038604 | 0.039656 | 0.040755 | 0.04172 | 0.042657 | 0.043718 | 0.044645 | 0.045678 | 0.046741 | 0.047687 | 0.048596 | 0.049396 | 0.050213 | 0.05106 | 0.051918 | 0.052775 | 0.053926 | 0.055291 | 0.056464 | 0.057663 | 0.058887 | 0.060137
F6_Commercial_School (ID)_New_Space Heating_Natural Gas_Furnace_E2 | F6 | Commercial | School (ID) | New | Space Heating | Natural Gas | Furnace | E2 | Utility - Value of Sales | 0.03159 | 0.031852 | 0.032289 | 0.032794 | 0.033373 | 0.034315 | 0.03525 | 0.036227 | 0.037085 | 0.037917 | 0.038861 | 0.039685 | 0.040602 | 0.041548 | 0.042389 | 0.043196 | 0.043908 | 0.044634 | 0.045387 | 0.046149 | 0.046911 | 0.047934 | 0.049147 | 0.050191 | 0.051256 | 0.052344 | 0.053455
F6_Commercial_School (ID)_New_Space Heating_Natural Gas_Furnace_E3 | F6 | Commercial | School (ID) | New | Space Heating | Natural Gas | Furnace | E3 | Utility - Value of Sales | 0.029614 | 0.02986 | 0.03027 | 0.030743 | 0.031286 | 0.032169 | 0.033045 | 0.033962 | 0.034766 | 0.035546 | 0.036431 | 0.037203 | 0.038063 | 0.038949 | 0.039738 | 0.040495 | 0.041162 | 0.041843 | 0.042549 | 0.043263 | 0.043978 | 0.044937 | 0.046074 | 0.047052 | 0.048051 | 0.04907 | 0.050112
F6_Commercial_School (ID)_New_Space Heating_Natural Gas_Furnace_E4 | F6 | Commercial | School (ID) | New | Space Heating | Natural Gas | Furnace | E4 | Utility - Value of Sales | 0 | 0 | 0 | 0 | 0 | 0 | 0 | 0 | 0 | 0 | 0 | 0 | 0 | 0 | 0 | 0 | 0 | 0 | 0 | 0 | 0 | 0 | 0 | 0 | 0 | 0 | 0
F6_Commercial_School (ID)_New_Space Heating_Natural Gas_Furnace_E5 | F6 | Commercial | School (ID) | New | Space Heating | Natural Gas | Furnace | E5 | Utility - Value of Sales | 0 | 0 | 0 | 0 | 0 | 0 | 0 | 0 | 0 | 0 | 0 | 0 | 0 | 0 | 0 | 0 | 0 | 0 | 0 | 0 | 0 | 0 | 0 | 0 | 0 | 0 | 0
F6_Commercial_School (ID)_New_Space Heating_Natural Gas_Furnace_E6 | F6 | Commercial | School (ID) | New | Space Heating | Natural Gas | Furnace | E6 | Utility - Value of Sales | 0 | 0 | 0 | 0 | 0 | 0 | 0 | 0 | 0 | 0 | 0 | 0 | 0 | 0 | 0 | 0 | 0 | 0 | 0 | 0 | 0 | 0 | 0 | 0 | 0 | 0 | 0
F6_Commercial_School (ID)_New_Space Heating_Natural Gas_Furnace_E7 | F6 | Commercial | School (ID) | New | Space Heating | Natural Gas | Furnace | E7 | Utility - Value of Sales | 0 | 0 | 0 | 0 | 0 | 0 | 0 | 0 | 0 | 0 | 0 | 0 | 0 | 0 | 0 | 0 | 0 | 0 | 0 | 0 | 0 | 0 | 0 | 0 | 0 | 0 | 0
F6_Commercial_School (ID)_New_Space Heating_Natural Gas_Furnace_E8 | F6 | Commercial | School (ID) | New | Space Heating | Natural Gas | Furnace | E8 | Utility - Value of Sales | 0 | 0 | 0 | 0 | 0 | 0 | 0 | 0 | 0 | 0 | 0 | 0 | 0 | 0 | 0 | 0 | 0 | 0 | 0 | 0 | 0 | 0 | 0 | 0 | 0 | 0 | 0
F6_Commercial_School (ID)_New_Space Heating_Natural Gas_Furnace_E9 | F6 | Commercial | School (ID) | New | Space Heating | Natural Gas | Furnace | E9 | Utility - Value of Sales | 0 | 0 | 0 | 0 | 0 | 0 | 0 | 0 | 0 | 0 | 0 | 0 | 0 | 0 | 0 | 0 | 0 | 0 | 0 | 0 | 0 | 0 | 0 | 0 | 0 | 0 | 0
F6_Commercial_School (ID)_New_Space Heating_Natural Gas_Furnace_E10 | F6 | Commercial | School (ID) | New | Space Heating | Natural Gas | Furnace | E10 | Utility - Value of Sales | 0 | 0 | 0 | 0 | 0 | 0 | 0 | 0 | 0 | 0 | 0 | 0 | 0 | 0 | 0 | 0 | 0 | 0 | 0 | 0 | 0 | 0 | 0 | 0 | 0 | 0 | 0
F1_Commercial_School (ID)_New_Space Heating_Natural Gas_Boiler_E1 | F1 | Commercial | School (ID) | New | Space Heating | Natural Gas | Boiler | E1 | RVT - Cost of Equipment | 0.16911 | 0.16911 | 0.16911 | 0.16911 | 0.16911 | 0.16911 | 0.16911 | 0.16911 | 0.16911 | 0.16911 | 0.16911 | 0.16911 | 0.16911 | 0.16911 | 0.16911 | 0.16911 | 0.16911 | 0.16911 | 0.16911 | 0.16911 | 0.16911 | 0.16911 | 0.16911 | 0.16911 | 0.16911 | 0.16911 | 0.16911
F1_Commercial_School (ID)_New_Space Heating_Natural Gas_Boiler_E2 | F1 | Commercial | School (ID) | New | Space Heating | Natural Gas | Boiler | E2 | RVT - Cost of Equipment | 0.1762 | 0.1762 | 0.1762 | 0.1762 | 0.1762 | 0.1762 | 0.1762 | 0.1762 | 0.1762 | 0.1762 | 0.1762 | 0.1762 | 0.1762 | 0.1762 | 0.1762 | 0.1762 | 0.1762 | 0.1762 | 0.1762 | 0.1762 | 0.1762 | 0.1762 | 0.1762 | 0.1762 | 0.1762 | 0.1762 | 0.1762
F1_Commercial_School (ID)_New_Space Heating_Natural Gas_Boiler_E3 | F1 | Commercial | School (ID) | New | Space Heating | Natural Gas | Boiler | E3 | RVT - Cost of Equipment | 0.16449 | 0.16449 | 0.16449 | 0.16449 | 0.16449 | 0.16449 | 0.16449 | 0.16449 | 0.16449 | 0.16449 | 0.16449 | 0.16449 | 0.16449 | 0.16449 | 0.16449 | 0.16449 | 0.16449 | 0.16449 | 0.16449 | 0.16449 | 0.16449 | 0.16449 | 0.16449 | 0.16449 | 0.16449 | 0.16449 | 0.16449
F1_Commercial_School (ID)_New_Space Heating_Natural Gas_Boiler_E4 | F1 | Commercial | School (ID) | New | Space Heating | Natural Gas | Boiler | E4 | RVT - Cost of Equipment | 1.3565 | 1.3565 | 1.3565 | 1.3565 | 1.3565 | 1.3565 | 1.3565 | 1.3565 | 1.3565 | 1.3565 | 1.3565 | 1.3565 | 1.3565 | 1.3565 | 1.3565 | 1.3565 | 1.3565 | 1.3565 | 1.3565 | 1.3565 | 1.3565 | 1.3565 | 1.3565 | 1.3565 | 1.3565 | 1.3565 | 1.3565
F1_Commercial_School (ID)_New_Space Heating_Natural Gas_Boiler_E5 | F1 | Commercial | School (ID) | New | Space Heating | Natural Gas | Boiler | E5 | RVT - Cost of Equipment | 0 | 0 | 0 | 0 | 0 | 0 | 0 | 0 | 0 | 0 | 0 | 0 | 0 | 0 | 0 | 0 | 0 | 0 | 0 | 0 | 0 | 0 | 0 | 0 | 0 | 0 | 0
F1_Commercial_School (ID)_New_Space Heating_Natural Gas_Boiler_E6 | F1 | Commercial | School (ID) | New | Space Heating | Natural Gas | Boiler | E6 | RVT - Cost of Equipment | 0 | 0 | 0 | 0 | 0 | 0 | 0 | 0 | 0 | 0 | 0 | 0 | 0 | 0 | 0 | 0 | 0 | 0 | 0 | 0 | 0 | 0 | 0 | 0 | 0 | 0 | 0
F1_Commercial_School (ID)_New_Space Heating_Natural Gas_Boiler_E7 | F1 | Commercial | School (ID) | New | Space Heating | Natural Gas | Boiler | E7 | RVT - Cost of Equipment | 0 | 0 | 0 | 0 | 0 | 0 | 0 | 0 | 0 | 0 | 0 | 0 | 0 | 0 | 0 | 0 | 0 | 0 | 0 | 0 | 0 | 0 | 0 | 0 | 0 | 0 | 0
F1_Commercial_School (ID)_New_Space Heating_Natural Gas_Boiler_E8 | F1 | Commercial | School (ID) | New | Space Heating | Natural Gas | Boiler | E8 | RVT - Cost of Equipment | 0 | 0 | 0 | 0 | 0 | 0 | 0 | 0 | 0 | 0 | 0 | 0 | 0 | 0 | 0 | 0 | 0 | 0 | 0 | 0 | 0 | 0 | 0 | 0 | 0 | 0 | 0
F1_Commercial_School (ID)_New_Space Heating_Natural Gas_Boiler_E9 | F1 | Commercial | School (ID) | New | Space Heating | Natural Gas | Boiler | E9 | RVT - Cost of Equipment | 0 | 0 | 0 | 0 | 0 | 0 | 0 | 0 | 0 | 0 | 0 | 0 | 0 | 0 | 0 | 0 | 0 | 0 | 0 | 0 | 0 | 0 | 0 | 0 | 0 | 0 | 0
F1_Commercial_School (ID)_New_Space Heating_Natural Gas_Boiler_E10 | F1 | Commercial | School (ID) | New | Space Heating | Natural Gas | Boiler | E10 | RVT - Cost of Equipment | 0 | 0 | 0 | 0 | 0 | 0 | 0 | 0 | 0 | 0 | 0 | 0 | 0 | 0 | 0 | 0 | 0 | 0 | 0 | 0 | 0 | 0 | 0 | 0 | 0 | 0 | 0
F2_Commercial_School (ID)_New_Space Heating_Natural Gas_Boiler_E1 | F2 | Commercial | School (ID) | New | Space Heating | Natural Gas | Boiler | E1 | RVT - Cost of Operation | 0.089158 | 0.090232 | 0.091651 | 0.0932 | 0.094889 | 0.097273 | 0.099661 | 0.10216 | 0.10446 | 0.10674 | 0.10927 | 0.1116 | 0.11413 | 0.11671 | 0.11911 | 0.12146 | 0.12366 | 0.12589 | 0.1282 | 0.13054 | 0.1329 | 0.13576 | 0.13897 | 0.14186 | 0.14478 | 0.14701 | 0.14902
F2_Commercial_School (ID)_New_Space Heating_Natural Gas_Boiler_E2 | F2 | Commercial | School (ID) | New | Space Heating | Natural Gas | Boiler | E2 | RVT - Cost of Operation | 0.083915 | 0.084926 | 0.086262 | 0.087719 | 0.089309 | 0.091553 | 0.0938 | 0.09615 | 0.098315 | 0.10046 | 0.10284 | 0.10504 | 0.10742 | 0.10985 | 0.11211 | 0.11432 | 0.11638 | 0.11849 | 0.12066 | 0.12286 | 0.12509 | 0.12778 | 0.1308 | 0.13352 | 0.13627 | 0.13837 | 0.14026
F2_Commercial_School (ID)_New_Space Heating_Natural Gas_Boiler_E3 | F2 | Commercial | School (ID) | New | Space Heating | Natural Gas | Boiler | E3 | RVT - Cost of Operation | 0.073532 | 0.074418 | 0.075588 | 0.076866 | 0.078259 | 0.080225 | 0.082194 | 0.084253 | 0.08615 | 0.088033 | 0.090115 | 0.092042 | 0.094127 | 0.096254 | 0.098234 | 0.10018 | 0.10198 | 0.10383 | 0.10573 | 0.10766 | 0.10961 | 0.11197 | 0.11462 | 0.117 | 0.11941 | 0.12125 | 0.1229
F2_Commercial_School (ID)_New_Space Heating_Natural Gas_Boiler_E4 | F2 | Commercial | School (ID) | New | Space Heating | Natural Gas | Boiler | E4 | RVT - Cost of Operation | 0.046456 | 0.046842 | 0.047484 | 0.048226 | 0.049078 | 0.050463 | 0.051837 | 0.053275 | 0.054537 | 0.055761 | 0.057148 | 0.05836 | 0.059709 | 0.061099 | 0.062336 | 0.063524 | 0.06457 | 0.065638 | 0.066745 | 0.067866 | 0.068987 | 0.070492 | 0.072276 | 0.07381 | 0.075376 | 0.076976 | 0.07861
F2_Commercial_School (ID)_New_Space Heating_Natural Gas_Boiler_E5 | F2 | Commercial | School (ID) | New | Space Heating | Natural Gas | Boiler | E5 | RVT - Cost of Operation | 0 | 0 | 0 | 0 | 0 | 0 | 0 | 0 | 0 | 0 | 0 | 0 | 0 | 0 | 0 | 0 | 0 | 0 | 0 | 0 | 0 | 0 | 0 | 0 | 0 | 0 | 0
F2_Commercial_School (ID)_New_Space Heating_Natural Gas_Boiler_E6 | F2 | Commercial | School (ID) | New | Space Heating | Natural Gas | Boiler | E6 | RVT - Cost of Operation | 0 | 0 | 0 | 0 | 0 | 0 | 0 | 0 | 0 | 0 | 0 | 0 | 0 | 0 | 0 | 0 | 0 | 0 | 0 | 0 | 0 | 0 | 0 | 0 | 0 | 0 | 0
F2_Commercial_School (ID)_New_Space Heating_Natural Gas_Boiler_E7 | F2 | Commercial | School (ID) | New | Space Heating | Natural Gas | Boiler | E7 | RVT - Cost of Operation | 0 | 0 | 0 | 0 | 0 | 0 | 0 | 0 | 0 | 0 | 0 | 0 | 0 | 0 | 0 | 0 | 0 | 0 | 0 | 0 | 0 | 0 | 0 | 0 | 0 | 0 | 0
F2_Commercial_School (ID)_New_Space Heating_Natural Gas_Boiler_E8 | F2 | Commercial | School (ID) | New | Space Heating | Natural Gas | Boiler | E8 | RVT - Cost of Operation | 0 | 0 | 0 | 0 | 0 | 0 | 0 | 0 | 0 | 0 | 0 | 0 | 0 | 0 | 0 | 0 | 0 | 0 | 0 | 0 | 0 | 0 | 0 | 0 | 0 | 0 | 0
F2_Commercial_School (ID)_New_Space Heating_Natural Gas_Boiler_E9 | F2 | Commercial | School (ID) | New | Space Heating | Natural Gas | Boiler | E9 | RVT - Cost of Operation | 0 | 0 | 0 | 0 | 0 | 0 | 0 | 0 | 0 | 0 | 0 | 0 | 0 | 0 | 0 | 0 | 0 | 0 | 0 | 0 | 0 | 0 | 0 | 0 | 0 | 0 | 0
F2_Commercial_School (ID)_New_Space Heating_Natural Gas_Boiler_E10 | F2 | Commercial | School (ID) | New | Space Heating | Natural Gas | Boiler | E10 | RVT - Cost of Operation | 0 | 0 | 0 | 0 | 0 | 0 | 0 | 0 | 0 | 0 | 0 | 0 | 0 | 0 | 0 | 0 | 0 | 0 | 0 | 0 | 0 | 0 | 0 | 0 | 0 | 0 | 0
F3_Commercial_School (ID)_New_Space Heating_Natural Gas_Boiler_E1 | F3 | Commercial | School (ID) | New | Space Heating | Natural Gas | Boiler | E1 | System - kBTUs of Consumption | 17.5437 | 17.5212 | 17.5212 | 17.5212 | 17.5212 | 17.5212 | 17.5212 | 17.5212 | 17.5212 | 17.5212 | 17.5212 | 17.5212 | 17.5212 | 17.5212 | 17.5212 | 17.5212 | 17.5212 | 17.5212 | 17.5212 | 17.5212 | 17.5212 | 17.5212 | 17.5212 | 17.5212 | 17.5212 | 17.3049 | 17.0345
F3_Commercial_School (ID)_New_Space Heating_Natural Gas_Boiler_E2 | F3 | Commercial | School (ID) | New | Space Heating | Natural Gas | Boiler | E2 | System - kBTUs of Consumption | 16.512 | 16.4909 | 16.4909 | 16.4909 | 16.4909 | 16.4909 | 16.4909 | 16.4909 | 16.4909 | 16.4909 | 16.4909 | 16.4909 | 16.4909 | 16.4909 | 16.4909 | 16.4909 | 16.4909 | 16.4909 | 16.4909 | 16.4909 | 16.4909 | 16.4909 | 16.4909 | 16.4909 | 16.4909 | 16.2873 | 16.0328
F3_Commercial_School (ID)_New_Space Heating_Natural Gas_Boiler_E3 | F3 | Commercial | School (ID) | New | Space Heating | Natural Gas | Boiler | E3 | System - kBTUs of Consumption | 14.4689 | 14.4504 | 14.4504 | 14.4504 | 14.4504 | 14.4504 | 14.4504 | 14.4504 | 14.4504 | 14.4504 | 14.4504 | 14.4504 | 14.4504 | 14.4504 | 14.4504 | 14.4504 | 14.4504 | 14.4504 | 14.4504 | 14.4504 | 14.4504 | 14.4504 | 14.4504 | 14.4504 | 14.4504 | 14.272 | 14.049
F3_Commercial_School (ID)_New_Space Heating_Natural Gas_Boiler_E4 | F3 | Commercial | School (ID) | New | Space Heating | Natural Gas | Boiler | E4 | System - kBTUs of Consumption | 10.2232 | 10.1975 | 10.1975 | 10.1975 | 10.1975 | 10.1975 | 10.1975 | 10.1975 | 10.1975 | 10.1975 | 10.1975 | 10.1975 | 10.1975 | 10.1975 | 10.1975 | 10.1975 | 10.1975 | 10.1975 | 10.1975 | 10.1975 | 10.1975 | 10.1975 | 10.1975 | 10.1975 | 10.1975 | 10.1975 | 10.1975
F3_Commercial_School (ID)_New_Space Heating_Natural Gas_Boiler_E5 | F3 | Commercial | School (ID) | New | Space Heating | Natural Gas | Boiler | E5 | System - kBTUs of Consumption | 0 | 0 | 0 | 0 | 0 | 0 | 0 | 0 | 0 | 0 | 0 | 0 | 0 | 0 | 0 | 0 | 0 | 0 | 0 | 0 | 0 | 0 | 0 | 0 | 0 | 0 | 0
F3_Commercial_School (ID)_New_Space Heating_Natural Gas_Boiler_E6 | F3 | Commercial | School (ID) | New | Space Heating | Natural Gas | Boiler | E6 | System - kBTUs of Consumption | 0 | 0 | 0 | 0 | 0 | 0 | 0 | 0 | 0 | 0 | 0 | 0 | 0 | 0 | 0 | 0 | 0 | 0 | 0 | 0 | 0 | 0 | 0 | 0 | 0 | 0 | 0
F3_Commercial_School (ID)_New_Space Heating_Natural Gas_Boiler_E7 | F3 | Commercial | School (ID) | New | Space Heating | Natural Gas | Boiler | E7 | System - kBTUs of Consumption | 0 | 0 | 0 | 0 | 0 | 0 | 0 | 0 | 0 | 0 | 0 | 0 | 0 | 0 | 0 | 0 | 0 | 0 | 0 | 0 | 0 | 0 | 0 | 0 | 0 | 0 | 0
F3_Commercial_School (ID)_New_Space Heating_Natural Gas_Boiler_E8 | F3 | Commercial | School (ID) | New | Space Heating | Natural Gas | Boiler | E8 | System - kBTUs of Consumption | 0 | 0 | 0 | 0 | 0 | 0 | 0 | 0 | 0 | 0 | 0 | 0 | 0 | 0 | 0 | 0 | 0 | 0 | 0 | 0 | 0 | 0 | 0 | 0 | 0 | 0 | 0
F3_Commercial_School (ID)_New_Space Heating_Natural Gas_Boiler_E9 | F3 | Commercial | School (ID) | New | Space Heating | Natural Gas | Boiler | E9 | System - kBTUs of Consumption | 0 | 0 | 0 | 0 | 0 | 0 | 0 | 0 | 0 | 0 | 0 | 0 | 0 | 0 | 0 | 0 | 0 | 0 | 0 | 0 | 0 | 0 | 0 | 0 | 0 | 0 | 0
F3_Commercial_School (ID)_New_Space Heating_Natural Gas_Boiler_E10 | F3 | Commercial | School (ID) | New | Space Heating | Natural Gas | Boiler | E10 | System - kBTUs of Consumption | 0 | 0 | 0 | 0 | 0 | 0 | 0 | 0 | 0 | 0 | 0 | 0 | 0 | 0 | 0 | 0 | 0 | 0 | 0 | 0 | 0 | 0 | 0 | 0 | 0 | 0 | 0
F4_Commercial_School (ID)_New_Space Heating_Natural Gas_Boiler_E1 | F4 | Commercial | School (ID) | New | Space Heating | Natural Gas | Boiler | E1 | Utility - Cost of Equipment | 0.16911 | 0.16911 | 0.16911 | 0.16911 | 0.16911 | 0.16911 | 0.16911 | 0.16911 | 0.16911 | 0.16911 | 0.16911 | 0.16911 | 0.16911 | 0.16911 | 0.16911 | 0.16911 | 0.16911 | 0.16911 | 0.16911 | 0.16911 | 0.16911 | 0.16911 | 0.16911 | 0.16911 | 0.16911 | 0.16911 | 0.16911
F4_Commercial_School (ID)_New_Space Heating_Natural Gas_Boiler_E2 | F4 | Commercial | School (ID) | New | Space Heating | Natural Gas | Boiler | E2 | Utility - Cost of Equipment | 0.1762 | 0.1762 | 0.1762 | 0.1762 | 0.1762 | 0.1762 | 0.1762 | 0.1762 | 0.1762 | 0.1762 | 0.1762 | 0.1762 | 0.1762 | 0.1762 | 0.1762 | 0.1762 | 0.1762 | 0.1762 | 0.1762 | 0.1762 | 0.1762 | 0.1762 | 0.1762 | 0.1762 | 0.1762 | 0.1762 | 0.1762
F4_Commercial_School (ID)_New_Space Heating_Natural Gas_Boiler_E3 | F4 | Commercial | School (ID) | New | Space Heating | Natural Gas | Boiler | E3 | Utility - Cost of Equipment | 0.16449 | 0.16449 | 0.16449 | 0.16449 | 0.16449 | 0.16449 | 0.16449 | 0.16449 | 0.16449 | 0.16449 | 0.16449 | 0.16449 | 0.16449 | 0.16449 | 0.16449 | 0.16449 | 0.16449 | 0.16449 | 0.16449 | 0.16449 | 0.16449 | 0.16449 | 0.16449 | 0.16449 | 0.16449 | 0.16449 | 0.16449
F4_Commercial_School (ID)_New_Space Heating_Natural Gas_Boiler_E4 | F4 | Commercial | School (ID) | New | Space Heating | Natural Gas | Boiler | E4 | Utility - Cost of Equipment | 1.3565 | 1.3565 | 1.3565 | 1.3565 | 1.3565 | 1.3565 | 1.3565 | 1.3565 | 1.3565 | 1.3565 | 1.3565 | 1.3565 | 1.3565 | 1.3565 | 1.3565 | 1.3565 | 1.3565 | 1.3565 | 1.3565 | 1.3565 | 1.3565 | 1.3565 | 1.3565 | 1.3565 | 1.3565 | 1.3565 | 1.3565
F4_Commercial_School (ID)_New_Space Heating_Natural Gas_Boiler_E5 | F4 | Commercial | School (ID) | New | Space Heating | Natural Gas | Boiler | E5 | Utility - Cost of Equipment | 0 | 0 | 0 | 0 | 0 | 0 | 0 | 0 | 0 | 0 | 0 | 0 | 0 | 0 | 0 | 0 | 0 | 0 | 0 | 0 | 0 | 0 | 0 | 0 | 0 | 0 | 0
F4_Commercial_School (ID)_New_Space Heating_Natural Gas_Boiler_E6 | F4 | Commercial | School (ID) | New | Space Heating | Natural Gas | Boiler | E6 | Utility - Cost of Equipment | 0 | 0 | 0 | 0 | 0 | 0 | 0 | 0 | 0 | 0 | 0 | 0 | 0 | 0 | 0 | 0 | 0 | 0 | 0 | 0 | 0 | 0 | 0 | 0 | 0 | 0 | 0
F4_Commercial_School (ID)_New_Space Heating_Natural Gas_Boiler_E7 | F4 | Commercial | School (ID) | New | Space Heating | Natural Gas | Boiler | E7 | Utility - Cost of Equipment | 0 | 0 | 0 | 0 | 0 | 0 | 0 | 0 | 0 | 0 | 0 | 0 | 0 | 0 | 0 | 0 | 0 | 0 | 0 | 0 | 0 | 0 | 0 | 0 | 0 | 0 | 0
F4_Commercial_School (ID)_New_Space Heating_Natural Gas_Boiler_E8 | F4 | Commercial | School (ID) | New | Space Heating | Natural Gas | Boiler | E8 | Utility - Cost of Equipment | 0 | 0 | 0 | 0 | 0 | 0 | 0 | 0 | 0 | 0 | 0 | 0 | 0 | 0 | 0 | 0 | 0 | 0 | 0 | 0 | 0 | 0 | 0 | 0 | 0 | 0 | 0
F4_Commercial_School (ID)_New_Space Heating_Natural Gas_Boiler_E9 | F4 | Commercial | School (ID) | New | Space Heating | Natural Gas | Boiler | E9 | Utility - Cost of Equipment | 0 | 0 | 0 | 0 | 0 | 0 | 0 | 0 | 0 | 0 | 0 | 0 | 0 | 0 | 0 | 0 | 0 | 0 | 0 | 0 | 0 | 0 | 0 | 0 | 0 | 0 | 0
F4_Commercial_School (ID)_New_Space Heating_Natural Gas_Boiler_E10 | F4 | Commercial | School (ID) | New | Space Heating | Natural Gas | Boiler | E10 | Utility - Cost of Equipment | 0 | 0 | 0 | 0 | 0 | 0 | 0 | 0 | 0 | 0 | 0 | 0 | 0 | 0 | 0 | 0 | 0 | 0 | 0 | 0 | 0 | 0 | 0 | 0 | 0 | 0 | 0
F5_Commercial_School (ID)_New_Space Heating_Natural Gas_Boiler_E1 | F5 | Commercial | School (ID) | New | Space Heating | Natural Gas | Boiler | E1 | Utility - Cost of Operation | 0.078646 | 0.080018 | 0.081714 | 0.083558 | 0.08556 | 0.088187 | 0.090865 | 0.093685 | 0.096398 | 0.099155 | 0.10167 | 0.10404 | 0.1066 | 0.10922 | 0.1117 | 0.11417 | 0.1165 | 0.11891 | 0.12141 | 0.12397 | 0.12657 | 0.1293 | 0.13236 | 0.13511 | 0.13789 | 0.14001 | 0.14192
F5_Commercial_School (ID)_New_Space Heating_Natural Gas_Boiler_E2 | F5 | Commercial | School (ID) | New | Space Heating | Natural Gas | Boiler | E2 | Utility - Cost of Operation | 0.074021 | 0.075313 | 0.076909 | 0.078644 | 0.080529 | 0.083001 | 0.085522 | 0.088176 | 0.090729 | 0.093324 | 0.095695 | 0.097921 | 0.10033 | 0.1028 | 0.10513 | 0.10745 | 0.10965 | 0.11192 | 0.11427 | 0.11668 | 0.11913 | 0.12169 | 0.12457 | 0.12716 | 0.12978 | 0.13178 | 0.13358
F5_Commercial_School (ID)_New_Space Heating_Natural Gas_Boiler_E3 | F5 | Commercial | School (ID) | New | Space Heating | Natural Gas | Boiler | E3 | Utility - Cost of Operation | 0.064862 | 0.065994 | 0.067393 | 0.068913 | 0.070565 | 0.072731 | 0.07494 | 0.077266 | 0.079503 | 0.081777 | 0.083855 | 0.085805 | 0.087914 | 0.090078 | 0.092125 | 0.094156 | 0.096085 | 0.09807 | 0.10013 | 0.10224 | 0.10439 | 0.10663 | 0.10916 | 0.11143 | 0.11372 | 0.11547 | 0.11705
F5_Commercial_School (ID)_New_Space Heating_Natural Gas_Boiler_E4 | F5 | Commercial | School (ID) | New | Space Heating | Natural Gas | Boiler | E4 | Utility - Cost of Operation | 0.039799 | 0.040378 | 0.041198 | 0.042134 | 0.043196 | 0.04474 | 0.046317 | 0.047991 | 0.049566 | 0.051163 | 0.052561 | 0.053824 | 0.055227 | 0.056681 | 0.058013 | 0.059316 | 0.060509 | 0.061741 | 0.06303 | 0.064354 | 0.065702 | 0.067135 | 0.068834 | 0.070295 | 0.071787 | 0.073311 | 0.074867
F5_Commercial_School (ID)_New_Space Heating_Natural Gas_Boiler_E5 | F5 | Commercial | School (ID) | New | Space Heating | Natural Gas | Boiler | E5 | Utility - Cost of Operation | 0 | 0 | 0 | 0 | 0 | 0 | 0 | 0 | 0 | 0 | 0 | 0 | 0 | 0 | 0 | 0 | 0 | 0 | 0 | 0 | 0 | 0 | 0 | 0 | 0 | 0 | 0
F5_Commercial_School (ID)_New_Space Heating_Natural Gas_Boiler_E6 | F5 | Commercial | School (ID) | New | Space Heating | Natural Gas | Boiler | E6 | Utility - Cost of Operation | 0 | 0 | 0 | 0 | 0 | 0 | 0 | 0 | 0 | 0 | 0 | 0 | 0 | 0 | 0 | 0 | 0 | 0 | 0 | 0 | 0 | 0 | 0 | 0 | 0 | 0 | 0
F5_Commercial_School (ID)_New_Space Heating_Natural Gas_Boiler_E7 | F5 | Commercial | School (ID) | New | Space Heating | Natural Gas | Boiler | E7 | Utility - Cost of Operation | 0 | 0 | 0 | 0 | 0 | 0 | 0 | 0 | 0 | 0 | 0 | 0 | 0 | 0 | 0 | 0 | 0 | 0 | 0 | 0 | 0 | 0 | 0 | 0 | 0 | 0 | 0
F5_Commercial_School (ID)_New_Space Heating_Natural Gas_Boiler_E8 | F5 | Commercial | School (ID) | New | Space Heating | Natural Gas | Boiler | E8 | Utility - Cost of Operation | 0 | 0 | 0 | 0 | 0 | 0 | 0 | 0 | 0 | 0 | 0 | 0 | 0 | 0 | 0 | 0 | 0 | 0 | 0 | 0 | 0 | 0 | 0 | 0 | 0 | 0 | 0
F5_Commercial_School (ID)_New_Space Heating_Natural Gas_Boiler_E9 | F5 | Commercial | School (ID) | New | Space Heating | Natural Gas | Boiler | E9 | Utility - Cost of Operation | 0 | 0 | 0 | 0 | 0 | 0 | 0 | 0 | 0 | 0 | 0 | 0 | 0 | 0 | 0 | 0 | 0 | 0 | 0 | 0 | 0 | 0 | 0 | 0 | 0 | 0 | 0
F5_Commercial_School (ID)_New_Space Heating_Natural Gas_Boiler_E10 | F5 | Commercial | School (ID) | New | Space Heating | Natural Gas | Boiler | E10 | Utility - Cost of Operation | 0 | 0 | 0 | 0 | 0 | 0 | 0 | 0 | 0 | 0 | 0 | 0 | 0 | 0 | 0 | 0 | 0 | 0 | 0 | 0 | 0 | 0 | 0 | 0 | 0 | 0 | 0
F6_Commercial_School (ID)_New_Space Heating_Natural Gas_Boiler_E1 | F6 | Commercial | School (ID) | New | Space Heating | Natural Gas | Boiler | E1 | Utility - Value of Sales | 0.089158 | 0.090232 | 0.091651 | 0.0932 | 0.094889 | 0.097273 | 0.099661 | 0.10216 | 0.10446 | 0.10674 | 0.10927 | 0.1116 | 0.11413 | 0.11671 | 0.11911 | 0.12146 | 0.12366 | 0.12589 | 0.1282 | 0.13054 | 0.1329 | 0.13576 | 0.13897 | 0.14186 | 0.14478 | 0.14701 | 0.14902
F6_Commercial_School (ID)_New_Space Heating_Natural Gas_Boiler_E2 | F6 | Commercial | School (ID) | New | Space Heating | Natural Gas | Boiler | E2 | Utility - Value of Sales | 0.083915 | 0.084926 | 0.086262 | 0.087719 | 0.089309 | 0.091553 | 0.0938 | 0.09615 | 0.098315 | 0.10046 | 0.10284 | 0.10504 | 0.10742 | 0.10985 | 0.11211 | 0.11432 | 0.11638 | 0.11849 | 0.12066 | 0.12286 | 0.12509 | 0.12778 | 0.1308 | 0.13352 | 0.13627 | 0.13837 | 0.14026
F6_Commercial_School (ID)_New_Space Heating_Natural Gas_Boiler_E3 | F6 | Commercial | School (ID) | New | Space Heating | Natural Gas | Boiler | E3 | Utility - Value of Sales | 0.073532 | 0.074418 | 0.075588 | 0.076866 | 0.078259 | 0.080225 | 0.082194 | 0.084253 | 0.08615 | 0.088033 | 0.090115 | 0.092042 | 0.094127 | 0.096254 | 0.098234 | 0.10018 | 0.10198 | 0.10383 | 0.10573 | 0.10766 | 0.10961 | 0.11197 | 0.11462 | 0.117 | 0.11941 | 0.12125 | 0.1229
F6_Commercial_School (ID)_New_Space Heating_Natural Gas_Boiler_E4 | F6 | Commercial | School (ID) | New | Space Heating | Natural Gas | Boiler | E4 | Utility - Value of Sales | 0.046456 | 0.046842 | 0.047484 | 0.048226 | 0.049078 | 0.050463 | 0.051837 | 0.053275 | 0.054537 | 0.055761 | 0.057148 | 0.05836 | 0.059709 | 0.061099 | 0.062336 | 0.063524 | 0.06457 | 0.065638 | 0.066745 | 0.067866 | 0.068987 | 0.070492 | 0.072276 | 0.07381 | 0.075376 | 0.076976 | 0.07861
F6_Commercial_School (ID)_New_Space Heating_Natural Gas_Boiler_E5 | F6 | Commercial | School (ID) | New | Space Heating | Natural Gas | Boiler | E5 | Utility - Value of Sales | 0 | 0 | 0 | 0 | 0 | 0 | 0 | 0 | 0 | 0 | 0 | 0 | 0 | 0 | 0 | 0 | 0 | 0 | 0 | 0 | 0 | 0 | 0 | 0 | 0 | 0 | 0
F6_Commercial_School (ID)_New_Space Heating_Natural Gas_Boiler_E6 | F6 | Commercial | School (ID) | New | Space Heating | Natural Gas | Boiler | E6 | Utility - Value of Sales | 0 | 0 | 0 | 0 | 0 | 0 | 0 | 0 | 0 | 0 | 0 | 0 | 0 | 0 | 0 | 0 | 0 | 0 | 0 | 0 | 0 | 0 | 0 | 0 | 0 | 0 | 0
F6_Commercial_School (ID)_New_Space Heating_Natural Gas_Boiler_E7 | F6 | Commercial | School (ID) | New | Space Heating | Natural Gas | Boiler | E7 | Utility - Value of Sales | 0 | 0 | 0 | 0 | 0 | 0 | 0 | 0 | 0 | 0 | 0 | 0 | 0 | 0 | 0 | 0 | 0 | 0 | 0 | 0 | 0 | 0 | 0 | 0 | 0 | 0 | 0
F6_Commercial_School (ID)_New_Space Heating_Natural Gas_Boiler_E8 | F6 | Commercial | School (ID) | New | Space Heating | Natural Gas | Boiler | E8 | Utility - Value of Sales | 0 | 0 | 0 | 0 | 0 | 0 | 0 | 0 | 0 | 0 | 0 | 0 | 0 | 0 | 0 | 0 | 0 | 0 | 0 | 0 | 0 | 0 | 0 | 0 | 0 | 0 | 0
F6_Commercial_School (ID)_New_Space Heating_Natural Gas_Boiler_E9 | F6 | Commercial | School (ID) | New | Space Heating | Natural Gas | Boiler | E9 | Utility - Value of Sales | 0 | 0 | 0 | 0 | 0 | 0 | 0 | 0 | 0 | 0 | 0 | 0 | 0 | 0 | 0 | 0 | 0 | 0 | 0 | 0 | 0 | 0 | 0 | 0 | 0 | 0 | 0
F6_Commercial_School (ID)_New_Space Heating_Natural Gas_Boiler_E10 | F6 | Commercial | School (ID) | New | Space Heating | Natural Gas | Boiler | E10 | Utility - Value of Sales | 0 | 0 | 0 | 0 | 0 | 0 | 0 | 0 | 0 | 0 | 0 | 0 | 0 | 0 | 0 | 0 | 0 | 0 | 0 | 0 | 0 | 0 | 0 | 0 | 0 | 0 | 0
F1_Commercial_School (ID)_New_Space Heating_Natural Gas_Unit Heater_E1 | F1 | Commercial | School (ID) | New | Space Heating | Natural Gas | Unit Heater | E1 | RVT - Cost of Equipment | 9.5119e-05 | 9.5119e-05 | 9.5119e-05 | 9.5119e-05 | 9.5119e-05 | 9.5119e-05 | 9.5119e-05 | 9.5119e-05 | 9.5119e-05 | 9.5119e-05 | 9.5119e-05 | 9.5119e-05 | 9.5119e-05 | 9.5119e-05 | 9.5119e-05 | 9.5119e-05 | 9.5119e-05 | 9.5119e-05 | 9.5119e-05 | 9.5119e-05 | 9.5119e-05 | 9.5119e-05 | 9.5119e-05 | 9.5119e-05 | 9.5119e-05 | 9.5119e-05 | 9.5119e-05
F1_Commercial_School (ID)_New_Space Heating_Natural Gas_Unit Heater_E2 | F1 | Commercial | School (ID) | New | Space Heating | Natural Gas | Unit Heater | E2 | RVT - Cost of Equipment | 0.00020861 | 0.00020861 | 0.00020861 | 0.00020861 | 0.00020861 | 0.00020861 | 0.00020861 | 0.00020861 | 0.00020861 | 0.00020861 | 0.00020861 | 0.00020861 | 0.00020861 | 0.00020861 | 0.00020861 | 0.00020861 | 0.00020861 | 0.00020861 | 0.00020861 | 0.00020861 | 0.00020861 | 0.00020861 | 0.00020861 | 0.00020861 | 0.00020861 | 0.00020861 | 0.00020861
F1_Commercial_School (ID)_New_Space Heating_Natural Gas_Unit Heater_E3 | F1 | Commercial | School (ID) | New | Space Heating | Natural Gas | Unit Heater | E3 | RVT - Cost of Equipment | 0.00013229 | 0.00013229 | 0.00013229 | 0.00013229 | 0.00013229 | 0.00013229 | 0.00013229 | 0.00013229 | 0.00013229 | 0.00013229 | 0.00013229 | 0.00013229 | 0.00013229 | 0.00013229 | 0.00013229 | 0.00013229 | 0.00013229 | 0.00013229 | 0.00013229 | 0.00013229 | 0.00013229 | 0.00013229 | 0.00013229 | 0.00013229 | 0.00013229 | 0.00013229 | 0.00013229
F1_Commercial_School (ID)_New_Space Heating_Natural Gas_Unit Heater_E4 | F1 | Commercial | School (ID) | New | Space Heating | Natural Gas | Unit Heater | E4 | RVT - Cost of Equipment | 0 | 0 | 0 | 0 | 0 | 0 | 0 | 0 | 0 | 0 | 0 | 0 | 0 | 0 | 0 | 0 | 0 | 0 | 0 | 0 | 0 | 0 | 0 | 0 | 0 | 0 | 0
F1_Commercial_School (ID)_New_Space Heating_Natural Gas_Unit Heater_E5 | F1 | Commercial | School (ID) | New | Space Heating | Natural Gas | Unit Heater | E5 | RVT - Cost of Equipment | 0 | 0 | 0 | 0 | 0 | 0 | 0 | 0 | 0 | 0 | 0 | 0 | 0 | 0 | 0 | 0 | 0 | 0 | 0 | 0 | 0 | 0 | 0 | 0 | 0 | 0 | 0
F1_Commercial_School (ID)_New_Space Heating_Natural Gas_Unit Heater_E6 | F1 | Commercial | School (ID) | New | Space Heating | Natural Gas | Unit Heater | E6 | RVT - Cost of Equipment | 0 | 0 | 0 | 0 | 0 | 0 | 0 | 0 | 0 | 0 | 0 | 0 | 0 | 0 | 0 | 0 | 0 | 0 | 0 | 0 | 0 | 0 | 0 | 0 | 0 | 0 | 0
F1_Commercial_School (ID)_New_Space Heating_Natural Gas_Unit Heater_E7 | F1 | Commercial | School (ID) | New | Space Heating | Natural Gas | Unit Heater | E7 | RVT - Cost of Equipment | 0 | 0 | 0 | 0 | 0 | 0 | 0 | 0 | 0 | 0 | 0 | 0 | 0 | 0 | 0 | 0 | 0 | 0 | 0 | 0 | 0 | 0 | 0 | 0 | 0 | 0 | 0
F1_Commercial_School (ID)_New_Space Heating_Natural Gas_Unit Heater_E8 | F1 | Commercial | School (ID) | New | Space Heating | Natural Gas | Unit Heater | E8 | RVT - Cost of Equipment | 0 | 0 | 0 | 0 | 0 | 0 | 0 | 0 | 0 | 0 | 0 | 0 | 0 | 0 | 0 | 0 | 0 | 0 | 0 | 0 | 0 | 0 | 0 | 0 | 0 | 0 | 0
F1_Commercial_School (ID)_New_Space Heating_Natural Gas_Unit Heater_E9 | F1 | Commercial | School (ID) | New | Space Heating | Natural Gas | Unit Heater | E9 | RVT - Cost of Equipment | 0 | 0 | 0 | 0 | 0 | 0 | 0 | 0 | 0 | 0 | 0 | 0 | 0 | 0 | 0 | 0 | 0 | 0 | 0 | 0 | 0 | 0 | 0 | 0 | 0 | 0 | 0
F1_Commercial_School (ID)_New_Space Heating_Natural Gas_Unit Heater_E10 | F1 | Commercial | School (ID) | New | Space Heating | Natural Gas | Unit Heater | E10 | RVT - Cost of Equipment | 0 | 0 | 0 | 0 | 0 | 0 | 0 | 0 | 0 | 0 | 0 | 0 | 0 | 0 | 0 | 0 | 0 | 0 | 0 | 0 | 0 | 0 | 0 | 0 | 0 | 0 | 0
F2_Commercial_School (ID)_New_Space Heating_Natural Gas_Unit Heater_E1 | F2 | Commercial | School (ID) | New | Space Heating | Natural Gas | Unit Heater | E1 | RVT - Cost of Operation | 0.021139 | 0.021362 | 0.02168 | 0.022031 | 0.022418 | 0.023003 | 0.023582 | 0.024191 | 0.024743 | 0.025287 | 0.0259 | 0.026455 | 0.027063 | 0.027683 | 0.028249 | 0.028797 | 0.029295 | 0.029803 | 0.030329 | 0.030861 | 0.031396 | 0.032078 | 0.032867 | 0.033564 | 0.034277 | 0.035004 | 0.035747
F2_Commercial_School (ID)_New_Space Heating_Natural Gas_Unit Heater_E2 | F2 | Commercial | School (ID) | New | Space Heating | Natural Gas | Unit Heater | E2 | RVT - Cost of Operation | 0.018801 | 0.018999 | 0.019283 | 0.019595 | 0.019939 | 0.020459 | 0.020974 | 0.021516 | 0.022007 | 0.022491 | 0.023036 | 0.02353 | 0.02407 | 0.024622 | 0.025125 | 0.025613 | 0.026056 | 0.026508 | 0.026975 | 0.027449 | 0.027925 | 0.028531 | 0.029232 | 0.029853 | 0.030487 | 0.031134 | 0.031794
F2_Commercial_School (ID)_New_Space Heating_Natural Gas_Unit Heater_E3 | F2 | Commercial | School (ID) | New | Space Heating | Natural Gas | Unit Heater | E3 | RVT - Cost of Operation | 0.017964 | 0.018113 | 0.018362 | 0.018649 | 0.018978 | 0.019514 | 0.020045 | 0.020601 | 0.021089 | 0.021562 | 0.022099 | 0.022567 | 0.023089 | 0.023627 | 0.024105 | 0.024564 | 0.024969 | 0.025382 | 0.02581 | 0.026243 | 0.026677 | 0.027259 | 0.027949 | 0.028542 | 0.029148 | 0.029766 | 0.030398
F2_Commercial_School (ID)_New_Space Heating_Natural Gas_Unit Heater_E4 | F2 | Commercial | School (ID) | New | Space Heating | Natural Gas | Unit Heater | E4 | RVT - Cost of Operation | 0 | 0 | 0 | 0 | 0 | 0 | 0 | 0 | 0 | 0 | 0 | 0 | 0 | 0 | 0 | 0 | 0 | 0 | 0 | 0 | 0 | 0 | 0 | 0 | 0 | 0 | 0
F2_Commercial_School (ID)_New_Space Heating_Natural Gas_Unit Heater_E5 | F2 | Commercial | School (ID) | New | Space Heating | Natural Gas | Unit Heater | E5 | RVT - Cost of Operation | 0 | 0 | 0 | 0 | 0 | 0 | 0 | 0 | 0 | 0 | 0 | 0 | 0 | 0 | 0 | 0 | 0 | 0 | 0 | 0 | 0 | 0 | 0 | 0 | 0 | 0 | 0
F2_Commercial_School (ID)_New_Space Heating_Natural Gas_Unit Heater_E6 | F2 | Commercial | School (ID) | New | Space Heating | Natural Gas | Unit Heater | E6 | RVT - Cost of Operation | 0 | 0 | 0 | 0 | 0 | 0 | 0 | 0 | 0 | 0 | 0 | 0 | 0 | 0 | 0 | 0 | 0 | 0 | 0 | 0 | 0 | 0 | 0 | 0 | 0 | 0 | 0
F2_Commercial_School (ID)_New_Space Heating_Natural Gas_Unit Heater_E7 | F2 | Commercial | School (ID) | New | Space Heating | Natural Gas | Unit Heater | E7 | RVT - Cost of Operation | 0 | 0 | 0 | 0 | 0 | 0 | 0 | 0 | 0 | 0 | 0 | 0 | 0 | 0 | 0 | 0 | 0 | 0 | 0 | 0 | 0 | 0 | 0 | 0 | 0 | 0 | 0
F2_Commercial_School (ID)_New_Space Heating_Natural Gas_Unit Heater_E8 | F2 | Commercial | School (ID) | New | Space Heating | Natural Gas | Unit Heater | E8 | RVT - Cost of Operation | 0 | 0 | 0 | 0 | 0 | 0 | 0 | 0 | 0 | 0 | 0 | 0 | 0 | 0 | 0 | 0 | 0 | 0 | 0 | 0 | 0 | 0 | 0 | 0 | 0 | 0 | 0
F2_Commercial_School (ID)_New_Space Heating_Natural Gas_Unit Heater_E9 | F2 | Commercial | School (ID) | New | Space Heating | Natural Gas | Unit Heater | E9 | RVT - Cost of Operation | 0 | 0 | 0 | 0 | 0 | 0 | 0 | 0 | 0 | 0 | 0 | 0 | 0 | 0 | 0 | 0 | 0 | 0 | 0 | 0 | 0 | 0 | 0 | 0 | 0 | 0 | 0
F2_Commercial_School (ID)_New_Space Heating_Natural Gas_Unit Heater_E10 | F2 | Commercial | School (ID) | New | Space Heating | Natural Gas | Unit Heater | E10 | RVT - Cost of Operation | 0 | 0 | 0 | 0 | 0 | 0 | 0 | 0 | 0 | 0 | 0 | 0 | 0 | 0 | 0 | 0 | 0 | 0 | 0 | 0 | 0 | 0 | 0 | 0 | 0 | 0 | 0
F3_Commercial_School (ID)_New_Space Heating_Natural Gas_Unit Heater_E1 | F3 | Commercial | School (ID) | New | Space Heating | Natural Gas | Unit Heater | E1 | System - kBTUs of Consumption | 4.4661 | 4.4577 | 4.4577 | 4.4577 | 4.4577 | 4.4577 | 4.4577 | 4.4577 | 4.4577 | 4.4577 | 4.4577 | 4.4577 | 4.4577 | 4.4577 | 4.4577 | 4.4577 | 4.4577 | 4.4577 | 4.4577 | 4.4577 | 4.4577 | 4.4577 | 4.4577 | 4.4577 | 4.4577 | 4.4577 | 4.4577
F3_Commercial_School (ID)_New_Space Heating_Natural Gas_Unit Heater_E2 | F3 | Commercial | School (ID) | New | Space Heating | Natural Gas | Unit Heater | E2 | System - kBTUs of Consumption | 3.9722 | 3.9648 | 3.9648 | 3.9648 | 3.9648 | 3.9648 | 3.9648 | 3.9648 | 3.9648 | 3.9648 | 3.9648 | 3.9648 | 3.9648 | 3.9648 | 3.9648 | 3.9648 | 3.9648 | 3.9648 | 3.9648 | 3.9648 | 3.9648 | 3.9648 | 3.9648 | 3.9648 | 3.9648 | 3.9648 | 3.9648
F3_Commercial_School (ID)_New_Space Heating_Natural Gas_Unit Heater_E3 | F3 | Commercial | School (ID) | New | Space Heating | Natural Gas | Unit Heater | E3 | System - kBTUs of Consumption | 3.9533 | 3.9433 | 3.9433 | 3.9433 | 3.9433 | 3.9433 | 3.9433 | 3.9433 | 3.9433 | 3.9433 | 3.9433 | 3.9433 | 3.9433 | 3.9433 | 3.9433 | 3.9433 | 3.9433 | 3.9433 | 3.9433 | 3.9433 | 3.9433 | 3.9433 | 3.9433 | 3.9433 | 3.9433 | 3.9433 | 3.9433
F3_Commercial_School (ID)_New_Space Heating_Natural Gas_Unit Heater_E4 | F3 | Commercial | School (ID) | New | Space Heating | Natural Gas | Unit Heater | E4 | System - kBTUs of Consumption | 0 | 0 | 0 | 0 | 0 | 0 | 0 | 0 | 0 | 0 | 0 | 0 | 0 | 0 | 0 | 0 | 0 | 0 | 0 | 0 | 0 | 0 | 0 | 0 | 0 | 0 | 0
F3_Commercial_School (ID)_New_Space Heating_Natural Gas_Unit Heater_E5 | F3 | Commercial | School (ID) | New | Space Heating | Natural Gas | Unit Heater | E5 | System - kBTUs of Consumption | 0 | 0 | 0 | 0 | 0 | 0 | 0 | 0 | 0 | 0 | 0 | 0 | 0 | 0 | 0 | 0 | 0 | 0 | 0 | 0 | 0 | 0 | 0 | 0 | 0 | 0 | 0
F3_Commercial_School (ID)_New_Space Heating_Natural Gas_Unit Heater_E6 | F3 | Commercial | School (ID) | New | Space Heating | Natural Gas | Unit Heater | E6 | System - kBTUs of Consumption | 0 | 0 | 0 | 0 | 0 | 0 | 0 | 0 | 0 | 0 | 0 | 0 | 0 | 0 | 0 | 0 | 0 | 0 | 0 | 0 | 0 | 0 | 0 | 0 | 0 | 0 | 0
F3_Commercial_School (ID)_New_Space Heating_Natural Gas_Unit Heater_E7 | F3 | Commercial | School (ID) | New | Space Heating | Natural Gas | Unit Heater | E7 | System - kBTUs of Consumption | 0 | 0 | 0 | 0 | 0 | 0 | 0 | 0 | 0 | 0 | 0 | 0 | 0 | 0 | 0 | 0 | 0 | 0 | 0 | 0 | 0 | 0 | 0 | 0 | 0 | 0 | 0
F3_Commercial_School (ID)_New_Space Heating_Natural Gas_Unit Heater_E8 | F3 | Commercial | School (ID) | New | Space Heating | Natural Gas | Unit Heater | E8 | System - kBTUs of Consumption | 0 | 0 | 0 | 0 | 0 | 0 | 0 | 0 | 0 | 0 | 0 | 0 | 0 | 0 | 0 | 0 | 0 | 0 | 0 | 0 | 0 | 0 | 0 | 0 | 0 | 0 | 0
F3_Commercial_School (ID)_New_Space Heating_Natural Gas_Unit Heater_E9 | F3 | Commercial | School (ID) | New | Space Heating | Natural Gas | Unit Heater | E9 | System - kBTUs of Consumption | 0 | 0 | 0 | 0 | 0 | 0 | 0 | 0 | 0 | 0 | 0 | 0 | 0 | 0 | 0 | 0 | 0 | 0 | 0 | 0 | 0 | 0 | 0 | 0 | 0 | 0 | 0
F3_Commercial_School (ID)_New_Space Heating_Natural Gas_Unit Heater_E10 | F3 | Commercial | School (ID) | New | Space Heating | Natural Gas | Unit Heater | E10 | System - kBTUs of Consumption | 0 | 0 | 0 | 0 | 0 | 0 | 0 | 0 | 0 | 0 | 0 | 0 | 0 | 0 | 0 | 0 | 0 | 0 | 0 | 0 | 0 | 0 | 0 | 0 | 0 | 0 | 0
F4_Commercial_School (ID)_New_Space Heating_Natural Gas_Unit Heater_E1 | F4 | Commercial | School (ID) | New | Space Heating | Natural Gas | Unit Heater | E1 | Utility - Cost of Equipment | 9.5119e-05 | 9.5119e-05 | 9.5119e-05 | 9.5119e-05 | 9.5119e-05 | 9.5119e-05 | 9.5119e-05 | 9.5119e-05 | 9.5119e-05 | 9.5119e-05 | 9.5119e-05 | 9.5119e-05 | 9.5119e-05 | 9.5119e-05 | 9.5119e-05 | 9.5119e-05 | 9.5119e-05 | 9.5119e-05 | 9.5119e-05 | 9.5119e-05 | 9.5119e-05 | 9.5119e-05 | 9.5119e-05 | 9.5119e-05 | 9.5119e-05 | 9.5119e-05 | 9.5119e-05
F4_Commercial_School (ID)_New_Space Heating_Natural Gas_Unit Heater_E2 | F4 | Commercial | School (ID) | New | Space Heating | Natural Gas | Unit Heater | E2 | Utility - Cost of Equipment | 0.00020861 | 0.00020861 | 0.00020861 | 0.00020861 | 0.00020861 | 0.00020861 | 0.00020861 | 0.00020861 | 0.00020861 | 0.00020861 | 0.00020861 | 0.00020861 | 0.00020861 | 0.00020861 | 0.00020861 | 0.00020861 | 0.00020861 | 0.00020861 | 0.00020861 | 0.00020861 | 0.00020861 | 0.00020861 | 0.00020861 | 0.00020861 | 0.00020861 | 0.00020861 | 0.00020861
F4_Commercial_School (ID)_New_Space Heating_Natural Gas_Unit Heater_E3 | F4 | Commercial | School (ID) | New | Space Heating | Natural Gas | Unit Heater | E3 | Utility - Cost of Equipment | 0.00013229 | 0.00013229 | 0.00013229 | 0.00013229 | 0.00013229 | 0.00013229 | 0.00013229 | 0.00013229 | 0.00013229 | 0.00013229 | 0.00013229 | 0.00013229 | 0.00013229 | 0.00013229 | 0.00013229 | 0.00013229 | 0.00013229 | 0.00013229 | 0.00013229 | 0.00013229 | 0.00013229 | 0.00013229 | 0.00013229 | 0.00013229 | 0.00013229 | 0.00013229 | 0.00013229
F4_Commercial_School (ID)_New_Space Heating_Natural Gas_Unit Heater_E4 | F4 | Commercial | School (ID) | New | Space Heating | Natural Gas | Unit Heater | E4 | Utility - Cost of Equipment | 0 | 0 | 0 | 0 | 0 | 0 | 0 | 0 | 0 | 0 | 0 | 0 | 0 | 0 | 0 | 0 | 0 | 0 | 0 | 0 | 0 | 0 | 0 | 0 | 0 | 0 | 0
F4_Commercial_School (ID)_New_Space Heating_Natural Gas_Unit Heater_E5 | F4 | Commercial | School (ID) | New | Space Heating | Natural Gas | Unit Heater | E5 | Utility - Cost of Equipment | 0 | 0 | 0 | 0 | 0 | 0 | 0 | 0 | 0 | 0 | 0 | 0 | 0 | 0 | 0 | 0 | 0 | 0 | 0 | 0 | 0 | 0 | 0 | 0 | 0 | 0 | 0
F4_Commercial_School (ID)_New_Space Heating_Natural Gas_Unit Heater_E6 | F4 | Commercial | School (ID) | New | Space Heating | Natural Gas | Unit Heater | E6 | Utility - Cost of Equipment | 0 | 0 | 0 | 0 | 0 | 0 | 0 | 0 | 0 | 0 | 0 | 0 | 0 | 0 | 0 | 0 | 0 | 0 | 0 | 0 | 0 | 0 | 0 | 0 | 0 | 0 | 0
F4_Commercial_School (ID)_New_Space Heating_Natural Gas_Unit Heater_E7 | F4 | Commercial | School (ID) | New | Space Heating | Natural Gas | Unit Heater | E7 | Utility - Cost of Equipment | 0 | 0 | 0 | 0 | 0 | 0 | 0 | 0 | 0 | 0 | 0 | 0 | 0 | 0 | 0 | 0 | 0 | 0 | 0 | 0 | 0 | 0 | 0 | 0 | 0 | 0 | 0
F4_Commercial_School (ID)_New_Space Heating_Natural Gas_Unit Heater_E8 | F4 | Commercial | School (ID) | New | Space Heating | Natural Gas | Unit Heater | E8 | Utility - Cost of Equipment | 0 | 0 | 0 | 0 | 0 | 0 | 0 | 0 | 0 | 0 | 0 | 0 | 0 | 0 | 0 | 0 | 0 | 0 | 0 | 0 | 0 | 0 | 0 | 0 | 0 | 0 | 0
F4_Commercial_School (ID)_New_Space Heating_Natural Gas_Unit Heater_E9 | F4 | Commercial | School (ID) | New | Space Heating | Natural Gas | Unit Heater | E9 | Utility - Cost of Equipment | 0 | 0 | 0 | 0 | 0 | 0 | 0 | 0 | 0 | 0 | 0 | 0 | 0 | 0 | 0 | 0 | 0 | 0 | 0 | 0 | 0 | 0 | 0 | 0 | 0 | 0 | 0
F4_Commercial_School (ID)_New_Space Heating_Natural Gas_Unit Heater_E10 | F4 | Commercial | School (ID) | New | Space Heating | Natural Gas | Unit Heater | E10 | Utility - Cost of Equipment | 0 | 0 | 0 | 0 | 0 | 0 | 0 | 0 | 0 | 0 | 0 | 0 | 0 | 0 | 0 | 0 | 0 | 0 | 0 | 0 | 0 | 0 | 0 | 0 | 0 | 0 | 0
F5_Commercial_School (ID)_New_Space Heating_Natural Gas_Unit Heater_E1 | F5 | Commercial | School (ID) | New | Space Heating | Natural Gas | Unit Heater | E1 | Utility - Cost of Operation | 0.018338 | 0.01864 | 0.019033 | 0.019466 | 0.019944 | 0.020602 | 0.021272 | 0.021981 | 0.02266 | 0.023349 | 0.023967 | 0.024536 | 0.025159 | 0.025799 | 0.026395 | 0.026982 | 0.02753 | 0.028095 | 0.028683 | 0.029286 | 0.029901 | 0.03055 | 0.031302 | 0.031966 | 0.032645 | 0.033337 | 0.034045
F5_Commercial_School (ID)_New_Space Heating_Natural Gas_Unit Heater_E2 | F5 | Commercial | School (ID) | New | Space Heating | Natural Gas | Unit Heater | E2 | Utility - Cost of Operation | 0.01631 | 0.016578 | 0.016928 | 0.017314 | 0.017739 | 0.018324 | 0.018919 | 0.019551 | 0.020154 | 0.020767 | 0.021316 | 0.021823 | 0.022377 | 0.022946 | 0.023476 | 0.023998 | 0.024486 | 0.024988 | 0.025511 | 0.026048 | 0.026595 | 0.027172 | 0.02784 | 0.028431 | 0.029035 | 0.029651 | 0.03028
F5_Commercial_School (ID)_New_Space Heating_Natural Gas_Unit Heater_E3 | F5 | Commercial | School (ID) | New | Space Heating | Natural Gas | Unit Heater | E3 | Utility - Cost of Operation | 0.01539 | 0.015614 | 0.015931 | 0.016293 | 0.016703 | 0.017301 | 0.017911 | 0.018558 | 0.019167 | 0.019785 | 0.020325 | 0.020814 | 0.021356 | 0.021918 | 0.022433 | 0.022937 | 0.023398 | 0.023875 | 0.024373 | 0.024885 | 0.025407 | 0.025961 | 0.026618 | 0.027183 | 0.02776 | 0.028349 | 0.028951
F5_Commercial_School (ID)_New_Space Heating_Natural Gas_Unit Heater_E4 | F5 | Commercial | School (ID) | New | Space Heating | Natural Gas | Unit Heater | E4 | Utility - Cost of Operation | 0 | 0 | 0 | 0 | 0 | 0 | 0 | 0 | 0 | 0 | 0 | 0 | 0 | 0 | 0 | 0 | 0 | 0 | 0 | 0 | 0 | 0 | 0 | 0 | 0 | 0 | 0
F5_Commercial_School (ID)_New_Space Heating_Natural Gas_Unit Heater_E5 | F5 | Commercial | School (ID) | New | Space Heating | Natural Gas | Unit Heater | E5 | Utility - Cost of Operation | 0 | 0 | 0 | 0 | 0 | 0 | 0 | 0 | 0 | 0 | 0 | 0 | 0 | 0 | 0 | 0 | 0 | 0 | 0 | 0 | 0 | 0 | 0 | 0 | 0 | 0 | 0
F5_Commercial_School (ID)_New_Space Heating_Natural Gas_Unit Heater_E6 | F5 | Commercial | School (ID) | New | Space Heating | Natural Gas | Unit Heater | E6 | Utility - Cost of Operation | 0 | 0 | 0 | 0 | 0 | 0 | 0 | 0 | 0 | 0 | 0 | 0 | 0 | 0 | 0 | 0 | 0 | 0 | 0 | 0 | 0 | 0 | 0 | 0 | 0 | 0 | 0
F5_Commercial_School (ID)_New_Space Heating_Natural Gas_Unit Heater_E7 | F5 | Commercial | School (ID) | New | Space Heating | Natural Gas | Unit Heater | E7 | Utility - Cost of Operation | 0 | 0 | 0 | 0 | 0 | 0 | 0 | 0 | 0 | 0 | 0 | 0 | 0 | 0 | 0 | 0 | 0 | 0 | 0 | 0 | 0 | 0 | 0 | 0 | 0 | 0 | 0
F5_Commercial_School (ID)_New_Space Heating_Natural Gas_Unit Heater_E8 | F5 | Commercial | School (ID) | New | Space Heating | Natural Gas | Unit Heater | E8 | Utility - Cost of Operation | 0 | 0 | 0 | 0 | 0 | 0 | 0 | 0 | 0 | 0 | 0 | 0 | 0 | 0 | 0 | 0 | 0 | 0 | 0 | 0 | 0 | 0 | 0 | 0 | 0 | 0 | 0
F5_Commercial_School (ID)_New_Space Heating_Natural Gas_Unit Heater_E9 | F5 | Commercial | School (ID) | New | Space Heating | Natural Gas | Unit Heater | E9 | Utility - Cost of Operation | 0 | 0 | 0 | 0 | 0 | 0 | 0 | 0 | 0 | 0 | 0 | 0 | 0 | 0 | 0 | 0 | 0 | 0 | 0 | 0 | 0 | 0 | 0 | 0 | 0 | 0 | 0
F5_Commercial_School (ID)_New_Space Heating_Natural Gas_Unit Heater_E10 | F5 | Commercial | School (ID) | New | Space Heating | Natural Gas | Unit Heater | E10 | Utility - Cost of Operation | 0 | 0 | 0 | 0 | 0 | 0 | 0 | 0 | 0 | 0 | 0 | 0 | 0 | 0 | 0 | 0 | 0 | 0 | 0 | 0 | 0 | 0 | 0 | 0 | 0 | 0 | 0
F6_Commercial_School (ID)_New_Space Heating_Natural Gas_Unit Heater_E1 | F6 | Commercial | School (ID) | New | Space Heating | Natural Gas | Unit Heater | E1 | Utility - Value of Sales | 0.021139 | 0.021362 | 0.02168 | 0.022031 | 0.022418 | 0.023003 | 0.023582 | 0.024191 | 0.024743 | 0.025287 | 0.0259 | 0.026455 | 0.027063 | 0.027683 | 0.028249 | 0.028797 | 0.029295 | 0.029803 | 0.030329 | 0.030861 | 0.031396 | 0.032078 | 0.032867 | 0.033564 | 0.034277 | 0.035004 | 0.035747
F6_Commercial_School (ID)_New_Space Heating_Natural Gas_Unit Heater_E2 | F6 | Commercial | School (ID) | New | Space Heating | Natural Gas | Unit Heater | E2 | Utility - Value of Sales | 0.018801 | 0.018999 | 0.019283 | 0.019595 | 0.019939 | 0.020459 | 0.020974 | 0.021516 | 0.022007 | 0.022491 | 0.023036 | 0.02353 | 0.02407 | 0.024622 | 0.025125 | 0.025613 | 0.026056 | 0.026508 | 0.026975 | 0.027449 | 0.027925 | 0.028531 | 0.029232 | 0.029853 | 0.030487 | 0.031134 | 0.031794
F6_Commercial_School (ID)_New_Space Heating_Natural Gas_Unit Heater_E3 | F6 | Commercial | School (ID) | New | Space Heating | Natural Gas | Unit Heater | E3 | Utility - Value of Sales | 0.017964 | 0.018113 | 0.018362 | 0.018649 | 0.018978 | 0.019514 | 0.020045 | 0.020601 | 0.021089 | 0.021562 | 0.022099 | 0.022567 | 0.023089 | 0.023627 | 0.024105 | 0.024564 | 0.024969 | 0.025382 | 0.02581 | 0.026243 | 0.026677 | 0.027259 | 0.027949 | 0.028542 | 0.029148 | 0.029766 | 0.030398
F6_Commercial_School (ID)_New_Space Heating_Natural Gas_Unit Heater_E4 | F6 | Commercial | School (ID) | New | Space Heating | Natural Gas | Unit Heater | E4 | Utility - Value of Sales | 0 | 0 | 0 | 0 | 0 | 0 | 0 | 0 | 0 | 0 | 0 | 0 | 0 | 0 | 0 | 0 | 0 | 0 | 0 | 0 | 0 | 0 | 0 | 0 | 0 | 0 | 0
F6_Commercial_School (ID)_New_Space Heating_Natural Gas_Unit Heater_E5 | F6 | Commercial | School (ID) | New | Space Heating | Natural Gas | Unit Heater | E5 | Utility - Value of Sales | 0 | 0 | 0 | 0 | 0 | 0 | 0 | 0 | 0 | 0 | 0 | 0 | 0 | 0 | 0 | 0 | 0 | 0 | 0 | 0 | 0 | 0 | 0 | 0 | 0 | 0 | 0
F6_Commercial_School (ID)_New_Space Heating_Natural Gas_Unit Heater_E6 | F6 | Commercial | School (ID) | New | Space Heating | Natural Gas | Unit Heater | E6 | Utility - Value of Sales | 0 | 0 | 0 | 0 | 0 | 0 | 0 | 0 | 0 | 0 | 0 | 0 | 0 | 0 | 0 | 0 | 0 | 0 | 0 | 0 | 0 | 0 | 0 | 0 | 0 | 0 | 0
F6_Commercial_School (ID)_New_Space Heating_Natural Gas_Unit Heater_E7 | F6 | Commercial | School (ID) | New | Space Heating | Natural Gas | Unit Heater | E7 | Utility - Value of Sales | 0 | 0 | 0 | 0 | 0 | 0 | 0 | 0 | 0 | 0 | 0 | 0 | 0 | 0 | 0 | 0 | 0 | 0 | 0 | 0 | 0 | 0 | 0 | 0 | 0 | 0 | 0
F6_Commercial_School (ID)_New_Space Heating_Natural Gas_Unit Heater_E8 | F6 | Commercial | School (ID) | New | Space Heating | Natural Gas | Unit Heater | E8 | Utility - Value of Sales | 0 | 0 | 0 | 0 | 0 | 0 | 0 | 0 | 0 | 0 | 0 | 0 | 0 | 0 | 0 | 0 | 0 | 0 | 0 | 0 | 0 | 0 | 0 | 0 | 0 | 0 | 0
F6_Commercial_School (ID)_New_Space Heating_Natural Gas_Unit Heater_E9 | F6 | Commercial | School (ID) | New | Space Heating | Natural Gas | Unit Heater | E9 | Utility - Value of Sales | 0 | 0 | 0 | 0 | 0 | 0 | 0 | 0 | 0 | 0 | 0 | 0 | 0 | 0 | 0 | 0 | 0 | 0 | 0 | 0 | 0 | 0 | 0 | 0 | 0 | 0 | 0
F6_Commercial_School (ID)_New_Space Heating_Natural Gas_Unit Heater_E10 | F6 | Commercial | School (ID) | New | Space Heating | Natural Gas | Unit Heater | E10 | Utility - Value of Sales | 0 | 0 | 0 | 0 | 0 | 0 | 0 | 0 | 0 | 0 | 0 | 0 | 0 | 0 | 0 | 0 | 0 | 0 | 0 | 0 | 0 | 0 | 0 | 0 | 0 | 0 | 0
F1_Commercial_School (ID)_New_Water Heating_Natural Gas_Water Heater_E1 | F1 | Commercial | School (ID) | New | Water Heating | Natural Gas | Water Heater | E1 | RVT - Cost of Equipment | 0.010373 | 0.010373 | 0.010373 | 0.010373 | 0.010373 | 0.010373 | 0.010373 | 0.010373 | 0.010373 | 0.010373 | 0.010373 | 0.010373 | 0.010373 | 0.010373 | 0.010373 | 0.010373 | 0.010373 | 0.010373 | 0.010373 | 0.010373 | 0.010373 | 0.010373 | 0.010373 | 0.010373 | 0.010373 | 0.010373 | 0.010373
F1_Commercial_School (ID)_New_Water Heating_Natural Gas_Water Heater_E2 | F1 | Commercial | School (ID) | New | Water Heating | Natural Gas | Water Heater | E2 | RVT - Cost of Equipment | 0.012447 | 0.012447 | 0.012447 | 0.012447 | 0.012447 | 0.012447 | 0.012447 | 0.012447 | 0.012447 | 0.012447 | 0.012447 | 0.012447 | 0.012447 | 0.012447 | 0.012447 | 0.012447 | 0.012447 | 0.012447 | 0.012447 | 0.012447 | 0.012447 | 0.012447 | 0.012447 | 0.012447 | 0.012447 | 0.012447 | 0.012447
F1_Commercial_School (ID)_New_Water Heating_Natural Gas_Water Heater_E3 | F1 | Commercial | School (ID) | New | Water Heating | Natural Gas | Water Heater | E3 | RVT - Cost of Equipment | 0.015301 | 0.015301 | 0.015301 | 0.015301 | 0.015301 | 0.015301 | 0.015301 | 0.015301 | 0.015301 | 0.015301 | 0.015301 | 0.015301 | 0.015301 | 0.015301 | 0.015301 | 0.015301 | 0.015301 | 0.015301 | 0.015301 | 0.015301 | 0.015301 | 0.015301 | 0.015301 | 0.015301 | 0.015301 | 0.015301 | 0.015301
F1_Commercial_School (ID)_New_Water Heating_Natural Gas_Water Heater_E4 | F1 | Commercial | School (ID) | New | Water Heating | Natural Gas | Water Heater | E4 | RVT - Cost of Equipment | 0.015422 | 0.015422 | 0.015422 | 0.015422 | 0.015422 | 0.015422 | 0.015422 | 0.015422 | 0.015422 | 0.015422 | 0.015422 | 0.015422 | 0.015422 | 0.015422 | 0.015422 | 0.015422 | 0.015422 | 0.015422 | 0.015422 | 0.015422 | 0.015422 | 0.015422 | 0.015422 | 0.015422 | 0.015422 | 0.015422 | 0.015422
F1_Commercial_School (ID)_New_Water Heating_Natural Gas_Water Heater_E5 | F1 | Commercial | School (ID) | New | Water Heating | Natural Gas | Water Heater | E5 | RVT - Cost of Equipment | 0.033291 | 0.033291 | 0.033291 | 0.033291 | 0.033291 | 0.033291 | 0.033291 | 0.033291 | 0.033291 | 0.033291 | 0.033291 | 0.033291 | 0.033291 | 0.033291 | 0.033291 | 0.033291 | 0.033291 | 0.033291 | 0.033291 | 0.033291 | 0.033291 | 0.033291 | 0.033291 | 0.033291 | 0.033291 | 0.033291 | 0.033291
F1_Commercial_School (ID)_New_Water Heating_Natural Gas_Water Heater_E6 | F1 | Commercial | School (ID) | New | Water Heating | Natural Gas | Water Heater | E6 | RVT - Cost of Equipment | 0 | 0 | 0 | 0 | 0 | 0 | 0 | 0 | 0 | 0 | 0 | 0 | 0 | 0 | 0 | 0 | 0 | 0 | 0 | 0 | 0 | 0 | 0 | 0 | 0 | 0 | 0
F1_Commercial_School (ID)_New_Water Heating_Natural Gas_Water Heater_E7 | F1 | Commercial | School (ID) | New | Water Heating | Natural Gas | Water Heater | E7 | RVT - Cost of Equipment | 0 | 0 | 0 | 0 | 0 | 0 | 0 | 0 | 0 | 0 | 0 | 0 | 0 | 0 | 0 | 0 | 0 | 0 | 0 | 0 | 0 | 0 | 0 | 0 | 0 | 0 | 0
F1_Commercial_School (ID)_New_Water Heating_Natural Gas_Water Heater_E8 | F1 | Commercial | School (ID) | New | Water Heating | Natural Gas | Water Heater | E8 | RVT - Cost of Equipment | 0 | 0 | 0 | 0 | 0 | 0 | 0 | 0 | 0 | 0 | 0 | 0 | 0 | 0 | 0 | 0 | 0 | 0 | 0 | 0 | 0 | 0 | 0 | 0 | 0 | 0 | 0
F1_Commercial_School (ID)_New_Water Heating_Natural Gas_Water Heater_E9 | F1 | Commercial | School (ID) | New | Water Heating | Natural Gas | Water Heater | E9 | RVT - Cost of Equipment | 0 | 0 | 0 | 0 | 0 | 0 | 0 | 0 | 0 | 0 | 0 | 0 | 0 | 0 | 0 | 0 | 0 | 0 | 0 | 0 | 0 | 0 | 0 | 0 | 0 | 0 | 0
F1_Commercial_School (ID)_New_Water Heating_Natural Gas_Water Heater_E10 | F1 | Commercial | School (ID) | New | Water Heating | Natural Gas | Water Heater | E10 | RVT - Cost of Equipment | 0 | 0 | 0 | 0 | 0 | 0 | 0 | 0 | 0 | 0 | 0 | 0 | 0 | 0 | 0 | 0 | 0 | 0 | 0 | 0 | 0 | 0 | 0 | 0 | 0 | 0 | 0
F2_Commercial_School (ID)_New_Water Heating_Natural Gas_Water Heater_E1 | F2 | Commercial | School (ID) | New | Water Heating | Natural Gas | Water Heater | E1 | RVT - Cost of Operation | 0.055576 | 0.056693 | 0.05795 | 0.059362 | 0.060936 | 0.062839 | 0.064727 | 0.066513 | 0.068131 | 0.069708 | 0.071341 | 0.072838 | 0.074437 | 0.075987 | 0.077349 | 0.078602 | 0.079695 | 0.080752 | 0.081866 | 0.082924 | 0.083988 | 0.085471 | 0.086972 | 0.088517 | 0.09009 | 0.091691 | 0.093319
F2_Commercial_School (ID)_New_Water Heating_Natural Gas_Water Heater_E2 | F2 | Commercial | School (ID) | New | Water Heating | Natural Gas | Water Heater | E2 | RVT - Cost of Operation | 0.0494 | 0.050393 | 0.051511 | 0.052766 | 0.054165 | 0.055857 | 0.057535 | 0.059122 | 0.060561 | 0.061963 | 0.063415 | 0.064745 | 0.066166 | 0.067544 | 0.068755 | 0.069868 | 0.07084 | 0.071779 | 0.07277 | 0.07371 | 0.074656 | 0.075975 | 0.077309 | 0.078682 | 0.08008 | 0.081503 | 0.082951
F2_Commercial_School (ID)_New_Water Heating_Natural Gas_Water Heater_E3 | F2 | Commercial | School (ID) | New | Water Heating | Natural Gas | Water Heater | E3 | RVT - Cost of Operation | 0.047298 | 0.048249 | 0.049319 | 0.05052 | 0.05186 | 0.05348 | 0.055087 | 0.056606 | 0.057984 | 0.059326 | 0.060716 | 0.06199 | 0.063351 | 0.06467 | 0.065829 | 0.066895 | 0.067826 | 0.068725 | 0.069673 | 0.070573 | 0.071479 | 0.072742 | 0.074019 | 0.075334 | 0.076672 | 0.078034 | 0.079421
F2_Commercial_School (ID)_New_Water Heating_Natural Gas_Water Heater_E4 | F2 | Commercial | School (ID) | New | Water Heating | Natural Gas | Water Heater | E4 | RVT - Cost of Operation | 0.049587 | 0.050584 | 0.051672 | 0.052856 | 0.054143 | 0.05566 | 0.05716 | 0.058593 | 0.059917 | 0.061222 | 0.062583 | 0.063861 | 0.065218 | 0.066542 | 0.067734 | 0.068848 | 0.06985 | 0.070829 | 0.071853 | 0.07284 | 0.073836 | 0.075141 | 0.076463 | 0.077822 | 0.079204 | 0.080611 | 0.082043
F2_Commercial_School (ID)_New_Water Heating_Natural Gas_Water Heater_E5 | F2 | Commercial | School (ID) | New | Water Heating | Natural Gas | Water Heater | E5 | RVT - Cost of Operation | 0.029156 | 0.029729 | 0.030394 | 0.031162 | 0.03204 | 0.033111 | 0.034172 | 0.03517 | 0.036066 | 0.036932 | 0.037824 | 0.03863 | 0.039494 | 0.040328 | 0.041052 | 0.04171 | 0.042275 | 0.042817 | 0.043391 | 0.043931 | 0.044474 | 0.045259 | 0.046053 | 0.046871 | 0.047704 | 0.048551 | 0.049414
F2_Commercial_School (ID)_New_Water Heating_Natural Gas_Water Heater_E6 | F2 | Commercial | School (ID) | New | Water Heating | Natural Gas | Water Heater | E6 | RVT - Cost of Operation | 0 | 0 | 0 | 0 | 0 | 0 | 0 | 0 | 0 | 0 | 0 | 0 | 0 | 0 | 0 | 0 | 0 | 0 | 0 | 0 | 0 | 0 | 0 | 0 | 0 | 0 | 0
F2_Commercial_School (ID)_New_Water Heating_Natural Gas_Water Heater_E7 | F2 | Commercial | School (ID) | New | Water Heating | Natural Gas | Water Heater | E7 | RVT - Cost of Operation | 0 | 0 | 0 | 0 | 0 | 0 | 0 | 0 | 0 | 0 | 0 | 0 | 0 | 0 | 0 | 0 | 0 | 0 | 0 | 0 | 0 | 0 | 0 | 0 | 0 | 0 | 0
F2_Commercial_School (ID)_New_Water Heating_Natural Gas_Water Heater_E8 | F2 | Commercial | School (ID) | New | Water Heating | Natural Gas | Water Heater | E8 | RVT - Cost of Operation | 0 | 0 | 0 | 0 | 0 | 0 | 0 | 0 | 0 | 0 | 0 | 0 | 0 | 0 | 0 | 0 | 0 | 0 | 0 | 0 | 0 | 0 | 0 | 0 | 0 | 0 | 0
F2_Commercial_School (ID)_New_Water Heating_Natural Gas_Water Heater_E9 | F2 | Commercial | School (ID) | New | Water Heating | Natural Gas | Water Heater | E9 | RVT - Cost of Operation | 0 | 0 | 0 | 0 | 0 | 0 | 0 | 0 | 0 | 0 | 0 | 0 | 0 | 0 | 0 | 0 | 0 | 0 | 0 | 0 | 0 | 0 | 0 | 0 | 0 | 0 | 0
F2_Commercial_School (ID)_New_Water Heating_Natural Gas_Water Heater_E10 | F2 | Commercial | School (ID) | New | Water Heating | Natural Gas | Water Heater | E10 | RVT - Cost of Operation | 0 | 0 | 0 | 0 | 0 | 0 | 0 | 0 | 0 | 0 | 0 | 0 | 0 | 0 | 0 | 0 | 0 | 0 | 0 | 0 | 0 | 0 | 0 | 0 | 0 | 0 | 0
F3_Commercial_School (ID)_New_Water Heating_Natural Gas_Water Heater_E1 | F3 | Commercial | School (ID) | New | Water Heating | Natural Gas | Water Heater | E1 | System - kBTUs of Consumption | 12.8581 | 12.8581 | 12.8581 | 12.8581 | 12.8581 | 12.8581 | 12.8581 | 12.8581 | 12.8581 | 12.8581 | 12.8581 | 12.8581 | 12.8581 | 12.8581 | 12.8581 | 12.8581 | 12.8581 | 12.8581 | 12.8581 | 12.8581 | 12.8581 | 12.8581 | 12.8581 | 12.8581 | 12.8581 | 12.8581 | 12.8581
F3_Commercial_School (ID)_New_Water Heating_Natural Gas_Water Heater_E2 | F3 | Commercial | School (ID) | New | Water Heating | Natural Gas | Water Heater | E2 | System - kBTUs of Consumption | 11.4295 | 11.4295 | 11.4295 | 11.4295 | 11.4295 | 11.4295 | 11.4295 | 11.4295 | 11.4295 | 11.4295 | 11.4295 | 11.4295 | 11.4295 | 11.4295 | 11.4295 | 11.4295 | 11.4295 | 11.4295 | 11.4295 | 11.4295 | 11.4295 | 11.4295 | 11.4295 | 11.4295 | 11.4295 | 11.4295 | 11.4295
F3_Commercial_School (ID)_New_Water Heating_Natural Gas_Water Heater_E3 | F3 | Commercial | School (ID) | New | Water Heating | Natural Gas | Water Heater | E3 | System - kBTUs of Consumption | 10.9431 | 10.9431 | 10.9431 | 10.9431 | 10.9431 | 10.9431 | 10.9431 | 10.9431 | 10.9431 | 10.9431 | 10.9431 | 10.9431 | 10.9431 | 10.9431 | 10.9431 | 10.9431 | 10.9431 | 10.9431 | 10.9431 | 10.9431 | 10.9431 | 10.9431 | 10.9431 | 10.9431 | 10.9431 | 10.9431 | 10.9431
F3_Commercial_School (ID)_New_Water Heating_Natural Gas_Water Heater_E4 | F3 | Commercial | School (ID) | New | Water Heating | Natural Gas | Water Heater | E4 | System - kBTUs of Consumption | 10.9315 | 10.9315 | 10.9315 | 10.9315 | 10.9315 | 10.9315 | 10.9315 | 10.9315 | 10.9315 | 10.9315 | 10.9315 | 10.9315 | 10.9315 | 10.9315 | 10.9315 | 10.9315 | 10.9315 | 10.9315 | 10.9315 | 10.9315 | 10.9315 | 10.9315 | 10.9315 | 10.9315 | 10.9315 | 10.9315 | 10.9315
F3_Commercial_School (ID)_New_Water Heating_Natural Gas_Water Heater_E5 | F3 | Commercial | School (ID) | New | Water Heating | Natural Gas | Water Heater | E5 | System - kBTUs of Consumption | 6.8577 | 6.8577 | 6.8577 | 6.8577 | 6.8577 | 6.8577 | 6.8577 | 6.8577 | 6.8577 | 6.8577 | 6.8577 | 6.8577 | 6.8577 | 6.8577 | 6.8577 | 6.8577 | 6.8577 | 6.8577 | 6.8577 | 6.8577 | 6.8577 | 6.8577 | 6.8577 | 6.8577 | 6.8577 | 6.8577 | 6.8577
F3_Commercial_School (ID)_New_Water Heating_Natural Gas_Water Heater_E6 | F3 | Commercial | School (ID) | New | Water Heating | Natural Gas | Water Heater | E6 | System - kBTUs of Consumption | 0 | 0 | 0 | 0 | 0 | 0 | 0 | 0 | 0 | 0 | 0 | 0 | 0 | 0 | 0 | 0 | 0 | 0 | 0 | 0 | 0 | 0 | 0 | 0 | 0 | 0 | 0
F3_Commercial_School (ID)_New_Water Heating_Natural Gas_Water Heater_E7 | F3 | Commercial | School (ID) | New | Water Heating | Natural Gas | Water Heater | E7 | System - kBTUs of Consumption | 0 | 0 | 0 | 0 | 0 | 0 | 0 | 0 | 0 | 0 | 0 | 0 | 0 | 0 | 0 | 0 | 0 | 0 | 0 | 0 | 0 | 0 | 0 | 0 | 0 | 0 | 0
F3_Commercial_School (ID)_New_Water Heating_Natural Gas_Water Heater_E8 | F3 | Commercial | School (ID) | New | Water Heating | Natural Gas | Water Heater | E8 | System - kBTUs of Consumption | 0 | 0 | 0 | 0 | 0 | 0 | 0 | 0 | 0 | 0 | 0 | 0 | 0 | 0 | 0 | 0 | 0 | 0 | 0 | 0 | 0 | 0 | 0 | 0 | 0 | 0 | 0
F3_Commercial_School (ID)_New_Water Heating_Natural Gas_Water Heater_E9 | F3 | Commercial | School (ID) | New | Water Heating | Natural Gas | Water Heater | E9 | System - kBTUs of Consumption | 0 | 0 | 0 | 0 | 0 | 0 | 0 | 0 | 0 | 0 | 0 | 0 | 0 | 0 | 0 | 0 | 0 | 0 | 0 | 0 | 0 | 0 | 0 | 0 | 0 | 0 | 0
F3_Commercial_School (ID)_New_Water Heating_Natural Gas_Water Heater_E10 | F3 | Commercial | School (ID) | New | Water Heating | Natural Gas | Water Heater | E10 | System - kBTUs of Consumption | 0 | 0 | 0 | 0 | 0 | 0 | 0 | 0 | 0 | 0 | 0 | 0 | 0 | 0 | 0 | 0 | 0 | 0 | 0 | 0 | 0 | 0 | 0 | 0 | 0 | 0 | 0
F4_Commercial_School (ID)_New_Water Heating_Natural Gas_Water Heater_E1 | F4 | Commercial | School (ID) | New | Water Heating | Natural Gas | Water Heater | E1 | Utility - Cost of Equipment | 0.010373 | 0.010373 | 0.010373 | 0.010373 | 0.010373 | 0.010373 | 0.010373 | 0.010373 | 0.010373 | 0.010373 | 0.010373 | 0.010373 | 0.010373 | 0.010373 | 0.010373 | 0.010373 | 0.010373 | 0.010373 | 0.010373 | 0.010373 | 0.010373 | 0.010373 | 0.010373 | 0.010373 | 0.010373 | 0.010373 | 0.010373
F4_Commercial_School (ID)_New_Water Heating_Natural Gas_Water Heater_E2 | F4 | Commercial | School (ID) | New | Water Heating | Natural Gas | Water Heater | E2 | Utility - Cost of Equipment | 0.012447 | 0.012447 | 0.012447 | 0.012447 | 0.012447 | 0.012447 | 0.012447 | 0.012447 | 0.012447 | 0.012447 | 0.012447 | 0.012447 | 0.012447 | 0.012447 | 0.012447 | 0.012447 | 0.012447 | 0.012447 | 0.012447 | 0.012447 | 0.012447 | 0.012447 | 0.012447 | 0.012447 | 0.012447 | 0.012447 | 0.012447
F4_Commercial_School (ID)_New_Water Heating_Natural Gas_Water Heater_E3 | F4 | Commercial | School (ID) | New | Water Heating | Natural Gas | Water Heater | E3 | Utility - Cost of Equipment | 0.015301 | 0.015301 | 0.015301 | 0.015301 | 0.015301 | 0.015301 | 0.015301 | 0.015301 | 0.015301 | 0.015301 | 0.015301 | 0.015301 | 0.015301 | 0.015301 | 0.015301 | 0.015301 | 0.015301 | 0.015301 | 0.015301 | 0.015301 | 0.015301 | 0.015301 | 0.015301 | 0.015301 | 0.015301 | 0.015301 | 0.015301
F4_Commercial_School (ID)_New_Water Heating_Natural Gas_Water Heater_E4 | F4 | Commercial | School (ID) | New | Water Heating | Natural Gas | Water Heater | E4 | Utility - Cost of Equipment | 0.015422 | 0.015422 | 0.015422 | 0.015422 | 0.015422 | 0.015422 | 0.015422 | 0.015422 | 0.015422 | 0.015422 | 0.015422 | 0.015422 | 0.015422 | 0.015422 | 0.015422 | 0.015422 | 0.015422 | 0.015422 | 0.015422 | 0.015422 | 0.015422 | 0.015422 | 0.015422 | 0.015422 | 0.015422 | 0.015422 | 0.015422
F4_Commercial_School (ID)_New_Water Heating_Natural Gas_Water Heater_E5 | F4 | Commercial | School (ID) | New | Water Heating | Natural Gas | Water Heater | E5 | Utility - Cost of Equipment | 0.033291 | 0.033291 | 0.033291 | 0.033291 | 0.033291 | 0.033291 | 0.033291 | 0.033291 | 0.033291 | 0.033291 | 0.033291 | 0.033291 | 0.033291 | 0.033291 | 0.033291 | 0.033291 | 0.033291 | 0.033291 | 0.033291 | 0.033291 | 0.033291 | 0.033291 | 0.033291 | 0.033291 | 0.033291 | 0.033291 | 0.033291
F4_Commercial_School (ID)_New_Water Heating_Natural Gas_Water Heater_E6 | F4 | Commercial | School (ID) | New | Water Heating | Natural Gas | Water Heater | E6 | Utility - Cost of Equipment | 0 | 0 | 0 | 0 | 0 | 0 | 0 | 0 | 0 | 0 | 0 | 0 | 0 | 0 | 0 | 0 | 0 | 0 | 0 | 0 | 0 | 0 | 0 | 0 | 0 | 0 | 0
F4_Commercial_School (ID)_New_Water Heating_Natural Gas_Water Heater_E7 | F4 | Commercial | School (ID) | New | Water Heating | Natural Gas | Water Heater | E7 | Utility - Cost of Equipment | 0 | 0 | 0 | 0 | 0 | 0 | 0 | 0 | 0 | 0 | 0 | 0 | 0 | 0 | 0 | 0 | 0 | 0 | 0 | 0 | 0 | 0 | 0 | 0 | 0 | 0 | 0
F4_Commercial_School (ID)_New_Water Heating_Natural Gas_Water Heater_E8 | F4 | Commercial | School (ID) | New | Water Heating | Natural Gas | Water Heater | E8 | Utility - Cost of Equipment | 0 | 0 | 0 | 0 | 0 | 0 | 0 | 0 | 0 | 0 | 0 | 0 | 0 | 0 | 0 | 0 | 0 | 0 | 0 | 0 | 0 | 0 | 0 | 0 | 0 | 0 | 0
F4_Commercial_School (ID)_New_Water Heating_Natural Gas_Water Heater_E9 | F4 | Commercial | School (ID) | New | Water Heating | Natural Gas | Water Heater | E9 | Utility - Cost of Equipment | 0 | 0 | 0 | 0 | 0 | 0 | 0 | 0 | 0 | 0 | 0 | 0 | 0 | 0 | 0 | 0 | 0 | 0 | 0 | 0 | 0 | 0 | 0 | 0 | 0 | 0 | 0
F4_Commercial_School (ID)_New_Water Heating_Natural Gas_Water Heater_E10 | F4 | Commercial | School (ID) | New | Water Heating | Natural Gas | Water Heater | E10 | Utility - Cost of Equipment | 0 | 0 | 0 | 0 | 0 | 0 | 0 | 0 | 0 | 0 | 0 | 0 | 0 | 0 | 0 | 0 | 0 | 0 | 0 | 0 | 0 | 0 | 0 | 0 | 0 | 0 | 0
F5_Commercial_School (ID)_New_Water Heating_Natural Gas_Water Heater_E1 | F5 | Commercial | School (ID) | New | Water Heating | Natural Gas | Water Heater | E1 | Utility - Cost of Operation | 0.047674 | 0.048926 | 0.050331 | 0.051906 | 0.053659 | 0.055732 | 0.057844 | 0.059925 | 0.061926 | 0.063957 | 0.065609 | 0.067169 | 0.068838 | 0.070479 | 0.071969 | 0.073379 | 0.074666 | 0.075943 | 0.077296 | 0.078625 | 0.079989 | 0.081401 | 0.082831 | 0.084302 | 0.0858 | 0.087324 | 0.088876
F5_Commercial_School (ID)_New_Water Heating_Natural Gas_Water Heater_E2 | F5 | Commercial | School (ID) | New | Water Heating | Natural Gas | Water Heater | E2 | Utility - Cost of Operation | 0.042377 | 0.04349 | 0.044739 | 0.046138 | 0.047697 | 0.04954 | 0.051417 | 0.053267 | 0.055045 | 0.05685 | 0.058319 | 0.059706 | 0.061189 | 0.062648 | 0.063972 | 0.065226 | 0.06637 | 0.067505 | 0.068708 | 0.069889 | 0.071101 | 0.072357 | 0.073627 | 0.074935 | 0.076267 | 0.077622 | 0.079001
F5_Commercial_School (ID)_New_Water Heating_Natural Gas_Water Heater_E3 | F5 | Commercial | School (ID) | New | Water Heating | Natural Gas | Water Heater | E3 | Utility - Cost of Operation | 0.040573 | 0.041639 | 0.042835 | 0.044175 | 0.045667 | 0.047432 | 0.049229 | 0.051 | 0.052703 | 0.054431 | 0.055838 | 0.057165 | 0.058585 | 0.059982 | 0.06125 | 0.06245 | 0.063546 | 0.064632 | 0.065784 | 0.066915 | 0.068075 | 0.069278 | 0.070494 | 0.071747 | 0.073021 | 0.074319 | 0.075639
F5_Commercial_School (ID)_New_Water Heating_Natural Gas_Water Heater_E4 | F5 | Commercial | School (ID) | New | Water Heating | Natural Gas | Water Heater | E4 | Utility - Cost of Operation | 0.043082 | 0.044195 | 0.045411 | 0.046738 | 0.048185 | 0.049861 | 0.051561 | 0.053242 | 0.054868 | 0.056519 | 0.057898 | 0.059214 | 0.060612 | 0.061994 | 0.063269 | 0.064489 | 0.065623 | 0.066752 | 0.067942 | 0.069116 | 0.07032 | 0.071563 | 0.072822 | 0.074116 | 0.075433 | 0.076773 | 0.078137
F5_Commercial_School (ID)_New_Water Heating_Natural Gas_Water Heater_E5 | F5 | Commercial | School (ID) | New | Water Heating | Natural Gas | Water Heater | E5 | Utility - Cost of Operation | 0.024849 | 0.025502 | 0.026248 | 0.027098 | 0.028058 | 0.029208 | 0.030382 | 0.031536 | 0.032642 | 0.033764 | 0.034665 | 0.035511 | 0.036418 | 0.037309 | 0.03811 | 0.038863 | 0.039544 | 0.040218 | 0.040935 | 0.041636 | 0.042356 | 0.043104 | 0.04386 | 0.044639 | 0.045432 | 0.046239 | 0.047061
F5_Commercial_School (ID)_New_Water Heating_Natural Gas_Water Heater_E6 | F5 | Commercial | School (ID) | New | Water Heating | Natural Gas | Water Heater | E6 | Utility - Cost of Operation | 0 | 0 | 0 | 0 | 0 | 0 | 0 | 0 | 0 | 0 | 0 | 0 | 0 | 0 | 0 | 0 | 0 | 0 | 0 | 0 | 0 | 0 | 0 | 0 | 0 | 0 | 0
F5_Commercial_School (ID)_New_Water Heating_Natural Gas_Water Heater_E7 | F5 | Commercial | School (ID) | New | Water Heating | Natural Gas | Water Heater | E7 | Utility - Cost of Operation | 0 | 0 | 0 | 0 | 0 | 0 | 0 | 0 | 0 | 0 | 0 | 0 | 0 | 0 | 0 | 0 | 0 | 0 | 0 | 0 | 0 | 0 | 0 | 0 | 0 | 0 | 0
F5_Commercial_School (ID)_New_Water Heating_Natural Gas_Water Heater_E8 | F5 | Commercial | School (ID) | New | Water Heating | Natural Gas | Water Heater | E8 | Utility - Cost of Operation | 0 | 0 | 0 | 0 | 0 | 0 | 0 | 0 | 0 | 0 | 0 | 0 | 0 | 0 | 0 | 0 | 0 | 0 | 0 | 0 | 0 | 0 | 0 | 0 | 0 | 0 | 0
F5_Commercial_School (ID)_New_Water Heating_Natural Gas_Water Heater_E9 | F5 | Commercial | School (ID) | New | Water Heating | Natural Gas | Water Heater | E9 | Utility - Cost of Operation | 0 | 0 | 0 | 0 | 0 | 0 | 0 | 0 | 0 | 0 | 0 | 0 | 0 | 0 | 0 | 0 | 0 | 0 | 0 | 0 | 0 | 0 | 0 | 0 | 0 | 0 | 0
F5_Commercial_School (ID)_New_Water Heating_Natural Gas_Water Heater_E10 | F5 | Commercial | School (ID) | New | Water Heating | Natural Gas | Water Heater | E10 | Utility - Cost of Operation | 0 | 0 | 0 | 0 | 0 | 0 | 0 | 0 | 0 | 0 | 0 | 0 | 0 | 0 | 0 | 0 | 0 | 0 | 0 | 0 | 0 | 0 | 0 | 0 | 0 | 0 | 0
F6_Commercial_School (ID)_New_Water Heating_Natural Gas_Water Heater_E1 | F6 | Commercial | School (ID) | New | Water Heating | Natural Gas | Water Heater | E1 | Utility - Value of Sales | 0.055576 | 0.056693 | 0.05795 | 0.059362 | 0.060936 | 0.062839 | 0.064727 | 0.066513 | 0.068131 | 0.069708 | 0.071341 | 0.072838 | 0.074437 | 0.075987 | 0.077349 | 0.078602 | 0.079695 | 0.080752 | 0.081866 | 0.082924 | 0.083988 | 0.085471 | 0.086972 | 0.088517 | 0.09009 | 0.091691 | 0.093319
F6_Commercial_School (ID)_New_Water Heating_Natural Gas_Water Heater_E2 | F6 | Commercial | School (ID) | New | Water Heating | Natural Gas | Water Heater | E2 | Utility - Value of Sales | 0.0494 | 0.050393 | 0.051511 | 0.052766 | 0.054165 | 0.055857 | 0.057535 | 0.059122 | 0.060561 | 0.061963 | 0.063415 | 0.064745 | 0.066166 | 0.067544 | 0.068755 | 0.069868 | 0.07084 | 0.071779 | 0.07277 | 0.07371 | 0.074656 | 0.075975 | 0.077309 | 0.078682 | 0.08008 | 0.081503 | 0.082951
F6_Commercial_School (ID)_New_Water Heating_Natural Gas_Water Heater_E3 | F6 | Commercial | School (ID) | New | Water Heating | Natural Gas | Water Heater | E3 | Utility - Value of Sales | 0.047298 | 0.048249 | 0.049319 | 0.05052 | 0.05186 | 0.05348 | 0.055087 | 0.056606 | 0.057984 | 0.059326 | 0.060716 | 0.06199 | 0.063351 | 0.06467 | 0.065829 | 0.066895 | 0.067826 | 0.068725 | 0.069673 | 0.070573 | 0.071479 | 0.072742 | 0.074019 | 0.075334 | 0.076672 | 0.078034 | 0.079421
F6_Commercial_School (ID)_New_Water Heating_Natural Gas_Water Heater_E4 | F6 | Commercial | School (ID) | New | Water Heating | Natural Gas | Water Heater | E4 | Utility - Value of Sales | 0.049587 | 0.050584 | 0.051672 | 0.052856 | 0.054143 | 0.05566 | 0.05716 | 0.058593 | 0.059917 | 0.061222 | 0.062583 | 0.063861 | 0.065218 | 0.066542 | 0.067734 | 0.068848 | 0.06985 | 0.070829 | 0.071853 | 0.07284 | 0.073836 | 0.075141 | 0.076463 | 0.077822 | 0.079204 | 0.080611 | 0.082043
F6_Commercial_School (ID)_New_Water Heating_Natural Gas_Water Heater_E5 | F6 | Commercial | School (ID) | New | Water Heating | Natural Gas | Water Heater | E5 | Utility - Value of Sales | 0.029156 | 0.029729 | 0.030394 | 0.031162 | 0.03204 | 0.033111 | 0.034172 | 0.03517 | 0.036066 | 0.036932 | 0.037824 | 0.03863 | 0.039494 | 0.040328 | 0.041052 | 0.04171 | 0.042275 | 0.042817 | 0.043391 | 0.043931 | 0.044474 | 0.045259 | 0.046053 | 0.046871 | 0.047704 | 0.048551 | 0.049414
F6_Commercial_School (ID)_New_Water Heating_Natural Gas_Water Heater_E6 | F6 | Commercial | School (ID) | New | Water Heating | Natural Gas | Water Heater | E6 | Utility - Value of Sales | 0 | 0 | 0 | 0 | 0 | 0 | 0 | 0 | 0 | 0 | 0 | 0 | 0 | 0 | 0 | 0 | 0 | 0 | 0 | 0 | 0 | 0 | 0 | 0 | 0 | 0 | 0
F6_Commercial_School (ID)_New_Water Heating_Natural Gas_Water Heater_E7 | F6 | Commercial | School (ID) | New | Water Heating | Natural Gas | Water Heater | E7 | Utility - Value of Sales | 0 | 0 | 0 | 0 | 0 | 0 | 0 | 0 | 0 | 0 | 0 | 0 | 0 | 0 | 0 | 0 | 0 | 0 | 0 | 0 | 0 | 0 | 0 | 0 | 0 | 0 | 0
F6_Commercial_School (ID)_New_Water Heating_Natural Gas_Water Heater_E8 | F6 | Commercial | School (ID) | New | Water Heating | Natural Gas | Water Heater | E8 | Utility - Value of Sales | 0 | 0 | 0 | 0 | 0 | 0 | 0 | 0 | 0 | 0 | 0 | 0 | 0 | 0 | 0 | 0 | 0 | 0 | 0 | 0 | 0 | 0 | 0 | 0 | 0 | 0 | 0
F6_Commercial_School (ID)_New_Water Heating_Natural Gas_Water Heater_E9 | F6 | Commercial | School (ID) | New | Water Heating | Natural Gas | Water Heater | E9 | Utility - Value of Sales | 0 | 0 | 0 | 0 | 0 | 0 | 0 | 0 | 0 | 0 | 0 | 0 | 0 | 0 | 0 | 0 | 0 | 0 | 0 | 0 | 0 | 0 | 0 | 0 | 0 | 0 | 0
F6_Commercial_School (ID)_New_Water Heating_Natural Gas_Water Heater_E10 | F6 | Commercial | School (ID) | New | Water Heating | Natural Gas | Water Heater | E10 | Utility - Value of Sales | 0 | 0 | 0 | 0 | 0 | 0 | 0 | 0 | 0 | 0 | 0 | 0 | 0 | 0 | 0 | 0 | 0 | 0 | 0 | 0 | 0 | 0 | 0 | 0 | 0 | 0 | 0
F1_Commercial_School (ID)_New_Food Preparation_Natural Gas_Oven_E1 | F1 | Commercial | School (ID) | New | Food Preparation | Natural Gas | Oven | E1 | RVT - Cost of Equipment | 0.00011846 | 0.00011846 | 0.00011846 | 0.00011846 | 0.00011846 | 0.00011846 | 0.00011846 | 0.00011846 | 0.00011846 | 0.00011846 | 0.00011846 | 0.00011846 | 0.00011846 | 0.00011846 | 0.00011846 | 0.00011846 | 0.00011846 | 0.00011846 | 0.00011846 | 0.00011846 | 0.00011846 | 0.00011846 | 0.00011846 | 0.00011846 | 0.00011846 | 0.00011846 | 0.00011846
F1_Commercial_School (ID)_New_Food Preparation_Natural Gas_Oven_E2 | F1 | Commercial | School (ID) | New | Food Preparation | Natural Gas | Oven | E2 | RVT - Cost of Equipment | 0.00016141 | 0.00016141 | 0.00016141 | 0.00016141 | 0.00016141 | 0.00016141 | 0.00016141 | 0.00016141 | 0.00016141 | 0.00016141 | 0.00016141 | 0.00016141 | 0.00016141 | 0.00016141 | 0.00016141 | 0.00016141 | 0.00016141 | 0.00016141 | 0.00016141 | 0.00016141 | 0.00016141 | 0.00016141 | 0.00016141 | 0.00016141 | 0.00016141 | 0.00016141 | 0.00016141
F1_Commercial_School (ID)_New_Food Preparation_Natural Gas_Oven_E3 | F1 | Commercial | School (ID) | New | Food Preparation | Natural Gas | Oven | E3 | RVT - Cost of Equipment | 0 | 0 | 0 | 0 | 0 | 0 | 0 | 0 | 0 | 0 | 0 | 0 | 0 | 0 | 0 | 0 | 0 | 0 | 0 | 0 | 0 | 0 | 0 | 0 | 0 | 0 | 0
F1_Commercial_School (ID)_New_Food Preparation_Natural Gas_Oven_E4 | F1 | Commercial | School (ID) | New | Food Preparation | Natural Gas | Oven | E4 | RVT - Cost of Equipment | 0 | 0 | 0 | 0 | 0 | 0 | 0 | 0 | 0 | 0 | 0 | 0 | 0 | 0 | 0 | 0 | 0 | 0 | 0 | 0 | 0 | 0 | 0 | 0 | 0 | 0 | 0
F1_Commercial_School (ID)_New_Food Preparation_Natural Gas_Oven_E5 | F1 | Commercial | School (ID) | New | Food Preparation | Natural Gas | Oven | E5 | RVT - Cost of Equipment | 0 | 0 | 0 | 0 | 0 | 0 | 0 | 0 | 0 | 0 | 0 | 0 | 0 | 0 | 0 | 0 | 0 | 0 | 0 | 0 | 0 | 0 | 0 | 0 | 0 | 0 | 0
F1_Commercial_School (ID)_New_Food Preparation_Natural Gas_Oven_E6 | F1 | Commercial | School (ID) | New | Food Preparation | Natural Gas | Oven | E6 | RVT - Cost of Equipment | 0 | 0 | 0 | 0 | 0 | 0 | 0 | 0 | 0 | 0 | 0 | 0 | 0 | 0 | 0 | 0 | 0 | 0 | 0 | 0 | 0 | 0 | 0 | 0 | 0 | 0 | 0
F1_Commercial_School (ID)_New_Food Preparation_Natural Gas_Oven_E7 | F1 | Commercial | School (ID) | New | Food Preparation | Natural Gas | Oven | E7 | RVT - Cost of Equipment | 0 | 0 | 0 | 0 | 0 | 0 | 0 | 0 | 0 | 0 | 0 | 0 | 0 | 0 | 0 | 0 | 0 | 0 | 0 | 0 | 0 | 0 | 0 | 0 | 0 | 0 | 0
F1_Commercial_School (ID)_New_Food Preparation_Natural Gas_Oven_E8 | F1 | Commercial | School (ID) | New | Food Preparation | Natural Gas | Oven | E8 | RVT - Cost of Equipment | 0 | 0 | 0 | 0 | 0 | 0 | 0 | 0 | 0 | 0 | 0 | 0 | 0 | 0 | 0 | 0 | 0 | 0 | 0 | 0 | 0 | 0 | 0 | 0 | 0 | 0 | 0
F1_Commercial_School (ID)_New_Food Preparation_Natural Gas_Oven_E9 | F1 | Commercial | School (ID) | New | Food Preparation | Natural Gas | Oven | E9 | RVT - Cost of Equipment | 0 | 0 | 0 | 0 | 0 | 0 | 0 | 0 | 0 | 0 | 0 | 0 | 0 | 0 | 0 | 0 | 0 | 0 | 0 | 0 | 0 | 0 | 0 | 0 | 0 | 0 | 0
F1_Commercial_School (ID)_New_Food Preparation_Natural Gas_Oven_E10 | F1 | Commercial | School (ID) | New | Food Preparation | Natural Gas | Oven | E10 | RVT - Cost of Equipment | 0 | 0 | 0 | 0 | 0 | 0 | 0 | 0 | 0 | 0 | 0 | 0 | 0 | 0 | 0 | 0 | 0 | 0 | 0 | 0 | 0 | 0 | 0 | 0 | 0 | 0 | 0
F2_Commercial_School (ID)_New_Food Preparation_Natural Gas_Oven_E1 | F2 | Commercial | School (ID) | New | Food Preparation | Natural Gas | Oven | E1 | RVT - Cost of Operation | 0.0083363 | 0.008475 | 0.0086441 | 0.0088497 | 0.0090942 | 0.0094174 | 0.0097489 | 0.01007 | 0.010365 | 0.010648 | 0.01094 | 0.0112 | 0.011471 | 0.011722 | 0.011933 | 0.01212 | 0.012274 | 0.012418 | 0.012574 | 0.012716 | 0.012858 | 0.013085 | 0.013314 | 0.013551 | 0.013791 | 0.014036 | 0.014286
F2_Commercial_School (ID)_New_Food Preparation_Natural Gas_Oven_E2 | F2 | Commercial | School (ID) | New | Food Preparation | Natural Gas | Oven | E2 | RVT - Cost of Operation | 0.0059195 | 0.0060181 | 0.0061382 | 0.0062841 | 0.0064577 | 0.0066872 | 0.0069226 | 0.0071504 | 0.00736 | 0.0075613 | 0.0077681 | 0.0079528 | 0.0081455 | 0.0083236 | 0.0084736 | 0.0086065 | 0.0087155 | 0.0088182 | 0.0089285 | 0.0090296 | 0.0091307 | 0.0092917 | 0.0094542 | 0.0096222 | 0.0097931 | 0.0099671 | 0.010144
F2_Commercial_School (ID)_New_Food Preparation_Natural Gas_Oven_E3 | F2 | Commercial | School (ID) | New | Food Preparation | Natural Gas | Oven | E3 | RVT - Cost of Operation | 0 | 0 | 0 | 0 | 0 | 0 | 0 | 0 | 0 | 0 | 0 | 0 | 0 | 0 | 0 | 0 | 0 | 0 | 0 | 0 | 0 | 0 | 0 | 0 | 0 | 0 | 0
F2_Commercial_School (ID)_New_Food Preparation_Natural Gas_Oven_E4 | F2 | Commercial | School (ID) | New | Food Preparation | Natural Gas | Oven | E4 | RVT - Cost of Operation | 0 | 0 | 0 | 0 | 0 | 0 | 0 | 0 | 0 | 0 | 0 | 0 | 0 | 0 | 0 | 0 | 0 | 0 | 0 | 0 | 0 | 0 | 0 | 0 | 0 | 0 | 0
F2_Commercial_School (ID)_New_Food Preparation_Natural Gas_Oven_E5 | F2 | Commercial | School (ID) | New | Food Preparation | Natural Gas | Oven | E5 | RVT - Cost of Operation | 0 | 0 | 0 | 0 | 0 | 0 | 0 | 0 | 0 | 0 | 0 | 0 | 0 | 0 | 0 | 0 | 0 | 0 | 0 | 0 | 0 | 0 | 0 | 0 | 0 | 0 | 0
F2_Commercial_School (ID)_New_Food Preparation_Natural Gas_Oven_E6 | F2 | Commercial | School (ID) | New | Food Preparation | Natural Gas | Oven | E6 | RVT - Cost of Operation | 0 | 0 | 0 | 0 | 0 | 0 | 0 | 0 | 0 | 0 | 0 | 0 | 0 | 0 | 0 | 0 | 0 | 0 | 0 | 0 | 0 | 0 | 0 | 0 | 0 | 0 | 0
F2_Commercial_School (ID)_New_Food Preparation_Natural Gas_Oven_E7 | F2 | Commercial | School (ID) | New | Food Preparation | Natural Gas | Oven | E7 | RVT - Cost of Operation | 0 | 0 | 0 | 0 | 0 | 0 | 0 | 0 | 0 | 0 | 0 | 0 | 0 | 0 | 0 | 0 | 0 | 0 | 0 | 0 | 0 | 0 | 0 | 0 | 0 | 0 | 0
F2_Commercial_School (ID)_New_Food Preparation_Natural Gas_Oven_E8 | F2 | Commercial | School (ID) | New | Food Preparation | Natural Gas | Oven | E8 | RVT - Cost of Operation | 0 | 0 | 0 | 0 | 0 | 0 | 0 | 0 | 0 | 0 | 0 | 0 | 0 | 0 | 0 | 0 | 0 | 0 | 0 | 0 | 0 | 0 | 0 | 0 | 0 | 0 | 0
F2_Commercial_School (ID)_New_Food Preparation_Natural Gas_Oven_E9 | F2 | Commercial | School (ID) | New | Food Preparation | Natural Gas | Oven | E9 | RVT - Cost of Operation | 0 | 0 | 0 | 0 | 0 | 0 | 0 | 0 | 0 | 0 | 0 | 0 | 0 | 0 | 0 | 0 | 0 | 0 | 0 | 0 | 0 | 0 | 0 | 0 | 0 | 0 | 0
F2_Commercial_School (ID)_New_Food Preparation_Natural Gas_Oven_E10 | F2 | Commercial | School (ID) | New | Food Preparation | Natural Gas | Oven | E10 | RVT - Cost of Operation | 0 | 0 | 0 | 0 | 0 | 0 | 0 | 0 | 0 | 0 | 0 | 0 | 0 | 0 | 0 | 0 | 0 | 0 | 0 | 0 | 0 | 0 | 0 | 0 | 0 | 0 | 0
F3_Commercial_School (ID)_New_Food Preparation_Natural Gas_Oven_E1 | F3 | Commercial | School (ID) | New | Food Preparation | Natural Gas | Oven | E1 | System - kBTUs of Consumption | 2.0206 | 2.0206 | 2.0206 | 2.0206 | 2.0206 | 2.0206 | 2.0206 | 2.0206 | 2.0206 | 2.0206 | 2.0206 | 2.0206 | 2.0206 | 2.0206 | 2.0206 | 2.0206 | 2.0206 | 2.0206 | 2.0206 | 2.0206 | 2.0206 | 2.0206 | 2.0206 | 2.0206 | 2.0206 | 2.0206 | 2.0206
F3_Commercial_School (ID)_New_Food Preparation_Natural Gas_Oven_E2 | F3 | Commercial | School (ID) | New | Food Preparation | Natural Gas | Oven | E2 | System - kBTUs of Consumption | 1.4348 | 1.4348 | 1.4348 | 1.4348 | 1.4348 | 1.4348 | 1.4348 | 1.4348 | 1.4348 | 1.4348 | 1.4348 | 1.4348 | 1.4348 | 1.4348 | 1.4348 | 1.4348 | 1.4348 | 1.4348 | 1.4348 | 1.4348 | 1.4348 | 1.4348 | 1.4348 | 1.4348 | 1.4348 | 1.4348 | 1.4348
F3_Commercial_School (ID)_New_Food Preparation_Natural Gas_Oven_E3 | F3 | Commercial | School (ID) | New | Food Preparation | Natural Gas | Oven | E3 | System - kBTUs of Consumption | 0 | 0 | 0 | 0 | 0 | 0 | 0 | 0 | 0 | 0 | 0 | 0 | 0 | 0 | 0 | 0 | 0 | 0 | 0 | 0 | 0 | 0 | 0 | 0 | 0 | 0 | 0
F3_Commercial_School (ID)_New_Food Preparation_Natural Gas_Oven_E4 | F3 | Commercial | School (ID) | New | Food Preparation | Natural Gas | Oven | E4 | System - kBTUs of Consumption | 0 | 0 | 0 | 0 | 0 | 0 | 0 | 0 | 0 | 0 | 0 | 0 | 0 | 0 | 0 | 0 | 0 | 0 | 0 | 0 | 0 | 0 | 0 | 0 | 0 | 0 | 0
F3_Commercial_School (ID)_New_Food Preparation_Natural Gas_Oven_E5 | F3 | Commercial | School (ID) | New | Food Preparation | Natural Gas | Oven | E5 | System - kBTUs of Consumption | 0 | 0 | 0 | 0 | 0 | 0 | 0 | 0 | 0 | 0 | 0 | 0 | 0 | 0 | 0 | 0 | 0 | 0 | 0 | 0 | 0 | 0 | 0 | 0 | 0 | 0 | 0
F3_Commercial_School (ID)_New_Food Preparation_Natural Gas_Oven_E6 | F3 | Commercial | School (ID) | New | Food Preparation | Natural Gas | Oven | E6 | System - kBTUs of Consumption | 0 | 0 | 0 | 0 | 0 | 0 | 0 | 0 | 0 | 0 | 0 | 0 | 0 | 0 | 0 | 0 | 0 | 0 | 0 | 0 | 0 | 0 | 0 | 0 | 0 | 0 | 0
F3_Commercial_School (ID)_New_Food Preparation_Natural Gas_Oven_E7 | F3 | Commercial | School (ID) | New | Food Preparation | Natural Gas | Oven | E7 | System - kBTUs of Consumption | 0 | 0 | 0 | 0 | 0 | 0 | 0 | 0 | 0 | 0 | 0 | 0 | 0 | 0 | 0 | 0 | 0 | 0 | 0 | 0 | 0 | 0 | 0 | 0 | 0 | 0 | 0
F3_Commercial_School (ID)_New_Food Preparation_Natural Gas_Oven_E8 | F3 | Commercial | School (ID) | New | Food Preparation | Natural Gas | Oven | E8 | System - kBTUs of Consumption | 0 | 0 | 0 | 0 | 0 | 0 | 0 | 0 | 0 | 0 | 0 | 0 | 0 | 0 | 0 | 0 | 0 | 0 | 0 | 0 | 0 | 0 | 0 | 0 | 0 | 0 | 0
F3_Commercial_School (ID)_New_Food Preparation_Natural Gas_Oven_E9 | F3 | Commercial | School (ID) | New | Food Preparation | Natural Gas | Oven | E9 | System - kBTUs of Consumption | 0 | 0 | 0 | 0 | 0 | 0 | 0 | 0 | 0 | 0 | 0 | 0 | 0 | 0 | 0 | 0 | 0 | 0 | 0 | 0 | 0 | 0 | 0 | 0 | 0 | 0 | 0
F3_Commercial_School (ID)_New_Food Preparation_Natural Gas_Oven_E10 | F3 | Commercial | School (ID) | New | Food Preparation | Natural Gas | Oven | E10 | System - kBTUs of Consumption | 0 | 0 | 0 | 0 | 0 | 0 | 0 | 0 | 0 | 0 | 0 | 0 | 0 | 0 | 0 | 0 | 0 | 0 | 0 | 0 | 0 | 0 | 0 | 0 | 0 | 0 | 0
F4_Commercial_School (ID)_New_Food Preparation_Natural Gas_Oven_E1 | F4 | Commercial | School (ID) | New | Food Preparation | Natural Gas | Oven | E1 | Utility - Cost of Equipment | 0.00011846 | 0.00011846 | 0.00011846 | 0.00011846 | 0.00011846 | 0.00011846 | 0.00011846 | 0.00011846 | 0.00011846 | 0.00011846 | 0.00011846 | 0.00011846 | 0.00011846 | 0.00011846 | 0.00011846 | 0.00011846 | 0.00011846 | 0.00011846 | 0.00011846 | 0.00011846 | 0.00011846 | 0.00011846 | 0.00011846 | 0.00011846 | 0.00011846 | 0.00011846 | 0.00011846
F4_Commercial_School (ID)_New_Food Preparation_Natural Gas_Oven_E2 | F4 | Commercial | School (ID) | New | Food Preparation | Natural Gas | Oven | E2 | Utility - Cost of Equipment | 0.00016141 | 0.00016141 | 0.00016141 | 0.00016141 | 0.00016141 | 0.00016141 | 0.00016141 | 0.00016141 | 0.00016141 | 0.00016141 | 0.00016141 | 0.00016141 | 0.00016141 | 0.00016141 | 0.00016141 | 0.00016141 | 0.00016141 | 0.00016141 | 0.00016141 | 0.00016141 | 0.00016141 | 0.00016141 | 0.00016141 | 0.00016141 | 0.00016141 | 0.00016141 | 0.00016141
F4_Commercial_School (ID)_New_Food Preparation_Natural Gas_Oven_E3 | F4 | Commercial | School (ID) | New | Food Preparation | Natural Gas | Oven | E3 | Utility - Cost of Equipment | 0 | 0 | 0 | 0 | 0 | 0 | 0 | 0 | 0 | 0 | 0 | 0 | 0 | 0 | 0 | 0 | 0 | 0 | 0 | 0 | 0 | 0 | 0 | 0 | 0 | 0 | 0
F4_Commercial_School (ID)_New_Food Preparation_Natural Gas_Oven_E4 | F4 | Commercial | School (ID) | New | Food Preparation | Natural Gas | Oven | E4 | Utility - Cost of Equipment | 0 | 0 | 0 | 0 | 0 | 0 | 0 | 0 | 0 | 0 | 0 | 0 | 0 | 0 | 0 | 0 | 0 | 0 | 0 | 0 | 0 | 0 | 0 | 0 | 0 | 0 | 0
F4_Commercial_School (ID)_New_Food Preparation_Natural Gas_Oven_E5 | F4 | Commercial | School (ID) | New | Food Preparation | Natural Gas | Oven | E5 | Utility - Cost of Equipment | 0 | 0 | 0 | 0 | 0 | 0 | 0 | 0 | 0 | 0 | 0 | 0 | 0 | 0 | 0 | 0 | 0 | 0 | 0 | 0 | 0 | 0 | 0 | 0 | 0 | 0 | 0
F4_Commercial_School (ID)_New_Food Preparation_Natural Gas_Oven_E6 | F4 | Commercial | School (ID) | New | Food Preparation | Natural Gas | Oven | E6 | Utility - Cost of Equipment | 0 | 0 | 0 | 0 | 0 | 0 | 0 | 0 | 0 | 0 | 0 | 0 | 0 | 0 | 0 | 0 | 0 | 0 | 0 | 0 | 0 | 0 | 0 | 0 | 0 | 0 | 0
F4_Commercial_School (ID)_New_Food Preparation_Natural Gas_Oven_E7 | F4 | Commercial | School (ID) | New | Food Preparation | Natural Gas | Oven | E7 | Utility - Cost of Equipment | 0 | 0 | 0 | 0 | 0 | 0 | 0 | 0 | 0 | 0 | 0 | 0 | 0 | 0 | 0 | 0 | 0 | 0 | 0 | 0 | 0 | 0 | 0 | 0 | 0 | 0 | 0
F4_Commercial_School (ID)_New_Food Preparation_Natural Gas_Oven_E8 | F4 | Commercial | School (ID) | New | Food Preparation | Natural Gas | Oven | E8 | Utility - Cost of Equipment | 0 | 0 | 0 | 0 | 0 | 0 | 0 | 0 | 0 | 0 | 0 | 0 | 0 | 0 | 0 | 0 | 0 | 0 | 0 | 0 | 0 | 0 | 0 | 0 | 0 | 0 | 0
F4_Commercial_School (ID)_New_Food Preparation_Natural Gas_Oven_E9 | F4 | Commercial | School (ID) | New | Food Preparation | Natural Gas | Oven | E9 | Utility - Cost of Equipment | 0 | 0 | 0 | 0 | 0 | 0 | 0 | 0 | 0 | 0 | 0 | 0 | 0 | 0 | 0 | 0 | 0 | 0 | 0 | 0 | 0 | 0 | 0 | 0 | 0 | 0 | 0
F4_Commercial_School (ID)_New_Food Preparation_Natural Gas_Oven_E10 | F4 | Commercial | School (ID) | New | Food Preparation | Natural Gas | Oven | E10 | Utility - Cost of Equipment | 0 | 0 | 0 | 0 | 0 | 0 | 0 | 0 | 0 | 0 | 0 | 0 | 0 | 0 | 0 | 0 | 0 | 0 | 0 | 0 | 0 | 0 | 0 | 0 | 0 | 0 | 0
F5_Commercial_School (ID)_New_Food Preparation_Natural Gas_Oven_E1 | F5 | Commercial | School (ID) | New | Food Preparation | Natural Gas | Oven | E1 | Utility - Cost of Operation | 0.0070077 | 0.0071695 | 0.007373 | 0.0076131 | 0.0078923 | 0.0082443 | 0.0086111 | 0.0089767 | 0.0093294 | 0.0096869 | 0.0099659 | 0.010226 | 0.010505 | 0.010778 | 0.011018 | 0.011241 | 0.011437 | 0.01163 | 0.011838 | 0.012039 | 0.012246 | 0.012462 | 0.01268 | 0.012905 | 0.013135 | 0.013368 | 0.013605
F5_Commercial_School (ID)_New_Food Preparation_Natural Gas_Oven_E2 | F5 | Commercial | School (ID) | New | Food Preparation | Natural Gas | Oven | E2 | Utility - Cost of Operation | 0.0049762 | 0.005091 | 0.0052356 | 0.005406 | 0.0056043 | 0.0058543 | 0.0061147 | 0.0063743 | 0.0066247 | 0.0068786 | 0.0070768 | 0.0072611 | 0.0074598 | 0.0076534 | 0.0078241 | 0.0079822 | 0.0081216 | 0.0082586 | 0.008406 | 0.0085489 | 0.0086959 | 0.0088492 | 0.009004 | 0.009164 | 0.0093268 | 0.0094925 | 0.0096611
F5_Commercial_School (ID)_New_Food Preparation_Natural Gas_Oven_E3 | F5 | Commercial | School (ID) | New | Food Preparation | Natural Gas | Oven | E3 | Utility - Cost of Operation | 0 | 0 | 0 | 0 | 0 | 0 | 0 | 0 | 0 | 0 | 0 | 0 | 0 | 0 | 0 | 0 | 0 | 0 | 0 | 0 | 0 | 0 | 0 | 0 | 0 | 0 | 0
F5_Commercial_School (ID)_New_Food Preparation_Natural Gas_Oven_E4 | F5 | Commercial | School (ID) | New | Food Preparation | Natural Gas | Oven | E4 | Utility - Cost of Operation | 0 | 0 | 0 | 0 | 0 | 0 | 0 | 0 | 0 | 0 | 0 | 0 | 0 | 0 | 0 | 0 | 0 | 0 | 0 | 0 | 0 | 0 | 0 | 0 | 0 | 0 | 0
F5_Commercial_School (ID)_New_Food Preparation_Natural Gas_Oven_E5 | F5 | Commercial | School (ID) | New | Food Preparation | Natural Gas | Oven | E5 | Utility - Cost of Operation | 0 | 0 | 0 | 0 | 0 | 0 | 0 | 0 | 0 | 0 | 0 | 0 | 0 | 0 | 0 | 0 | 0 | 0 | 0 | 0 | 0 | 0 | 0 | 0 | 0 | 0 | 0
F5_Commercial_School (ID)_New_Food Preparation_Natural Gas_Oven_E6 | F5 | Commercial | School (ID) | New | Food Preparation | Natural Gas | Oven | E6 | Utility - Cost of Operation | 0 | 0 | 0 | 0 | 0 | 0 | 0 | 0 | 0 | 0 | 0 | 0 | 0 | 0 | 0 | 0 | 0 | 0 | 0 | 0 | 0 | 0 | 0 | 0 | 0 | 0 | 0
F5_Commercial_School (ID)_New_Food Preparation_Natural Gas_Oven_E7 | F5 | Commercial | School (ID) | New | Food Preparation | Natural Gas | Oven | E7 | Utility - Cost of Operation | 0 | 0 | 0 | 0 | 0 | 0 | 0 | 0 | 0 | 0 | 0 | 0 | 0 | 0 | 0 | 0 | 0 | 0 | 0 | 0 | 0 | 0 | 0 | 0 | 0 | 0 | 0
F5_Commercial_School (ID)_New_Food Preparation_Natural Gas_Oven_E8 | F5 | Commercial | School (ID) | New | Food Preparation | Natural Gas | Oven | E8 | Utility - Cost of Operation | 0 | 0 | 0 | 0 | 0 | 0 | 0 | 0 | 0 | 0 | 0 | 0 | 0 | 0 | 0 | 0 | 0 | 0 | 0 | 0 | 0 | 0 | 0 | 0 | 0 | 0 | 0
F5_Commercial_School (ID)_New_Food Preparation_Natural Gas_Oven_E9 | F5 | Commercial | School (ID) | New | Food Preparation | Natural Gas | Oven | E9 | Utility - Cost of Operation | 0 | 0 | 0 | 0 | 0 | 0 | 0 | 0 | 0 | 0 | 0 | 0 | 0 | 0 | 0 | 0 | 0 | 0 | 0 | 0 | 0 | 0 | 0 | 0 | 0 | 0 | 0
F5_Commercial_School (ID)_New_Food Preparation_Natural Gas_Oven_E10 | F5 | Commercial | School (ID) | New | Food Preparation | Natural Gas | Oven | E10 | Utility - Cost of Operation | 0 | 0 | 0 | 0 | 0 | 0 | 0 | 0 | 0 | 0 | 0 | 0 | 0 | 0 | 0 | 0 | 0 | 0 | 0 | 0 | 0 | 0 | 0 | 0 | 0 | 0 | 0
F6_Commercial_School (ID)_New_Food Preparation_Natural Gas_Oven_E1 | F6 | Commercial | School (ID) | New | Food Preparation | Natural Gas | Oven | E1 | Utility - Value of Sales | 0.0083363 | 0.008475 | 0.0086441 | 0.0088497 | 0.0090942 | 0.0094174 | 0.0097489 | 0.01007 | 0.010365 | 0.010648 | 0.01094 | 0.0112 | 0.011471 | 0.011722 | 0.011933 | 0.01212 | 0.012274 | 0.012418 | 0.012574 | 0.012716 | 0.012858 | 0.013085 | 0.013314 | 0.013551 | 0.013791 | 0.014036 | 0.014286
F6_Commercial_School (ID)_New_Food Preparation_Natural Gas_Oven_E2 | F6 | Commercial | School (ID) | New | Food Preparation | Natural Gas | Oven | E2 | Utility - Value of Sales | 0.0059195 | 0.0060181 | 0.0061382 | 0.0062841 | 0.0064577 | 0.0066872 | 0.0069226 | 0.0071504 | 0.00736 | 0.0075613 | 0.0077681 | 0.0079528 | 0.0081455 | 0.0083236 | 0.0084736 | 0.0086065 | 0.0087155 | 0.0088182 | 0.0089285 | 0.0090296 | 0.0091307 | 0.0092917 | 0.0094542 | 0.0096222 | 0.0097931 | 0.0099671 | 0.010144
F6_Commercial_School (ID)_New_Food Preparation_Natural Gas_Oven_E3 | F6 | Commercial | School (ID) | New | Food Preparation | Natural Gas | Oven | E3 | Utility - Value of Sales | 0 | 0 | 0 | 0 | 0 | 0 | 0 | 0 | 0 | 0 | 0 | 0 | 0 | 0 | 0 | 0 | 0 | 0 | 0 | 0 | 0 | 0 | 0 | 0 | 0 | 0 | 0
F6_Commercial_School (ID)_New_Food Preparation_Natural Gas_Oven_E4 | F6 | Commercial | School (ID) | New | Food Preparation | Natural Gas | Oven | E4 | Utility - Value of Sales | 0 | 0 | 0 | 0 | 0 | 0 | 0 | 0 | 0 | 0 | 0 | 0 | 0 | 0 | 0 | 0 | 0 | 0 | 0 | 0 | 0 | 0 | 0 | 0 | 0 | 0 | 0
F6_Commercial_School (ID)_New_Food Preparation_Natural Gas_Oven_E5 | F6 | Commercial | School (ID) | New | Food Preparation | Natural Gas | Oven | E5 | Utility - Value of Sales | 0 | 0 | 0 | 0 | 0 | 0 | 0 | 0 | 0 | 0 | 0 | 0 | 0 | 0 | 0 | 0 | 0 | 0 | 0 | 0 | 0 | 0 | 0 | 0 | 0 | 0 | 0
F6_Commercial_School (ID)_New_Food Preparation_Natural Gas_Oven_E6 | F6 | Commercial | School (ID) | New | Food Preparation | Natural Gas | Oven | E6 | Utility - Value of Sales | 0 | 0 | 0 | 0 | 0 | 0 | 0 | 0 | 0 | 0 | 0 | 0 | 0 | 0 | 0 | 0 | 0 | 0 | 0 | 0 | 0 | 0 | 0 | 0 | 0 | 0 | 0
F6_Commercial_School (ID)_New_Food Preparation_Natural Gas_Oven_E7 | F6 | Commercial | School (ID) | New | Food Preparation | Natural Gas | Oven | E7 | Utility - Value of Sales | 0 | 0 | 0 | 0 | 0 | 0 | 0 | 0 | 0 | 0 | 0 | 0 | 0 | 0 | 0 | 0 | 0 | 0 | 0 | 0 | 0 | 0 | 0 | 0 | 0 | 0 | 0
F6_Commercial_School (ID)_New_Food Preparation_Natural Gas_Oven_E8 | F6 | Commercial | School (ID) | New | Food Preparation | Natural Gas | Oven | E8 | Utility - Value of Sales | 0 | 0 | 0 | 0 | 0 | 0 | 0 | 0 | 0 | 0 | 0 | 0 | 0 | 0 | 0 | 0 | 0 | 0 | 0 | 0 | 0 | 0 | 0 | 0 | 0 | 0 | 0
F6_Commercial_School (ID)_New_Food Preparation_Natural Gas_Oven_E9 | F6 | Commercial | School (ID) | New | Food Preparation | Natural Gas | Oven | E9 | Utility - Value of Sales | 0 | 0 | 0 | 0 | 0 | 0 | 0 | 0 | 0 | 0 | 0 | 0 | 0 | 0 | 0 | 0 | 0 | 0 | 0 | 0 | 0 | 0 | 0 | 0 | 0 | 0 | 0
F6_Commercial_School (ID)_New_Food Preparation_Natural Gas_Oven_E10 | F6 | Commercial | School (ID) | New | Food Preparation | Natural Gas | Oven | E10 | Utility - Value of Sales | 0 | 0 | 0 | 0 | 0 | 0 | 0 | 0 | 0 | 0 | 0 | 0 | 0 | 0 | 0 | 0 | 0 | 0 | 0 | 0 | 0 | 0 | 0 | 0 | 0 | 0 | 0
F1_Commercial_School (ID)_New_Food Preparation_Natural Gas_Conveyor Oven_E1 | F1 | Commercial | School (ID) | New | Food Preparation | Natural Gas | Conveyor Oven | E1 | RVT - Cost of Equipment | 6.8622e-05 | 6.8622e-05 | 6.8622e-05 | 6.8622e-05 | 6.8622e-05 | 6.8622e-05 | 6.8622e-05 | 6.8622e-05 | 6.8622e-05 | 6.8622e-05 | 6.8622e-05 | 6.8622e-05 | 6.8622e-05 | 6.8622e-05 | 6.8622e-05 | 6.8622e-05 | 6.8622e-05 | 6.8622e-05 | 6.8622e-05 | 6.8622e-05 | 6.8622e-05 | 6.8622e-05 | 6.8622e-05 | 6.8622e-05 | 6.8622e-05 | 6.8622e-05 | 6.8622e-05
F1_Commercial_School (ID)_New_Food Preparation_Natural Gas_Conveyor Oven_E2 | F1 | Commercial | School (ID) | New | Food Preparation | Natural Gas | Conveyor Oven | E2 | RVT - Cost of Equipment | 0.00014538 | 0.00014538 | 0.00014538 | 0.00014538 | 0.00014538 | 0.00014538 | 0.00014538 | 0.00014538 | 0.00014538 | 0.00014538 | 0.00014538 | 0.00014538 | 0.00014538 | 0.00014538 | 0.00014538 | 0.00014538 | 0.00014538 | 0.00014538 | 0.00014538 | 0.00014538 | 0.00014538 | 0.00014538 | 0.00014538 | 0.00014538 | 0.00014538 | 0.00014538 | 0.00014538
F1_Commercial_School (ID)_New_Food Preparation_Natural Gas_Conveyor Oven_E3 | F1 | Commercial | School (ID) | New | Food Preparation | Natural Gas | Conveyor Oven | E3 | RVT - Cost of Equipment | 0 | 0 | 0 | 0 | 0 | 0 | 0 | 0 | 0 | 0 | 0 | 0 | 0 | 0 | 0 | 0 | 0 | 0 | 0 | 0 | 0 | 0 | 0 | 0 | 0 | 0 | 0
F1_Commercial_School (ID)_New_Food Preparation_Natural Gas_Conveyor Oven_E4 | F1 | Commercial | School (ID) | New | Food Preparation | Natural Gas | Conveyor Oven | E4 | RVT - Cost of Equipment | 0 | 0 | 0 | 0 | 0 | 0 | 0 | 0 | 0 | 0 | 0 | 0 | 0 | 0 | 0 | 0 | 0 | 0 | 0 | 0 | 0 | 0 | 0 | 0 | 0 | 0 | 0
F1_Commercial_School (ID)_New_Food Preparation_Natural Gas_Conveyor Oven_E5 | F1 | Commercial | School (ID) | New | Food Preparation | Natural Gas | Conveyor Oven | E5 | RVT - Cost of Equipment | 0 | 0 | 0 | 0 | 0 | 0 | 0 | 0 | 0 | 0 | 0 | 0 | 0 | 0 | 0 | 0 | 0 | 0 | 0 | 0 | 0 | 0 | 0 | 0 | 0 | 0 | 0
F1_Commercial_School (ID)_New_Food Preparation_Natural Gas_Conveyor Oven_E6 | F1 | Commercial | School (ID) | New | Food Preparation | Natural Gas | Conveyor Oven | E6 | RVT - Cost of Equipment | 0 | 0 | 0 | 0 | 0 | 0 | 0 | 0 | 0 | 0 | 0 | 0 | 0 | 0 | 0 | 0 | 0 | 0 | 0 | 0 | 0 | 0 | 0 | 0 | 0 | 0 | 0
F1_Commercial_School (ID)_New_Food Preparation_Natural Gas_Conveyor Oven_E7 | F1 | Commercial | School (ID) | New | Food Preparation | Natural Gas | Conveyor Oven | E7 | RVT - Cost of Equipment | 0 | 0 | 0 | 0 | 0 | 0 | 0 | 0 | 0 | 0 | 0 | 0 | 0 | 0 | 0 | 0 | 0 | 0 | 0 | 0 | 0 | 0 | 0 | 0 | 0 | 0 | 0
F1_Commercial_School (ID)_New_Food Preparation_Natural Gas_Conveyor Oven_E8 | F1 | Commercial | School (ID) | New | Food Preparation | Natural Gas | Conveyor Oven | E8 | RVT - Cost of Equipment | 0 | 0 | 0 | 0 | 0 | 0 | 0 | 0 | 0 | 0 | 0 | 0 | 0 | 0 | 0 | 0 | 0 | 0 | 0 | 0 | 0 | 0 | 0 | 0 | 0 | 0 | 0
F1_Commercial_School (ID)_New_Food Preparation_Natural Gas_Conveyor Oven_E9 | F1 | Commercial | School (ID) | New | Food Preparation | Natural Gas | Conveyor Oven | E9 | RVT - Cost of Equipment | 0 | 0 | 0 | 0 | 0 | 0 | 0 | 0 | 0 | 0 | 0 | 0 | 0 | 0 | 0 | 0 | 0 | 0 | 0 | 0 | 0 | 0 | 0 | 0 | 0 | 0 | 0
F1_Commercial_School (ID)_New_Food Preparation_Natural Gas_Conveyor Oven_E10 | F1 | Commercial | School (ID) | New | Food Preparation | Natural Gas | Conveyor Oven | E10 | RVT - Cost of Equipment | 0 | 0 | 0 | 0 | 0 | 0 | 0 | 0 | 0 | 0 | 0 | 0 | 0 | 0 | 0 | 0 | 0 | 0 | 0 | 0 | 0 | 0 | 0 | 0 | 0 | 0 | 0
F2_Commercial_School (ID)_New_Food Preparation_Natural Gas_Conveyor Oven_E1 | F2 | Commercial | School (ID) | New | Food Preparation | Natural Gas | Conveyor Oven | E1 | RVT - Cost of Operation | 0.014503 | 0.014812 | 0.01515 | 0.015515 | 0.015911 | 0.016378 | 0.016834 | 0.017269 | 0.017667 | 0.018059 | 0.018468 | 0.01885 | 0.019257 | 0.019653 | 0.020005 | 0.020332 | 0.020621 | 0.020903 | 0.021198 | 0.021481 | 0.021766 | 0.022151 | 0.02254 | 0.022941 | 0.023348 | 0.023763 | 0.024185
F2_Commercial_School (ID)_New_Food Preparation_Natural Gas_Conveyor Oven_E2 | F2 | Commercial | School (ID) | New | Food Preparation | Natural Gas | Conveyor Oven | E2 | RVT - Cost of Operation | 0.011526 | 0.011772 | 0.01204 | 0.01233 | 0.012645 | 0.013016 | 0.013379 | 0.013724 | 0.014041 | 0.014352 | 0.014677 | 0.014981 | 0.015304 | 0.015619 | 0.015899 | 0.016158 | 0.016389 | 0.016612 | 0.016847 | 0.017072 | 0.017298 | 0.017604 | 0.017913 | 0.018232 | 0.018556 | 0.018885 | 0.019221
F2_Commercial_School (ID)_New_Food Preparation_Natural Gas_Conveyor Oven_E3 | F2 | Commercial | School (ID) | New | Food Preparation | Natural Gas | Conveyor Oven | E3 | RVT - Cost of Operation | 0 | 0 | 0 | 0 | 0 | 0 | 0 | 0 | 0 | 0 | 0 | 0 | 0 | 0 | 0 | 0 | 0 | 0 | 0 | 0 | 0 | 0 | 0 | 0 | 0 | 0 | 0
F2_Commercial_School (ID)_New_Food Preparation_Natural Gas_Conveyor Oven_E4 | F2 | Commercial | School (ID) | New | Food Preparation | Natural Gas | Conveyor Oven | E4 | RVT - Cost of Operation | 0 | 0 | 0 | 0 | 0 | 0 | 0 | 0 | 0 | 0 | 0 | 0 | 0 | 0 | 0 | 0 | 0 | 0 | 0 | 0 | 0 | 0 | 0 | 0 | 0 | 0 | 0
F2_Commercial_School (ID)_New_Food Preparation_Natural Gas_Conveyor Oven_E5 | F2 | Commercial | School (ID) | New | Food Preparation | Natural Gas | Conveyor Oven | E5 | RVT - Cost of Operation | 0 | 0 | 0 | 0 | 0 | 0 | 0 | 0 | 0 | 0 | 0 | 0 | 0 | 0 | 0 | 0 | 0 | 0 | 0 | 0 | 0 | 0 | 0 | 0 | 0 | 0 | 0
F2_Commercial_School (ID)_New_Food Preparation_Natural Gas_Conveyor Oven_E6 | F2 | Commercial | School (ID) | New | Food Preparation | Natural Gas | Conveyor Oven | E6 | RVT - Cost of Operation | 0 | 0 | 0 | 0 | 0 | 0 | 0 | 0 | 0 | 0 | 0 | 0 | 0 | 0 | 0 | 0 | 0 | 0 | 0 | 0 | 0 | 0 | 0 | 0 | 0 | 0 | 0
F2_Commercial_School (ID)_New_Food Preparation_Natural Gas_Conveyor Oven_E7 | F2 | Commercial | School (ID) | New | Food Preparation | Natural Gas | Conveyor Oven | E7 | RVT - Cost of Operation | 0 | 0 | 0 | 0 | 0 | 0 | 0 | 0 | 0 | 0 | 0 | 0 | 0 | 0 | 0 | 0 | 0 | 0 | 0 | 0 | 0 | 0 | 0 | 0 | 0 | 0 | 0
F2_Commercial_School (ID)_New_Food Preparation_Natural Gas_Conveyor Oven_E8 | F2 | Commercial | School (ID) | New | Food Preparation | Natural Gas | Conveyor Oven | E8 | RVT - Cost of Operation | 0 | 0 | 0 | 0 | 0 | 0 | 0 | 0 | 0 | 0 | 0 | 0 | 0 | 0 | 0 | 0 | 0 | 0 | 0 | 0 | 0 | 0 | 0 | 0 | 0 | 0 | 0
F2_Commercial_School (ID)_New_Food Preparation_Natural Gas_Conveyor Oven_E9 | F2 | Commercial | School (ID) | New | Food Preparation | Natural Gas | Conveyor Oven | E9 | RVT - Cost of Operation | 0 | 0 | 0 | 0 | 0 | 0 | 0 | 0 | 0 | 0 | 0 | 0 | 0 | 0 | 0 | 0 | 0 | 0 | 0 | 0 | 0 | 0 | 0 | 0 | 0 | 0 | 0
F2_Commercial_School (ID)_New_Food Preparation_Natural Gas_Conveyor Oven_E10 | F2 | Commercial | School (ID) | New | Food Preparation | Natural Gas | Conveyor Oven | E10 | RVT - Cost of Operation | 0 | 0 | 0 | 0 | 0 | 0 | 0 | 0 | 0 | 0 | 0 | 0 | 0 | 0 | 0 | 0 | 0 | 0 | 0 | 0 | 0 | 0 | 0 | 0 | 0 | 0 | 0
F3_Commercial_School (ID)_New_Food Preparation_Natural Gas_Conveyor Oven_E1 | F3 | Commercial | School (ID) | New | Food Preparation | Natural Gas | Conveyor Oven | E1 | System - kBTUs of Consumption | 3.261 | 3.261 | 3.261 | 3.261 | 3.261 | 3.261 | 3.261 | 3.261 | 3.261 | 3.261 | 3.261 | 3.261 | 3.261 | 3.261 | 3.261 | 3.261 | 3.261 | 3.261 | 3.261 | 3.261 | 3.261 | 3.261 | 3.261 | 3.261 | 3.261 | 3.261 | 3.261
F3_Commercial_School (ID)_New_Food Preparation_Natural Gas_Conveyor Oven_E2 | F3 | Commercial | School (ID) | New | Food Preparation | Natural Gas | Conveyor Oven | E2 | System - kBTUs of Consumption | 2.5916 | 2.5916 | 2.5916 | 2.5916 | 2.5916 | 2.5916 | 2.5916 | 2.5916 | 2.5916 | 2.5916 | 2.5916 | 2.5916 | 2.5916 | 2.5916 | 2.5916 | 2.5916 | 2.5916 | 2.5916 | 2.5916 | 2.5916 | 2.5916 | 2.5916 | 2.5916 | 2.5916 | 2.5916 | 2.5916 | 2.5916
F3_Commercial_School (ID)_New_Food Preparation_Natural Gas_Conveyor Oven_E3 | F3 | Commercial | School (ID) | New | Food Preparation | Natural Gas | Conveyor Oven | E3 | System - kBTUs of Consumption | 0 | 0 | 0 | 0 | 0 | 0 | 0 | 0 | 0 | 0 | 0 | 0 | 0 | 0 | 0 | 0 | 0 | 0 | 0 | 0 | 0 | 0 | 0 | 0 | 0 | 0 | 0
F3_Commercial_School (ID)_New_Food Preparation_Natural Gas_Conveyor Oven_E4 | F3 | Commercial | School (ID) | New | Food Preparation | Natural Gas | Conveyor Oven | E4 | System - kBTUs of Consumption | 0 | 0 | 0 | 0 | 0 | 0 | 0 | 0 | 0 | 0 | 0 | 0 | 0 | 0 | 0 | 0 | 0 | 0 | 0 | 0 | 0 | 0 | 0 | 0 | 0 | 0 | 0
F3_Commercial_School (ID)_New_Food Preparation_Natural Gas_Conveyor Oven_E5 | F3 | Commercial | School (ID) | New | Food Preparation | Natural Gas | Conveyor Oven | E5 | System - kBTUs of Consumption | 0 | 0 | 0 | 0 | 0 | 0 | 0 | 0 | 0 | 0 | 0 | 0 | 0 | 0 | 0 | 0 | 0 | 0 | 0 | 0 | 0 | 0 | 0 | 0 | 0 | 0 | 0
F3_Commercial_School (ID)_New_Food Preparation_Natural Gas_Conveyor Oven_E6 | F3 | Commercial | School (ID) | New | Food Preparation | Natural Gas | Conveyor Oven | E6 | System - kBTUs of Consumption | 0 | 0 | 0 | 0 | 0 | 0 | 0 | 0 | 0 | 0 | 0 | 0 | 0 | 0 | 0 | 0 | 0 | 0 | 0 | 0 | 0 | 0 | 0 | 0 | 0 | 0 | 0
F3_Commercial_School (ID)_New_Food Preparation_Natural Gas_Conveyor Oven_E7 | F3 | Commercial | School (ID) | New | Food Preparation | Natural Gas | Conveyor Oven | E7 | System - kBTUs of Consumption | 0 | 0 | 0 | 0 | 0 | 0 | 0 | 0 | 0 | 0 | 0 | 0 | 0 | 0 | 0 | 0 | 0 | 0 | 0 | 0 | 0 | 0 | 0 | 0 | 0 | 0 | 0
F3_Commercial_School (ID)_New_Food Preparation_Natural Gas_Conveyor Oven_E8 | F3 | Commercial | School (ID) | New | Food Preparation | Natural Gas | Conveyor Oven | E8 | System - kBTUs of Consumption | 0 | 0 | 0 | 0 | 0 | 0 | 0 | 0 | 0 | 0 | 0 | 0 | 0 | 0 | 0 | 0 | 0 | 0 | 0 | 0 | 0 | 0 | 0 | 0 | 0 | 0 | 0
F3_Commercial_School (ID)_New_Food Preparation_Natural Gas_Conveyor Oven_E9 | F3 | Commercial | School (ID) | New | Food Preparation | Natural Gas | Conveyor Oven | E9 | System - kBTUs of Consumption | 0 | 0 | 0 | 0 | 0 | 0 | 0 | 0 | 0 | 0 | 0 | 0 | 0 | 0 | 0 | 0 | 0 | 0 | 0 | 0 | 0 | 0 | 0 | 0 | 0 | 0 | 0
F3_Commercial_School (ID)_New_Food Preparation_Natural Gas_Conveyor Oven_E10 | F3 | Commercial | School (ID) | New | Food Preparation | Natural Gas | Conveyor Oven | E10 | System - kBTUs of Consumption | 0 | 0 | 0 | 0 | 0 | 0 | 0 | 0 | 0 | 0 | 0 | 0 | 0 | 0 | 0 | 0 | 0 | 0 | 0 | 0 | 0 | 0 | 0 | 0 | 0 | 0 | 0
F4_Commercial_School (ID)_New_Food Preparation_Natural Gas_Conveyor Oven_E1 | F4 | Commercial | School (ID) | New | Food Preparation | Natural Gas | Conveyor Oven | E1 | Utility - Cost of Equipment | 6.8622e-05 | 6.8622e-05 | 6.8622e-05 | 6.8622e-05 | 6.8622e-05 | 6.8622e-05 | 6.8622e-05 | 6.8622e-05 | 6.8622e-05 | 6.8622e-05 | 6.8622e-05 | 6.8622e-05 | 6.8622e-05 | 6.8622e-05 | 6.8622e-05 | 6.8622e-05 | 6.8622e-05 | 6.8622e-05 | 6.8622e-05 | 6.8622e-05 | 6.8622e-05 | 6.8622e-05 | 6.8622e-05 | 6.8622e-05 | 6.8622e-05 | 6.8622e-05 | 6.8622e-05
F4_Commercial_School (ID)_New_Food Preparation_Natural Gas_Conveyor Oven_E2 | F4 | Commercial | School (ID) | New | Food Preparation | Natural Gas | Conveyor Oven | E2 | Utility - Cost of Equipment | 0.00014538 | 0.00014538 | 0.00014538 | 0.00014538 | 0.00014538 | 0.00014538 | 0.00014538 | 0.00014538 | 0.00014538 | 0.00014538 | 0.00014538 | 0.00014538 | 0.00014538 | 0.00014538 | 0.00014538 | 0.00014538 | 0.00014538 | 0.00014538 | 0.00014538 | 0.00014538 | 0.00014538 | 0.00014538 | 0.00014538 | 0.00014538 | 0.00014538 | 0.00014538 | 0.00014538
F4_Commercial_School (ID)_New_Food Preparation_Natural Gas_Conveyor Oven_E3 | F4 | Commercial | School (ID) | New | Food Preparation | Natural Gas | Conveyor Oven | E3 | Utility - Cost of Equipment | 0 | 0 | 0 | 0 | 0 | 0 | 0 | 0 | 0 | 0 | 0 | 0 | 0 | 0 | 0 | 0 | 0 | 0 | 0 | 0 | 0 | 0 | 0 | 0 | 0 | 0 | 0
F4_Commercial_School (ID)_New_Food Preparation_Natural Gas_Conveyor Oven_E4 | F4 | Commercial | School (ID) | New | Food Preparation | Natural Gas | Conveyor Oven | E4 | Utility - Cost of Equipment | 0 | 0 | 0 | 0 | 0 | 0 | 0 | 0 | 0 | 0 | 0 | 0 | 0 | 0 | 0 | 0 | 0 | 0 | 0 | 0 | 0 | 0 | 0 | 0 | 0 | 0 | 0
F4_Commercial_School (ID)_New_Food Preparation_Natural Gas_Conveyor Oven_E5 | F4 | Commercial | School (ID) | New | Food Preparation | Natural Gas | Conveyor Oven | E5 | Utility - Cost of Equipment | 0 | 0 | 0 | 0 | 0 | 0 | 0 | 0 | 0 | 0 | 0 | 0 | 0 | 0 | 0 | 0 | 0 | 0 | 0 | 0 | 0 | 0 | 0 | 0 | 0 | 0 | 0
F4_Commercial_School (ID)_New_Food Preparation_Natural Gas_Conveyor Oven_E6 | F4 | Commercial | School (ID) | New | Food Preparation | Natural Gas | Conveyor Oven | E6 | Utility - Cost of Equipment | 0 | 0 | 0 | 0 | 0 | 0 | 0 | 0 | 0 | 0 | 0 | 0 | 0 | 0 | 0 | 0 | 0 | 0 | 0 | 0 | 0 | 0 | 0 | 0 | 0 | 0 | 0
F4_Commercial_School (ID)_New_Food Preparation_Natural Gas_Conveyor Oven_E7 | F4 | Commercial | School (ID) | New | Food Preparation | Natural Gas | Conveyor Oven | E7 | Utility - Cost of Equipment | 0 | 0 | 0 | 0 | 0 | 0 | 0 | 0 | 0 | 0 | 0 | 0 | 0 | 0 | 0 | 0 | 0 | 0 | 0 | 0 | 0 | 0 | 0 | 0 | 0 | 0 | 0
F4_Commercial_School (ID)_New_Food Preparation_Natural Gas_Conveyor Oven_E8 | F4 | Commercial | School (ID) | New | Food Preparation | Natural Gas | Conveyor Oven | E8 | Utility - Cost of Equipment | 0 | 0 | 0 | 0 | 0 | 0 | 0 | 0 | 0 | 0 | 0 | 0 | 0 | 0 | 0 | 0 | 0 | 0 | 0 | 0 | 0 | 0 | 0 | 0 | 0 | 0 | 0
F4_Commercial_School (ID)_New_Food Preparation_Natural Gas_Conveyor Oven_E9 | F4 | Commercial | School (ID) | New | Food Preparation | Natural Gas | Conveyor Oven | E9 | Utility - Cost of Equipment | 0 | 0 | 0 | 0 | 0 | 0 | 0 | 0 | 0 | 0 | 0 | 0 | 0 | 0 | 0 | 0 | 0 | 0 | 0 | 0 | 0 | 0 | 0 | 0 | 0 | 0 | 0
F4_Commercial_School (ID)_New_Food Preparation_Natural Gas_Conveyor Oven_E10 | F4 | Commercial | School (ID) | New | Food Preparation | Natural Gas | Conveyor Oven | E10 | Utility - Cost of Equipment | 0 | 0 | 0 | 0 | 0 | 0 | 0 | 0 | 0 | 0 | 0 | 0 | 0 | 0 | 0 | 0 | 0 | 0 | 0 | 0 | 0 | 0 | 0 | 0 | 0 | 0 | 0
F5_Commercial_School (ID)_New_Food Preparation_Natural Gas_Conveyor Oven_E1 | F5 | Commercial | School (ID) | New | Food Preparation | Natural Gas | Conveyor Oven | E1 | Utility - Cost of Operation | 0.01251 | 0.012846 | 0.013215 | 0.013619 | 0.014062 | 0.014578 | 0.015101 | 0.015617 | 0.016115 | 0.01662 | 0.017037 | 0.017432 | 0.017854 | 0.01827 | 0.018651 | 0.019014 | 0.019348 | 0.01968 | 0.02003 | 0.020376 | 0.02073 | 0.021096 | 0.021467 | 0.021848 | 0.022236 | 0.022631 | 0.023033
F5_Commercial_School (ID)_New_Food Preparation_Natural Gas_Conveyor Oven_E2 | F5 | Commercial | School (ID) | New | Food Preparation | Natural Gas | Conveyor Oven | E2 | Utility - Cost of Operation | 0.0099424 | 0.010209 | 0.010502 | 0.010824 | 0.011175 | 0.011585 | 0.012001 | 0.012411 | 0.012807 | 0.013209 | 0.01354 | 0.013854 | 0.014189 | 0.01452 | 0.014823 | 0.015111 | 0.015376 | 0.01564 | 0.015919 | 0.016193 | 0.016475 | 0.016766 | 0.01706 | 0.017364 | 0.017672 | 0.017986 | 0.018305
F5_Commercial_School (ID)_New_Food Preparation_Natural Gas_Conveyor Oven_E3 | F5 | Commercial | School (ID) | New | Food Preparation | Natural Gas | Conveyor Oven | E3 | Utility - Cost of Operation | 0 | 0 | 0 | 0 | 0 | 0 | 0 | 0 | 0 | 0 | 0 | 0 | 0 | 0 | 0 | 0 | 0 | 0 | 0 | 0 | 0 | 0 | 0 | 0 | 0 | 0 | 0
F5_Commercial_School (ID)_New_Food Preparation_Natural Gas_Conveyor Oven_E4 | F5 | Commercial | School (ID) | New | Food Preparation | Natural Gas | Conveyor Oven | E4 | Utility - Cost of Operation | 0 | 0 | 0 | 0 | 0 | 0 | 0 | 0 | 0 | 0 | 0 | 0 | 0 | 0 | 0 | 0 | 0 | 0 | 0 | 0 | 0 | 0 | 0 | 0 | 0 | 0 | 0
F5_Commercial_School (ID)_New_Food Preparation_Natural Gas_Conveyor Oven_E5 | F5 | Commercial | School (ID) | New | Food Preparation | Natural Gas | Conveyor Oven | E5 | Utility - Cost of Operation | 0 | 0 | 0 | 0 | 0 | 0 | 0 | 0 | 0 | 0 | 0 | 0 | 0 | 0 | 0 | 0 | 0 | 0 | 0 | 0 | 0 | 0 | 0 | 0 | 0 | 0 | 0
F5_Commercial_School (ID)_New_Food Preparation_Natural Gas_Conveyor Oven_E6 | F5 | Commercial | School (ID) | New | Food Preparation | Natural Gas | Conveyor Oven | E6 | Utility - Cost of Operation | 0 | 0 | 0 | 0 | 0 | 0 | 0 | 0 | 0 | 0 | 0 | 0 | 0 | 0 | 0 | 0 | 0 | 0 | 0 | 0 | 0 | 0 | 0 | 0 | 0 | 0 | 0
F5_Commercial_School (ID)_New_Food Preparation_Natural Gas_Conveyor Oven_E7 | F5 | Commercial | School (ID) | New | Food Preparation | Natural Gas | Conveyor Oven | E7 | Utility - Cost of Operation | 0 | 0 | 0 | 0 | 0 | 0 | 0 | 0 | 0 | 0 | 0 | 0 | 0 | 0 | 0 | 0 | 0 | 0 | 0 | 0 | 0 | 0 | 0 | 0 | 0 | 0 | 0
F5_Commercial_School (ID)_New_Food Preparation_Natural Gas_Conveyor Oven_E8 | F5 | Commercial | School (ID) | New | Food Preparation | Natural Gas | Conveyor Oven | E8 | Utility - Cost of Operation | 0 | 0 | 0 | 0 | 0 | 0 | 0 | 0 | 0 | 0 | 0 | 0 | 0 | 0 | 0 | 0 | 0 | 0 | 0 | 0 | 0 | 0 | 0 | 0 | 0 | 0 | 0
F5_Commercial_School (ID)_New_Food Preparation_Natural Gas_Conveyor Oven_E9 | F5 | Commercial | School (ID) | New | Food Preparation | Natural Gas | Conveyor Oven | E9 | Utility - Cost of Operation | 0 | 0 | 0 | 0 | 0 | 0 | 0 | 0 | 0 | 0 | 0 | 0 | 0 | 0 | 0 | 0 | 0 | 0 | 0 | 0 | 0 | 0 | 0 | 0 | 0 | 0 | 0
F5_Commercial_School (ID)_New_Food Preparation_Natural Gas_Conveyor Oven_E10 | F5 | Commercial | School (ID) | New | Food Preparation | Natural Gas | Conveyor Oven | E10 | Utility - Cost of Operation | 0 | 0 | 0 | 0 | 0 | 0 | 0 | 0 | 0 | 0 | 0 | 0 | 0 | 0 | 0 | 0 | 0 | 0 | 0 | 0 | 0 | 0 | 0 | 0 | 0 | 0 | 0
F6_Commercial_School (ID)_New_Food Preparation_Natural Gas_Conveyor Oven_E1 | F6 | Commercial | School (ID) | New | Food Preparation | Natural Gas | Conveyor Oven | E1 | Utility - Value of Sales | 0.014503 | 0.014812 | 0.01515 | 0.015515 | 0.015911 | 0.016378 | 0.016834 | 0.017269 | 0.017667 | 0.018059 | 0.018468 | 0.01885 | 0.019257 | 0.019653 | 0.020005 | 0.020332 | 0.020621 | 0.020903 | 0.021198 | 0.021481 | 0.021766 | 0.022151 | 0.02254 | 0.022941 | 0.023348 | 0.023763 | 0.024185
F6_Commercial_School (ID)_New_Food Preparation_Natural Gas_Conveyor Oven_E2 | F6 | Commercial | School (ID) | New | Food Preparation | Natural Gas | Conveyor Oven | E2 | Utility - Value of Sales | 0.011526 | 0.011772 | 0.01204 | 0.01233 | 0.012645 | 0.013016 | 0.013379 | 0.013724 | 0.014041 | 0.014352 | 0.014677 | 0.014981 | 0.015304 | 0.015619 | 0.015899 | 0.016158 | 0.016389 | 0.016612 | 0.016847 | 0.017072 | 0.017298 | 0.017604 | 0.017913 | 0.018232 | 0.018556 | 0.018885 | 0.019221
F6_Commercial_School (ID)_New_Food Preparation_Natural Gas_Conveyor Oven_E3 | F6 | Commercial | School (ID) | New | Food Preparation | Natural Gas | Conveyor Oven | E3 | Utility - Value of Sales | 0 | 0 | 0 | 0 | 0 | 0 | 0 | 0 | 0 | 0 | 0 | 0 | 0 | 0 | 0 | 0 | 0 | 0 | 0 | 0 | 0 | 0 | 0 | 0 | 0 | 0 | 0
F6_Commercial_School (ID)_New_Food Preparation_Natural Gas_Conveyor Oven_E4 | F6 | Commercial | School (ID) | New | Food Preparation | Natural Gas | Conveyor Oven | E4 | Utility - Value of Sales | 0 | 0 | 0 | 0 | 0 | 0 | 0 | 0 | 0 | 0 | 0 | 0 | 0 | 0 | 0 | 0 | 0 | 0 | 0 | 0 | 0 | 0 | 0 | 0 | 0 | 0 | 0
F6_Commercial_School (ID)_New_Food Preparation_Natural Gas_Conveyor Oven_E5 | F6 | Commercial | School (ID) | New | Food Preparation | Natural Gas | Conveyor Oven | E5 | Utility - Value of Sales | 0 | 0 | 0 | 0 | 0 | 0 | 0 | 0 | 0 | 0 | 0 | 0 | 0 | 0 | 0 | 0 | 0 | 0 | 0 | 0 | 0 | 0 | 0 | 0 | 0 | 0 | 0
F6_Commercial_School (ID)_New_Food Preparation_Natural Gas_Conveyor Oven_E6 | F6 | Commercial | School (ID) | New | Food Preparation | Natural Gas | Conveyor Oven | E6 | Utility - Value of Sales | 0 | 0 | 0 | 0 | 0 | 0 | 0 | 0 | 0 | 0 | 0 | 0 | 0 | 0 | 0 | 0 | 0 | 0 | 0 | 0 | 0 | 0 | 0 | 0 | 0 | 0 | 0
F6_Commercial_School (ID)_New_Food Preparation_Natural Gas_Conveyor Oven_E7 | F6 | Commercial | School (ID) | New | Food Preparation | Natural Gas | Conveyor Oven | E7 | Utility - Value of Sales | 0 | 0 | 0 | 0 | 0 | 0 | 0 | 0 | 0 | 0 | 0 | 0 | 0 | 0 | 0 | 0 | 0 | 0 | 0 | 0 | 0 | 0 | 0 | 0 | 0 | 0 | 0
F6_Commercial_School (ID)_New_Food Preparation_Natural Gas_Conveyor Oven_E8 | F6 | Commercial | School (ID) | New | Food Preparation | Natural Gas | Conveyor Oven | E8 | Utility - Value of Sales | 0 | 0 | 0 | 0 | 0 | 0 | 0 | 0 | 0 | 0 | 0 | 0 | 0 | 0 | 0 | 0 | 0 | 0 | 0 | 0 | 0 | 0 | 0 | 0 | 0 | 0 | 0
F6_Commercial_School (ID)_New_Food Preparation_Natural Gas_Conveyor Oven_E9 | F6 | Commercial | School (ID) | New | Food Preparation | Natural Gas | Conveyor Oven | E9 | Utility - Value of Sales | 0 | 0 | 0 | 0 | 0 | 0 | 0 | 0 | 0 | 0 | 0 | 0 | 0 | 0 | 0 | 0 | 0 | 0 | 0 | 0 | 0 | 0 | 0 | 0 | 0 | 0 | 0
F6_Commercial_School (ID)_New_Food Preparation_Natural Gas_Conveyor Oven_E10 | F6 | Commercial | School (ID) | New | Food Preparation | Natural Gas | Conveyor Oven | E10 | Utility - Value of Sales | 0 | 0 | 0 | 0 | 0 | 0 | 0 | 0 | 0 | 0 | 0 | 0 | 0 | 0 | 0 | 0 | 0 | 0 | 0 | 0 | 0 | 0 | 0 | 0 | 0 | 0 | 0
F1_Commercial_School (ID)_New_Food Preparation_Natural Gas_Double Rack Oven_E1 | F1 | Commercial | School (ID) | New | Food Preparation | Natural Gas | Double Rack Oven | E1 | RVT - Cost of Equipment | 0.00014543 | 0.00014543 | 0.00014543 | 0.00014543 | 0.00014543 | 0.00014543 | 0.00014543 | 0.00014543 | 0.00014543 | 0.00014543 | 0.00014543 | 0.00014543 | 0.00014543 | 0.00014543 | 0.00014543 | 0.00014543 | 0.00014543 | 0.00014543 | 0.00014543 | 0.00014543 | 0.00014543 | 0.00014543 | 0.00014543 | 0.00014543 | 0.00014543 | 0.00014543 | 0.00014543
F1_Commercial_School (ID)_New_Food Preparation_Natural Gas_Double Rack Oven_E2 | F1 | Commercial | School (ID) | New | Food Preparation | Natural Gas | Double Rack Oven | E2 | RVT - Cost of Equipment | 0.00065979 | 0.00065979 | 0.00065979 | 0.00065979 | 0.00065979 | 0.00065979 | 0.00065979 | 0.00065979 | 0.00065979 | 0.00065979 | 0.00065979 | 0.00065979 | 0.00065979 | 0.00065979 | 0.00065979 | 0.00065979 | 0.00065979 | 0.00065979 | 0.00065979 | 0.00065979 | 0.00065979 | 0.00065979 | 0.00065979 | 0.00065979 | 0.00065979 | 0.00065979 | 0.00065979
F1_Commercial_School (ID)_New_Food Preparation_Natural Gas_Double Rack Oven_E3 | F1 | Commercial | School (ID) | New | Food Preparation | Natural Gas | Double Rack Oven | E3 | RVT - Cost of Equipment | 0 | 0 | 0 | 0 | 0 | 0 | 0 | 0 | 0 | 0 | 0 | 0 | 0 | 0 | 0 | 0 | 0 | 0 | 0 | 0 | 0 | 0 | 0 | 0 | 0 | 0 | 0
F1_Commercial_School (ID)_New_Food Preparation_Natural Gas_Double Rack Oven_E4 | F1 | Commercial | School (ID) | New | Food Preparation | Natural Gas | Double Rack Oven | E4 | RVT - Cost of Equipment | 0 | 0 | 0 | 0 | 0 | 0 | 0 | 0 | 0 | 0 | 0 | 0 | 0 | 0 | 0 | 0 | 0 | 0 | 0 | 0 | 0 | 0 | 0 | 0 | 0 | 0 | 0
F1_Commercial_School (ID)_New_Food Preparation_Natural Gas_Double Rack Oven_E5 | F1 | Commercial | School (ID) | New | Food Preparation | Natural Gas | Double Rack Oven | E5 | RVT - Cost of Equipment | 0 | 0 | 0 | 0 | 0 | 0 | 0 | 0 | 0 | 0 | 0 | 0 | 0 | 0 | 0 | 0 | 0 | 0 | 0 | 0 | 0 | 0 | 0 | 0 | 0 | 0 | 0
F1_Commercial_School (ID)_New_Food Preparation_Natural Gas_Double Rack Oven_E6 | F1 | Commercial | School (ID) | New | Food Preparation | Natural Gas | Double Rack Oven | E6 | RVT - Cost of Equipment | 0 | 0 | 0 | 0 | 0 | 0 | 0 | 0 | 0 | 0 | 0 | 0 | 0 | 0 | 0 | 0 | 0 | 0 | 0 | 0 | 0 | 0 | 0 | 0 | 0 | 0 | 0
F1_Commercial_School (ID)_New_Food Preparation_Natural Gas_Double Rack Oven_E7 | F1 | Commercial | School (ID) | New | Food Preparation | Natural Gas | Double Rack Oven | E7 | RVT - Cost of Equipment | 0 | 0 | 0 | 0 | 0 | 0 | 0 | 0 | 0 | 0 | 0 | 0 | 0 | 0 | 0 | 0 | 0 | 0 | 0 | 0 | 0 | 0 | 0 | 0 | 0 | 0 | 0
F1_Commercial_School (ID)_New_Food Preparation_Natural Gas_Double Rack Oven_E8 | F1 | Commercial | School (ID) | New | Food Preparation | Natural Gas | Double Rack Oven | E8 | RVT - Cost of Equipment | 0 | 0 | 0 | 0 | 0 | 0 | 0 | 0 | 0 | 0 | 0 | 0 | 0 | 0 | 0 | 0 | 0 | 0 | 0 | 0 | 0 | 0 | 0 | 0 | 0 | 0 | 0
F1_Commercial_School (ID)_New_Food Preparation_Natural Gas_Double Rack Oven_E9 | F1 | Commercial | School (ID) | New | Food Preparation | Natural Gas | Double Rack Oven | E9 | RVT - Cost of Equipment | 0 | 0 | 0 | 0 | 0 | 0 | 0 | 0 | 0 | 0 | 0 | 0 | 0 | 0 | 0 | 0 | 0 | 0 | 0 | 0 | 0 | 0 | 0 | 0 | 0 | 0 | 0
F1_Commercial_School (ID)_New_Food Preparation_Natural Gas_Double Rack Oven_E10 | F1 | Commercial | School (ID) | New | Food Preparation | Natural Gas | Double Rack Oven | E10 | RVT - Cost of Equipment | 0 | 0 | 0 | 0 | 0 | 0 | 0 | 0 | 0 | 0 | 0 | 0 | 0 | 0 | 0 | 0 | 0 | 0 | 0 | 0 | 0 | 0 | 0 | 0 | 0 | 0 | 0
F2_Commercial_School (ID)_New_Food Preparation_Natural Gas_Double Rack Oven_E1 | F2 | Commercial | School (ID) | New | Food Preparation | Natural Gas | Double Rack Oven | E1 | RVT - Cost of Operation | 0.023534 | 0.023979 | 0.024501 | 0.025109 | 0.025806 | 0.026676 | 0.027548 | 0.028376 | 0.029126 | 0.029852 | 0.030605 | 0.03129 | 0.032012 | 0.032695 | 0.033283 | 0.033813 | 0.034262 | 0.034691 | 0.035147 | 0.035572 | 0.035999 | 0.036634 | 0.037276 | 0.037939 | 0.038613 | 0.039299 | 0.039997
F2_Commercial_School (ID)_New_Food Preparation_Natural Gas_Double Rack Oven_E2 | F2 | Commercial | School (ID) | New | Food Preparation | Natural Gas | Double Rack Oven | E2 | RVT - Cost of Operation | 0.01458 | 0.014856 | 0.015179 | 0.015556 | 0.015988 | 0.016527 | 0.017067 | 0.01758 | 0.018044 | 0.018495 | 0.018961 | 0.019385 | 0.019833 | 0.020256 | 0.02062 | 0.020949 | 0.021227 | 0.021492 | 0.021775 | 0.022038 | 0.022303 | 0.022696 | 0.023094 | 0.023505 | 0.023922 | 0.024347 | 0.02478
F2_Commercial_School (ID)_New_Food Preparation_Natural Gas_Double Rack Oven_E3 | F2 | Commercial | School (ID) | New | Food Preparation | Natural Gas | Double Rack Oven | E3 | RVT - Cost of Operation | 0 | 0 | 0 | 0 | 0 | 0 | 0 | 0 | 0 | 0 | 0 | 0 | 0 | 0 | 0 | 0 | 0 | 0 | 0 | 0 | 0 | 0 | 0 | 0 | 0 | 0 | 0
F2_Commercial_School (ID)_New_Food Preparation_Natural Gas_Double Rack Oven_E4 | F2 | Commercial | School (ID) | New | Food Preparation | Natural Gas | Double Rack Oven | E4 | RVT - Cost of Operation | 0 | 0 | 0 | 0 | 0 | 0 | 0 | 0 | 0 | 0 | 0 | 0 | 0 | 0 | 0 | 0 | 0 | 0 | 0 | 0 | 0 | 0 | 0 | 0 | 0 | 0 | 0
F2_Commercial_School (ID)_New_Food Preparation_Natural Gas_Double Rack Oven_E5 | F2 | Commercial | School (ID) | New | Food Preparation | Natural Gas | Double Rack Oven | E5 | RVT - Cost of Operation | 0 | 0 | 0 | 0 | 0 | 0 | 0 | 0 | 0 | 0 | 0 | 0 | 0 | 0 | 0 | 0 | 0 | 0 | 0 | 0 | 0 | 0 | 0 | 0 | 0 | 0 | 0
F2_Commercial_School (ID)_New_Food Preparation_Natural Gas_Double Rack Oven_E6 | F2 | Commercial | School (ID) | New | Food Preparation | Natural Gas | Double Rack Oven | E6 | RVT - Cost of Operation | 0 | 0 | 0 | 0 | 0 | 0 | 0 | 0 | 0 | 0 | 0 | 0 | 0 | 0 | 0 | 0 | 0 | 0 | 0 | 0 | 0 | 0 | 0 | 0 | 0 | 0 | 0
F2_Commercial_School (ID)_New_Food Preparation_Natural Gas_Double Rack Oven_E7 | F2 | Commercial | School (ID) | New | Food Preparation | Natural Gas | Double Rack Oven | E7 | RVT - Cost of Operation | 0 | 0 | 0 | 0 | 0 | 0 | 0 | 0 | 0 | 0 | 0 | 0 | 0 | 0 | 0 | 0 | 0 | 0 | 0 | 0 | 0 | 0 | 0 | 0 | 0 | 0 | 0
F2_Commercial_School (ID)_New_Food Preparation_Natural Gas_Double Rack Oven_E8 | F2 | Commercial | School (ID) | New | Food Preparation | Natural Gas | Double Rack Oven | E8 | RVT - Cost of Operation | 0 | 0 | 0 | 0 | 0 | 0 | 0 | 0 | 0 | 0 | 0 | 0 | 0 | 0 | 0 | 0 | 0 | 0 | 0 | 0 | 0 | 0 | 0 | 0 | 0 | 0 | 0
F2_Commercial_School (ID)_New_Food Preparation_Natural Gas_Double Rack Oven_E9 | F2 | Commercial | School (ID) | New | Food Preparation | Natural Gas | Double Rack Oven | E9 | RVT - Cost of Operation | 0 | 0 | 0 | 0 | 0 | 0 | 0 | 0 | 0 | 0 | 0 | 0 | 0 | 0 | 0 | 0 | 0 | 0 | 0 | 0 | 0 | 0 | 0 | 0 | 0 | 0 | 0
F2_Commercial_School (ID)_New_Food Preparation_Natural Gas_Double Rack Oven_E10 | F2 | Commercial | School (ID) | New | Food Preparation | Natural Gas | Double Rack Oven | E10 | RVT - Cost of Operation | 0 | 0 | 0 | 0 | 0 | 0 | 0 | 0 | 0 | 0 | 0 | 0 | 0 | 0 | 0 | 0 | 0 | 0 | 0 | 0 | 0 | 0 | 0 | 0 | 0 | 0 | 0
F3_Commercial_School (ID)_New_Food Preparation_Natural Gas_Double Rack Oven_E1 | F3 | Commercial | School (ID) | New | Food Preparation | Natural Gas | Double Rack Oven | E1 | System - kBTUs of Consumption | 5.6143 | 5.6143 | 5.6143 | 5.6143 | 5.6143 | 5.6143 | 5.6143 | 5.6143 | 5.6143 | 5.6143 | 5.6143 | 5.6143 | 5.6143 | 5.6143 | 5.6143 | 5.6143 | 5.6143 | 5.6143 | 5.6143 | 5.6143 | 5.6143 | 5.6143 | 5.6143 | 5.6143 | 5.6143 | 5.6143 | 5.6143
F3_Commercial_School (ID)_New_Food Preparation_Natural Gas_Double Rack Oven_E2 | F3 | Commercial | School (ID) | New | Food Preparation | Natural Gas | Double Rack Oven | E2 | System - kBTUs of Consumption | 3.4783 | 3.4783 | 3.4783 | 3.4783 | 3.4783 | 3.4783 | 3.4783 | 3.4783 | 3.4783 | 3.4783 | 3.4783 | 3.4783 | 3.4783 | 3.4783 | 3.4783 | 3.4783 | 3.4783 | 3.4783 | 3.4783 | 3.4783 | 3.4783 | 3.4783 | 3.4783 | 3.4783 | 3.4783 | 3.4783 | 3.4783
F3_Commercial_School (ID)_New_Food Preparation_Natural Gas_Double Rack Oven_E3 | F3 | Commercial | School (ID) | New | Food Preparation | Natural Gas | Double Rack Oven | E3 | System - kBTUs of Consumption | 0 | 0 | 0 | 0 | 0 | 0 | 0 | 0 | 0 | 0 | 0 | 0 | 0 | 0 | 0 | 0 | 0 | 0 | 0 | 0 | 0 | 0 | 0 | 0 | 0 | 0 | 0
F3_Commercial_School (ID)_New_Food Preparation_Natural Gas_Double Rack Oven_E4 | F3 | Commercial | School (ID) | New | Food Preparation | Natural Gas | Double Rack Oven | E4 | System - kBTUs of Consumption | 0 | 0 | 0 | 0 | 0 | 0 | 0 | 0 | 0 | 0 | 0 | 0 | 0 | 0 | 0 | 0 | 0 | 0 | 0 | 0 | 0 | 0 | 0 | 0 | 0 | 0 | 0
F3_Commercial_School (ID)_New_Food Preparation_Natural Gas_Double Rack Oven_E5 | F3 | Commercial | School (ID) | New | Food Preparation | Natural Gas | Double Rack Oven | E5 | System - kBTUs of Consumption | 0 | 0 | 0 | 0 | 0 | 0 | 0 | 0 | 0 | 0 | 0 | 0 | 0 | 0 | 0 | 0 | 0 | 0 | 0 | 0 | 0 | 0 | 0 | 0 | 0 | 0 | 0
F3_Commercial_School (ID)_New_Food Preparation_Natural Gas_Double Rack Oven_E6 | F3 | Commercial | School (ID) | New | Food Preparation | Natural Gas | Double Rack Oven | E6 | System - kBTUs of Consumption | 0 | 0 | 0 | 0 | 0 | 0 | 0 | 0 | 0 | 0 | 0 | 0 | 0 | 0 | 0 | 0 | 0 | 0 | 0 | 0 | 0 | 0 | 0 | 0 | 0 | 0 | 0
F3_Commercial_School (ID)_New_Food Preparation_Natural Gas_Double Rack Oven_E7 | F3 | Commercial | School (ID) | New | Food Preparation | Natural Gas | Double Rack Oven | E7 | System - kBTUs of Consumption | 0 | 0 | 0 | 0 | 0 | 0 | 0 | 0 | 0 | 0 | 0 | 0 | 0 | 0 | 0 | 0 | 0 | 0 | 0 | 0 | 0 | 0 | 0 | 0 | 0 | 0 | 0
F3_Commercial_School (ID)_New_Food Preparation_Natural Gas_Double Rack Oven_E8 | F3 | Commercial | School (ID) | New | Food Preparation | Natural Gas | Double Rack Oven | E8 | System - kBTUs of Consumption | 0 | 0 | 0 | 0 | 0 | 0 | 0 | 0 | 0 | 0 | 0 | 0 | 0 | 0 | 0 | 0 | 0 | 0 | 0 | 0 | 0 | 0 | 0 | 0 | 0 | 0 | 0
F3_Commercial_School (ID)_New_Food Preparation_Natural Gas_Double Rack Oven_E9 | F3 | Commercial | School (ID) | New | Food Preparation | Natural Gas | Double Rack Oven | E9 | System - kBTUs of Consumption | 0 | 0 | 0 | 0 | 0 | 0 | 0 | 0 | 0 | 0 | 0 | 0 | 0 | 0 | 0 | 0 | 0 | 0 | 0 | 0 | 0 | 0 | 0 | 0 | 0 | 0 | 0
F3_Commercial_School (ID)_New_Food Preparation_Natural Gas_Double Rack Oven_E10 | F3 | Commercial | School (ID) | New | Food Preparation | Natural Gas | Double Rack Oven | E10 | System - kBTUs of Consumption | 0 | 0 | 0 | 0 | 0 | 0 | 0 | 0 | 0 | 0 | 0 | 0 | 0 | 0 | 0 | 0 | 0 | 0 | 0 | 0 | 0 | 0 | 0 | 0 | 0 | 0 | 0
F4_Commercial_School (ID)_New_Food Preparation_Natural Gas_Double Rack Oven_E1 | F4 | Commercial | School (ID) | New | Food Preparation | Natural Gas | Double Rack Oven | E1 | Utility - Cost of Equipment | 0.00014543 | 0.00014543 | 0.00014543 | 0.00014543 | 0.00014543 | 0.00014543 | 0.00014543 | 0.00014543 | 0.00014543 | 0.00014543 | 0.00014543 | 0.00014543 | 0.00014543 | 0.00014543 | 0.00014543 | 0.00014543 | 0.00014543 | 0.00014543 | 0.00014543 | 0.00014543 | 0.00014543 | 0.00014543 | 0.00014543 | 0.00014543 | 0.00014543 | 0.00014543 | 0.00014543
F4_Commercial_School (ID)_New_Food Preparation_Natural Gas_Double Rack Oven_E2 | F4 | Commercial | School (ID) | New | Food Preparation | Natural Gas | Double Rack Oven | E2 | Utility - Cost of Equipment | 0.00065979 | 0.00065979 | 0.00065979 | 0.00065979 | 0.00065979 | 0.00065979 | 0.00065979 | 0.00065979 | 0.00065979 | 0.00065979 | 0.00065979 | 0.00065979 | 0.00065979 | 0.00065979 | 0.00065979 | 0.00065979 | 0.00065979 | 0.00065979 | 0.00065979 | 0.00065979 | 0.00065979 | 0.00065979 | 0.00065979 | 0.00065979 | 0.00065979 | 0.00065979 | 0.00065979
F4_Commercial_School (ID)_New_Food Preparation_Natural Gas_Double Rack Oven_E3 | F4 | Commercial | School (ID) | New | Food Preparation | Natural Gas | Double Rack Oven | E3 | Utility - Cost of Equipment | 0 | 0 | 0 | 0 | 0 | 0 | 0 | 0 | 0 | 0 | 0 | 0 | 0 | 0 | 0 | 0 | 0 | 0 | 0 | 0 | 0 | 0 | 0 | 0 | 0 | 0 | 0
F4_Commercial_School (ID)_New_Food Preparation_Natural Gas_Double Rack Oven_E4 | F4 | Commercial | School (ID) | New | Food Preparation | Natural Gas | Double Rack Oven | E4 | Utility - Cost of Equipment | 0 | 0 | 0 | 0 | 0 | 0 | 0 | 0 | 0 | 0 | 0 | 0 | 0 | 0 | 0 | 0 | 0 | 0 | 0 | 0 | 0 | 0 | 0 | 0 | 0 | 0 | 0
F4_Commercial_School (ID)_New_Food Preparation_Natural Gas_Double Rack Oven_E5 | F4 | Commercial | School (ID) | New | Food Preparation | Natural Gas | Double Rack Oven | E5 | Utility - Cost of Equipment | 0 | 0 | 0 | 0 | 0 | 0 | 0 | 0 | 0 | 0 | 0 | 0 | 0 | 0 | 0 | 0 | 0 | 0 | 0 | 0 | 0 | 0 | 0 | 0 | 0 | 0 | 0
F4_Commercial_School (ID)_New_Food Preparation_Natural Gas_Double Rack Oven_E6 | F4 | Commercial | School (ID) | New | Food Preparation | Natural Gas | Double Rack Oven | E6 | Utility - Cost of Equipment | 0 | 0 | 0 | 0 | 0 | 0 | 0 | 0 | 0 | 0 | 0 | 0 | 0 | 0 | 0 | 0 | 0 | 0 | 0 | 0 | 0 | 0 | 0 | 0 | 0 | 0 | 0
F4_Commercial_School (ID)_New_Food Preparation_Natural Gas_Double Rack Oven_E7 | F4 | Commercial | School (ID) | New | Food Preparation | Natural Gas | Double Rack Oven | E7 | Utility - Cost of Equipment | 0 | 0 | 0 | 0 | 0 | 0 | 0 | 0 | 0 | 0 | 0 | 0 | 0 | 0 | 0 | 0 | 0 | 0 | 0 | 0 | 0 | 0 | 0 | 0 | 0 | 0 | 0
F4_Commercial_School (ID)_New_Food Preparation_Natural Gas_Double Rack Oven_E8 | F4 | Commercial | School (ID) | New | Food Preparation | Natural Gas | Double Rack Oven | E8 | Utility - Cost of Equipment | 0 | 0 | 0 | 0 | 0 | 0 | 0 | 0 | 0 | 0 | 0 | 0 | 0 | 0 | 0 | 0 | 0 | 0 | 0 | 0 | 0 | 0 | 0 | 0 | 0 | 0 | 0
F4_Commercial_School (ID)_New_Food Preparation_Natural Gas_Double Rack Oven_E9 | F4 | Commercial | School (ID) | New | Food Preparation | Natural Gas | Double Rack Oven | E9 | Utility - Cost of Equipment | 0 | 0 | 0 | 0 | 0 | 0 | 0 | 0 | 0 | 0 | 0 | 0 | 0 | 0 | 0 | 0 | 0 | 0 | 0 | 0 | 0 | 0 | 0 | 0 | 0 | 0 | 0
F4_Commercial_School (ID)_New_Food Preparation_Natural Gas_Double Rack Oven_E10 | F4 | Commercial | School (ID) | New | Food Preparation | Natural Gas | Double Rack Oven | E10 | Utility - Cost of Equipment | 0 | 0 | 0 | 0 | 0 | 0 | 0 | 0 | 0 | 0 | 0 | 0 | 0 | 0 | 0 | 0 | 0 | 0 | 0 | 0 | 0 | 0 | 0 | 0 | 0 | 0 | 0
F5_Commercial_School (ID)_New_Food Preparation_Natural Gas_Double Rack Oven_E1 | F5 | Commercial | School (ID) | New | Food Preparation | Natural Gas | Double Rack Oven | E1 | Utility - Cost of Operation | 0.019981 | 0.020485 | 0.021082 | 0.021765 | 0.022539 | 0.023479 | 0.024448 | 0.025406 | 0.02633 | 0.027266 | 0.02801 | 0.028708 | 0.029458 | 0.030192 | 0.030848 | 0.031462 | 0.032012 | 0.032556 | 0.033137 | 0.033703 | 0.034285 | 0.03489 | 0.035501 | 0.036132 | 0.036774 | 0.037427 | 0.038092
F5_Commercial_School (ID)_New_Food Preparation_Natural Gas_Double Rack Oven_E2 | F5 | Commercial | School (ID) | New | Food Preparation | Natural Gas | Double Rack Oven | E2 | Utility - Cost of Operation | 0.012379 | 0.012691 | 0.013061 | 0.013485 | 0.013964 | 0.014546 | 0.015146 | 0.01574 | 0.016312 | 0.016892 | 0.017354 | 0.017786 | 0.01825 | 0.018705 | 0.019111 | 0.019492 | 0.019833 | 0.02017 | 0.020529 | 0.02088 | 0.021241 | 0.021616 | 0.021994 | 0.022385 | 0.022783 | 0.023188 | 0.0236
F5_Commercial_School (ID)_New_Food Preparation_Natural Gas_Double Rack Oven_E3 | F5 | Commercial | School (ID) | New | Food Preparation | Natural Gas | Double Rack Oven | E3 | Utility - Cost of Operation | 0 | 0 | 0 | 0 | 0 | 0 | 0 | 0 | 0 | 0 | 0 | 0 | 0 | 0 | 0 | 0 | 0 | 0 | 0 | 0 | 0 | 0 | 0 | 0 | 0 | 0 | 0
F5_Commercial_School (ID)_New_Food Preparation_Natural Gas_Double Rack Oven_E4 | F5 | Commercial | School (ID) | New | Food Preparation | Natural Gas | Double Rack Oven | E4 | Utility - Cost of Operation | 0 | 0 | 0 | 0 | 0 | 0 | 0 | 0 | 0 | 0 | 0 | 0 | 0 | 0 | 0 | 0 | 0 | 0 | 0 | 0 | 0 | 0 | 0 | 0 | 0 | 0 | 0
F5_Commercial_School (ID)_New_Food Preparation_Natural Gas_Double Rack Oven_E5 | F5 | Commercial | School (ID) | New | Food Preparation | Natural Gas | Double Rack Oven | E5 | Utility - Cost of Operation | 0 | 0 | 0 | 0 | 0 | 0 | 0 | 0 | 0 | 0 | 0 | 0 | 0 | 0 | 0 | 0 | 0 | 0 | 0 | 0 | 0 | 0 | 0 | 0 | 0 | 0 | 0
F5_Commercial_School (ID)_New_Food Preparation_Natural Gas_Double Rack Oven_E6 | F5 | Commercial | School (ID) | New | Food Preparation | Natural Gas | Double Rack Oven | E6 | Utility - Cost of Operation | 0 | 0 | 0 | 0 | 0 | 0 | 0 | 0 | 0 | 0 | 0 | 0 | 0 | 0 | 0 | 0 | 0 | 0 | 0 | 0 | 0 | 0 | 0 | 0 | 0 | 0 | 0
F5_Commercial_School (ID)_New_Food Preparation_Natural Gas_Double Rack Oven_E7 | F5 | Commercial | School (ID) | New | Food Preparation | Natural Gas | Double Rack Oven | E7 | Utility - Cost of Operation | 0 | 0 | 0 | 0 | 0 | 0 | 0 | 0 | 0 | 0 | 0 | 0 | 0 | 0 | 0 | 0 | 0 | 0 | 0 | 0 | 0 | 0 | 0 | 0 | 0 | 0 | 0
F5_Commercial_School (ID)_New_Food Preparation_Natural Gas_Double Rack Oven_E8 | F5 | Commercial | School (ID) | New | Food Preparation | Natural Gas | Double Rack Oven | E8 | Utility - Cost of Operation | 0 | 0 | 0 | 0 | 0 | 0 | 0 | 0 | 0 | 0 | 0 | 0 | 0 | 0 | 0 | 0 | 0 | 0 | 0 | 0 | 0 | 0 | 0 | 0 | 0 | 0 | 0
F5_Commercial_School (ID)_New_Food Preparation_Natural Gas_Double Rack Oven_E9 | F5 | Commercial | School (ID) | New | Food Preparation | Natural Gas | Double Rack Oven | E9 | Utility - Cost of Operation | 0 | 0 | 0 | 0 | 0 | 0 | 0 | 0 | 0 | 0 | 0 | 0 | 0 | 0 | 0 | 0 | 0 | 0 | 0 | 0 | 0 | 0 | 0 | 0 | 0 | 0 | 0
F5_Commercial_School (ID)_New_Food Preparation_Natural Gas_Double Rack Oven_E10 | F5 | Commercial | School (ID) | New | Food Preparation | Natural Gas | Double Rack Oven | E10 | Utility - Cost of Operation | 0 | 0 | 0 | 0 | 0 | 0 | 0 | 0 | 0 | 0 | 0 | 0 | 0 | 0 | 0 | 0 | 0 | 0 | 0 | 0 | 0 | 0 | 0 | 0 | 0 | 0 | 0
F6_Commercial_School (ID)_New_Food Preparation_Natural Gas_Double Rack Oven_E1 | F6 | Commercial | School (ID) | New | Food Preparation | Natural Gas | Double Rack Oven | E1 | Utility - Value of Sales | 0.023534 | 0.023979 | 0.024501 | 0.025109 | 0.025806 | 0.026676 | 0.027548 | 0.028376 | 0.029126 | 0.029852 | 0.030605 | 0.03129 | 0.032012 | 0.032695 | 0.033283 | 0.033813 | 0.034262 | 0.034691 | 0.035147 | 0.035572 | 0.035999 | 0.036634 | 0.037276 | 0.037939 | 0.038613 | 0.039299 | 0.039997
F6_Commercial_School (ID)_New_Food Preparation_Natural Gas_Double Rack Oven_E2 | F6 | Commercial | School (ID) | New | Food Preparation | Natural Gas | Double Rack Oven | E2 | Utility - Value of Sales | 0.01458 | 0.014856 | 0.015179 | 0.015556 | 0.015988 | 0.016527 | 0.017067 | 0.01758 | 0.018044 | 0.018495 | 0.018961 | 0.019385 | 0.019833 | 0.020256 | 0.02062 | 0.020949 | 0.021227 | 0.021492 | 0.021775 | 0.022038 | 0.022303 | 0.022696 | 0.023094 | 0.023505 | 0.023922 | 0.024347 | 0.02478
F6_Commercial_School (ID)_New_Food Preparation_Natural Gas_Double Rack Oven_E3 | F6 | Commercial | School (ID) | New | Food Preparation | Natural Gas | Double Rack Oven | E3 | Utility - Value of Sales | 0 | 0 | 0 | 0 | 0 | 0 | 0 | 0 | 0 | 0 | 0 | 0 | 0 | 0 | 0 | 0 | 0 | 0 | 0 | 0 | 0 | 0 | 0 | 0 | 0 | 0 | 0
F6_Commercial_School (ID)_New_Food Preparation_Natural Gas_Double Rack Oven_E4 | F6 | Commercial | School (ID) | New | Food Preparation | Natural Gas | Double Rack Oven | E4 | Utility - Value of Sales | 0 | 0 | 0 | 0 | 0 | 0 | 0 | 0 | 0 | 0 | 0 | 0 | 0 | 0 | 0 | 0 | 0 | 0 | 0 | 0 | 0 | 0 | 0 | 0 | 0 | 0 | 0
F6_Commercial_School (ID)_New_Food Preparation_Natural Gas_Double Rack Oven_E5 | F6 | Commercial | School (ID) | New | Food Preparation | Natural Gas | Double Rack Oven | E5 | Utility - Value of Sales | 0 | 0 | 0 | 0 | 0 | 0 | 0 | 0 | 0 | 0 | 0 | 0 | 0 | 0 | 0 | 0 | 0 | 0 | 0 | 0 | 0 | 0 | 0 | 0 | 0 | 0 | 0
F6_Commercial_School (ID)_New_Food Preparation_Natural Gas_Double Rack Oven_E6 | F6 | Commercial | School (ID) | New | Food Preparation | Natural Gas | Double Rack Oven | E6 | Utility - Value of Sales | 0 | 0 | 0 | 0 | 0 | 0 | 0 | 0 | 0 | 0 | 0 | 0 | 0 | 0 | 0 | 0 | 0 | 0 | 0 | 0 | 0 | 0 | 0 | 0 | 0 | 0 | 0
F6_Commercial_School (ID)_New_Food Preparation_Natural Gas_Double Rack Oven_E7 | F6 | Commercial | School (ID) | New | Food Preparation | Natural Gas | Double Rack Oven | E7 | Utility - Value of Sales | 0 | 0 | 0 | 0 | 0 | 0 | 0 | 0 | 0 | 0 | 0 | 0 | 0 | 0 | 0 | 0 | 0 | 0 | 0 | 0 | 0 | 0 | 0 | 0 | 0 | 0 | 0
F6_Commercial_School (ID)_New_Food Preparation_Natural Gas_Double Rack Oven_E8 | F6 | Commercial | School (ID) | New | Food Preparation | Natural Gas | Double Rack Oven | E8 | Utility - Value of Sales | 0 | 0 | 0 | 0 | 0 | 0 | 0 | 0 | 0 | 0 | 0 | 0 | 0 | 0 | 0 | 0 | 0 | 0 | 0 | 0 | 0 | 0 | 0 | 0 | 0 | 0 | 0
F6_Commercial_School (ID)_New_Food Preparation_Natural Gas_Double Rack Oven_E9 | F6 | Commercial | School (ID) | New | Food Preparation | Natural Gas | Double Rack Oven | E9 | Utility - Value of Sales | 0 | 0 | 0 | 0 | 0 | 0 | 0 | 0 | 0 | 0 | 0 | 0 | 0 | 0 | 0 | 0 | 0 | 0 | 0 | 0 | 0 | 0 | 0 | 0 | 0 | 0 | 0
F6_Commercial_School (ID)_New_Food Preparation_Natural Gas_Double Rack Oven_E10 | F6 | Commercial | School (ID) | New | Food Preparation | Natural Gas | Double Rack Oven | E10 | Utility - Value of Sales | 0 | 0 | 0 | 0 | 0 | 0 | 0 | 0 | 0 | 0 | 0 | 0 | 0 | 0 | 0 | 0 | 0 | 0 | 0 | 0 | 0 | 0 | 0 | 0 | 0 | 0 | 0
F1_Commercial_School (ID)_New_Food Preparation_Natural Gas_Fryer_E1 | F1 | Commercial | School (ID) | New | Food Preparation | Natural Gas | Fryer | E1 | RVT - Cost of Equipment | 0.00057346 | 0.00057346 | 0.00057346 | 0.00057346 | 0.00057346 | 0.00057346 | 0.00057346 | 0.00057346 | 0.00057346 | 0.00057346 | 0.00057346 | 0.00057346 | 0.00057346 | 0.00057346 | 0.00057346 | 0.00057346 | 0.00057346 | 0.00057346 | 0.00057346 | 0.00057346 | 0.00057346 | 0.00057346 | 0.00057346 | 0.00057346 | 0.00057346 | 0.00057346 | 0.00057346
F1_Commercial_School (ID)_New_Food Preparation_Natural Gas_Fryer_E2 | F1 | Commercial | School (ID) | New | Food Preparation | Natural Gas | Fryer | E2 | RVT - Cost of Equipment | 0.00084871 | 0.00084871 | 0.00084871 | 0.00084871 | 0.00084871 | 0.00084871 | 0.00084871 | 0.00084871 | 0.00084871 | 0.00084871 | 0.00084871 | 0.00084871 | 0.00084871 | 0.00084871 | 0.00084871 | 0.00084871 | 0.00084871 | 0.00084871 | 0.00084871 | 0.00084871 | 0.00084871 | 0.00084871 | 0.00084871 | 0.00084871 | 0.00084871 | 0.00084871 | 0.00084871
F1_Commercial_School (ID)_New_Food Preparation_Natural Gas_Fryer_E3 | F1 | Commercial | School (ID) | New | Food Preparation | Natural Gas | Fryer | E3 | RVT - Cost of Equipment | 0 | 0 | 0 | 0 | 0 | 0 | 0 | 0 | 0 | 0 | 0 | 0 | 0 | 0 | 0 | 0 | 0 | 0 | 0 | 0 | 0 | 0 | 0 | 0 | 0 | 0 | 0
F1_Commercial_School (ID)_New_Food Preparation_Natural Gas_Fryer_E4 | F1 | Commercial | School (ID) | New | Food Preparation | Natural Gas | Fryer | E4 | RVT - Cost of Equipment | 0 | 0 | 0 | 0 | 0 | 0 | 0 | 0 | 0 | 0 | 0 | 0 | 0 | 0 | 0 | 0 | 0 | 0 | 0 | 0 | 0 | 0 | 0 | 0 | 0 | 0 | 0
F1_Commercial_School (ID)_New_Food Preparation_Natural Gas_Fryer_E5 | F1 | Commercial | School (ID) | New | Food Preparation | Natural Gas | Fryer | E5 | RVT - Cost of Equipment | 0 | 0 | 0 | 0 | 0 | 0 | 0 | 0 | 0 | 0 | 0 | 0 | 0 | 0 | 0 | 0 | 0 | 0 | 0 | 0 | 0 | 0 | 0 | 0 | 0 | 0 | 0
F1_Commercial_School (ID)_New_Food Preparation_Natural Gas_Fryer_E6 | F1 | Commercial | School (ID) | New | Food Preparation | Natural Gas | Fryer | E6 | RVT - Cost of Equipment | 0 | 0 | 0 | 0 | 0 | 0 | 0 | 0 | 0 | 0 | 0 | 0 | 0 | 0 | 0 | 0 | 0 | 0 | 0 | 0 | 0 | 0 | 0 | 0 | 0 | 0 | 0
F1_Commercial_School (ID)_New_Food Preparation_Natural Gas_Fryer_E7 | F1 | Commercial | School (ID) | New | Food Preparation | Natural Gas | Fryer | E7 | RVT - Cost of Equipment | 0 | 0 | 0 | 0 | 0 | 0 | 0 | 0 | 0 | 0 | 0 | 0 | 0 | 0 | 0 | 0 | 0 | 0 | 0 | 0 | 0 | 0 | 0 | 0 | 0 | 0 | 0
F1_Commercial_School (ID)_New_Food Preparation_Natural Gas_Fryer_E8 | F1 | Commercial | School (ID) | New | Food Preparation | Natural Gas | Fryer | E8 | RVT - Cost of Equipment | 0 | 0 | 0 | 0 | 0 | 0 | 0 | 0 | 0 | 0 | 0 | 0 | 0 | 0 | 0 | 0 | 0 | 0 | 0 | 0 | 0 | 0 | 0 | 0 | 0 | 0 | 0
F1_Commercial_School (ID)_New_Food Preparation_Natural Gas_Fryer_E9 | F1 | Commercial | School (ID) | New | Food Preparation | Natural Gas | Fryer | E9 | RVT - Cost of Equipment | 0 | 0 | 0 | 0 | 0 | 0 | 0 | 0 | 0 | 0 | 0 | 0 | 0 | 0 | 0 | 0 | 0 | 0 | 0 | 0 | 0 | 0 | 0 | 0 | 0 | 0 | 0
F1_Commercial_School (ID)_New_Food Preparation_Natural Gas_Fryer_E10 | F1 | Commercial | School (ID) | New | Food Preparation | Natural Gas | Fryer | E10 | RVT - Cost of Equipment | 0 | 0 | 0 | 0 | 0 | 0 | 0 | 0 | 0 | 0 | 0 | 0 | 0 | 0 | 0 | 0 | 0 | 0 | 0 | 0 | 0 | 0 | 0 | 0 | 0 | 0 | 0
F2_Commercial_School (ID)_New_Food Preparation_Natural Gas_Fryer_E1 | F2 | Commercial | School (ID) | New | Food Preparation | Natural Gas | Fryer | E1 | RVT - Cost of Operation | 0.012201 | 0.012446 | 0.012722 | 0.013032 | 0.013378 | 0.013795 | 0.01421 | 0.014602 | 0.014957 | 0.015304 | 0.015662 | 0.015991 | 0.016342 | 0.016682 | 0.016981 | 0.017256 | 0.017496 | 0.017728 | 0.017973 | 0.018205 | 0.018439 | 0.018764 | 0.019094 | 0.019433 | 0.019778 | 0.02013 | 0.020487
F2_Commercial_School (ID)_New_Food Preparation_Natural Gas_Fryer_E2 | F2 | Commercial | School (ID) | New | Food Preparation | Natural Gas | Fryer | E2 | RVT - Cost of Operation | 0.008415 | 0.0085842 | 0.0087745 | 0.0089883 | 0.0092266 | 0.0095148 | 0.0098007 | 0.010071 | 0.010316 | 0.010555 | 0.010802 | 0.011029 | 0.011271 | 0.011506 | 0.011712 | 0.011902 | 0.012067 | 0.012227 | 0.012396 | 0.012556 | 0.012717 | 0.012942 | 0.013169 | 0.013403 | 0.013641 | 0.013883 | 0.01413
F2_Commercial_School (ID)_New_Food Preparation_Natural Gas_Fryer_E3 | F2 | Commercial | School (ID) | New | Food Preparation | Natural Gas | Fryer | E3 | RVT - Cost of Operation | 0 | 0 | 0 | 0 | 0 | 0 | 0 | 0 | 0 | 0 | 0 | 0 | 0 | 0 | 0 | 0 | 0 | 0 | 0 | 0 | 0 | 0 | 0 | 0 | 0 | 0 | 0
F2_Commercial_School (ID)_New_Food Preparation_Natural Gas_Fryer_E4 | F2 | Commercial | School (ID) | New | Food Preparation | Natural Gas | Fryer | E4 | RVT - Cost of Operation | 0 | 0 | 0 | 0 | 0 | 0 | 0 | 0 | 0 | 0 | 0 | 0 | 0 | 0 | 0 | 0 | 0 | 0 | 0 | 0 | 0 | 0 | 0 | 0 | 0 | 0 | 0
F2_Commercial_School (ID)_New_Food Preparation_Natural Gas_Fryer_E5 | F2 | Commercial | School (ID) | New | Food Preparation | Natural Gas | Fryer | E5 | RVT - Cost of Operation | 0 | 0 | 0 | 0 | 0 | 0 | 0 | 0 | 0 | 0 | 0 | 0 | 0 | 0 | 0 | 0 | 0 | 0 | 0 | 0 | 0 | 0 | 0 | 0 | 0 | 0 | 0
F2_Commercial_School (ID)_New_Food Preparation_Natural Gas_Fryer_E6 | F2 | Commercial | School (ID) | New | Food Preparation | Natural Gas | Fryer | E6 | RVT - Cost of Operation | 0 | 0 | 0 | 0 | 0 | 0 | 0 | 0 | 0 | 0 | 0 | 0 | 0 | 0 | 0 | 0 | 0 | 0 | 0 | 0 | 0 | 0 | 0 | 0 | 0 | 0 | 0
F2_Commercial_School (ID)_New_Food Preparation_Natural Gas_Fryer_E7 | F2 | Commercial | School (ID) | New | Food Preparation | Natural Gas | Fryer | E7 | RVT - Cost of Operation | 0 | 0 | 0 | 0 | 0 | 0 | 0 | 0 | 0 | 0 | 0 | 0 | 0 | 0 | 0 | 0 | 0 | 0 | 0 | 0 | 0 | 0 | 0 | 0 | 0 | 0 | 0
F2_Commercial_School (ID)_New_Food Preparation_Natural Gas_Fryer_E8 | F2 | Commercial | School (ID) | New | Food Preparation | Natural Gas | Fryer | E8 | RVT - Cost of Operation | 0 | 0 | 0 | 0 | 0 | 0 | 0 | 0 | 0 | 0 | 0 | 0 | 0 | 0 | 0 | 0 | 0 | 0 | 0 | 0 | 0 | 0 | 0 | 0 | 0 | 0 | 0
F2_Commercial_School (ID)_New_Food Preparation_Natural Gas_Fryer_E9 | F2 | Commercial | School (ID) | New | Food Preparation | Natural Gas | Fryer | E9 | RVT - Cost of Operation | 0 | 0 | 0 | 0 | 0 | 0 | 0 | 0 | 0 | 0 | 0 | 0 | 0 | 0 | 0 | 0 | 0 | 0 | 0 | 0 | 0 | 0 | 0 | 0 | 0 | 0 | 0
F2_Commercial_School (ID)_New_Food Preparation_Natural Gas_Fryer_E10 | F2 | Commercial | School (ID) | New | Food Preparation | Natural Gas | Fryer | E10 | RVT - Cost of Operation | 0 | 0 | 0 | 0 | 0 | 0 | 0 | 0 | 0 | 0 | 0 | 0 | 0 | 0 | 0 | 0 | 0 | 0 | 0 | 0 | 0 | 0 | 0 | 0 | 0 | 0 | 0
F3_Commercial_School (ID)_New_Food Preparation_Natural Gas_Fryer_E1 | F3 | Commercial | School (ID) | New | Food Preparation | Natural Gas | Fryer | E1 | System - kBTUs of Consumption | 2.8228 | 2.8228 | 2.8228 | 2.8228 | 2.8228 | 2.8228 | 2.8228 | 2.8228 | 2.8228 | 2.8228 | 2.8228 | 2.8228 | 2.8228 | 2.8228 | 2.8228 | 2.8228 | 2.8228 | 2.8228 | 2.8228 | 2.8228 | 2.8228 | 2.8228 | 2.8228 | 2.8228 | 2.8228 | 2.8228 | 2.8228
F3_Commercial_School (ID)_New_Food Preparation_Natural Gas_Fryer_E2 | F3 | Commercial | School (ID) | New | Food Preparation | Natural Gas | Fryer | E2 | System - kBTUs of Consumption | 1.9469 | 1.9469 | 1.9469 | 1.9469 | 1.9469 | 1.9469 | 1.9469 | 1.9469 | 1.9469 | 1.9469 | 1.9469 | 1.9469 | 1.9469 | 1.9469 | 1.9469 | 1.9469 | 1.9469 | 1.9469 | 1.9469 | 1.9469 | 1.9469 | 1.9469 | 1.9469 | 1.9469 | 1.9469 | 1.9469 | 1.9469
F3_Commercial_School (ID)_New_Food Preparation_Natural Gas_Fryer_E3 | F3 | Commercial | School (ID) | New | Food Preparation | Natural Gas | Fryer | E3 | System - kBTUs of Consumption | 0 | 0 | 0 | 0 | 0 | 0 | 0 | 0 | 0 | 0 | 0 | 0 | 0 | 0 | 0 | 0 | 0 | 0 | 0 | 0 | 0 | 0 | 0 | 0 | 0 | 0 | 0
F3_Commercial_School (ID)_New_Food Preparation_Natural Gas_Fryer_E4 | F3 | Commercial | School (ID) | New | Food Preparation | Natural Gas | Fryer | E4 | System - kBTUs of Consumption | 0 | 0 | 0 | 0 | 0 | 0 | 0 | 0 | 0 | 0 | 0 | 0 | 0 | 0 | 0 | 0 | 0 | 0 | 0 | 0 | 0 | 0 | 0 | 0 | 0 | 0 | 0
F3_Commercial_School (ID)_New_Food Preparation_Natural Gas_Fryer_E5 | F3 | Commercial | School (ID) | New | Food Preparation | Natural Gas | Fryer | E5 | System - kBTUs of Consumption | 0 | 0 | 0 | 0 | 0 | 0 | 0 | 0 | 0 | 0 | 0 | 0 | 0 | 0 | 0 | 0 | 0 | 0 | 0 | 0 | 0 | 0 | 0 | 0 | 0 | 0 | 0
F3_Commercial_School (ID)_New_Food Preparation_Natural Gas_Fryer_E6 | F3 | Commercial | School (ID) | New | Food Preparation | Natural Gas | Fryer | E6 | System - kBTUs of Consumption | 0 | 0 | 0 | 0 | 0 | 0 | 0 | 0 | 0 | 0 | 0 | 0 | 0 | 0 | 0 | 0 | 0 | 0 | 0 | 0 | 0 | 0 | 0 | 0 | 0 | 0 | 0
F3_Commercial_School (ID)_New_Food Preparation_Natural Gas_Fryer_E7 | F3 | Commercial | School (ID) | New | Food Preparation | Natural Gas | Fryer | E7 | System - kBTUs of Consumption | 0 | 0 | 0 | 0 | 0 | 0 | 0 | 0 | 0 | 0 | 0 | 0 | 0 | 0 | 0 | 0 | 0 | 0 | 0 | 0 | 0 | 0 | 0 | 0 | 0 | 0 | 0
F3_Commercial_School (ID)_New_Food Preparation_Natural Gas_Fryer_E8 | F3 | Commercial | School (ID) | New | Food Preparation | Natural Gas | Fryer | E8 | System - kBTUs of Consumption | 0 | 0 | 0 | 0 | 0 | 0 | 0 | 0 | 0 | 0 | 0 | 0 | 0 | 0 | 0 | 0 | 0 | 0 | 0 | 0 | 0 | 0 | 0 | 0 | 0 | 0 | 0
F3_Commercial_School (ID)_New_Food Preparation_Natural Gas_Fryer_E9 | F3 | Commercial | School (ID) | New | Food Preparation | Natural Gas | Fryer | E9 | System - kBTUs of Consumption | 0 | 0 | 0 | 0 | 0 | 0 | 0 | 0 | 0 | 0 | 0 | 0 | 0 | 0 | 0 | 0 | 0 | 0 | 0 | 0 | 0 | 0 | 0 | 0 | 0 | 0 | 0
F3_Commercial_School (ID)_New_Food Preparation_Natural Gas_Fryer_E10 | F3 | Commercial | School (ID) | New | Food Preparation | Natural Gas | Fryer | E10 | System - kBTUs of Consumption | 0 | 0 | 0 | 0 | 0 | 0 | 0 | 0 | 0 | 0 | 0 | 0 | 0 | 0 | 0 | 0 | 0 | 0 | 0 | 0 | 0 | 0 | 0 | 0 | 0 | 0 | 0
F4_Commercial_School (ID)_New_Food Preparation_Natural Gas_Fryer_E1 | F4 | Commercial | School (ID) | New | Food Preparation | Natural Gas | Fryer | E1 | Utility - Cost of Equipment | 0.00057346 | 0.00057346 | 0.00057346 | 0.00057346 | 0.00057346 | 0.00057346 | 0.00057346 | 0.00057346 | 0.00057346 | 0.00057346 | 0.00057346 | 0.00057346 | 0.00057346 | 0.00057346 | 0.00057346 | 0.00057346 | 0.00057346 | 0.00057346 | 0.00057346 | 0.00057346 | 0.00057346 | 0.00057346 | 0.00057346 | 0.00057346 | 0.00057346 | 0.00057346 | 0.00057346
F4_Commercial_School (ID)_New_Food Preparation_Natural Gas_Fryer_E2 | F4 | Commercial | School (ID) | New | Food Preparation | Natural Gas | Fryer | E2 | Utility - Cost of Equipment | 0.00084871 | 0.00084871 | 0.00084871 | 0.00084871 | 0.00084871 | 0.00084871 | 0.00084871 | 0.00084871 | 0.00084871 | 0.00084871 | 0.00084871 | 0.00084871 | 0.00084871 | 0.00084871 | 0.00084871 | 0.00084871 | 0.00084871 | 0.00084871 | 0.00084871 | 0.00084871 | 0.00084871 | 0.00084871 | 0.00084871 | 0.00084871 | 0.00084871 | 0.00084871 | 0.00084871
F4_Commercial_School (ID)_New_Food Preparation_Natural Gas_Fryer_E3 | F4 | Commercial | School (ID) | New | Food Preparation | Natural Gas | Fryer | E3 | Utility - Cost of Equipment | 0 | 0 | 0 | 0 | 0 | 0 | 0 | 0 | 0 | 0 | 0 | 0 | 0 | 0 | 0 | 0 | 0 | 0 | 0 | 0 | 0 | 0 | 0 | 0 | 0 | 0 | 0
F4_Commercial_School (ID)_New_Food Preparation_Natural Gas_Fryer_E4 | F4 | Commercial | School (ID) | New | Food Preparation | Natural Gas | Fryer | E4 | Utility - Cost of Equipment | 0 | 0 | 0 | 0 | 0 | 0 | 0 | 0 | 0 | 0 | 0 | 0 | 0 | 0 | 0 | 0 | 0 | 0 | 0 | 0 | 0 | 0 | 0 | 0 | 0 | 0 | 0
F4_Commercial_School (ID)_New_Food Preparation_Natural Gas_Fryer_E5 | F4 | Commercial | School (ID) | New | Food Preparation | Natural Gas | Fryer | E5 | Utility - Cost of Equipment | 0 | 0 | 0 | 0 | 0 | 0 | 0 | 0 | 0 | 0 | 0 | 0 | 0 | 0 | 0 | 0 | 0 | 0 | 0 | 0 | 0 | 0 | 0 | 0 | 0 | 0 | 0
F4_Commercial_School (ID)_New_Food Preparation_Natural Gas_Fryer_E6 | F4 | Commercial | School (ID) | New | Food Preparation | Natural Gas | Fryer | E6 | Utility - Cost of Equipment | 0 | 0 | 0 | 0 | 0 | 0 | 0 | 0 | 0 | 0 | 0 | 0 | 0 | 0 | 0 | 0 | 0 | 0 | 0 | 0 | 0 | 0 | 0 | 0 | 0 | 0 | 0
F4_Commercial_School (ID)_New_Food Preparation_Natural Gas_Fryer_E7 | F4 | Commercial | School (ID) | New | Food Preparation | Natural Gas | Fryer | E7 | Utility - Cost of Equipment | 0 | 0 | 0 | 0 | 0 | 0 | 0 | 0 | 0 | 0 | 0 | 0 | 0 | 0 | 0 | 0 | 0 | 0 | 0 | 0 | 0 | 0 | 0 | 0 | 0 | 0 | 0
F4_Commercial_School (ID)_New_Food Preparation_Natural Gas_Fryer_E8 | F4 | Commercial | School (ID) | New | Food Preparation | Natural Gas | Fryer | E8 | Utility - Cost of Equipment | 0 | 0 | 0 | 0 | 0 | 0 | 0 | 0 | 0 | 0 | 0 | 0 | 0 | 0 | 0 | 0 | 0 | 0 | 0 | 0 | 0 | 0 | 0 | 0 | 0 | 0 | 0
F4_Commercial_School (ID)_New_Food Preparation_Natural Gas_Fryer_E9 | F4 | Commercial | School (ID) | New | Food Preparation | Natural Gas | Fryer | E9 | Utility - Cost of Equipment | 0 | 0 | 0 | 0 | 0 | 0 | 0 | 0 | 0 | 0 | 0 | 0 | 0 | 0 | 0 | 0 | 0 | 0 | 0 | 0 | 0 | 0 | 0 | 0 | 0 | 0 | 0
F4_Commercial_School (ID)_New_Food Preparation_Natural Gas_Fryer_E10 | F4 | Commercial | School (ID) | New | Food Preparation | Natural Gas | Fryer | E10 | Utility - Cost of Equipment | 0 | 0 | 0 | 0 | 0 | 0 | 0 | 0 | 0 | 0 | 0 | 0 | 0 | 0 | 0 | 0 | 0 | 0 | 0 | 0 | 0 | 0 | 0 | 0 | 0 | 0 | 0
F5_Commercial_School (ID)_New_Food Preparation_Natural Gas_Fryer_E1 | F5 | Commercial | School (ID) | New | Food Preparation | Natural Gas | Fryer | E1 | Utility - Cost of Operation | 0.010466 | 0.010741 | 0.01105 | 0.011395 | 0.01178 | 0.012235 | 0.012699 | 0.013156 | 0.013595 | 0.014041 | 0.014404 | 0.014746 | 0.015112 | 0.015473 | 0.0158 | 0.016109 | 0.016392 | 0.016672 | 0.016969 | 0.017261 | 0.01756 | 0.017871 | 0.018184 | 0.018508 | 0.018836 | 0.019171 | 0.019512
F5_Commercial_School (ID)_New_Food Preparation_Natural Gas_Fryer_E2 | F5 | Commercial | School (ID) | New | Food Preparation | Natural Gas | Fryer | E2 | Utility - Cost of Operation | 0.0072185 | 0.0074081 | 0.007621 | 0.0078593 | 0.0081248 | 0.0084388 | 0.0087586 | 0.0090736 | 0.0093766 | 0.009684 | 0.0099343 | 0.01017 | 0.010423 | 0.010672 | 0.010897 | 0.011111 | 0.011306 | 0.011499 | 0.011704 | 0.011905 | 0.012112 | 0.012325 | 0.012542 | 0.012765 | 0.012991 | 0.013222 | 0.013457
F5_Commercial_School (ID)_New_Food Preparation_Natural Gas_Fryer_E3 | F5 | Commercial | School (ID) | New | Food Preparation | Natural Gas | Fryer | E3 | Utility - Cost of Operation | 0 | 0 | 0 | 0 | 0 | 0 | 0 | 0 | 0 | 0 | 0 | 0 | 0 | 0 | 0 | 0 | 0 | 0 | 0 | 0 | 0 | 0 | 0 | 0 | 0 | 0 | 0
F5_Commercial_School (ID)_New_Food Preparation_Natural Gas_Fryer_E4 | F5 | Commercial | School (ID) | New | Food Preparation | Natural Gas | Fryer | E4 | Utility - Cost of Operation | 0 | 0 | 0 | 0 | 0 | 0 | 0 | 0 | 0 | 0 | 0 | 0 | 0 | 0 | 0 | 0 | 0 | 0 | 0 | 0 | 0 | 0 | 0 | 0 | 0 | 0 | 0
F5_Commercial_School (ID)_New_Food Preparation_Natural Gas_Fryer_E5 | F5 | Commercial | School (ID) | New | Food Preparation | Natural Gas | Fryer | E5 | Utility - Cost of Operation | 0 | 0 | 0 | 0 | 0 | 0 | 0 | 0 | 0 | 0 | 0 | 0 | 0 | 0 | 0 | 0 | 0 | 0 | 0 | 0 | 0 | 0 | 0 | 0 | 0 | 0 | 0
F5_Commercial_School (ID)_New_Food Preparation_Natural Gas_Fryer_E6 | F5 | Commercial | School (ID) | New | Food Preparation | Natural Gas | Fryer | E6 | Utility - Cost of Operation | 0 | 0 | 0 | 0 | 0 | 0 | 0 | 0 | 0 | 0 | 0 | 0 | 0 | 0 | 0 | 0 | 0 | 0 | 0 | 0 | 0 | 0 | 0 | 0 | 0 | 0 | 0
F5_Commercial_School (ID)_New_Food Preparation_Natural Gas_Fryer_E7 | F5 | Commercial | School (ID) | New | Food Preparation | Natural Gas | Fryer | E7 | Utility - Cost of Operation | 0 | 0 | 0 | 0 | 0 | 0 | 0 | 0 | 0 | 0 | 0 | 0 | 0 | 0 | 0 | 0 | 0 | 0 | 0 | 0 | 0 | 0 | 0 | 0 | 0 | 0 | 0
F5_Commercial_School (ID)_New_Food Preparation_Natural Gas_Fryer_E8 | F5 | Commercial | School (ID) | New | Food Preparation | Natural Gas | Fryer | E8 | Utility - Cost of Operation | 0 | 0 | 0 | 0 | 0 | 0 | 0 | 0 | 0 | 0 | 0 | 0 | 0 | 0 | 0 | 0 | 0 | 0 | 0 | 0 | 0 | 0 | 0 | 0 | 0 | 0 | 0
F5_Commercial_School (ID)_New_Food Preparation_Natural Gas_Fryer_E9 | F5 | Commercial | School (ID) | New | Food Preparation | Natural Gas | Fryer | E9 | Utility - Cost of Operation | 0 | 0 | 0 | 0 | 0 | 0 | 0 | 0 | 0 | 0 | 0 | 0 | 0 | 0 | 0 | 0 | 0 | 0 | 0 | 0 | 0 | 0 | 0 | 0 | 0 | 0 | 0
F5_Commercial_School (ID)_New_Food Preparation_Natural Gas_Fryer_E10 | F5 | Commercial | School (ID) | New | Food Preparation | Natural Gas | Fryer | E10 | Utility - Cost of Operation | 0 | 0 | 0 | 0 | 0 | 0 | 0 | 0 | 0 | 0 | 0 | 0 | 0 | 0 | 0 | 0 | 0 | 0 | 0 | 0 | 0 | 0 | 0 | 0 | 0 | 0 | 0
F6_Commercial_School (ID)_New_Food Preparation_Natural Gas_Fryer_E1 | F6 | Commercial | School (ID) | New | Food Preparation | Natural Gas | Fryer | E1 | Utility - Value of Sales | 0.012201 | 0.012446 | 0.012722 | 0.013032 | 0.013378 | 0.013795 | 0.01421 | 0.014602 | 0.014957 | 0.015304 | 0.015662 | 0.015991 | 0.016342 | 0.016682 | 0.016981 | 0.017256 | 0.017496 | 0.017728 | 0.017973 | 0.018205 | 0.018439 | 0.018764 | 0.019094 | 0.019433 | 0.019778 | 0.02013 | 0.020487
F6_Commercial_School (ID)_New_Food Preparation_Natural Gas_Fryer_E2 | F6 | Commercial | School (ID) | New | Food Preparation | Natural Gas | Fryer | E2 | Utility - Value of Sales | 0.008415 | 0.0085842 | 0.0087745 | 0.0089883 | 0.0092266 | 0.0095148 | 0.0098007 | 0.010071 | 0.010316 | 0.010555 | 0.010802 | 0.011029 | 0.011271 | 0.011506 | 0.011712 | 0.011902 | 0.012067 | 0.012227 | 0.012396 | 0.012556 | 0.012717 | 0.012942 | 0.013169 | 0.013403 | 0.013641 | 0.013883 | 0.01413
F6_Commercial_School (ID)_New_Food Preparation_Natural Gas_Fryer_E3 | F6 | Commercial | School (ID) | New | Food Preparation | Natural Gas | Fryer | E3 | Utility - Value of Sales | 0 | 0 | 0 | 0 | 0 | 0 | 0 | 0 | 0 | 0 | 0 | 0 | 0 | 0 | 0 | 0 | 0 | 0 | 0 | 0 | 0 | 0 | 0 | 0 | 0 | 0 | 0
F6_Commercial_School (ID)_New_Food Preparation_Natural Gas_Fryer_E4 | F6 | Commercial | School (ID) | New | Food Preparation | Natural Gas | Fryer | E4 | Utility - Value of Sales | 0 | 0 | 0 | 0 | 0 | 0 | 0 | 0 | 0 | 0 | 0 | 0 | 0 | 0 | 0 | 0 | 0 | 0 | 0 | 0 | 0 | 0 | 0 | 0 | 0 | 0 | 0
F6_Commercial_School (ID)_New_Food Preparation_Natural Gas_Fryer_E5 | F6 | Commercial | School (ID) | New | Food Preparation | Natural Gas | Fryer | E5 | Utility - Value of Sales | 0 | 0 | 0 | 0 | 0 | 0 | 0 | 0 | 0 | 0 | 0 | 0 | 0 | 0 | 0 | 0 | 0 | 0 | 0 | 0 | 0 | 0 | 0 | 0 | 0 | 0 | 0
F6_Commercial_School (ID)_New_Food Preparation_Natural Gas_Fryer_E6 | F6 | Commercial | School (ID) | New | Food Preparation | Natural Gas | Fryer | E6 | Utility - Value of Sales | 0 | 0 | 0 | 0 | 0 | 0 | 0 | 0 | 0 | 0 | 0 | 0 | 0 | 0 | 0 | 0 | 0 | 0 | 0 | 0 | 0 | 0 | 0 | 0 | 0 | 0 | 0
F6_Commercial_School (ID)_New_Food Preparation_Natural Gas_Fryer_E7 | F6 | Commercial | School (ID) | New | Food Preparation | Natural Gas | Fryer | E7 | Utility - Value of Sales | 0 | 0 | 0 | 0 | 0 | 0 | 0 | 0 | 0 | 0 | 0 | 0 | 0 | 0 | 0 | 0 | 0 | 0 | 0 | 0 | 0 | 0 | 0 | 0 | 0 | 0 | 0
F6_Commercial_School (ID)_New_Food Preparation_Natural Gas_Fryer_E8 | F6 | Commercial | School (ID) | New | Food Preparation | Natural Gas | Fryer | E8 | Utility - Value of Sales | 0 | 0 | 0 | 0 | 0 | 0 | 0 | 0 | 0 | 0 | 0 | 0 | 0 | 0 | 0 | 0 | 0 | 0 | 0 | 0 | 0 | 0 | 0 | 0 | 0 | 0 | 0
F6_Commercial_School (ID)_New_Food Preparation_Natural Gas_Fryer_E9 | F6 | Commercial | School (ID) | New | Food Preparation | Natural Gas | Fryer | E9 | Utility - Value of Sales | 0 | 0 | 0 | 0 | 0 | 0 | 0 | 0 | 0 | 0 | 0 | 0 | 0 | 0 | 0 | 0 | 0 | 0 | 0 | 0 | 0 | 0 | 0 | 0 | 0 | 0 | 0
F6_Commercial_School (ID)_New_Food Preparation_Natural Gas_Fryer_E10 | F6 | Commercial | School (ID) | New | Food Preparation | Natural Gas | Fryer | E10 | Utility - Value of Sales | 0 | 0 | 0 | 0 | 0 | 0 | 0 | 0 | 0 | 0 | 0 | 0 | 0 | 0 | 0 | 0 | 0 | 0 | 0 | 0 | 0 | 0 | 0 | 0 | 0 | 0 | 0
F1_Commercial_School (ID)_New_Food Preparation_Natural Gas_Broiler_E1 | F1 | Commercial | School (ID) | New | Food Preparation | Natural Gas | Broiler | E1 | RVT - Cost of Equipment | 0.00102 | 0.00102 | 0.00102 | 0.00102 | 0.00102 | 0.00102 | 0.00102 | 0.00102 | 0.00102 | 0.00102 | 0.00102 | 0.00102 | 0.00102 | 0.00102 | 0.00102 | 0.00102 | 0.00102 | 0.00102 | 0.00102 | 0.00102 | 0.00102 | 0.00102 | 0.00102 | 0.00102 | 0.00102 | 0.00102 | 0.00102
F1_Commercial_School (ID)_New_Food Preparation_Natural Gas_Broiler_E2 | F1 | Commercial | School (ID) | New | Food Preparation | Natural Gas | Broiler | E2 | RVT - Cost of Equipment | 0.0014281 | 0.0014281 | 0.0014281 | 0.0014281 | 0.0014281 | 0.0014281 | 0.0014281 | 0.0014281 | 0.0014281 | 0.0014281 | 0.0014281 | 0.0014281 | 0.0014281 | 0.0014281 | 0.0014281 | 0.0014281 | 0.0014281 | 0.0014281 | 0.0014281 | 0.0014281 | 0.0014281 | 0.0014281 | 0.0014281 | 0.0014281 | 0.0014281 | 0.0014281 | 0.0014281
F1_Commercial_School (ID)_New_Food Preparation_Natural Gas_Broiler_E3 | F1 | Commercial | School (ID) | New | Food Preparation | Natural Gas | Broiler | E3 | RVT - Cost of Equipment | 0 | 0 | 0 | 0 | 0 | 0 | 0 | 0 | 0 | 0 | 0 | 0 | 0 | 0 | 0 | 0 | 0 | 0 | 0 | 0 | 0 | 0 | 0 | 0 | 0 | 0 | 0
F1_Commercial_School (ID)_New_Food Preparation_Natural Gas_Broiler_E4 | F1 | Commercial | School (ID) | New | Food Preparation | Natural Gas | Broiler | E4 | RVT - Cost of Equipment | 0 | 0 | 0 | 0 | 0 | 0 | 0 | 0 | 0 | 0 | 0 | 0 | 0 | 0 | 0 | 0 | 0 | 0 | 0 | 0 | 0 | 0 | 0 | 0 | 0 | 0 | 0
F1_Commercial_School (ID)_New_Food Preparation_Natural Gas_Broiler_E5 | F1 | Commercial | School (ID) | New | Food Preparation | Natural Gas | Broiler | E5 | RVT - Cost of Equipment | 0 | 0 | 0 | 0 | 0 | 0 | 0 | 0 | 0 | 0 | 0 | 0 | 0 | 0 | 0 | 0 | 0 | 0 | 0 | 0 | 0 | 0 | 0 | 0 | 0 | 0 | 0
F1_Commercial_School (ID)_New_Food Preparation_Natural Gas_Broiler_E6 | F1 | Commercial | School (ID) | New | Food Preparation | Natural Gas | Broiler | E6 | RVT - Cost of Equipment | 0 | 0 | 0 | 0 | 0 | 0 | 0 | 0 | 0 | 0 | 0 | 0 | 0 | 0 | 0 | 0 | 0 | 0 | 0 | 0 | 0 | 0 | 0 | 0 | 0 | 0 | 0
F1_Commercial_School (ID)_New_Food Preparation_Natural Gas_Broiler_E7 | F1 | Commercial | School (ID) | New | Food Preparation | Natural Gas | Broiler | E7 | RVT - Cost of Equipment | 0 | 0 | 0 | 0 | 0 | 0 | 0 | 0 | 0 | 0 | 0 | 0 | 0 | 0 | 0 | 0 | 0 | 0 | 0 | 0 | 0 | 0 | 0 | 0 | 0 | 0 | 0
F1_Commercial_School (ID)_New_Food Preparation_Natural Gas_Broiler_E8 | F1 | Commercial | School (ID) | New | Food Preparation | Natural Gas | Broiler | E8 | RVT - Cost of Equipment | 0 | 0 | 0 | 0 | 0 | 0 | 0 | 0 | 0 | 0 | 0 | 0 | 0 | 0 | 0 | 0 | 0 | 0 | 0 | 0 | 0 | 0 | 0 | 0 | 0 | 0 | 0
F1_Commercial_School (ID)_New_Food Preparation_Natural Gas_Broiler_E9 | F1 | Commercial | School (ID) | New | Food Preparation | Natural Gas | Broiler | E9 | RVT - Cost of Equipment | 0 | 0 | 0 | 0 | 0 | 0 | 0 | 0 | 0 | 0 | 0 | 0 | 0 | 0 | 0 | 0 | 0 | 0 | 0 | 0 | 0 | 0 | 0 | 0 | 0 | 0 | 0
F1_Commercial_School (ID)_New_Food Preparation_Natural Gas_Broiler_E10 | F1 | Commercial | School (ID) | New | Food Preparation | Natural Gas | Broiler | E10 | RVT - Cost of Equipment | 0 | 0 | 0 | 0 | 0 | 0 | 0 | 0 | 0 | 0 | 0 | 0 | 0 | 0 | 0 | 0 | 0 | 0 | 0 | 0 | 0 | 0 | 0 | 0 | 0 | 0 | 0
F2_Commercial_School (ID)_New_Food Preparation_Natural Gas_Broiler_E1 | F2 | Commercial | School (ID) | New | Food Preparation | Natural Gas | Broiler | E1 | RVT - Cost of Operation | 0.012087 | 0.012315 | 0.012583 | 0.012896 | 0.013254 | 0.0137 | 0.014148 | 0.014574 | 0.014959 | 0.015332 | 0.015719 | 0.01607 | 0.016441 | 0.016792 | 0.017094 | 0.017366 | 0.017597 | 0.017817 | 0.018051 | 0.01827 | 0.018489 | 0.018815 | 0.019145 | 0.019485 | 0.019831 | 0.020184 | 0.020542
F2_Commercial_School (ID)_New_Food Preparation_Natural Gas_Broiler_E2 | F2 | Commercial | School (ID) | New | Food Preparation | Natural Gas | Broiler | E2 | RVT - Cost of Operation | 0.010309 | 0.010504 | 0.010733 | 0.010999 | 0.011304 | 0.011685 | 0.012068 | 0.01243 | 0.012759 | 0.013077 | 0.013407 | 0.013707 | 0.014023 | 0.014322 | 0.01458 | 0.014812 | 0.015009 | 0.015197 | 0.015396 | 0.015583 | 0.01577 | 0.016048 | 0.016329 | 0.016619 | 0.016915 | 0.017215 | 0.017521
F2_Commercial_School (ID)_New_Food Preparation_Natural Gas_Broiler_E3 | F2 | Commercial | School (ID) | New | Food Preparation | Natural Gas | Broiler | E3 | RVT - Cost of Operation | 0 | 0 | 0 | 0 | 0 | 0 | 0 | 0 | 0 | 0 | 0 | 0 | 0 | 0 | 0 | 0 | 0 | 0 | 0 | 0 | 0 | 0 | 0 | 0 | 0 | 0 | 0
F2_Commercial_School (ID)_New_Food Preparation_Natural Gas_Broiler_E4 | F2 | Commercial | School (ID) | New | Food Preparation | Natural Gas | Broiler | E4 | RVT - Cost of Operation | 0 | 0 | 0 | 0 | 0 | 0 | 0 | 0 | 0 | 0 | 0 | 0 | 0 | 0 | 0 | 0 | 0 | 0 | 0 | 0 | 0 | 0 | 0 | 0 | 0 | 0 | 0
F2_Commercial_School (ID)_New_Food Preparation_Natural Gas_Broiler_E5 | F2 | Commercial | School (ID) | New | Food Preparation | Natural Gas | Broiler | E5 | RVT - Cost of Operation | 0 | 0 | 0 | 0 | 0 | 0 | 0 | 0 | 0 | 0 | 0 | 0 | 0 | 0 | 0 | 0 | 0 | 0 | 0 | 0 | 0 | 0 | 0 | 0 | 0 | 0 | 0
F2_Commercial_School (ID)_New_Food Preparation_Natural Gas_Broiler_E6 | F2 | Commercial | School (ID) | New | Food Preparation | Natural Gas | Broiler | E6 | RVT - Cost of Operation | 0 | 0 | 0 | 0 | 0 | 0 | 0 | 0 | 0 | 0 | 0 | 0 | 0 | 0 | 0 | 0 | 0 | 0 | 0 | 0 | 0 | 0 | 0 | 0 | 0 | 0 | 0
F2_Commercial_School (ID)_New_Food Preparation_Natural Gas_Broiler_E7 | F2 | Commercial | School (ID) | New | Food Preparation | Natural Gas | Broiler | E7 | RVT - Cost of Operation | 0 | 0 | 0 | 0 | 0 | 0 | 0 | 0 | 0 | 0 | 0 | 0 | 0 | 0 | 0 | 0 | 0 | 0 | 0 | 0 | 0 | 0 | 0 | 0 | 0 | 0 | 0
F2_Commercial_School (ID)_New_Food Preparation_Natural Gas_Broiler_E8 | F2 | Commercial | School (ID) | New | Food Preparation | Natural Gas | Broiler | E8 | RVT - Cost of Operation | 0 | 0 | 0 | 0 | 0 | 0 | 0 | 0 | 0 | 0 | 0 | 0 | 0 | 0 | 0 | 0 | 0 | 0 | 0 | 0 | 0 | 0 | 0 | 0 | 0 | 0 | 0
F2_Commercial_School (ID)_New_Food Preparation_Natural Gas_Broiler_E9 | F2 | Commercial | School (ID) | New | Food Preparation | Natural Gas | Broiler | E9 | RVT - Cost of Operation | 0 | 0 | 0 | 0 | 0 | 0 | 0 | 0 | 0 | 0 | 0 | 0 | 0 | 0 | 0 | 0 | 0 | 0 | 0 | 0 | 0 | 0 | 0 | 0 | 0 | 0 | 0
F2_Commercial_School (ID)_New_Food Preparation_Natural Gas_Broiler_E10 | F2 | Commercial | School (ID) | New | Food Preparation | Natural Gas | Broiler | E10 | RVT - Cost of Operation | 0 | 0 | 0 | 0 | 0 | 0 | 0 | 0 | 0 | 0 | 0 | 0 | 0 | 0 | 0 | 0 | 0 | 0 | 0 | 0 | 0 | 0 | 0 | 0 | 0 | 0 | 0
F3_Commercial_School (ID)_New_Food Preparation_Natural Gas_Broiler_E1 | F3 | Commercial | School (ID) | New | Food Preparation | Natural Gas | Broiler | E1 | System - kBTUs of Consumption | 2.8835 | 2.8835 | 2.8835 | 2.8835 | 2.8835 | 2.8835 | 2.8835 | 2.8835 | 2.8835 | 2.8835 | 2.8835 | 2.8835 | 2.8835 | 2.8835 | 2.8835 | 2.8835 | 2.8835 | 2.8835 | 2.8835 | 2.8835 | 2.8835 | 2.8835 | 2.8835 | 2.8835 | 2.8835 | 2.8835 | 2.8835
F3_Commercial_School (ID)_New_Food Preparation_Natural Gas_Broiler_E2 | F3 | Commercial | School (ID) | New | Food Preparation | Natural Gas | Broiler | E2 | System - kBTUs of Consumption | 2.4594 | 2.4594 | 2.4594 | 2.4594 | 2.4594 | 2.4594 | 2.4594 | 2.4594 | 2.4594 | 2.4594 | 2.4594 | 2.4594 | 2.4594 | 2.4594 | 2.4594 | 2.4594 | 2.4594 | 2.4594 | 2.4594 | 2.4594 | 2.4594 | 2.4594 | 2.4594 | 2.4594 | 2.4594 | 2.4594 | 2.4594
F3_Commercial_School (ID)_New_Food Preparation_Natural Gas_Broiler_E3 | F3 | Commercial | School (ID) | New | Food Preparation | Natural Gas | Broiler | E3 | System - kBTUs of Consumption | 0 | 0 | 0 | 0 | 0 | 0 | 0 | 0 | 0 | 0 | 0 | 0 | 0 | 0 | 0 | 0 | 0 | 0 | 0 | 0 | 0 | 0 | 0 | 0 | 0 | 0 | 0
F3_Commercial_School (ID)_New_Food Preparation_Natural Gas_Broiler_E4 | F3 | Commercial | School (ID) | New | Food Preparation | Natural Gas | Broiler | E4 | System - kBTUs of Consumption | 0 | 0 | 0 | 0 | 0 | 0 | 0 | 0 | 0 | 0 | 0 | 0 | 0 | 0 | 0 | 0 | 0 | 0 | 0 | 0 | 0 | 0 | 0 | 0 | 0 | 0 | 0
F3_Commercial_School (ID)_New_Food Preparation_Natural Gas_Broiler_E5 | F3 | Commercial | School (ID) | New | Food Preparation | Natural Gas | Broiler | E5 | System - kBTUs of Consumption | 0 | 0 | 0 | 0 | 0 | 0 | 0 | 0 | 0 | 0 | 0 | 0 | 0 | 0 | 0 | 0 | 0 | 0 | 0 | 0 | 0 | 0 | 0 | 0 | 0 | 0 | 0
F3_Commercial_School (ID)_New_Food Preparation_Natural Gas_Broiler_E6 | F3 | Commercial | School (ID) | New | Food Preparation | Natural Gas | Broiler | E6 | System - kBTUs of Consumption | 0 | 0 | 0 | 0 | 0 | 0 | 0 | 0 | 0 | 0 | 0 | 0 | 0 | 0 | 0 | 0 | 0 | 0 | 0 | 0 | 0 | 0 | 0 | 0 | 0 | 0 | 0
F3_Commercial_School (ID)_New_Food Preparation_Natural Gas_Broiler_E7 | F3 | Commercial | School (ID) | New | Food Preparation | Natural Gas | Broiler | E7 | System - kBTUs of Consumption | 0 | 0 | 0 | 0 | 0 | 0 | 0 | 0 | 0 | 0 | 0 | 0 | 0 | 0 | 0 | 0 | 0 | 0 | 0 | 0 | 0 | 0 | 0 | 0 | 0 | 0 | 0
F3_Commercial_School (ID)_New_Food Preparation_Natural Gas_Broiler_E8 | F3 | Commercial | School (ID) | New | Food Preparation | Natural Gas | Broiler | E8 | System - kBTUs of Consumption | 0 | 0 | 0 | 0 | 0 | 0 | 0 | 0 | 0 | 0 | 0 | 0 | 0 | 0 | 0 | 0 | 0 | 0 | 0 | 0 | 0 | 0 | 0 | 0 | 0 | 0 | 0
F3_Commercial_School (ID)_New_Food Preparation_Natural Gas_Broiler_E9 | F3 | Commercial | School (ID) | New | Food Preparation | Natural Gas | Broiler | E9 | System - kBTUs of Consumption | 0 | 0 | 0 | 0 | 0 | 0 | 0 | 0 | 0 | 0 | 0 | 0 | 0 | 0 | 0 | 0 | 0 | 0 | 0 | 0 | 0 | 0 | 0 | 0 | 0 | 0 | 0
F3_Commercial_School (ID)_New_Food Preparation_Natural Gas_Broiler_E10 | F3 | Commercial | School (ID) | New | Food Preparation | Natural Gas | Broiler | E10 | System - kBTUs of Consumption | 0 | 0 | 0 | 0 | 0 | 0 | 0 | 0 | 0 | 0 | 0 | 0 | 0 | 0 | 0 | 0 | 0 | 0 | 0 | 0 | 0 | 0 | 0 | 0 | 0 | 0 | 0
F4_Commercial_School (ID)_New_Food Preparation_Natural Gas_Broiler_E1 | F4 | Commercial | School (ID) | New | Food Preparation | Natural Gas | Broiler | E1 | Utility - Cost of Equipment | 0.00102 | 0.00102 | 0.00102 | 0.00102 | 0.00102 | 0.00102 | 0.00102 | 0.00102 | 0.00102 | 0.00102 | 0.00102 | 0.00102 | 0.00102 | 0.00102 | 0.00102 | 0.00102 | 0.00102 | 0.00102 | 0.00102 | 0.00102 | 0.00102 | 0.00102 | 0.00102 | 0.00102 | 0.00102 | 0.00102 | 0.00102
F4_Commercial_School (ID)_New_Food Preparation_Natural Gas_Broiler_E2 | F4 | Commercial | School (ID) | New | Food Preparation | Natural Gas | Broiler | E2 | Utility - Cost of Equipment | 0.0014281 | 0.0014281 | 0.0014281 | 0.0014281 | 0.0014281 | 0.0014281 | 0.0014281 | 0.0014281 | 0.0014281 | 0.0014281 | 0.0014281 | 0.0014281 | 0.0014281 | 0.0014281 | 0.0014281 | 0.0014281 | 0.0014281 | 0.0014281 | 0.0014281 | 0.0014281 | 0.0014281 | 0.0014281 | 0.0014281 | 0.0014281 | 0.0014281 | 0.0014281 | 0.0014281
F4_Commercial_School (ID)_New_Food Preparation_Natural Gas_Broiler_E3 | F4 | Commercial | School (ID) | New | Food Preparation | Natural Gas | Broiler | E3 | Utility - Cost of Equipment | 0 | 0 | 0 | 0 | 0 | 0 | 0 | 0 | 0 | 0 | 0 | 0 | 0 | 0 | 0 | 0 | 0 | 0 | 0 | 0 | 0 | 0 | 0 | 0 | 0 | 0 | 0
F4_Commercial_School (ID)_New_Food Preparation_Natural Gas_Broiler_E4 | F4 | Commercial | School (ID) | New | Food Preparation | Natural Gas | Broiler | E4 | Utility - Cost of Equipment | 0 | 0 | 0 | 0 | 0 | 0 | 0 | 0 | 0 | 0 | 0 | 0 | 0 | 0 | 0 | 0 | 0 | 0 | 0 | 0 | 0 | 0 | 0 | 0 | 0 | 0 | 0
F4_Commercial_School (ID)_New_Food Preparation_Natural Gas_Broiler_E5 | F4 | Commercial | School (ID) | New | Food Preparation | Natural Gas | Broiler | E5 | Utility - Cost of Equipment | 0 | 0 | 0 | 0 | 0 | 0 | 0 | 0 | 0 | 0 | 0 | 0 | 0 | 0 | 0 | 0 | 0 | 0 | 0 | 0 | 0 | 0 | 0 | 0 | 0 | 0 | 0
F4_Commercial_School (ID)_New_Food Preparation_Natural Gas_Broiler_E6 | F4 | Commercial | School (ID) | New | Food Preparation | Natural Gas | Broiler | E6 | Utility - Cost of Equipment | 0 | 0 | 0 | 0 | 0 | 0 | 0 | 0 | 0 | 0 | 0 | 0 | 0 | 0 | 0 | 0 | 0 | 0 | 0 | 0 | 0 | 0 | 0 | 0 | 0 | 0 | 0
F4_Commercial_School (ID)_New_Food Preparation_Natural Gas_Broiler_E7 | F4 | Commercial | School (ID) | New | Food Preparation | Natural Gas | Broiler | E7 | Utility - Cost of Equipment | 0 | 0 | 0 | 0 | 0 | 0 | 0 | 0 | 0 | 0 | 0 | 0 | 0 | 0 | 0 | 0 | 0 | 0 | 0 | 0 | 0 | 0 | 0 | 0 | 0 | 0 | 0
F4_Commercial_School (ID)_New_Food Preparation_Natural Gas_Broiler_E8 | F4 | Commercial | School (ID) | New | Food Preparation | Natural Gas | Broiler | E8 | Utility - Cost of Equipment | 0 | 0 | 0 | 0 | 0 | 0 | 0 | 0 | 0 | 0 | 0 | 0 | 0 | 0 | 0 | 0 | 0 | 0 | 0 | 0 | 0 | 0 | 0 | 0 | 0 | 0 | 0
F4_Commercial_School (ID)_New_Food Preparation_Natural Gas_Broiler_E9 | F4 | Commercial | School (ID) | New | Food Preparation | Natural Gas | Broiler | E9 | Utility - Cost of Equipment | 0 | 0 | 0 | 0 | 0 | 0 | 0 | 0 | 0 | 0 | 0 | 0 | 0 | 0 | 0 | 0 | 0 | 0 | 0 | 0 | 0 | 0 | 0 | 0 | 0 | 0 | 0
F4_Commercial_School (ID)_New_Food Preparation_Natural Gas_Broiler_E10 | F4 | Commercial | School (ID) | New | Food Preparation | Natural Gas | Broiler | E10 | Utility - Cost of Equipment | 0 | 0 | 0 | 0 | 0 | 0 | 0 | 0 | 0 | 0 | 0 | 0 | 0 | 0 | 0 | 0 | 0 | 0 | 0 | 0 | 0 | 0 | 0 | 0 | 0 | 0 | 0
F5_Commercial_School (ID)_New_Food Preparation_Natural Gas_Broiler_E1 | F5 | Commercial | School (ID) | New | Food Preparation | Natural Gas | Broiler | E1 | Utility - Cost of Operation | 0.010262 | 0.010521 | 0.010827 | 0.011179 | 0.011576 | 0.012059 | 0.012556 | 0.013049 | 0.013523 | 0.014004 | 0.014386 | 0.014744 | 0.015129 | 0.015506 | 0.015843 | 0.016159 | 0.016441 | 0.016721 | 0.017019 | 0.01731 | 0.017609 | 0.017919 | 0.018233 | 0.018557 | 0.018887 | 0.019223 | 0.019564
F5_Commercial_School (ID)_New_Food Preparation_Natural Gas_Broiler_E2 | F5 | Commercial | School (ID) | New | Food Preparation | Natural Gas | Broiler | E2 | Utility - Cost of Operation | 0.0087531 | 0.0089737 | 0.009235 | 0.0095345 | 0.0098732 | 0.010285 | 0.010709 | 0.01113 | 0.011534 | 0.011944 | 0.01227 | 0.012576 | 0.012904 | 0.013226 | 0.013513 | 0.013782 | 0.014023 | 0.014261 | 0.014516 | 0.014764 | 0.015019 | 0.015284 | 0.015552 | 0.015828 | 0.016109 | 0.016395 | 0.016687
F5_Commercial_School (ID)_New_Food Preparation_Natural Gas_Broiler_E3 | F5 | Commercial | School (ID) | New | Food Preparation | Natural Gas | Broiler | E3 | Utility - Cost of Operation | 0 | 0 | 0 | 0 | 0 | 0 | 0 | 0 | 0 | 0 | 0 | 0 | 0 | 0 | 0 | 0 | 0 | 0 | 0 | 0 | 0 | 0 | 0 | 0 | 0 | 0 | 0
F5_Commercial_School (ID)_New_Food Preparation_Natural Gas_Broiler_E4 | F5 | Commercial | School (ID) | New | Food Preparation | Natural Gas | Broiler | E4 | Utility - Cost of Operation | 0 | 0 | 0 | 0 | 0 | 0 | 0 | 0 | 0 | 0 | 0 | 0 | 0 | 0 | 0 | 0 | 0 | 0 | 0 | 0 | 0 | 0 | 0 | 0 | 0 | 0 | 0
F5_Commercial_School (ID)_New_Food Preparation_Natural Gas_Broiler_E5 | F5 | Commercial | School (ID) | New | Food Preparation | Natural Gas | Broiler | E5 | Utility - Cost of Operation | 0 | 0 | 0 | 0 | 0 | 0 | 0 | 0 | 0 | 0 | 0 | 0 | 0 | 0 | 0 | 0 | 0 | 0 | 0 | 0 | 0 | 0 | 0 | 0 | 0 | 0 | 0
F5_Commercial_School (ID)_New_Food Preparation_Natural Gas_Broiler_E6 | F5 | Commercial | School (ID) | New | Food Preparation | Natural Gas | Broiler | E6 | Utility - Cost of Operation | 0 | 0 | 0 | 0 | 0 | 0 | 0 | 0 | 0 | 0 | 0 | 0 | 0 | 0 | 0 | 0 | 0 | 0 | 0 | 0 | 0 | 0 | 0 | 0 | 0 | 0 | 0
F5_Commercial_School (ID)_New_Food Preparation_Natural Gas_Broiler_E7 | F5 | Commercial | School (ID) | New | Food Preparation | Natural Gas | Broiler | E7 | Utility - Cost of Operation | 0 | 0 | 0 | 0 | 0 | 0 | 0 | 0 | 0 | 0 | 0 | 0 | 0 | 0 | 0 | 0 | 0 | 0 | 0 | 0 | 0 | 0 | 0 | 0 | 0 | 0 | 0
F5_Commercial_School (ID)_New_Food Preparation_Natural Gas_Broiler_E8 | F5 | Commercial | School (ID) | New | Food Preparation | Natural Gas | Broiler | E8 | Utility - Cost of Operation | 0 | 0 | 0 | 0 | 0 | 0 | 0 | 0 | 0 | 0 | 0 | 0 | 0 | 0 | 0 | 0 | 0 | 0 | 0 | 0 | 0 | 0 | 0 | 0 | 0 | 0 | 0
F5_Commercial_School (ID)_New_Food Preparation_Natural Gas_Broiler_E9 | F5 | Commercial | School (ID) | New | Food Preparation | Natural Gas | Broiler | E9 | Utility - Cost of Operation | 0 | 0 | 0 | 0 | 0 | 0 | 0 | 0 | 0 | 0 | 0 | 0 | 0 | 0 | 0 | 0 | 0 | 0 | 0 | 0 | 0 | 0 | 0 | 0 | 0 | 0 | 0
F5_Commercial_School (ID)_New_Food Preparation_Natural Gas_Broiler_E10 | F5 | Commercial | School (ID) | New | Food Preparation | Natural Gas | Broiler | E10 | Utility - Cost of Operation | 0 | 0 | 0 | 0 | 0 | 0 | 0 | 0 | 0 | 0 | 0 | 0 | 0 | 0 | 0 | 0 | 0 | 0 | 0 | 0 | 0 | 0 | 0 | 0 | 0 | 0 | 0
F6_Commercial_School (ID)_New_Food Preparation_Natural Gas_Broiler_E1 | F6 | Commercial | School (ID) | New | Food Preparation | Natural Gas | Broiler | E1 | Utility - Value of Sales | 0.012087 | 0.012315 | 0.012583 | 0.012896 | 0.013254 | 0.0137 | 0.014148 | 0.014574 | 0.014959 | 0.015332 | 0.015719 | 0.01607 | 0.016441 | 0.016792 | 0.017094 | 0.017366 | 0.017597 | 0.017817 | 0.018051 | 0.01827 | 0.018489 | 0.018815 | 0.019145 | 0.019485 | 0.019831 | 0.020184 | 0.020542
F6_Commercial_School (ID)_New_Food Preparation_Natural Gas_Broiler_E2 | F6 | Commercial | School (ID) | New | Food Preparation | Natural Gas | Broiler | E2 | Utility - Value of Sales | 0.010309 | 0.010504 | 0.010733 | 0.010999 | 0.011304 | 0.011685 | 0.012068 | 0.01243 | 0.012759 | 0.013077 | 0.013407 | 0.013707 | 0.014023 | 0.014322 | 0.01458 | 0.014812 | 0.015009 | 0.015197 | 0.015396 | 0.015583 | 0.01577 | 0.016048 | 0.016329 | 0.016619 | 0.016915 | 0.017215 | 0.017521
F6_Commercial_School (ID)_New_Food Preparation_Natural Gas_Broiler_E3 | F6 | Commercial | School (ID) | New | Food Preparation | Natural Gas | Broiler | E3 | Utility - Value of Sales | 0 | 0 | 0 | 0 | 0 | 0 | 0 | 0 | 0 | 0 | 0 | 0 | 0 | 0 | 0 | 0 | 0 | 0 | 0 | 0 | 0 | 0 | 0 | 0 | 0 | 0 | 0
F6_Commercial_School (ID)_New_Food Preparation_Natural Gas_Broiler_E4 | F6 | Commercial | School (ID) | New | Food Preparation | Natural Gas | Broiler | E4 | Utility - Value of Sales | 0 | 0 | 0 | 0 | 0 | 0 | 0 | 0 | 0 | 0 | 0 | 0 | 0 | 0 | 0 | 0 | 0 | 0 | 0 | 0 | 0 | 0 | 0 | 0 | 0 | 0 | 0
F6_Commercial_School (ID)_New_Food Preparation_Natural Gas_Broiler_E5 | F6 | Commercial | School (ID) | New | Food Preparation | Natural Gas | Broiler | E5 | Utility - Value of Sales | 0 | 0 | 0 | 0 | 0 | 0 | 0 | 0 | 0 | 0 | 0 | 0 | 0 | 0 | 0 | 0 | 0 | 0 | 0 | 0 | 0 | 0 | 0 | 0 | 0 | 0 | 0
F6_Commercial_School (ID)_New_Food Preparation_Natural Gas_Broiler_E6 | F6 | Commercial | School (ID) | New | Food Preparation | Natural Gas | Broiler | E6 | Utility - Value of Sales | 0 | 0 | 0 | 0 | 0 | 0 | 0 | 0 | 0 | 0 | 0 | 0 | 0 | 0 | 0 | 0 | 0 | 0 | 0 | 0 | 0 | 0 | 0 | 0 | 0 | 0 | 0
F6_Commercial_School (ID)_New_Food Preparation_Natural Gas_Broiler_E7 | F6 | Commercial | School (ID) | New | Food Preparation | Natural Gas | Broiler | E7 | Utility - Value of Sales | 0 | 0 | 0 | 0 | 0 | 0 | 0 | 0 | 0 | 0 | 0 | 0 | 0 | 0 | 0 | 0 | 0 | 0 | 0 | 0 | 0 | 0 | 0 | 0 | 0 | 0 | 0
F6_Commercial_School (ID)_New_Food Preparation_Natural Gas_Broiler_E8 | F6 | Commercial | School (ID) | New | Food Preparation | Natural Gas | Broiler | E8 | Utility - Value of Sales | 0 | 0 | 0 | 0 | 0 | 0 | 0 | 0 | 0 | 0 | 0 | 0 | 0 | 0 | 0 | 0 | 0 | 0 | 0 | 0 | 0 | 0 | 0 | 0 | 0 | 0 | 0
F6_Commercial_School (ID)_New_Food Preparation_Natural Gas_Broiler_E9 | F6 | Commercial | School (ID) | New | Food Preparation | Natural Gas | Broiler | E9 | Utility - Value of Sales | 0 | 0 | 0 | 0 | 0 | 0 | 0 | 0 | 0 | 0 | 0 | 0 | 0 | 0 | 0 | 0 | 0 | 0 | 0 | 0 | 0 | 0 | 0 | 0 | 0 | 0 | 0
F6_Commercial_School (ID)_New_Food Preparation_Natural Gas_Broiler_E10 | F6 | Commercial | School (ID) | New | Food Preparation | Natural Gas | Broiler | E10 | Utility - Value of Sales | 0 | 0 | 0 | 0 | 0 | 0 | 0 | 0 | 0 | 0 | 0 | 0 | 0 | 0 | 0 | 0 | 0 | 0 | 0 | 0 | 0 | 0 | 0 | 0 | 0 | 0 | 0
F1_Commercial_School (ID)_New_Food Preparation_Natural Gas_Griddle_E1 | F1 | Commercial | School (ID) | New | Food Preparation | Natural Gas | Griddle | E1 | RVT - Cost of Equipment | 0.0026675 | 0.0026675 | 0.0026675 | 0.0026675 | 0.0026675 | 0.0026675 | 0.0026675 | 0.0026675 | 0.0026675 | 0.0026675 | 0.0026675 | 0.0026675 | 0.0026675 | 0.0026675 | 0.0026675 | 0.0026675 | 0.0026675 | 0.0026675 | 0.0026675 | 0.0026675 | 0.0026675 | 0.0026675 | 0.0026675 | 0.0026675 | 0.0026675 | 0.0026675 | 0.0026675
F1_Commercial_School (ID)_New_Food Preparation_Natural Gas_Griddle_E2 | F1 | Commercial | School (ID) | New | Food Preparation | Natural Gas | Griddle | E2 | RVT - Cost of Equipment | 0.002854 | 0.002854 | 0.002854 | 0.002854 | 0.002854 | 0.002854 | 0.002854 | 0.002854 | 0.002854 | 0.002854 | 0.002854 | 0.002854 | 0.002854 | 0.002854 | 0.002854 | 0.002854 | 0.002854 | 0.002854 | 0.002854 | 0.002854 | 0.002854 | 0.002854 | 0.002854 | 0.002854 | 0.002854 | 0.002854 | 0.002854
F1_Commercial_School (ID)_New_Food Preparation_Natural Gas_Griddle_E3 | F1 | Commercial | School (ID) | New | Food Preparation | Natural Gas | Griddle | E3 | RVT - Cost of Equipment | 0 | 0 | 0 | 0 | 0 | 0 | 0 | 0 | 0 | 0 | 0 | 0 | 0 | 0 | 0 | 0 | 0 | 0 | 0 | 0 | 0 | 0 | 0 | 0 | 0 | 0 | 0
F1_Commercial_School (ID)_New_Food Preparation_Natural Gas_Griddle_E4 | F1 | Commercial | School (ID) | New | Food Preparation | Natural Gas | Griddle | E4 | RVT - Cost of Equipment | 0 | 0 | 0 | 0 | 0 | 0 | 0 | 0 | 0 | 0 | 0 | 0 | 0 | 0 | 0 | 0 | 0 | 0 | 0 | 0 | 0 | 0 | 0 | 0 | 0 | 0 | 0
F1_Commercial_School (ID)_New_Food Preparation_Natural Gas_Griddle_E5 | F1 | Commercial | School (ID) | New | Food Preparation | Natural Gas | Griddle | E5 | RVT - Cost of Equipment | 0 | 0 | 0 | 0 | 0 | 0 | 0 | 0 | 0 | 0 | 0 | 0 | 0 | 0 | 0 | 0 | 0 | 0 | 0 | 0 | 0 | 0 | 0 | 0 | 0 | 0 | 0
F1_Commercial_School (ID)_New_Food Preparation_Natural Gas_Griddle_E6 | F1 | Commercial | School (ID) | New | Food Preparation | Natural Gas | Griddle | E6 | RVT - Cost of Equipment | 0 | 0 | 0 | 0 | 0 | 0 | 0 | 0 | 0 | 0 | 0 | 0 | 0 | 0 | 0 | 0 | 0 | 0 | 0 | 0 | 0 | 0 | 0 | 0 | 0 | 0 | 0
F1_Commercial_School (ID)_New_Food Preparation_Natural Gas_Griddle_E7 | F1 | Commercial | School (ID) | New | Food Preparation | Natural Gas | Griddle | E7 | RVT - Cost of Equipment | 0 | 0 | 0 | 0 | 0 | 0 | 0 | 0 | 0 | 0 | 0 | 0 | 0 | 0 | 0 | 0 | 0 | 0 | 0 | 0 | 0 | 0 | 0 | 0 | 0 | 0 | 0
F1_Commercial_School (ID)_New_Food Preparation_Natural Gas_Griddle_E8 | F1 | Commercial | School (ID) | New | Food Preparation | Natural Gas | Griddle | E8 | RVT - Cost of Equipment | 0 | 0 | 0 | 0 | 0 | 0 | 0 | 0 | 0 | 0 | 0 | 0 | 0 | 0 | 0 | 0 | 0 | 0 | 0 | 0 | 0 | 0 | 0 | 0 | 0 | 0 | 0
F1_Commercial_School (ID)_New_Food Preparation_Natural Gas_Griddle_E9 | F1 | Commercial | School (ID) | New | Food Preparation | Natural Gas | Griddle | E9 | RVT - Cost of Equipment | 0 | 0 | 0 | 0 | 0 | 0 | 0 | 0 | 0 | 0 | 0 | 0 | 0 | 0 | 0 | 0 | 0 | 0 | 0 | 0 | 0 | 0 | 0 | 0 | 0 | 0 | 0
F1_Commercial_School (ID)_New_Food Preparation_Natural Gas_Griddle_E10 | F1 | Commercial | School (ID) | New | Food Preparation | Natural Gas | Griddle | E10 | RVT - Cost of Equipment | 0 | 0 | 0 | 0 | 0 | 0 | 0 | 0 | 0 | 0 | 0 | 0 | 0 | 0 | 0 | 0 | 0 | 0 | 0 | 0 | 0 | 0 | 0 | 0 | 0 | 0 | 0
F2_Commercial_School (ID)_New_Food Preparation_Natural Gas_Griddle_E1 | F2 | Commercial | School (ID) | New | Food Preparation | Natural Gas | Griddle | E1 | RVT - Cost of Operation | 0.0084001 | 0.0085588 | 0.008745 | 0.0089622 | 0.0092109 | 0.0095214 | 0.0098327 | 0.010128 | 0.010396 | 0.010655 | 0.010924 | 0.011168 | 0.011426 | 0.01167 | 0.01188 | 0.012069 | 0.012229 | 0.012382 | 0.012545 | 0.012697 | 0.012849 | 0.013076 | 0.013305 | 0.013542 | 0.013782 | 0.014027 | 0.014276
F2_Commercial_School (ID)_New_Food Preparation_Natural Gas_Griddle_E2 | F2 | Commercial | School (ID) | New | Food Preparation | Natural Gas | Griddle | E2 | RVT - Cost of Operation | 0.0073728 | 0.0075121 | 0.0076756 | 0.0078662 | 0.0080845 | 0.008357 | 0.0086302 | 0.0088897 | 0.0091245 | 0.0093522 | 0.0095881 | 0.0098025 | 0.010029 | 0.010243 | 0.010427 | 0.010593 | 0.010734 | 0.010868 | 0.011011 | 0.011144 | 0.011278 | 0.011477 | 0.011678 | 0.011886 | 0.012097 | 0.012312 | 0.01253
F2_Commercial_School (ID)_New_Food Preparation_Natural Gas_Griddle_E3 | F2 | Commercial | School (ID) | New | Food Preparation | Natural Gas | Griddle | E3 | RVT - Cost of Operation | 0 | 0 | 0 | 0 | 0 | 0 | 0 | 0 | 0 | 0 | 0 | 0 | 0 | 0 | 0 | 0 | 0 | 0 | 0 | 0 | 0 | 0 | 0 | 0 | 0 | 0 | 0
F2_Commercial_School (ID)_New_Food Preparation_Natural Gas_Griddle_E4 | F2 | Commercial | School (ID) | New | Food Preparation | Natural Gas | Griddle | E4 | RVT - Cost of Operation | 0 | 0 | 0 | 0 | 0 | 0 | 0 | 0 | 0 | 0 | 0 | 0 | 0 | 0 | 0 | 0 | 0 | 0 | 0 | 0 | 0 | 0 | 0 | 0 | 0 | 0 | 0
F2_Commercial_School (ID)_New_Food Preparation_Natural Gas_Griddle_E5 | F2 | Commercial | School (ID) | New | Food Preparation | Natural Gas | Griddle | E5 | RVT - Cost of Operation | 0 | 0 | 0 | 0 | 0 | 0 | 0 | 0 | 0 | 0 | 0 | 0 | 0 | 0 | 0 | 0 | 0 | 0 | 0 | 0 | 0 | 0 | 0 | 0 | 0 | 0 | 0
F2_Commercial_School (ID)_New_Food Preparation_Natural Gas_Griddle_E6 | F2 | Commercial | School (ID) | New | Food Preparation | Natural Gas | Griddle | E6 | RVT - Cost of Operation | 0 | 0 | 0 | 0 | 0 | 0 | 0 | 0 | 0 | 0 | 0 | 0 | 0 | 0 | 0 | 0 | 0 | 0 | 0 | 0 | 0 | 0 | 0 | 0 | 0 | 0 | 0
F2_Commercial_School (ID)_New_Food Preparation_Natural Gas_Griddle_E7 | F2 | Commercial | School (ID) | New | Food Preparation | Natural Gas | Griddle | E7 | RVT - Cost of Operation | 0 | 0 | 0 | 0 | 0 | 0 | 0 | 0 | 0 | 0 | 0 | 0 | 0 | 0 | 0 | 0 | 0 | 0 | 0 | 0 | 0 | 0 | 0 | 0 | 0 | 0 | 0
F2_Commercial_School (ID)_New_Food Preparation_Natural Gas_Griddle_E8 | F2 | Commercial | School (ID) | New | Food Preparation | Natural Gas | Griddle | E8 | RVT - Cost of Operation | 0 | 0 | 0 | 0 | 0 | 0 | 0 | 0 | 0 | 0 | 0 | 0 | 0 | 0 | 0 | 0 | 0 | 0 | 0 | 0 | 0 | 0 | 0 | 0 | 0 | 0 | 0
F2_Commercial_School (ID)_New_Food Preparation_Natural Gas_Griddle_E9 | F2 | Commercial | School (ID) | New | Food Preparation | Natural Gas | Griddle | E9 | RVT - Cost of Operation | 0 | 0 | 0 | 0 | 0 | 0 | 0 | 0 | 0 | 0 | 0 | 0 | 0 | 0 | 0 | 0 | 0 | 0 | 0 | 0 | 0 | 0 | 0 | 0 | 0 | 0 | 0
F2_Commercial_School (ID)_New_Food Preparation_Natural Gas_Griddle_E10 | F2 | Commercial | School (ID) | New | Food Preparation | Natural Gas | Griddle | E10 | RVT - Cost of Operation | 0 | 0 | 0 | 0 | 0 | 0 | 0 | 0 | 0 | 0 | 0 | 0 | 0 | 0 | 0 | 0 | 0 | 0 | 0 | 0 | 0 | 0 | 0 | 0 | 0 | 0 | 0
F3_Commercial_School (ID)_New_Food Preparation_Natural Gas_Griddle_E1 | F3 | Commercial | School (ID) | New | Food Preparation | Natural Gas | Griddle | E1 | System - kBTUs of Consumption | 2.0039 | 2.0039 | 2.0039 | 2.0039 | 2.0039 | 2.0039 | 2.0039 | 2.0039 | 2.0039 | 2.0039 | 2.0039 | 2.0039 | 2.0039 | 2.0039 | 2.0039 | 2.0039 | 2.0039 | 2.0039 | 2.0039 | 2.0039 | 2.0039 | 2.0039 | 2.0039 | 2.0039 | 2.0039 | 2.0039 | 2.0039
F3_Commercial_School (ID)_New_Food Preparation_Natural Gas_Griddle_E2 | F3 | Commercial | School (ID) | New | Food Preparation | Natural Gas | Griddle | E2 | System - kBTUs of Consumption | 1.7589 | 1.7589 | 1.7589 | 1.7589 | 1.7589 | 1.7589 | 1.7589 | 1.7589 | 1.7589 | 1.7589 | 1.7589 | 1.7589 | 1.7589 | 1.7589 | 1.7589 | 1.7589 | 1.7589 | 1.7589 | 1.7589 | 1.7589 | 1.7589 | 1.7589 | 1.7589 | 1.7589 | 1.7589 | 1.7589 | 1.7589
F3_Commercial_School (ID)_New_Food Preparation_Natural Gas_Griddle_E3 | F3 | Commercial | School (ID) | New | Food Preparation | Natural Gas | Griddle | E3 | System - kBTUs of Consumption | 0 | 0 | 0 | 0 | 0 | 0 | 0 | 0 | 0 | 0 | 0 | 0 | 0 | 0 | 0 | 0 | 0 | 0 | 0 | 0 | 0 | 0 | 0 | 0 | 0 | 0 | 0
F3_Commercial_School (ID)_New_Food Preparation_Natural Gas_Griddle_E4 | F3 | Commercial | School (ID) | New | Food Preparation | Natural Gas | Griddle | E4 | System - kBTUs of Consumption | 0 | 0 | 0 | 0 | 0 | 0 | 0 | 0 | 0 | 0 | 0 | 0 | 0 | 0 | 0 | 0 | 0 | 0 | 0 | 0 | 0 | 0 | 0 | 0 | 0 | 0 | 0
F3_Commercial_School (ID)_New_Food Preparation_Natural Gas_Griddle_E5 | F3 | Commercial | School (ID) | New | Food Preparation | Natural Gas | Griddle | E5 | System - kBTUs of Consumption | 0 | 0 | 0 | 0 | 0 | 0 | 0 | 0 | 0 | 0 | 0 | 0 | 0 | 0 | 0 | 0 | 0 | 0 | 0 | 0 | 0 | 0 | 0 | 0 | 0 | 0 | 0
F3_Commercial_School (ID)_New_Food Preparation_Natural Gas_Griddle_E6 | F3 | Commercial | School (ID) | New | Food Preparation | Natural Gas | Griddle | E6 | System - kBTUs of Consumption | 0 | 0 | 0 | 0 | 0 | 0 | 0 | 0 | 0 | 0 | 0 | 0 | 0 | 0 | 0 | 0 | 0 | 0 | 0 | 0 | 0 | 0 | 0 | 0 | 0 | 0 | 0
F3_Commercial_School (ID)_New_Food Preparation_Natural Gas_Griddle_E7 | F3 | Commercial | School (ID) | New | Food Preparation | Natural Gas | Griddle | E7 | System - kBTUs of Consumption | 0 | 0 | 0 | 0 | 0 | 0 | 0 | 0 | 0 | 0 | 0 | 0 | 0 | 0 | 0 | 0 | 0 | 0 | 0 | 0 | 0 | 0 | 0 | 0 | 0 | 0 | 0
F3_Commercial_School (ID)_New_Food Preparation_Natural Gas_Griddle_E8 | F3 | Commercial | School (ID) | New | Food Preparation | Natural Gas | Griddle | E8 | System - kBTUs of Consumption | 0 | 0 | 0 | 0 | 0 | 0 | 0 | 0 | 0 | 0 | 0 | 0 | 0 | 0 | 0 | 0 | 0 | 0 | 0 | 0 | 0 | 0 | 0 | 0 | 0 | 0 | 0
F3_Commercial_School (ID)_New_Food Preparation_Natural Gas_Griddle_E9 | F3 | Commercial | School (ID) | New | Food Preparation | Natural Gas | Griddle | E9 | System - kBTUs of Consumption | 0 | 0 | 0 | 0 | 0 | 0 | 0 | 0 | 0 | 0 | 0 | 0 | 0 | 0 | 0 | 0 | 0 | 0 | 0 | 0 | 0 | 0 | 0 | 0 | 0 | 0 | 0
F3_Commercial_School (ID)_New_Food Preparation_Natural Gas_Griddle_E10 | F3 | Commercial | School (ID) | New | Food Preparation | Natural Gas | Griddle | E10 | System - kBTUs of Consumption | 0 | 0 | 0 | 0 | 0 | 0 | 0 | 0 | 0 | 0 | 0 | 0 | 0 | 0 | 0 | 0 | 0 | 0 | 0 | 0 | 0 | 0 | 0 | 0 | 0 | 0 | 0
F4_Commercial_School (ID)_New_Food Preparation_Natural Gas_Griddle_E1 | F4 | Commercial | School (ID) | New | Food Preparation | Natural Gas | Griddle | E1 | Utility - Cost of Equipment | 0.0026675 | 0.0026675 | 0.0026675 | 0.0026675 | 0.0026675 | 0.0026675 | 0.0026675 | 0.0026675 | 0.0026675 | 0.0026675 | 0.0026675 | 0.0026675 | 0.0026675 | 0.0026675 | 0.0026675 | 0.0026675 | 0.0026675 | 0.0026675 | 0.0026675 | 0.0026675 | 0.0026675 | 0.0026675 | 0.0026675 | 0.0026675 | 0.0026675 | 0.0026675 | 0.0026675
F4_Commercial_School (ID)_New_Food Preparation_Natural Gas_Griddle_E2 | F4 | Commercial | School (ID) | New | Food Preparation | Natural Gas | Griddle | E2 | Utility - Cost of Equipment | 0.002854 | 0.002854 | 0.002854 | 0.002854 | 0.002854 | 0.002854 | 0.002854 | 0.002854 | 0.002854 | 0.002854 | 0.002854 | 0.002854 | 0.002854 | 0.002854 | 0.002854 | 0.002854 | 0.002854 | 0.002854 | 0.002854 | 0.002854 | 0.002854 | 0.002854 | 0.002854 | 0.002854 | 0.002854 | 0.002854 | 0.002854
F4_Commercial_School (ID)_New_Food Preparation_Natural Gas_Griddle_E3 | F4 | Commercial | School (ID) | New | Food Preparation | Natural Gas | Griddle | E3 | Utility - Cost of Equipment | 0 | 0 | 0 | 0 | 0 | 0 | 0 | 0 | 0 | 0 | 0 | 0 | 0 | 0 | 0 | 0 | 0 | 0 | 0 | 0 | 0 | 0 | 0 | 0 | 0 | 0 | 0
F4_Commercial_School (ID)_New_Food Preparation_Natural Gas_Griddle_E4 | F4 | Commercial | School (ID) | New | Food Preparation | Natural Gas | Griddle | E4 | Utility - Cost of Equipment | 0 | 0 | 0 | 0 | 0 | 0 | 0 | 0 | 0 | 0 | 0 | 0 | 0 | 0 | 0 | 0 | 0 | 0 | 0 | 0 | 0 | 0 | 0 | 0 | 0 | 0 | 0
F4_Commercial_School (ID)_New_Food Preparation_Natural Gas_Griddle_E5 | F4 | Commercial | School (ID) | New | Food Preparation | Natural Gas | Griddle | E5 | Utility - Cost of Equipment | 0 | 0 | 0 | 0 | 0 | 0 | 0 | 0 | 0 | 0 | 0 | 0 | 0 | 0 | 0 | 0 | 0 | 0 | 0 | 0 | 0 | 0 | 0 | 0 | 0 | 0 | 0
F4_Commercial_School (ID)_New_Food Preparation_Natural Gas_Griddle_E6 | F4 | Commercial | School (ID) | New | Food Preparation | Natural Gas | Griddle | E6 | Utility - Cost of Equipment | 0 | 0 | 0 | 0 | 0 | 0 | 0 | 0 | 0 | 0 | 0 | 0 | 0 | 0 | 0 | 0 | 0 | 0 | 0 | 0 | 0 | 0 | 0 | 0 | 0 | 0 | 0
F4_Commercial_School (ID)_New_Food Preparation_Natural Gas_Griddle_E7 | F4 | Commercial | School (ID) | New | Food Preparation | Natural Gas | Griddle | E7 | Utility - Cost of Equipment | 0 | 0 | 0 | 0 | 0 | 0 | 0 | 0 | 0 | 0 | 0 | 0 | 0 | 0 | 0 | 0 | 0 | 0 | 0 | 0 | 0 | 0 | 0 | 0 | 0 | 0 | 0
F4_Commercial_School (ID)_New_Food Preparation_Natural Gas_Griddle_E8 | F4 | Commercial | School (ID) | New | Food Preparation | Natural Gas | Griddle | E8 | Utility - Cost of Equipment | 0 | 0 | 0 | 0 | 0 | 0 | 0 | 0 | 0 | 0 | 0 | 0 | 0 | 0 | 0 | 0 | 0 | 0 | 0 | 0 | 0 | 0 | 0 | 0 | 0 | 0 | 0
F4_Commercial_School (ID)_New_Food Preparation_Natural Gas_Griddle_E9 | F4 | Commercial | School (ID) | New | Food Preparation | Natural Gas | Griddle | E9 | Utility - Cost of Equipment | 0 | 0 | 0 | 0 | 0 | 0 | 0 | 0 | 0 | 0 | 0 | 0 | 0 | 0 | 0 | 0 | 0 | 0 | 0 | 0 | 0 | 0 | 0 | 0 | 0 | 0 | 0
F4_Commercial_School (ID)_New_Food Preparation_Natural Gas_Griddle_E10 | F4 | Commercial | School (ID) | New | Food Preparation | Natural Gas | Griddle | E10 | Utility - Cost of Equipment | 0 | 0 | 0 | 0 | 0 | 0 | 0 | 0 | 0 | 0 | 0 | 0 | 0 | 0 | 0 | 0 | 0 | 0 | 0 | 0 | 0 | 0 | 0 | 0 | 0 | 0 | 0
F5_Commercial_School (ID)_New_Food Preparation_Natural Gas_Griddle_E1 | F5 | Commercial | School (ID) | New | Food Preparation | Natural Gas | Griddle | E1 | Utility - Cost of Operation | 0.007132 | 0.0073118 | 0.0075247 | 0.0077688 | 0.0080447 | 0.0083805 | 0.0087261 | 0.0090684 | 0.0093979 | 0.009732 | 0.0099978 | 0.010247 | 0.010514 | 0.010776 | 0.011011 | 0.01123 | 0.011426 | 0.01162 | 0.011828 | 0.01203 | 0.012237 | 0.012453 | 0.012672 | 0.012897 | 0.013126 | 0.013359 | 0.013596
F5_Commercial_School (ID)_New_Food Preparation_Natural Gas_Griddle_E2 | F5 | Commercial | School (ID) | New | Food Preparation | Natural Gas | Griddle | E2 | Utility - Cost of Operation | 0.0062598 | 0.0064176 | 0.0066045 | 0.0068187 | 0.0070609 | 0.0073556 | 0.007659 | 0.0079594 | 0.0082486 | 0.0085418 | 0.0087751 | 0.0089937 | 0.0092286 | 0.0094585 | 0.009664 | 0.0098564 | 0.010029 | 0.010199 | 0.010381 | 0.010559 | 0.010741 | 0.01093 | 0.011122 | 0.01132 | 0.011521 | 0.011725 | 0.011934
F5_Commercial_School (ID)_New_Food Preparation_Natural Gas_Griddle_E3 | F5 | Commercial | School (ID) | New | Food Preparation | Natural Gas | Griddle | E3 | Utility - Cost of Operation | 0 | 0 | 0 | 0 | 0 | 0 | 0 | 0 | 0 | 0 | 0 | 0 | 0 | 0 | 0 | 0 | 0 | 0 | 0 | 0 | 0 | 0 | 0 | 0 | 0 | 0 | 0
F5_Commercial_School (ID)_New_Food Preparation_Natural Gas_Griddle_E4 | F5 | Commercial | School (ID) | New | Food Preparation | Natural Gas | Griddle | E4 | Utility - Cost of Operation | 0 | 0 | 0 | 0 | 0 | 0 | 0 | 0 | 0 | 0 | 0 | 0 | 0 | 0 | 0 | 0 | 0 | 0 | 0 | 0 | 0 | 0 | 0 | 0 | 0 | 0 | 0
F5_Commercial_School (ID)_New_Food Preparation_Natural Gas_Griddle_E5 | F5 | Commercial | School (ID) | New | Food Preparation | Natural Gas | Griddle | E5 | Utility - Cost of Operation | 0 | 0 | 0 | 0 | 0 | 0 | 0 | 0 | 0 | 0 | 0 | 0 | 0 | 0 | 0 | 0 | 0 | 0 | 0 | 0 | 0 | 0 | 0 | 0 | 0 | 0 | 0
F5_Commercial_School (ID)_New_Food Preparation_Natural Gas_Griddle_E6 | F5 | Commercial | School (ID) | New | Food Preparation | Natural Gas | Griddle | E6 | Utility - Cost of Operation | 0 | 0 | 0 | 0 | 0 | 0 | 0 | 0 | 0 | 0 | 0 | 0 | 0 | 0 | 0 | 0 | 0 | 0 | 0 | 0 | 0 | 0 | 0 | 0 | 0 | 0 | 0
F5_Commercial_School (ID)_New_Food Preparation_Natural Gas_Griddle_E7 | F5 | Commercial | School (ID) | New | Food Preparation | Natural Gas | Griddle | E7 | Utility - Cost of Operation | 0 | 0 | 0 | 0 | 0 | 0 | 0 | 0 | 0 | 0 | 0 | 0 | 0 | 0 | 0 | 0 | 0 | 0 | 0 | 0 | 0 | 0 | 0 | 0 | 0 | 0 | 0
F5_Commercial_School (ID)_New_Food Preparation_Natural Gas_Griddle_E8 | F5 | Commercial | School (ID) | New | Food Preparation | Natural Gas | Griddle | E8 | Utility - Cost of Operation | 0 | 0 | 0 | 0 | 0 | 0 | 0 | 0 | 0 | 0 | 0 | 0 | 0 | 0 | 0 | 0 | 0 | 0 | 0 | 0 | 0 | 0 | 0 | 0 | 0 | 0 | 0
F5_Commercial_School (ID)_New_Food Preparation_Natural Gas_Griddle_E9 | F5 | Commercial | School (ID) | New | Food Preparation | Natural Gas | Griddle | E9 | Utility - Cost of Operation | 0 | 0 | 0 | 0 | 0 | 0 | 0 | 0 | 0 | 0 | 0 | 0 | 0 | 0 | 0 | 0 | 0 | 0 | 0 | 0 | 0 | 0 | 0 | 0 | 0 | 0 | 0
F5_Commercial_School (ID)_New_Food Preparation_Natural Gas_Griddle_E10 | F5 | Commercial | School (ID) | New | Food Preparation | Natural Gas | Griddle | E10 | Utility - Cost of Operation | 0 | 0 | 0 | 0 | 0 | 0 | 0 | 0 | 0 | 0 | 0 | 0 | 0 | 0 | 0 | 0 | 0 | 0 | 0 | 0 | 0 | 0 | 0 | 0 | 0 | 0 | 0
F6_Commercial_School (ID)_New_Food Preparation_Natural Gas_Griddle_E1 | F6 | Commercial | School (ID) | New | Food Preparation | Natural Gas | Griddle | E1 | Utility - Value of Sales | 0.0084001 | 0.0085588 | 0.008745 | 0.0089622 | 0.0092109 | 0.0095214 | 0.0098327 | 0.010128 | 0.010396 | 0.010655 | 0.010924 | 0.011168 | 0.011426 | 0.01167 | 0.01188 | 0.012069 | 0.012229 | 0.012382 | 0.012545 | 0.012697 | 0.012849 | 0.013076 | 0.013305 | 0.013542 | 0.013782 | 0.014027 | 0.014276
F6_Commercial_School (ID)_New_Food Preparation_Natural Gas_Griddle_E2 | F6 | Commercial | School (ID) | New | Food Preparation | Natural Gas | Griddle | E2 | Utility - Value of Sales | 0.0073728 | 0.0075121 | 0.0076756 | 0.0078662 | 0.0080845 | 0.008357 | 0.0086302 | 0.0088897 | 0.0091245 | 0.0093522 | 0.0095881 | 0.0098025 | 0.010029 | 0.010243 | 0.010427 | 0.010593 | 0.010734 | 0.010868 | 0.011011 | 0.011144 | 0.011278 | 0.011477 | 0.011678 | 0.011886 | 0.012097 | 0.012312 | 0.01253
F6_Commercial_School (ID)_New_Food Preparation_Natural Gas_Griddle_E3 | F6 | Commercial | School (ID) | New | Food Preparation | Natural Gas | Griddle | E3 | Utility - Value of Sales | 0 | 0 | 0 | 0 | 0 | 0 | 0 | 0 | 0 | 0 | 0 | 0 | 0 | 0 | 0 | 0 | 0 | 0 | 0 | 0 | 0 | 0 | 0 | 0 | 0 | 0 | 0
F6_Commercial_School (ID)_New_Food Preparation_Natural Gas_Griddle_E4 | F6 | Commercial | School (ID) | New | Food Preparation | Natural Gas | Griddle | E4 | Utility - Value of Sales | 0 | 0 | 0 | 0 | 0 | 0 | 0 | 0 | 0 | 0 | 0 | 0 | 0 | 0 | 0 | 0 | 0 | 0 | 0 | 0 | 0 | 0 | 0 | 0 | 0 | 0 | 0
F6_Commercial_School (ID)_New_Food Preparation_Natural Gas_Griddle_E5 | F6 | Commercial | School (ID) | New | Food Preparation | Natural Gas | Griddle | E5 | Utility - Value of Sales | 0 | 0 | 0 | 0 | 0 | 0 | 0 | 0 | 0 | 0 | 0 | 0 | 0 | 0 | 0 | 0 | 0 | 0 | 0 | 0 | 0 | 0 | 0 | 0 | 0 | 0 | 0
F6_Commercial_School (ID)_New_Food Preparation_Natural Gas_Griddle_E6 | F6 | Commercial | School (ID) | New | Food Preparation | Natural Gas | Griddle | E6 | Utility - Value of Sales | 0 | 0 | 0 | 0 | 0 | 0 | 0 | 0 | 0 | 0 | 0 | 0 | 0 | 0 | 0 | 0 | 0 | 0 | 0 | 0 | 0 | 0 | 0 | 0 | 0 | 0 | 0
F6_Commercial_School (ID)_New_Food Preparation_Natural Gas_Griddle_E7 | F6 | Commercial | School (ID) | New | Food Preparation | Natural Gas | Griddle | E7 | Utility - Value of Sales | 0 | 0 | 0 | 0 | 0 | 0 | 0 | 0 | 0 | 0 | 0 | 0 | 0 | 0 | 0 | 0 | 0 | 0 | 0 | 0 | 0 | 0 | 0 | 0 | 0 | 0 | 0
F6_Commercial_School (ID)_New_Food Preparation_Natural Gas_Griddle_E8 | F6 | Commercial | School (ID) | New | Food Preparation | Natural Gas | Griddle | E8 | Utility - Value of Sales | 0 | 0 | 0 | 0 | 0 | 0 | 0 | 0 | 0 | 0 | 0 | 0 | 0 | 0 | 0 | 0 | 0 | 0 | 0 | 0 | 0 | 0 | 0 | 0 | 0 | 0 | 0
F6_Commercial_School (ID)_New_Food Preparation_Natural Gas_Griddle_E9 | F6 | Commercial | School (ID) | New | Food Preparation | Natural Gas | Griddle | E9 | Utility - Value of Sales | 0 | 0 | 0 | 0 | 0 | 0 | 0 | 0 | 0 | 0 | 0 | 0 | 0 | 0 | 0 | 0 | 0 | 0 | 0 | 0 | 0 | 0 | 0 | 0 | 0 | 0 | 0
F6_Commercial_School (ID)_New_Food Preparation_Natural Gas_Griddle_E10 | F6 | Commercial | School (ID) | New | Food Preparation | Natural Gas | Griddle | E10 | Utility - Value of Sales | 0 | 0 | 0 | 0 | 0 | 0 | 0 | 0 | 0 | 0 | 0 | 0 | 0 | 0 | 0 | 0 | 0 | 0 | 0 | 0 | 0 | 0 | 0 | 0 | 0 | 0 | 0
F1_Commercial_School (ID)_New_Food Preparation_Natural Gas_Range_E1 | F1 | Commercial | School (ID) | New | Food Preparation | Natural Gas | Range | E1 | RVT - Cost of Equipment | 0.0038426 | 0.0038426 | 0.0038426 | 0.0038426 | 0.0038426 | 0.0038426 | 0.0038426 | 0.0038426 | 0.0038426 | 0.0038426 | 0.0038426 | 0.0038426 | 0.0038426 | 0.0038426 | 0.0038426 | 0.0038426 | 0.0038426 | 0.0038426 | 0.0038426 | 0.0038426 | 0.0038426 | 0.0038426 | 0.0038426 | 0.0038426 | 0.0038426 | 0.0038426 | 0.0038426
F1_Commercial_School (ID)_New_Food Preparation_Natural Gas_Range_E2 | F1 | Commercial | School (ID) | New | Food Preparation | Natural Gas | Range | E2 | RVT - Cost of Equipment | 0.0041841 | 0.0041841 | 0.0041841 | 0.0041841 | 0.0041841 | 0.0041841 | 0.0041841 | 0.0041841 | 0.0041841 | 0.0041841 | 0.0041841 | 0.0041841 | 0.0041841 | 0.0041841 | 0.0041841 | 0.0041841 | 0.0041841 | 0.0041841 | 0.0041841 | 0.0041841 | 0.0041841 | 0.0041841 | 0.0041841 | 0.0041841 | 0.0041841 | 0.0041841 | 0.0041841
F1_Commercial_School (ID)_New_Food Preparation_Natural Gas_Range_E3 | F1 | Commercial | School (ID) | New | Food Preparation | Natural Gas | Range | E3 | RVT - Cost of Equipment | 0 | 0 | 0 | 0 | 0 | 0 | 0 | 0 | 0 | 0 | 0 | 0 | 0 | 0 | 0 | 0 | 0 | 0 | 0 | 0 | 0 | 0 | 0 | 0 | 0 | 0 | 0
F1_Commercial_School (ID)_New_Food Preparation_Natural Gas_Range_E4 | F1 | Commercial | School (ID) | New | Food Preparation | Natural Gas | Range | E4 | RVT - Cost of Equipment | 0 | 0 | 0 | 0 | 0 | 0 | 0 | 0 | 0 | 0 | 0 | 0 | 0 | 0 | 0 | 0 | 0 | 0 | 0 | 0 | 0 | 0 | 0 | 0 | 0 | 0 | 0
F1_Commercial_School (ID)_New_Food Preparation_Natural Gas_Range_E5 | F1 | Commercial | School (ID) | New | Food Preparation | Natural Gas | Range | E5 | RVT - Cost of Equipment | 0 | 0 | 0 | 0 | 0 | 0 | 0 | 0 | 0 | 0 | 0 | 0 | 0 | 0 | 0 | 0 | 0 | 0 | 0 | 0 | 0 | 0 | 0 | 0 | 0 | 0 | 0
F1_Commercial_School (ID)_New_Food Preparation_Natural Gas_Range_E6 | F1 | Commercial | School (ID) | New | Food Preparation | Natural Gas | Range | E6 | RVT - Cost of Equipment | 0 | 0 | 0 | 0 | 0 | 0 | 0 | 0 | 0 | 0 | 0 | 0 | 0 | 0 | 0 | 0 | 0 | 0 | 0 | 0 | 0 | 0 | 0 | 0 | 0 | 0 | 0
F1_Commercial_School (ID)_New_Food Preparation_Natural Gas_Range_E7 | F1 | Commercial | School (ID) | New | Food Preparation | Natural Gas | Range | E7 | RVT - Cost of Equipment | 0 | 0 | 0 | 0 | 0 | 0 | 0 | 0 | 0 | 0 | 0 | 0 | 0 | 0 | 0 | 0 | 0 | 0 | 0 | 0 | 0 | 0 | 0 | 0 | 0 | 0 | 0
F1_Commercial_School (ID)_New_Food Preparation_Natural Gas_Range_E8 | F1 | Commercial | School (ID) | New | Food Preparation | Natural Gas | Range | E8 | RVT - Cost of Equipment | 0 | 0 | 0 | 0 | 0 | 0 | 0 | 0 | 0 | 0 | 0 | 0 | 0 | 0 | 0 | 0 | 0 | 0 | 0 | 0 | 0 | 0 | 0 | 0 | 0 | 0 | 0
F1_Commercial_School (ID)_New_Food Preparation_Natural Gas_Range_E9 | F1 | Commercial | School (ID) | New | Food Preparation | Natural Gas | Range | E9 | RVT - Cost of Equipment | 0 | 0 | 0 | 0 | 0 | 0 | 0 | 0 | 0 | 0 | 0 | 0 | 0 | 0 | 0 | 0 | 0 | 0 | 0 | 0 | 0 | 0 | 0 | 0 | 0 | 0 | 0
F1_Commercial_School (ID)_New_Food Preparation_Natural Gas_Range_E10 | F1 | Commercial | School (ID) | New | Food Preparation | Natural Gas | Range | E10 | RVT - Cost of Equipment | 0 | 0 | 0 | 0 | 0 | 0 | 0 | 0 | 0 | 0 | 0 | 0 | 0 | 0 | 0 | 0 | 0 | 0 | 0 | 0 | 0 | 0 | 0 | 0 | 0 | 0 | 0
F2_Commercial_School (ID)_New_Food Preparation_Natural Gas_Range_E1 | F2 | Commercial | School (ID) | New | Food Preparation | Natural Gas | Range | E1 | RVT - Cost of Operation | 0.011174 | 0.01136 | 0.011587 | 0.011862 | 0.01219 | 0.012623 | 0.013068 | 0.013498 | 0.013893 | 0.014273 | 0.014664 | 0.015012 | 0.015376 | 0.015712 | 0.015996 | 0.016246 | 0.016452 | 0.016646 | 0.016854 | 0.017045 | 0.017236 | 0.01754 | 0.017847 | 0.018164 | 0.018486 | 0.018815 | 0.019149
F2_Commercial_School (ID)_New_Food Preparation_Natural Gas_Range_E2 | F2 | Commercial | School (ID) | New | Food Preparation | Natural Gas | Range | E2 | RVT - Cost of Operation | 0.0055871 | 0.0056801 | 0.0057935 | 0.0059312 | 0.0060951 | 0.0063117 | 0.0065339 | 0.0067488 | 0.0069467 | 0.0071367 | 0.0073319 | 0.0075062 | 0.0076881 | 0.0078562 | 0.0079978 | 0.0081232 | 0.0082261 | 0.0083231 | 0.0084271 | 0.0085225 | 0.008618 | 0.0087699 | 0.0089233 | 0.0090819 | 0.0092432 | 0.0094074 | 0.0095745
F2_Commercial_School (ID)_New_Food Preparation_Natural Gas_Range_E3 | F2 | Commercial | School (ID) | New | Food Preparation | Natural Gas | Range | E3 | RVT - Cost of Operation | 0 | 0 | 0 | 0 | 0 | 0 | 0 | 0 | 0 | 0 | 0 | 0 | 0 | 0 | 0 | 0 | 0 | 0 | 0 | 0 | 0 | 0 | 0 | 0 | 0 | 0 | 0
F2_Commercial_School (ID)_New_Food Preparation_Natural Gas_Range_E4 | F2 | Commercial | School (ID) | New | Food Preparation | Natural Gas | Range | E4 | RVT - Cost of Operation | 0 | 0 | 0 | 0 | 0 | 0 | 0 | 0 | 0 | 0 | 0 | 0 | 0 | 0 | 0 | 0 | 0 | 0 | 0 | 0 | 0 | 0 | 0 | 0 | 0 | 0 | 0
F2_Commercial_School (ID)_New_Food Preparation_Natural Gas_Range_E5 | F2 | Commercial | School (ID) | New | Food Preparation | Natural Gas | Range | E5 | RVT - Cost of Operation | 0 | 0 | 0 | 0 | 0 | 0 | 0 | 0 | 0 | 0 | 0 | 0 | 0 | 0 | 0 | 0 | 0 | 0 | 0 | 0 | 0 | 0 | 0 | 0 | 0 | 0 | 0
F2_Commercial_School (ID)_New_Food Preparation_Natural Gas_Range_E6 | F2 | Commercial | School (ID) | New | Food Preparation | Natural Gas | Range | E6 | RVT - Cost of Operation | 0 | 0 | 0 | 0 | 0 | 0 | 0 | 0 | 0 | 0 | 0 | 0 | 0 | 0 | 0 | 0 | 0 | 0 | 0 | 0 | 0 | 0 | 0 | 0 | 0 | 0 | 0
F2_Commercial_School (ID)_New_Food Preparation_Natural Gas_Range_E7 | F2 | Commercial | School (ID) | New | Food Preparation | Natural Gas | Range | E7 | RVT - Cost of Operation | 0 | 0 | 0 | 0 | 0 | 0 | 0 | 0 | 0 | 0 | 0 | 0 | 0 | 0 | 0 | 0 | 0 | 0 | 0 | 0 | 0 | 0 | 0 | 0 | 0 | 0 | 0
F2_Commercial_School (ID)_New_Food Preparation_Natural Gas_Range_E8 | F2 | Commercial | School (ID) | New | Food Preparation | Natural Gas | Range | E8 | RVT - Cost of Operation | 0 | 0 | 0 | 0 | 0 | 0 | 0 | 0 | 0 | 0 | 0 | 0 | 0 | 0 | 0 | 0 | 0 | 0 | 0 | 0 | 0 | 0 | 0 | 0 | 0 | 0 | 0
F2_Commercial_School (ID)_New_Food Preparation_Natural Gas_Range_E9 | F2 | Commercial | School (ID) | New | Food Preparation | Natural Gas | Range | E9 | RVT - Cost of Operation | 0 | 0 | 0 | 0 | 0 | 0 | 0 | 0 | 0 | 0 | 0 | 0 | 0 | 0 | 0 | 0 | 0 | 0 | 0 | 0 | 0 | 0 | 0 | 0 | 0 | 0 | 0
F2_Commercial_School (ID)_New_Food Preparation_Natural Gas_Range_E10 | F2 | Commercial | School (ID) | New | Food Preparation | Natural Gas | Range | E10 | RVT - Cost of Operation | 0 | 0 | 0 | 0 | 0 | 0 | 0 | 0 | 0 | 0 | 0 | 0 | 0 | 0 | 0 | 0 | 0 | 0 | 0 | 0 | 0 | 0 | 0 | 0 | 0 | 0 | 0
F3_Commercial_School (ID)_New_Food Preparation_Natural Gas_Range_E1 | F3 | Commercial | School (ID) | New | Food Preparation | Natural Gas | Range | E1 | System - kBTUs of Consumption | 2.7085 | 2.7085 | 2.7085 | 2.7085 | 2.7085 | 2.7085 | 2.7085 | 2.7085 | 2.7085 | 2.7085 | 2.7085 | 2.7085 | 2.7085 | 2.7085 | 2.7085 | 2.7085 | 2.7085 | 2.7085 | 2.7085 | 2.7085 | 2.7085 | 2.7085 | 2.7085 | 2.7085 | 2.7085 | 2.7085 | 2.7085
F3_Commercial_School (ID)_New_Food Preparation_Natural Gas_Range_E2 | F3 | Commercial | School (ID) | New | Food Preparation | Natural Gas | Range | E2 | System - kBTUs of Consumption | 1.3543 | 1.3543 | 1.3543 | 1.3543 | 1.3543 | 1.3543 | 1.3543 | 1.3543 | 1.3543 | 1.3543 | 1.3543 | 1.3543 | 1.3543 | 1.3543 | 1.3543 | 1.3543 | 1.3543 | 1.3543 | 1.3543 | 1.3543 | 1.3543 | 1.3543 | 1.3543 | 1.3543 | 1.3543 | 1.3543 | 1.3543
F3_Commercial_School (ID)_New_Food Preparation_Natural Gas_Range_E3 | F3 | Commercial | School (ID) | New | Food Preparation | Natural Gas | Range | E3 | System - kBTUs of Consumption | 0 | 0 | 0 | 0 | 0 | 0 | 0 | 0 | 0 | 0 | 0 | 0 | 0 | 0 | 0 | 0 | 0 | 0 | 0 | 0 | 0 | 0 | 0 | 0 | 0 | 0 | 0
F3_Commercial_School (ID)_New_Food Preparation_Natural Gas_Range_E4 | F3 | Commercial | School (ID) | New | Food Preparation | Natural Gas | Range | E4 | System - kBTUs of Consumption | 0 | 0 | 0 | 0 | 0 | 0 | 0 | 0 | 0 | 0 | 0 | 0 | 0 | 0 | 0 | 0 | 0 | 0 | 0 | 0 | 0 | 0 | 0 | 0 | 0 | 0 | 0
F3_Commercial_School (ID)_New_Food Preparation_Natural Gas_Range_E5 | F3 | Commercial | School (ID) | New | Food Preparation | Natural Gas | Range | E5 | System - kBTUs of Consumption | 0 | 0 | 0 | 0 | 0 | 0 | 0 | 0 | 0 | 0 | 0 | 0 | 0 | 0 | 0 | 0 | 0 | 0 | 0 | 0 | 0 | 0 | 0 | 0 | 0 | 0 | 0
F3_Commercial_School (ID)_New_Food Preparation_Natural Gas_Range_E6 | F3 | Commercial | School (ID) | New | Food Preparation | Natural Gas | Range | E6 | System - kBTUs of Consumption | 0 | 0 | 0 | 0 | 0 | 0 | 0 | 0 | 0 | 0 | 0 | 0 | 0 | 0 | 0 | 0 | 0 | 0 | 0 | 0 | 0 | 0 | 0 | 0 | 0 | 0 | 0
F3_Commercial_School (ID)_New_Food Preparation_Natural Gas_Range_E7 | F3 | Commercial | School (ID) | New | Food Preparation | Natural Gas | Range | E7 | System - kBTUs of Consumption | 0 | 0 | 0 | 0 | 0 | 0 | 0 | 0 | 0 | 0 | 0 | 0 | 0 | 0 | 0 | 0 | 0 | 0 | 0 | 0 | 0 | 0 | 0 | 0 | 0 | 0 | 0
F3_Commercial_School (ID)_New_Food Preparation_Natural Gas_Range_E8 | F3 | Commercial | School (ID) | New | Food Preparation | Natural Gas | Range | E8 | System - kBTUs of Consumption | 0 | 0 | 0 | 0 | 0 | 0 | 0 | 0 | 0 | 0 | 0 | 0 | 0 | 0 | 0 | 0 | 0 | 0 | 0 | 0 | 0 | 0 | 0 | 0 | 0 | 0 | 0
F3_Commercial_School (ID)_New_Food Preparation_Natural Gas_Range_E9 | F3 | Commercial | School (ID) | New | Food Preparation | Natural Gas | Range | E9 | System - kBTUs of Consumption | 0 | 0 | 0 | 0 | 0 | 0 | 0 | 0 | 0 | 0 | 0 | 0 | 0 | 0 | 0 | 0 | 0 | 0 | 0 | 0 | 0 | 0 | 0 | 0 | 0 | 0 | 0
F3_Commercial_School (ID)_New_Food Preparation_Natural Gas_Range_E10 | F3 | Commercial | School (ID) | New | Food Preparation | Natural Gas | Range | E10 | System - kBTUs of Consumption | 0 | 0 | 0 | 0 | 0 | 0 | 0 | 0 | 0 | 0 | 0 | 0 | 0 | 0 | 0 | 0 | 0 | 0 | 0 | 0 | 0 | 0 | 0 | 0 | 0 | 0 | 0
F4_Commercial_School (ID)_New_Food Preparation_Natural Gas_Range_E1 | F4 | Commercial | School (ID) | New | Food Preparation | Natural Gas | Range | E1 | Utility - Cost of Equipment | 0.0038426 | 0.0038426 | 0.0038426 | 0.0038426 | 0.0038426 | 0.0038426 | 0.0038426 | 0.0038426 | 0.0038426 | 0.0038426 | 0.0038426 | 0.0038426 | 0.0038426 | 0.0038426 | 0.0038426 | 0.0038426 | 0.0038426 | 0.0038426 | 0.0038426 | 0.0038426 | 0.0038426 | 0.0038426 | 0.0038426 | 0.0038426 | 0.0038426 | 0.0038426 | 0.0038426
F4_Commercial_School (ID)_New_Food Preparation_Natural Gas_Range_E2 | F4 | Commercial | School (ID) | New | Food Preparation | Natural Gas | Range | E2 | Utility - Cost of Equipment | 0.0041841 | 0.0041841 | 0.0041841 | 0.0041841 | 0.0041841 | 0.0041841 | 0.0041841 | 0.0041841 | 0.0041841 | 0.0041841 | 0.0041841 | 0.0041841 | 0.0041841 | 0.0041841 | 0.0041841 | 0.0041841 | 0.0041841 | 0.0041841 | 0.0041841 | 0.0041841 | 0.0041841 | 0.0041841 | 0.0041841 | 0.0041841 | 0.0041841 | 0.0041841 | 0.0041841
F4_Commercial_School (ID)_New_Food Preparation_Natural Gas_Range_E3 | F4 | Commercial | School (ID) | New | Food Preparation | Natural Gas | Range | E3 | Utility - Cost of Equipment | 0 | 0 | 0 | 0 | 0 | 0 | 0 | 0 | 0 | 0 | 0 | 0 | 0 | 0 | 0 | 0 | 0 | 0 | 0 | 0 | 0 | 0 | 0 | 0 | 0 | 0 | 0
F4_Commercial_School (ID)_New_Food Preparation_Natural Gas_Range_E4 | F4 | Commercial | School (ID) | New | Food Preparation | Natural Gas | Range | E4 | Utility - Cost of Equipment | 0 | 0 | 0 | 0 | 0 | 0 | 0 | 0 | 0 | 0 | 0 | 0 | 0 | 0 | 0 | 0 | 0 | 0 | 0 | 0 | 0 | 0 | 0 | 0 | 0 | 0 | 0
F4_Commercial_School (ID)_New_Food Preparation_Natural Gas_Range_E5 | F4 | Commercial | School (ID) | New | Food Preparation | Natural Gas | Range | E5 | Utility - Cost of Equipment | 0 | 0 | 0 | 0 | 0 | 0 | 0 | 0 | 0 | 0 | 0 | 0 | 0 | 0 | 0 | 0 | 0 | 0 | 0 | 0 | 0 | 0 | 0 | 0 | 0 | 0 | 0
F4_Commercial_School (ID)_New_Food Preparation_Natural Gas_Range_E6 | F4 | Commercial | School (ID) | New | Food Preparation | Natural Gas | Range | E6 | Utility - Cost of Equipment | 0 | 0 | 0 | 0 | 0 | 0 | 0 | 0 | 0 | 0 | 0 | 0 | 0 | 0 | 0 | 0 | 0 | 0 | 0 | 0 | 0 | 0 | 0 | 0 | 0 | 0 | 0
F4_Commercial_School (ID)_New_Food Preparation_Natural Gas_Range_E7 | F4 | Commercial | School (ID) | New | Food Preparation | Natural Gas | Range | E7 | Utility - Cost of Equipment | 0 | 0 | 0 | 0 | 0 | 0 | 0 | 0 | 0 | 0 | 0 | 0 | 0 | 0 | 0 | 0 | 0 | 0 | 0 | 0 | 0 | 0 | 0 | 0 | 0 | 0 | 0
F4_Commercial_School (ID)_New_Food Preparation_Natural Gas_Range_E8 | F4 | Commercial | School (ID) | New | Food Preparation | Natural Gas | Range | E8 | Utility - Cost of Equipment | 0 | 0 | 0 | 0 | 0 | 0 | 0 | 0 | 0 | 0 | 0 | 0 | 0 | 0 | 0 | 0 | 0 | 0 | 0 | 0 | 0 | 0 | 0 | 0 | 0 | 0 | 0
F4_Commercial_School (ID)_New_Food Preparation_Natural Gas_Range_E9 | F4 | Commercial | School (ID) | New | Food Preparation | Natural Gas | Range | E9 | Utility - Cost of Equipment | 0 | 0 | 0 | 0 | 0 | 0 | 0 | 0 | 0 | 0 | 0 | 0 | 0 | 0 | 0 | 0 | 0 | 0 | 0 | 0 | 0 | 0 | 0 | 0 | 0 | 0 | 0
F4_Commercial_School (ID)_New_Food Preparation_Natural Gas_Range_E10 | F4 | Commercial | School (ID) | New | Food Preparation | Natural Gas | Range | E10 | Utility - Cost of Equipment | 0 | 0 | 0 | 0 | 0 | 0 | 0 | 0 | 0 | 0 | 0 | 0 | 0 | 0 | 0 | 0 | 0 | 0 | 0 | 0 | 0 | 0 | 0 | 0 | 0 | 0 | 0
F5_Commercial_School (ID)_New_Food Preparation_Natural Gas_Range_E1 | F5 | Commercial | School (ID) | New | Food Preparation | Natural Gas | Range | E1 | Utility - Cost of Operation | 0.0093935 | 0.0096103 | 0.0098831 | 0.010205 | 0.010579 | 0.011051 | 0.011543 | 0.012033 | 0.012505 | 0.012985 | 0.013359 | 0.013707 | 0.014082 | 0.014447 | 0.01477 | 0.015068 | 0.015331 | 0.01559 | 0.015868 | 0.016138 | 0.016415 | 0.016705 | 0.016997 | 0.017299 | 0.017606 | 0.017919 | 0.018237
F5_Commercial_School (ID)_New_Food Preparation_Natural Gas_Range_E2 | F5 | Commercial | School (ID) | New | Food Preparation | Natural Gas | Range | E2 | Utility - Cost of Operation | 0.0046967 | 0.0048052 | 0.0049416 | 0.0051024 | 0.0052896 | 0.0055255 | 0.0057713 | 0.0060164 | 0.0062527 | 0.0064924 | 0.0066794 | 0.0068534 | 0.0070409 | 0.0072236 | 0.0073848 | 0.007534 | 0.0076655 | 0.0077949 | 0.007934 | 0.0080689 | 0.0082076 | 0.0083523 | 0.0084984 | 0.0086494 | 0.0088031 | 0.0089594 | 0.0091186
F5_Commercial_School (ID)_New_Food Preparation_Natural Gas_Range_E3 | F5 | Commercial | School (ID) | New | Food Preparation | Natural Gas | Range | E3 | Utility - Cost of Operation | 0 | 0 | 0 | 0 | 0 | 0 | 0 | 0 | 0 | 0 | 0 | 0 | 0 | 0 | 0 | 0 | 0 | 0 | 0 | 0 | 0 | 0 | 0 | 0 | 0 | 0 | 0
F5_Commercial_School (ID)_New_Food Preparation_Natural Gas_Range_E4 | F5 | Commercial | School (ID) | New | Food Preparation | Natural Gas | Range | E4 | Utility - Cost of Operation | 0 | 0 | 0 | 0 | 0 | 0 | 0 | 0 | 0 | 0 | 0 | 0 | 0 | 0 | 0 | 0 | 0 | 0 | 0 | 0 | 0 | 0 | 0 | 0 | 0 | 0 | 0
F5_Commercial_School (ID)_New_Food Preparation_Natural Gas_Range_E5 | F5 | Commercial | School (ID) | New | Food Preparation | Natural Gas | Range | E5 | Utility - Cost of Operation | 0 | 0 | 0 | 0 | 0 | 0 | 0 | 0 | 0 | 0 | 0 | 0 | 0 | 0 | 0 | 0 | 0 | 0 | 0 | 0 | 0 | 0 | 0 | 0 | 0 | 0 | 0
F5_Commercial_School (ID)_New_Food Preparation_Natural Gas_Range_E6 | F5 | Commercial | School (ID) | New | Food Preparation | Natural Gas | Range | E6 | Utility - Cost of Operation | 0 | 0 | 0 | 0 | 0 | 0 | 0 | 0 | 0 | 0 | 0 | 0 | 0 | 0 | 0 | 0 | 0 | 0 | 0 | 0 | 0 | 0 | 0 | 0 | 0 | 0 | 0
F5_Commercial_School (ID)_New_Food Preparation_Natural Gas_Range_E7 | F5 | Commercial | School (ID) | New | Food Preparation | Natural Gas | Range | E7 | Utility - Cost of Operation | 0 | 0 | 0 | 0 | 0 | 0 | 0 | 0 | 0 | 0 | 0 | 0 | 0 | 0 | 0 | 0 | 0 | 0 | 0 | 0 | 0 | 0 | 0 | 0 | 0 | 0 | 0
F5_Commercial_School (ID)_New_Food Preparation_Natural Gas_Range_E8 | F5 | Commercial | School (ID) | New | Food Preparation | Natural Gas | Range | E8 | Utility - Cost of Operation | 0 | 0 | 0 | 0 | 0 | 0 | 0 | 0 | 0 | 0 | 0 | 0 | 0 | 0 | 0 | 0 | 0 | 0 | 0 | 0 | 0 | 0 | 0 | 0 | 0 | 0 | 0
F5_Commercial_School (ID)_New_Food Preparation_Natural Gas_Range_E9 | F5 | Commercial | School (ID) | New | Food Preparation | Natural Gas | Range | E9 | Utility - Cost of Operation | 0 | 0 | 0 | 0 | 0 | 0 | 0 | 0 | 0 | 0 | 0 | 0 | 0 | 0 | 0 | 0 | 0 | 0 | 0 | 0 | 0 | 0 | 0 | 0 | 0 | 0 | 0
F5_Commercial_School (ID)_New_Food Preparation_Natural Gas_Range_E10 | F5 | Commercial | School (ID) | New | Food Preparation | Natural Gas | Range | E10 | Utility - Cost of Operation | 0 | 0 | 0 | 0 | 0 | 0 | 0 | 0 | 0 | 0 | 0 | 0 | 0 | 0 | 0 | 0 | 0 | 0 | 0 | 0 | 0 | 0 | 0 | 0 | 0 | 0 | 0
F6_Commercial_School (ID)_New_Food Preparation_Natural Gas_Range_E1 | F6 | Commercial | School (ID) | New | Food Preparation | Natural Gas | Range | E1 | Utility - Value of Sales | 0.011174 | 0.01136 | 0.011587 | 0.011862 | 0.01219 | 0.012623 | 0.013068 | 0.013498 | 0.013893 | 0.014273 | 0.014664 | 0.015012 | 0.015376 | 0.015712 | 0.015996 | 0.016246 | 0.016452 | 0.016646 | 0.016854 | 0.017045 | 0.017236 | 0.01754 | 0.017847 | 0.018164 | 0.018486 | 0.018815 | 0.019149
F6_Commercial_School (ID)_New_Food Preparation_Natural Gas_Range_E2 | F6 | Commercial | School (ID) | New | Food Preparation | Natural Gas | Range | E2 | Utility - Value of Sales | 0.0055871 | 0.0056801 | 0.0057935 | 0.0059312 | 0.0060951 | 0.0063117 | 0.0065339 | 0.0067488 | 0.0069467 | 0.0071367 | 0.0073319 | 0.0075062 | 0.0076881 | 0.0078562 | 0.0079978 | 0.0081232 | 0.0082261 | 0.0083231 | 0.0084271 | 0.0085225 | 0.008618 | 0.0087699 | 0.0089233 | 0.0090819 | 0.0092432 | 0.0094074 | 0.0095745
F6_Commercial_School (ID)_New_Food Preparation_Natural Gas_Range_E3 | F6 | Commercial | School (ID) | New | Food Preparation | Natural Gas | Range | E3 | Utility - Value of Sales | 0 | 0 | 0 | 0 | 0 | 0 | 0 | 0 | 0 | 0 | 0 | 0 | 0 | 0 | 0 | 0 | 0 | 0 | 0 | 0 | 0 | 0 | 0 | 0 | 0 | 0 | 0
F6_Commercial_School (ID)_New_Food Preparation_Natural Gas_Range_E4 | F6 | Commercial | School (ID) | New | Food Preparation | Natural Gas | Range | E4 | Utility - Value of Sales | 0 | 0 | 0 | 0 | 0 | 0 | 0 | 0 | 0 | 0 | 0 | 0 | 0 | 0 | 0 | 0 | 0 | 0 | 0 | 0 | 0 | 0 | 0 | 0 | 0 | 0 | 0
F6_Commercial_School (ID)_New_Food Preparation_Natural Gas_Range_E5 | F6 | Commercial | School (ID) | New | Food Preparation | Natural Gas | Range | E5 | Utility - Value of Sales | 0 | 0 | 0 | 0 | 0 | 0 | 0 | 0 | 0 | 0 | 0 | 0 | 0 | 0 | 0 | 0 | 0 | 0 | 0 | 0 | 0 | 0 | 0 | 0 | 0 | 0 | 0
F6_Commercial_School (ID)_New_Food Preparation_Natural Gas_Range_E6 | F6 | Commercial | School (ID) | New | Food Preparation | Natural Gas | Range | E6 | Utility - Value of Sales | 0 | 0 | 0 | 0 | 0 | 0 | 0 | 0 | 0 | 0 | 0 | 0 | 0 | 0 | 0 | 0 | 0 | 0 | 0 | 0 | 0 | 0 | 0 | 0 | 0 | 0 | 0
F6_Commercial_School (ID)_New_Food Preparation_Natural Gas_Range_E7 | F6 | Commercial | School (ID) | New | Food Preparation | Natural Gas | Range | E7 | Utility - Value of Sales | 0 | 0 | 0 | 0 | 0 | 0 | 0 | 0 | 0 | 0 | 0 | 0 | 0 | 0 | 0 | 0 | 0 | 0 | 0 | 0 | 0 | 0 | 0 | 0 | 0 | 0 | 0
F6_Commercial_School (ID)_New_Food Preparation_Natural Gas_Range_E8 | F6 | Commercial | School (ID) | New | Food Preparation | Natural Gas | Range | E8 | Utility - Value of Sales | 0 | 0 | 0 | 0 | 0 | 0 | 0 | 0 | 0 | 0 | 0 | 0 | 0 | 0 | 0 | 0 | 0 | 0 | 0 | 0 | 0 | 0 | 0 | 0 | 0 | 0 | 0
F6_Commercial_School (ID)_New_Food Preparation_Natural Gas_Range_E9 | F6 | Commercial | School (ID) | New | Food Preparation | Natural Gas | Range | E9 | Utility - Value of Sales | 0 | 0 | 0 | 0 | 0 | 0 | 0 | 0 | 0 | 0 | 0 | 0 | 0 | 0 | 0 | 0 | 0 | 0 | 0 | 0 | 0 | 0 | 0 | 0 | 0 | 0 | 0
F6_Commercial_School (ID)_New_Food Preparation_Natural Gas_Range_E10 | F6 | Commercial | School (ID) | New | Food Preparation | Natural Gas | Range | E10 | Utility - Value of Sales | 0 | 0 | 0 | 0 | 0 | 0 | 0 | 0 | 0 | 0 | 0 | 0 | 0 | 0 | 0 | 0 | 0 | 0 | 0 | 0 | 0 | 0 | 0 | 0 | 0 | 0 | 0
F1_Commercial_School (ID)_New_Food Preparation_Natural Gas_Steamer_E1 | F1 | Commercial | School (ID) | New | Food Preparation | Natural Gas | Steamer | E1 | RVT - Cost of Equipment | 0.0055497 | 0.0055497 | 0.0055497 | 0.0055497 | 0.0055497 | 0.0055497 | 0.0055497 | 0.0055497 | 0.0055497 | 0.0055497 | 0.0055497 | 0.0055497 | 0.0055497 | 0.0055497 | 0.0055497 | 0.0055497 | 0.0055497 | 0.0055497 | 0.0055497 | 0.0055497 | 0.0055497 | 0.0055497 | 0.0055497 | 0.0055497 | 0.0055497 | 0.0055497 | 0.0055497
F1_Commercial_School (ID)_New_Food Preparation_Natural Gas_Steamer_E2 | F1 | Commercial | School (ID) | New | Food Preparation | Natural Gas | Steamer | E2 | RVT - Cost of Equipment | 0.0059631 | 0.0059631 | 0.0059631 | 0.0059631 | 0.0059631 | 0.0059631 | 0.0059631 | 0.0059631 | 0.0059631 | 0.0059631 | 0.0059631 | 0.0059631 | 0.0059631 | 0.0059631 | 0.0059631 | 0.0059631 | 0.0059631 | 0.0059631 | 0.0059631 | 0.0059631 | 0.0059631 | 0.0059631 | 0.0059631 | 0.0059631 | 0.0059631 | 0.0059631 | 0.0059631
F1_Commercial_School (ID)_New_Food Preparation_Natural Gas_Steamer_E3 | F1 | Commercial | School (ID) | New | Food Preparation | Natural Gas | Steamer | E3 | RVT - Cost of Equipment | 0 | 0 | 0 | 0 | 0 | 0 | 0 | 0 | 0 | 0 | 0 | 0 | 0 | 0 | 0 | 0 | 0 | 0 | 0 | 0 | 0 | 0 | 0 | 0 | 0 | 0 | 0
F1_Commercial_School (ID)_New_Food Preparation_Natural Gas_Steamer_E4 | F1 | Commercial | School (ID) | New | Food Preparation | Natural Gas | Steamer | E4 | RVT - Cost of Equipment | 0 | 0 | 0 | 0 | 0 | 0 | 0 | 0 | 0 | 0 | 0 | 0 | 0 | 0 | 0 | 0 | 0 | 0 | 0 | 0 | 0 | 0 | 0 | 0 | 0 | 0 | 0
F1_Commercial_School (ID)_New_Food Preparation_Natural Gas_Steamer_E5 | F1 | Commercial | School (ID) | New | Food Preparation | Natural Gas | Steamer | E5 | RVT - Cost of Equipment | 0 | 0 | 0 | 0 | 0 | 0 | 0 | 0 | 0 | 0 | 0 | 0 | 0 | 0 | 0 | 0 | 0 | 0 | 0 | 0 | 0 | 0 | 0 | 0 | 0 | 0 | 0
F1_Commercial_School (ID)_New_Food Preparation_Natural Gas_Steamer_E6 | F1 | Commercial | School (ID) | New | Food Preparation | Natural Gas | Steamer | E6 | RVT - Cost of Equipment | 0 | 0 | 0 | 0 | 0 | 0 | 0 | 0 | 0 | 0 | 0 | 0 | 0 | 0 | 0 | 0 | 0 | 0 | 0 | 0 | 0 | 0 | 0 | 0 | 0 | 0 | 0
F1_Commercial_School (ID)_New_Food Preparation_Natural Gas_Steamer_E7 | F1 | Commercial | School (ID) | New | Food Preparation | Natural Gas | Steamer | E7 | RVT - Cost of Equipment | 0 | 0 | 0 | 0 | 0 | 0 | 0 | 0 | 0 | 0 | 0 | 0 | 0 | 0 | 0 | 0 | 0 | 0 | 0 | 0 | 0 | 0 | 0 | 0 | 0 | 0 | 0
F1_Commercial_School (ID)_New_Food Preparation_Natural Gas_Steamer_E8 | F1 | Commercial | School (ID) | New | Food Preparation | Natural Gas | Steamer | E8 | RVT - Cost of Equipment | 0 | 0 | 0 | 0 | 0 | 0 | 0 | 0 | 0 | 0 | 0 | 0 | 0 | 0 | 0 | 0 | 0 | 0 | 0 | 0 | 0 | 0 | 0 | 0 | 0 | 0 | 0
F1_Commercial_School (ID)_New_Food Preparation_Natural Gas_Steamer_E9 | F1 | Commercial | School (ID) | New | Food Preparation | Natural Gas | Steamer | E9 | RVT - Cost of Equipment | 0 | 0 | 0 | 0 | 0 | 0 | 0 | 0 | 0 | 0 | 0 | 0 | 0 | 0 | 0 | 0 | 0 | 0 | 0 | 0 | 0 | 0 | 0 | 0 | 0 | 0 | 0
F1_Commercial_School (ID)_New_Food Preparation_Natural Gas_Steamer_E10 | F1 | Commercial | School (ID) | New | Food Preparation | Natural Gas | Steamer | E10 | RVT - Cost of Equipment | 0 | 0 | 0 | 0 | 0 | 0 | 0 | 0 | 0 | 0 | 0 | 0 | 0 | 0 | 0 | 0 | 0 | 0 | 0 | 0 | 0 | 0 | 0 | 0 | 0 | 0 | 0
F2_Commercial_School (ID)_New_Food Preparation_Natural Gas_Steamer_E1 | F2 | Commercial | School (ID) | New | Food Preparation | Natural Gas | Steamer | E1 | RVT - Cost of Operation | 0.015563 | 0.015857 | 0.016202 | 0.016605 | 0.017065 | 0.017641 | 0.018217 | 0.018765 | 0.019261 | 0.019741 | 0.020239 | 0.020692 | 0.02117 | 0.021622 | 0.02201 | 0.022361 | 0.022658 | 0.022941 | 0.023243 | 0.023524 | 0.023806 | 0.024226 | 0.024651 | 0.025089 | 0.025535 | 0.025988 | 0.02645
F2_Commercial_School (ID)_New_Food Preparation_Natural Gas_Steamer_E2 | F2 | Commercial | School (ID) | New | Food Preparation | Natural Gas | Steamer | E2 | RVT - Cost of Operation | 0.0029364 | 0.0029918 | 0.0030569 | 0.0031329 | 0.0032198 | 0.0033283 | 0.0034372 | 0.0035405 | 0.003634 | 0.0037247 | 0.0038186 | 0.003904 | 0.0039941 | 0.0040794 | 0.0041527 | 0.0042189 | 0.0042749 | 0.0043284 | 0.0043853 | 0.0044384 | 0.0044916 | 0.0045709 | 0.004651 | 0.0047336 | 0.0048177 | 0.0049033 | 0.0049904
F2_Commercial_School (ID)_New_Food Preparation_Natural Gas_Steamer_E3 | F2 | Commercial | School (ID) | New | Food Preparation | Natural Gas | Steamer | E3 | RVT - Cost of Operation | 0 | 0 | 0 | 0 | 0 | 0 | 0 | 0 | 0 | 0 | 0 | 0 | 0 | 0 | 0 | 0 | 0 | 0 | 0 | 0 | 0 | 0 | 0 | 0 | 0 | 0 | 0
F2_Commercial_School (ID)_New_Food Preparation_Natural Gas_Steamer_E4 | F2 | Commercial | School (ID) | New | Food Preparation | Natural Gas | Steamer | E4 | RVT - Cost of Operation | 0 | 0 | 0 | 0 | 0 | 0 | 0 | 0 | 0 | 0 | 0 | 0 | 0 | 0 | 0 | 0 | 0 | 0 | 0 | 0 | 0 | 0 | 0 | 0 | 0 | 0 | 0
F2_Commercial_School (ID)_New_Food Preparation_Natural Gas_Steamer_E5 | F2 | Commercial | School (ID) | New | Food Preparation | Natural Gas | Steamer | E5 | RVT - Cost of Operation | 0 | 0 | 0 | 0 | 0 | 0 | 0 | 0 | 0 | 0 | 0 | 0 | 0 | 0 | 0 | 0 | 0 | 0 | 0 | 0 | 0 | 0 | 0 | 0 | 0 | 0 | 0
F2_Commercial_School (ID)_New_Food Preparation_Natural Gas_Steamer_E6 | F2 | Commercial | School (ID) | New | Food Preparation | Natural Gas | Steamer | E6 | RVT - Cost of Operation | 0 | 0 | 0 | 0 | 0 | 0 | 0 | 0 | 0 | 0 | 0 | 0 | 0 | 0 | 0 | 0 | 0 | 0 | 0 | 0 | 0 | 0 | 0 | 0 | 0 | 0 | 0
F2_Commercial_School (ID)_New_Food Preparation_Natural Gas_Steamer_E7 | F2 | Commercial | School (ID) | New | Food Preparation | Natural Gas | Steamer | E7 | RVT - Cost of Operation | 0 | 0 | 0 | 0 | 0 | 0 | 0 | 0 | 0 | 0 | 0 | 0 | 0 | 0 | 0 | 0 | 0 | 0 | 0 | 0 | 0 | 0 | 0 | 0 | 0 | 0 | 0
F2_Commercial_School (ID)_New_Food Preparation_Natural Gas_Steamer_E8 | F2 | Commercial | School (ID) | New | Food Preparation | Natural Gas | Steamer | E8 | RVT - Cost of Operation | 0 | 0 | 0 | 0 | 0 | 0 | 0 | 0 | 0 | 0 | 0 | 0 | 0 | 0 | 0 | 0 | 0 | 0 | 0 | 0 | 0 | 0 | 0 | 0 | 0 | 0 | 0
F2_Commercial_School (ID)_New_Food Preparation_Natural Gas_Steamer_E9 | F2 | Commercial | School (ID) | New | Food Preparation | Natural Gas | Steamer | E9 | RVT - Cost of Operation | 0 | 0 | 0 | 0 | 0 | 0 | 0 | 0 | 0 | 0 | 0 | 0 | 0 | 0 | 0 | 0 | 0 | 0 | 0 | 0 | 0 | 0 | 0 | 0 | 0 | 0 | 0
F2_Commercial_School (ID)_New_Food Preparation_Natural Gas_Steamer_E10 | F2 | Commercial | School (ID) | New | Food Preparation | Natural Gas | Steamer | E10 | RVT - Cost of Operation | 0 | 0 | 0 | 0 | 0 | 0 | 0 | 0 | 0 | 0 | 0 | 0 | 0 | 0 | 0 | 0 | 0 | 0 | 0 | 0 | 0 | 0 | 0 | 0 | 0 | 0 | 0
F3_Commercial_School (ID)_New_Food Preparation_Natural Gas_Steamer_E1 | F3 | Commercial | School (ID) | New | Food Preparation | Natural Gas | Steamer | E1 | System - kBTUs of Consumption | 3.7128 | 3.7128 | 3.7128 | 3.7128 | 3.7128 | 3.7128 | 3.7128 | 3.7128 | 3.7128 | 3.7128 | 3.7128 | 3.7128 | 3.7128 | 3.7128 | 3.7128 | 3.7128 | 3.7128 | 3.7128 | 3.7128 | 3.7128 | 3.7128 | 3.7128 | 3.7128 | 3.7128 | 3.7128 | 3.7128 | 3.7128
F3_Commercial_School (ID)_New_Food Preparation_Natural Gas_Steamer_E2 | F3 | Commercial | School (ID) | New | Food Preparation | Natural Gas | Steamer | E2 | System - kBTUs of Consumption | 0.7005 | 0.7005 | 0.7005 | 0.7005 | 0.7005 | 0.7005 | 0.7005 | 0.7005 | 0.7005 | 0.7005 | 0.7005 | 0.7005 | 0.7005 | 0.7005 | 0.7005 | 0.7005 | 0.7005 | 0.7005 | 0.7005 | 0.7005 | 0.7005 | 0.7005 | 0.7005 | 0.7005 | 0.7005 | 0.7005 | 0.7005
F3_Commercial_School (ID)_New_Food Preparation_Natural Gas_Steamer_E3 | F3 | Commercial | School (ID) | New | Food Preparation | Natural Gas | Steamer | E3 | System - kBTUs of Consumption | 0 | 0 | 0 | 0 | 0 | 0 | 0 | 0 | 0 | 0 | 0 | 0 | 0 | 0 | 0 | 0 | 0 | 0 | 0 | 0 | 0 | 0 | 0 | 0 | 0 | 0 | 0
F3_Commercial_School (ID)_New_Food Preparation_Natural Gas_Steamer_E4 | F3 | Commercial | School (ID) | New | Food Preparation | Natural Gas | Steamer | E4 | System - kBTUs of Consumption | 0 | 0 | 0 | 0 | 0 | 0 | 0 | 0 | 0 | 0 | 0 | 0 | 0 | 0 | 0 | 0 | 0 | 0 | 0 | 0 | 0 | 0 | 0 | 0 | 0 | 0 | 0
F3_Commercial_School (ID)_New_Food Preparation_Natural Gas_Steamer_E5 | F3 | Commercial | School (ID) | New | Food Preparation | Natural Gas | Steamer | E5 | System - kBTUs of Consumption | 0 | 0 | 0 | 0 | 0 | 0 | 0 | 0 | 0 | 0 | 0 | 0 | 0 | 0 | 0 | 0 | 0 | 0 | 0 | 0 | 0 | 0 | 0 | 0 | 0 | 0 | 0
F3_Commercial_School (ID)_New_Food Preparation_Natural Gas_Steamer_E6 | F3 | Commercial | School (ID) | New | Food Preparation | Natural Gas | Steamer | E6 | System - kBTUs of Consumption | 0 | 0 | 0 | 0 | 0 | 0 | 0 | 0 | 0 | 0 | 0 | 0 | 0 | 0 | 0 | 0 | 0 | 0 | 0 | 0 | 0 | 0 | 0 | 0 | 0 | 0 | 0
F3_Commercial_School (ID)_New_Food Preparation_Natural Gas_Steamer_E7 | F3 | Commercial | School (ID) | New | Food Preparation | Natural Gas | Steamer | E7 | System - kBTUs of Consumption | 0 | 0 | 0 | 0 | 0 | 0 | 0 | 0 | 0 | 0 | 0 | 0 | 0 | 0 | 0 | 0 | 0 | 0 | 0 | 0 | 0 | 0 | 0 | 0 | 0 | 0 | 0
F3_Commercial_School (ID)_New_Food Preparation_Natural Gas_Steamer_E8 | F3 | Commercial | School (ID) | New | Food Preparation | Natural Gas | Steamer | E8 | System - kBTUs of Consumption | 0 | 0 | 0 | 0 | 0 | 0 | 0 | 0 | 0 | 0 | 0 | 0 | 0 | 0 | 0 | 0 | 0 | 0 | 0 | 0 | 0 | 0 | 0 | 0 | 0 | 0 | 0
F3_Commercial_School (ID)_New_Food Preparation_Natural Gas_Steamer_E9 | F3 | Commercial | School (ID) | New | Food Preparation | Natural Gas | Steamer | E9 | System - kBTUs of Consumption | 0 | 0 | 0 | 0 | 0 | 0 | 0 | 0 | 0 | 0 | 0 | 0 | 0 | 0 | 0 | 0 | 0 | 0 | 0 | 0 | 0 | 0 | 0 | 0 | 0 | 0 | 0
F3_Commercial_School (ID)_New_Food Preparation_Natural Gas_Steamer_E10 | F3 | Commercial | School (ID) | New | Food Preparation | Natural Gas | Steamer | E10 | System - kBTUs of Consumption | 0 | 0 | 0 | 0 | 0 | 0 | 0 | 0 | 0 | 0 | 0 | 0 | 0 | 0 | 0 | 0 | 0 | 0 | 0 | 0 | 0 | 0 | 0 | 0 | 0 | 0 | 0
F4_Commercial_School (ID)_New_Food Preparation_Natural Gas_Steamer_E1 | F4 | Commercial | School (ID) | New | Food Preparation | Natural Gas | Steamer | E1 | Utility - Cost of Equipment | 0.0055497 | 0.0055497 | 0.0055497 | 0.0055497 | 0.0055497 | 0.0055497 | 0.0055497 | 0.0055497 | 0.0055497 | 0.0055497 | 0.0055497 | 0.0055497 | 0.0055497 | 0.0055497 | 0.0055497 | 0.0055497 | 0.0055497 | 0.0055497 | 0.0055497 | 0.0055497 | 0.0055497 | 0.0055497 | 0.0055497 | 0.0055497 | 0.0055497 | 0.0055497 | 0.0055497
F4_Commercial_School (ID)_New_Food Preparation_Natural Gas_Steamer_E2 | F4 | Commercial | School (ID) | New | Food Preparation | Natural Gas | Steamer | E2 | Utility - Cost of Equipment | 0.0059631 | 0.0059631 | 0.0059631 | 0.0059631 | 0.0059631 | 0.0059631 | 0.0059631 | 0.0059631 | 0.0059631 | 0.0059631 | 0.0059631 | 0.0059631 | 0.0059631 | 0.0059631 | 0.0059631 | 0.0059631 | 0.0059631 | 0.0059631 | 0.0059631 | 0.0059631 | 0.0059631 | 0.0059631 | 0.0059631 | 0.0059631 | 0.0059631 | 0.0059631 | 0.0059631
F4_Commercial_School (ID)_New_Food Preparation_Natural Gas_Steamer_E3 | F4 | Commercial | School (ID) | New | Food Preparation | Natural Gas | Steamer | E3 | Utility - Cost of Equipment | 0 | 0 | 0 | 0 | 0 | 0 | 0 | 0 | 0 | 0 | 0 | 0 | 0 | 0 | 0 | 0 | 0 | 0 | 0 | 0 | 0 | 0 | 0 | 0 | 0 | 0 | 0
F4_Commercial_School (ID)_New_Food Preparation_Natural Gas_Steamer_E4 | F4 | Commercial | School (ID) | New | Food Preparation | Natural Gas | Steamer | E4 | Utility - Cost of Equipment | 0 | 0 | 0 | 0 | 0 | 0 | 0 | 0 | 0 | 0 | 0 | 0 | 0 | 0 | 0 | 0 | 0 | 0 | 0 | 0 | 0 | 0 | 0 | 0 | 0 | 0 | 0
F4_Commercial_School (ID)_New_Food Preparation_Natural Gas_Steamer_E5 | F4 | Commercial | School (ID) | New | Food Preparation | Natural Gas | Steamer | E5 | Utility - Cost of Equipment | 0 | 0 | 0 | 0 | 0 | 0 | 0 | 0 | 0 | 0 | 0 | 0 | 0 | 0 | 0 | 0 | 0 | 0 | 0 | 0 | 0 | 0 | 0 | 0 | 0 | 0 | 0
F4_Commercial_School (ID)_New_Food Preparation_Natural Gas_Steamer_E6 | F4 | Commercial | School (ID) | New | Food Preparation | Natural Gas | Steamer | E6 | Utility - Cost of Equipment | 0 | 0 | 0 | 0 | 0 | 0 | 0 | 0 | 0 | 0 | 0 | 0 | 0 | 0 | 0 | 0 | 0 | 0 | 0 | 0 | 0 | 0 | 0 | 0 | 0 | 0 | 0
F4_Commercial_School (ID)_New_Food Preparation_Natural Gas_Steamer_E7 | F4 | Commercial | School (ID) | New | Food Preparation | Natural Gas | Steamer | E7 | Utility - Cost of Equipment | 0 | 0 | 0 | 0 | 0 | 0 | 0 | 0 | 0 | 0 | 0 | 0 | 0 | 0 | 0 | 0 | 0 | 0 | 0 | 0 | 0 | 0 | 0 | 0 | 0 | 0 | 0
F4_Commercial_School (ID)_New_Food Preparation_Natural Gas_Steamer_E8 | F4 | Commercial | School (ID) | New | Food Preparation | Natural Gas | Steamer | E8 | Utility - Cost of Equipment | 0 | 0 | 0 | 0 | 0 | 0 | 0 | 0 | 0 | 0 | 0 | 0 | 0 | 0 | 0 | 0 | 0 | 0 | 0 | 0 | 0 | 0 | 0 | 0 | 0 | 0 | 0
F4_Commercial_School (ID)_New_Food Preparation_Natural Gas_Steamer_E9 | F4 | Commercial | School (ID) | New | Food Preparation | Natural Gas | Steamer | E9 | Utility - Cost of Equipment | 0 | 0 | 0 | 0 | 0 | 0 | 0 | 0 | 0 | 0 | 0 | 0 | 0 | 0 | 0 | 0 | 0 | 0 | 0 | 0 | 0 | 0 | 0 | 0 | 0 | 0 | 0
F4_Commercial_School (ID)_New_Food Preparation_Natural Gas_Steamer_E10 | F4 | Commercial | School (ID) | New | Food Preparation | Natural Gas | Steamer | E10 | Utility - Cost of Equipment | 0 | 0 | 0 | 0 | 0 | 0 | 0 | 0 | 0 | 0 | 0 | 0 | 0 | 0 | 0 | 0 | 0 | 0 | 0 | 0 | 0 | 0 | 0 | 0 | 0 | 0 | 0
F5_Commercial_School (ID)_New_Food Preparation_Natural Gas_Steamer_E1 | F5 | Commercial | School (ID) | New | Food Preparation | Natural Gas | Steamer | E1 | Utility - Cost of Operation | 0.013214 | 0.013547 | 0.013941 | 0.014393 | 0.014905 | 0.015527 | 0.016167 | 0.016801 | 0.017412 | 0.018031 | 0.018523 | 0.018985 | 0.01948 | 0.019966 | 0.0204 | 0.020806 | 0.02117 | 0.021529 | 0.021913 | 0.022288 | 0.022673 | 0.023073 | 0.023477 | 0.023894 | 0.024319 | 0.024751 | 0.025191
F5_Commercial_School (ID)_New_Food Preparation_Natural Gas_Steamer_E2 | F5 | Commercial | School (ID) | New | Food Preparation | Natural Gas | Steamer | E2 | Utility - Cost of Operation | 0.0024931 | 0.0025559 | 0.0026304 | 0.0027157 | 0.0028121 | 0.0029295 | 0.0030503 | 0.00317 | 0.0032852 | 0.0034019 | 0.0034949 | 0.0035819 | 0.0036755 | 0.003767 | 0.0038489 | 0.0039255 | 0.0039942 | 0.004062 | 0.0041345 | 0.0042051 | 0.0042778 | 0.0043532 | 0.0044295 | 0.0045082 | 0.0045883 | 0.0046698 | 0.0047528
F5_Commercial_School (ID)_New_Food Preparation_Natural Gas_Steamer_E3 | F5 | Commercial | School (ID) | New | Food Preparation | Natural Gas | Steamer | E3 | Utility - Cost of Operation | 0 | 0 | 0 | 0 | 0 | 0 | 0 | 0 | 0 | 0 | 0 | 0 | 0 | 0 | 0 | 0 | 0 | 0 | 0 | 0 | 0 | 0 | 0 | 0 | 0 | 0 | 0
F5_Commercial_School (ID)_New_Food Preparation_Natural Gas_Steamer_E4 | F5 | Commercial | School (ID) | New | Food Preparation | Natural Gas | Steamer | E4 | Utility - Cost of Operation | 0 | 0 | 0 | 0 | 0 | 0 | 0 | 0 | 0 | 0 | 0 | 0 | 0 | 0 | 0 | 0 | 0 | 0 | 0 | 0 | 0 | 0 | 0 | 0 | 0 | 0 | 0
F5_Commercial_School (ID)_New_Food Preparation_Natural Gas_Steamer_E5 | F5 | Commercial | School (ID) | New | Food Preparation | Natural Gas | Steamer | E5 | Utility - Cost of Operation | 0 | 0 | 0 | 0 | 0 | 0 | 0 | 0 | 0 | 0 | 0 | 0 | 0 | 0 | 0 | 0 | 0 | 0 | 0 | 0 | 0 | 0 | 0 | 0 | 0 | 0 | 0
F5_Commercial_School (ID)_New_Food Preparation_Natural Gas_Steamer_E6 | F5 | Commercial | School (ID) | New | Food Preparation | Natural Gas | Steamer | E6 | Utility - Cost of Operation | 0 | 0 | 0 | 0 | 0 | 0 | 0 | 0 | 0 | 0 | 0 | 0 | 0 | 0 | 0 | 0 | 0 | 0 | 0 | 0 | 0 | 0 | 0 | 0 | 0 | 0 | 0
F5_Commercial_School (ID)_New_Food Preparation_Natural Gas_Steamer_E7 | F5 | Commercial | School (ID) | New | Food Preparation | Natural Gas | Steamer | E7 | Utility - Cost of Operation | 0 | 0 | 0 | 0 | 0 | 0 | 0 | 0 | 0 | 0 | 0 | 0 | 0 | 0 | 0 | 0 | 0 | 0 | 0 | 0 | 0 | 0 | 0 | 0 | 0 | 0 | 0
F5_Commercial_School (ID)_New_Food Preparation_Natural Gas_Steamer_E8 | F5 | Commercial | School (ID) | New | Food Preparation | Natural Gas | Steamer | E8 | Utility - Cost of Operation | 0 | 0 | 0 | 0 | 0 | 0 | 0 | 0 | 0 | 0 | 0 | 0 | 0 | 0 | 0 | 0 | 0 | 0 | 0 | 0 | 0 | 0 | 0 | 0 | 0 | 0 | 0
F5_Commercial_School (ID)_New_Food Preparation_Natural Gas_Steamer_E9 | F5 | Commercial | School (ID) | New | Food Preparation | Natural Gas | Steamer | E9 | Utility - Cost of Operation | 0 | 0 | 0 | 0 | 0 | 0 | 0 | 0 | 0 | 0 | 0 | 0 | 0 | 0 | 0 | 0 | 0 | 0 | 0 | 0 | 0 | 0 | 0 | 0 | 0 | 0 | 0
F5_Commercial_School (ID)_New_Food Preparation_Natural Gas_Steamer_E10 | F5 | Commercial | School (ID) | New | Food Preparation | Natural Gas | Steamer | E10 | Utility - Cost of Operation | 0 | 0 | 0 | 0 | 0 | 0 | 0 | 0 | 0 | 0 | 0 | 0 | 0 | 0 | 0 | 0 | 0 | 0 | 0 | 0 | 0 | 0 | 0 | 0 | 0 | 0 | 0
F6_Commercial_School (ID)_New_Food Preparation_Natural Gas_Steamer_E1 | F6 | Commercial | School (ID) | New | Food Preparation | Natural Gas | Steamer | E1 | Utility - Value of Sales | 0.015563 | 0.015857 | 0.016202 | 0.016605 | 0.017065 | 0.017641 | 0.018217 | 0.018765 | 0.019261 | 0.019741 | 0.020239 | 0.020692 | 0.02117 | 0.021622 | 0.02201 | 0.022361 | 0.022658 | 0.022941 | 0.023243 | 0.023524 | 0.023806 | 0.024226 | 0.024651 | 0.025089 | 0.025535 | 0.025988 | 0.02645
F6_Commercial_School (ID)_New_Food Preparation_Natural Gas_Steamer_E2 | F6 | Commercial | School (ID) | New | Food Preparation | Natural Gas | Steamer | E2 | Utility - Value of Sales | 0.0029364 | 0.0029918 | 0.0030569 | 0.0031329 | 0.0032198 | 0.0033283 | 0.0034372 | 0.0035405 | 0.003634 | 0.0037247 | 0.0038186 | 0.003904 | 0.0039941 | 0.0040794 | 0.0041527 | 0.0042189 | 0.0042749 | 0.0043284 | 0.0043853 | 0.0044384 | 0.0044916 | 0.0045709 | 0.004651 | 0.0047336 | 0.0048177 | 0.0049033 | 0.0049904
F6_Commercial_School (ID)_New_Food Preparation_Natural Gas_Steamer_E3 | F6 | Commercial | School (ID) | New | Food Preparation | Natural Gas | Steamer | E3 | Utility - Value of Sales | 0 | 0 | 0 | 0 | 0 | 0 | 0 | 0 | 0 | 0 | 0 | 0 | 0 | 0 | 0 | 0 | 0 | 0 | 0 | 0 | 0 | 0 | 0 | 0 | 0 | 0 | 0
F6_Commercial_School (ID)_New_Food Preparation_Natural Gas_Steamer_E4 | F6 | Commercial | School (ID) | New | Food Preparation | Natural Gas | Steamer | E4 | Utility - Value of Sales | 0 | 0 | 0 | 0 | 0 | 0 | 0 | 0 | 0 | 0 | 0 | 0 | 0 | 0 | 0 | 0 | 0 | 0 | 0 | 0 | 0 | 0 | 0 | 0 | 0 | 0 | 0
F6_Commercial_School (ID)_New_Food Preparation_Natural Gas_Steamer_E5 | F6 | Commercial | School (ID) | New | Food Preparation | Natural Gas | Steamer | E5 | Utility - Value of Sales | 0 | 0 | 0 | 0 | 0 | 0 | 0 | 0 | 0 | 0 | 0 | 0 | 0 | 0 | 0 | 0 | 0 | 0 | 0 | 0 | 0 | 0 | 0 | 0 | 0 | 0 | 0
F6_Commercial_School (ID)_New_Food Preparation_Natural Gas_Steamer_E6 | F6 | Commercial | School (ID) | New | Food Preparation | Natural Gas | Steamer | E6 | Utility - Value of Sales | 0 | 0 | 0 | 0 | 0 | 0 | 0 | 0 | 0 | 0 | 0 | 0 | 0 | 0 | 0 | 0 | 0 | 0 | 0 | 0 | 0 | 0 | 0 | 0 | 0 | 0 | 0
F6_Commercial_School (ID)_New_Food Preparation_Natural Gas_Steamer_E7 | F6 | Commercial | School (ID) | New | Food Preparation | Natural Gas | Steamer | E7 | Utility - Value of Sales | 0 | 0 | 0 | 0 | 0 | 0 | 0 | 0 | 0 | 0 | 0 | 0 | 0 | 0 | 0 | 0 | 0 | 0 | 0 | 0 | 0 | 0 | 0 | 0 | 0 | 0 | 0
F6_Commercial_School (ID)_New_Food Preparation_Natural Gas_Steamer_E8 | F6 | Commercial | School (ID) | New | Food Preparation | Natural Gas | Steamer | E8 | Utility - Value of Sales | 0 | 0 | 0 | 0 | 0 | 0 | 0 | 0 | 0 | 0 | 0 | 0 | 0 | 0 | 0 | 0 | 0 | 0 | 0 | 0 | 0 | 0 | 0 | 0 | 0 | 0 | 0
F6_Commercial_School (ID)_New_Food Preparation_Natural Gas_Steamer_E9 | F6 | Commercial | School (ID) | New | Food Preparation | Natural Gas | Steamer | E9 | Utility - Value of Sales | 0 | 0 | 0 | 0 | 0 | 0 | 0 | 0 | 0 | 0 | 0 | 0 | 0 | 0 | 0 | 0 | 0 | 0 | 0 | 0 | 0 | 0 | 0 | 0 | 0 | 0 | 0
F6_Commercial_School (ID)_New_Food Preparation_Natural Gas_Steamer_E10 | F6 | Commercial | School (ID) | New | Food Preparation | Natural Gas | Steamer | E10 | Utility - Value of Sales | 0 | 0 | 0 | 0 | 0 | 0 | 0 | 0 | 0 | 0 | 0 | 0 | 0 | 0 | 0 | 0 | 0 | 0 | 0 | 0 | 0 | 0 | 0 | 0 | 0 | 0 | 0
F1_Commercial_School (ID)_New_Food Preparation_Natural Gas_Food Prep Other_E1 | F1 | Commercial | School (ID) | New | Food Preparation | Natural Gas | Food Prep Other | E1 | RVT - Cost of Equipment | 1.1663e-05 | 1.1663e-05 | 1.1663e-05 | 1.1663e-05 | 1.1663e-05 | 1.1663e-05 | 1.1663e-05 | 1.1663e-05 | 1.1663e-05 | 1.1663e-05 | 1.1663e-05 | 1.1663e-05 | 1.1663e-05 | 1.1663e-05 | 1.1663e-05 | 1.1663e-05 | 1.1663e-05 | 1.1663e-05 | 1.1663e-05 | 1.1663e-05 | 1.1663e-05 | 1.1663e-05 | 1.1663e-05 | 1.1663e-05 | 1.1663e-05 | 1.1663e-05 | 1.1663e-05
F1_Commercial_School (ID)_New_Food Preparation_Natural Gas_Food Prep Other_E2 | F1 | Commercial | School (ID) | New | Food Preparation | Natural Gas | Food Prep Other | E2 | RVT - Cost of Equipment | 1.1675e-05 | 1.1675e-05 | 1.1675e-05 | 1.1675e-05 | 1.1675e-05 | 1.1675e-05 | 1.1675e-05 | 1.1675e-05 | 1.1675e-05 | 1.1675e-05 | 1.1675e-05 | 1.1675e-05 | 1.1675e-05 | 1.1675e-05 | 1.1675e-05 | 1.1675e-05 | 1.1675e-05 | 1.1675e-05 | 1.1675e-05 | 1.1675e-05 | 1.1675e-05 | 1.1675e-05 | 1.1675e-05 | 1.1675e-05 | 1.1675e-05 | 1.1675e-05 | 1.1675e-05
F1_Commercial_School (ID)_New_Food Preparation_Natural Gas_Food Prep Other_E3 | F1 | Commercial | School (ID) | New | Food Preparation | Natural Gas | Food Prep Other | E3 | RVT - Cost of Equipment | 0 | 0 | 0 | 0 | 0 | 0 | 0 | 0 | 0 | 0 | 0 | 0 | 0 | 0 | 0 | 0 | 0 | 0 | 0 | 0 | 0 | 0 | 0 | 0 | 0 | 0 | 0
F1_Commercial_School (ID)_New_Food Preparation_Natural Gas_Food Prep Other_E4 | F1 | Commercial | School (ID) | New | Food Preparation | Natural Gas | Food Prep Other | E4 | RVT - Cost of Equipment | 0 | 0 | 0 | 0 | 0 | 0 | 0 | 0 | 0 | 0 | 0 | 0 | 0 | 0 | 0 | 0 | 0 | 0 | 0 | 0 | 0 | 0 | 0 | 0 | 0 | 0 | 0
F1_Commercial_School (ID)_New_Food Preparation_Natural Gas_Food Prep Other_E5 | F1 | Commercial | School (ID) | New | Food Preparation | Natural Gas | Food Prep Other | E5 | RVT - Cost of Equipment | 0 | 0 | 0 | 0 | 0 | 0 | 0 | 0 | 0 | 0 | 0 | 0 | 0 | 0 | 0 | 0 | 0 | 0 | 0 | 0 | 0 | 0 | 0 | 0 | 0 | 0 | 0
F1_Commercial_School (ID)_New_Food Preparation_Natural Gas_Food Prep Other_E6 | F1 | Commercial | School (ID) | New | Food Preparation | Natural Gas | Food Prep Other | E6 | RVT - Cost of Equipment | 0 | 0 | 0 | 0 | 0 | 0 | 0 | 0 | 0 | 0 | 0 | 0 | 0 | 0 | 0 | 0 | 0 | 0 | 0 | 0 | 0 | 0 | 0 | 0 | 0 | 0 | 0
F1_Commercial_School (ID)_New_Food Preparation_Natural Gas_Food Prep Other_E7 | F1 | Commercial | School (ID) | New | Food Preparation | Natural Gas | Food Prep Other | E7 | RVT - Cost of Equipment | 0 | 0 | 0 | 0 | 0 | 0 | 0 | 0 | 0 | 0 | 0 | 0 | 0 | 0 | 0 | 0 | 0 | 0 | 0 | 0 | 0 | 0 | 0 | 0 | 0 | 0 | 0
F1_Commercial_School (ID)_New_Food Preparation_Natural Gas_Food Prep Other_E8 | F1 | Commercial | School (ID) | New | Food Preparation | Natural Gas | Food Prep Other | E8 | RVT - Cost of Equipment | 0 | 0 | 0 | 0 | 0 | 0 | 0 | 0 | 0 | 0 | 0 | 0 | 0 | 0 | 0 | 0 | 0 | 0 | 0 | 0 | 0 | 0 | 0 | 0 | 0 | 0 | 0
F1_Commercial_School (ID)_New_Food Preparation_Natural Gas_Food Prep Other_E9 | F1 | Commercial | School (ID) | New | Food Preparation | Natural Gas | Food Prep Other | E9 | RVT - Cost of Equipment | 0 | 0 | 0 | 0 | 0 | 0 | 0 | 0 | 0 | 0 | 0 | 0 | 0 | 0 | 0 | 0 | 0 | 0 | 0 | 0 | 0 | 0 | 0 | 0 | 0 | 0 | 0
F1_Commercial_School (ID)_New_Food Preparation_Natural Gas_Food Prep Other_E10 | F1 | Commercial | School (ID) | New | Food Preparation | Natural Gas | Food Prep Other | E10 | RVT - Cost of Equipment | 0 | 0 | 0 | 0 | 0 | 0 | 0 | 0 | 0 | 0 | 0 | 0 | 0 | 0 | 0 | 0 | 0 | 0 | 0 | 0 | 0 | 0 | 0 | 0 | 0 | 0 | 0
F2_Commercial_School (ID)_New_Food Preparation_Natural Gas_Food Prep Other_E1 | F2 | Commercial | School (ID) | New | Food Preparation | Natural Gas | Food Prep Other | E1 | RVT - Cost of Operation | 0.0032877 | 0.0033424 | 0.0034091 | 0.0034902 | 0.0035866 | 0.0037141 | 0.0038448 | 0.0039713 | 0.0040877 | 0.0041995 | 0.0043144 | 0.004417 | 0.004524 | 0.0046229 | 0.0047062 | 0.00478 | 0.0048406 | 0.0048976 | 0.0049589 | 0.005015 | 0.0050712 | 0.0051606 | 0.0052509 | 0.0053442 | 0.0054391 | 0.0055357 | 0.0056341
F2_Commercial_School (ID)_New_Food Preparation_Natural Gas_Food Prep Other_E2 | F2 | Commercial | School (ID) | New | Food Preparation | Natural Gas | Food Prep Other | E2 | RVT - Cost of Operation | 0.0032877 | 0.0033424 | 0.0034091 | 0.0034902 | 0.0035866 | 0.0037141 | 0.0038448 | 0.0039713 | 0.0040877 | 0.0041995 | 0.0043144 | 0.004417 | 0.004524 | 0.0046229 | 0.0047062 | 0.00478 | 0.0048405 | 0.0048976 | 0.0049588 | 0.005015 | 0.0050712 | 0.0051606 | 0.0052508 | 0.0053441 | 0.0054391 | 0.0055357 | 0.005634
F2_Commercial_School (ID)_New_Food Preparation_Natural Gas_Food Prep Other_E3 | F2 | Commercial | School (ID) | New | Food Preparation | Natural Gas | Food Prep Other | E3 | RVT - Cost of Operation | 0 | 0 | 0 | 0 | 0 | 0 | 0 | 0 | 0 | 0 | 0 | 0 | 0 | 0 | 0 | 0 | 0 | 0 | 0 | 0 | 0 | 0 | 0 | 0 | 0 | 0 | 0
F2_Commercial_School (ID)_New_Food Preparation_Natural Gas_Food Prep Other_E4 | F2 | Commercial | School (ID) | New | Food Preparation | Natural Gas | Food Prep Other | E4 | RVT - Cost of Operation | 0 | 0 | 0 | 0 | 0 | 0 | 0 | 0 | 0 | 0 | 0 | 0 | 0 | 0 | 0 | 0 | 0 | 0 | 0 | 0 | 0 | 0 | 0 | 0 | 0 | 0 | 0
F2_Commercial_School (ID)_New_Food Preparation_Natural Gas_Food Prep Other_E5 | F2 | Commercial | School (ID) | New | Food Preparation | Natural Gas | Food Prep Other | E5 | RVT - Cost of Operation | 0 | 0 | 0 | 0 | 0 | 0 | 0 | 0 | 0 | 0 | 0 | 0 | 0 | 0 | 0 | 0 | 0 | 0 | 0 | 0 | 0 | 0 | 0 | 0 | 0 | 0 | 0
F2_Commercial_School (ID)_New_Food Preparation_Natural Gas_Food Prep Other_E6 | F2 | Commercial | School (ID) | New | Food Preparation | Natural Gas | Food Prep Other | E6 | RVT - Cost of Operation | 0 | 0 | 0 | 0 | 0 | 0 | 0 | 0 | 0 | 0 | 0 | 0 | 0 | 0 | 0 | 0 | 0 | 0 | 0 | 0 | 0 | 0 | 0 | 0 | 0 | 0 | 0
F2_Commercial_School (ID)_New_Food Preparation_Natural Gas_Food Prep Other_E7 | F2 | Commercial | School (ID) | New | Food Preparation | Natural Gas | Food Prep Other | E7 | RVT - Cost of Operation | 0 | 0 | 0 | 0 | 0 | 0 | 0 | 0 | 0 | 0 | 0 | 0 | 0 | 0 | 0 | 0 | 0 | 0 | 0 | 0 | 0 | 0 | 0 | 0 | 0 | 0 | 0
F2_Commercial_School (ID)_New_Food Preparation_Natural Gas_Food Prep Other_E8 | F2 | Commercial | School (ID) | New | Food Preparation | Natural Gas | Food Prep Other | E8 | RVT - Cost of Operation | 0 | 0 | 0 | 0 | 0 | 0 | 0 | 0 | 0 | 0 | 0 | 0 | 0 | 0 | 0 | 0 | 0 | 0 | 0 | 0 | 0 | 0 | 0 | 0 | 0 | 0 | 0
F2_Commercial_School (ID)_New_Food Preparation_Natural Gas_Food Prep Other_E9 | F2 | Commercial | School (ID) | New | Food Preparation | Natural Gas | Food Prep Other | E9 | RVT - Cost of Operation | 0 | 0 | 0 | 0 | 0 | 0 | 0 | 0 | 0 | 0 | 0 | 0 | 0 | 0 | 0 | 0 | 0 | 0 | 0 | 0 | 0 | 0 | 0 | 0 | 0 | 0 | 0
F2_Commercial_School (ID)_New_Food Preparation_Natural Gas_Food Prep Other_E10 | F2 | Commercial | School (ID) | New | Food Preparation | Natural Gas | Food Prep Other | E10 | RVT - Cost of Operation | 0 | 0 | 0 | 0 | 0 | 0 | 0 | 0 | 0 | 0 | 0 | 0 | 0 | 0 | 0 | 0 | 0 | 0 | 0 | 0 | 0 | 0 | 0 | 0 | 0 | 0 | 0
F3_Commercial_School (ID)_New_Food Preparation_Natural Gas_Food Prep Other_E1 | F3 | Commercial | School (ID) | New | Food Preparation | Natural Gas | Food Prep Other | E1 | System - kBTUs of Consumption | 0.79691 | 0.79691 | 0.79691 | 0.79691 | 0.79691 | 0.79691 | 0.79691 | 0.79691 | 0.79691 | 0.79691 | 0.79691 | 0.79691 | 0.79691 | 0.79691 | 0.79691 | 0.79691 | 0.79691 | 0.79691 | 0.79691 | 0.79691 | 0.79691 | 0.79691 | 0.79691 | 0.79691 | 0.79691 | 0.79691 | 0.79691
F3_Commercial_School (ID)_New_Food Preparation_Natural Gas_Food Prep Other_E2 | F3 | Commercial | School (ID) | New | Food Preparation | Natural Gas | Food Prep Other | E2 | System - kBTUs of Consumption | 0.79691 | 0.79691 | 0.79691 | 0.79691 | 0.79691 | 0.79691 | 0.79691 | 0.79691 | 0.79691 | 0.79691 | 0.79691 | 0.79691 | 0.79691 | 0.79691 | 0.79691 | 0.79691 | 0.79691 | 0.79691 | 0.79691 | 0.79691 | 0.79691 | 0.79691 | 0.79691 | 0.79691 | 0.79691 | 0.79691 | 0.79691
F3_Commercial_School (ID)_New_Food Preparation_Natural Gas_Food Prep Other_E3 | F3 | Commercial | School (ID) | New | Food Preparation | Natural Gas | Food Prep Other | E3 | System - kBTUs of Consumption | 0 | 0 | 0 | 0 | 0 | 0 | 0 | 0 | 0 | 0 | 0 | 0 | 0 | 0 | 0 | 0 | 0 | 0 | 0 | 0 | 0 | 0 | 0 | 0 | 0 | 0 | 0
F3_Commercial_School (ID)_New_Food Preparation_Natural Gas_Food Prep Other_E4 | F3 | Commercial | School (ID) | New | Food Preparation | Natural Gas | Food Prep Other | E4 | System - kBTUs of Consumption | 0 | 0 | 0 | 0 | 0 | 0 | 0 | 0 | 0 | 0 | 0 | 0 | 0 | 0 | 0 | 0 | 0 | 0 | 0 | 0 | 0 | 0 | 0 | 0 | 0 | 0 | 0
F3_Commercial_School (ID)_New_Food Preparation_Natural Gas_Food Prep Other_E5 | F3 | Commercial | School (ID) | New | Food Preparation | Natural Gas | Food Prep Other | E5 | System - kBTUs of Consumption | 0 | 0 | 0 | 0 | 0 | 0 | 0 | 0 | 0 | 0 | 0 | 0 | 0 | 0 | 0 | 0 | 0 | 0 | 0 | 0 | 0 | 0 | 0 | 0 | 0 | 0 | 0
F3_Commercial_School (ID)_New_Food Preparation_Natural Gas_Food Prep Other_E6 | F3 | Commercial | School (ID) | New | Food Preparation | Natural Gas | Food Prep Other | E6 | System - kBTUs of Consumption | 0 | 0 | 0 | 0 | 0 | 0 | 0 | 0 | 0 | 0 | 0 | 0 | 0 | 0 | 0 | 0 | 0 | 0 | 0 | 0 | 0 | 0 | 0 | 0 | 0 | 0 | 0
F3_Commercial_School (ID)_New_Food Preparation_Natural Gas_Food Prep Other_E7 | F3 | Commercial | School (ID) | New | Food Preparation | Natural Gas | Food Prep Other | E7 | System - kBTUs of Consumption | 0 | 0 | 0 | 0 | 0 | 0 | 0 | 0 | 0 | 0 | 0 | 0 | 0 | 0 | 0 | 0 | 0 | 0 | 0 | 0 | 0 | 0 | 0 | 0 | 0 | 0 | 0
F3_Commercial_School (ID)_New_Food Preparation_Natural Gas_Food Prep Other_E8 | F3 | Commercial | School (ID) | New | Food Preparation | Natural Gas | Food Prep Other | E8 | System - kBTUs of Consumption | 0 | 0 | 0 | 0 | 0 | 0 | 0 | 0 | 0 | 0 | 0 | 0 | 0 | 0 | 0 | 0 | 0 | 0 | 0 | 0 | 0 | 0 | 0 | 0 | 0 | 0 | 0
F3_Commercial_School (ID)_New_Food Preparation_Natural Gas_Food Prep Other_E9 | F3 | Commercial | School (ID) | New | Food Preparation | Natural Gas | Food Prep Other | E9 | System - kBTUs of Consumption | 0 | 0 | 0 | 0 | 0 | 0 | 0 | 0 | 0 | 0 | 0 | 0 | 0 | 0 | 0 | 0 | 0 | 0 | 0 | 0 | 0 | 0 | 0 | 0 | 0 | 0 | 0
F3_Commercial_School (ID)_New_Food Preparation_Natural Gas_Food Prep Other_E10 | F3 | Commercial | School (ID) | New | Food Preparation | Natural Gas | Food Prep Other | E10 | System - kBTUs of Consumption | 0 | 0 | 0 | 0 | 0 | 0 | 0 | 0 | 0 | 0 | 0 | 0 | 0 | 0 | 0 | 0 | 0 | 0 | 0 | 0 | 0 | 0 | 0 | 0 | 0 | 0 | 0
F4_Commercial_School (ID)_New_Food Preparation_Natural Gas_Food Prep Other_E1 | F4 | Commercial | School (ID) | New | Food Preparation | Natural Gas | Food Prep Other | E1 | Utility - Cost of Equipment | 1.1663e-05 | 1.1663e-05 | 1.1663e-05 | 1.1663e-05 | 1.1663e-05 | 1.1663e-05 | 1.1663e-05 | 1.1663e-05 | 1.1663e-05 | 1.1663e-05 | 1.1663e-05 | 1.1663e-05 | 1.1663e-05 | 1.1663e-05 | 1.1663e-05 | 1.1663e-05 | 1.1663e-05 | 1.1663e-05 | 1.1663e-05 | 1.1663e-05 | 1.1663e-05 | 1.1663e-05 | 1.1663e-05 | 1.1663e-05 | 1.1663e-05 | 1.1663e-05 | 1.1663e-05
F4_Commercial_School (ID)_New_Food Preparation_Natural Gas_Food Prep Other_E2 | F4 | Commercial | School (ID) | New | Food Preparation | Natural Gas | Food Prep Other | E2 | Utility - Cost of Equipment | 1.1675e-05 | 1.1675e-05 | 1.1675e-05 | 1.1675e-05 | 1.1675e-05 | 1.1675e-05 | 1.1675e-05 | 1.1675e-05 | 1.1675e-05 | 1.1675e-05 | 1.1675e-05 | 1.1675e-05 | 1.1675e-05 | 1.1675e-05 | 1.1675e-05 | 1.1675e-05 | 1.1675e-05 | 1.1675e-05 | 1.1675e-05 | 1.1675e-05 | 1.1675e-05 | 1.1675e-05 | 1.1675e-05 | 1.1675e-05 | 1.1675e-05 | 1.1675e-05 | 1.1675e-05
F4_Commercial_School (ID)_New_Food Preparation_Natural Gas_Food Prep Other_E3 | F4 | Commercial | School (ID) | New | Food Preparation | Natural Gas | Food Prep Other | E3 | Utility - Cost of Equipment | 0 | 0 | 0 | 0 | 0 | 0 | 0 | 0 | 0 | 0 | 0 | 0 | 0 | 0 | 0 | 0 | 0 | 0 | 0 | 0 | 0 | 0 | 0 | 0 | 0 | 0 | 0
F4_Commercial_School (ID)_New_Food Preparation_Natural Gas_Food Prep Other_E4 | F4 | Commercial | School (ID) | New | Food Preparation | Natural Gas | Food Prep Other | E4 | Utility - Cost of Equipment | 0 | 0 | 0 | 0 | 0 | 0 | 0 | 0 | 0 | 0 | 0 | 0 | 0 | 0 | 0 | 0 | 0 | 0 | 0 | 0 | 0 | 0 | 0 | 0 | 0 | 0 | 0
F4_Commercial_School (ID)_New_Food Preparation_Natural Gas_Food Prep Other_E5 | F4 | Commercial | School (ID) | New | Food Preparation | Natural Gas | Food Prep Other | E5 | Utility - Cost of Equipment | 0 | 0 | 0 | 0 | 0 | 0 | 0 | 0 | 0 | 0 | 0 | 0 | 0 | 0 | 0 | 0 | 0 | 0 | 0 | 0 | 0 | 0 | 0 | 0 | 0 | 0 | 0
F4_Commercial_School (ID)_New_Food Preparation_Natural Gas_Food Prep Other_E6 | F4 | Commercial | School (ID) | New | Food Preparation | Natural Gas | Food Prep Other | E6 | Utility - Cost of Equipment | 0 | 0 | 0 | 0 | 0 | 0 | 0 | 0 | 0 | 0 | 0 | 0 | 0 | 0 | 0 | 0 | 0 | 0 | 0 | 0 | 0 | 0 | 0 | 0 | 0 | 0 | 0
F4_Commercial_School (ID)_New_Food Preparation_Natural Gas_Food Prep Other_E7 | F4 | Commercial | School (ID) | New | Food Preparation | Natural Gas | Food Prep Other | E7 | Utility - Cost of Equipment | 0 | 0 | 0 | 0 | 0 | 0 | 0 | 0 | 0 | 0 | 0 | 0 | 0 | 0 | 0 | 0 | 0 | 0 | 0 | 0 | 0 | 0 | 0 | 0 | 0 | 0 | 0
F4_Commercial_School (ID)_New_Food Preparation_Natural Gas_Food Prep Other_E8 | F4 | Commercial | School (ID) | New | Food Preparation | Natural Gas | Food Prep Other | E8 | Utility - Cost of Equipment | 0 | 0 | 0 | 0 | 0 | 0 | 0 | 0 | 0 | 0 | 0 | 0 | 0 | 0 | 0 | 0 | 0 | 0 | 0 | 0 | 0 | 0 | 0 | 0 | 0 | 0 | 0
F4_Commercial_School (ID)_New_Food Preparation_Natural Gas_Food Prep Other_E9 | F4 | Commercial | School (ID) | New | Food Preparation | Natural Gas | Food Prep Other | E9 | Utility - Cost of Equipment | 0 | 0 | 0 | 0 | 0 | 0 | 0 | 0 | 0 | 0 | 0 | 0 | 0 | 0 | 0 | 0 | 0 | 0 | 0 | 0 | 0 | 0 | 0 | 0 | 0 | 0 | 0
F4_Commercial_School (ID)_New_Food Preparation_Natural Gas_Food Prep Other_E10 | F4 | Commercial | School (ID) | New | Food Preparation | Natural Gas | Food Prep Other | E10 | Utility - Cost of Equipment | 0 | 0 | 0 | 0 | 0 | 0 | 0 | 0 | 0 | 0 | 0 | 0 | 0 | 0 | 0 | 0 | 0 | 0 | 0 | 0 | 0 | 0 | 0 | 0 | 0 | 0 | 0
F5_Commercial_School (ID)_New_Food Preparation_Natural Gas_Food Prep Other_E1 | F5 | Commercial | School (ID) | New | Food Preparation | Natural Gas | Food Prep Other | E1 | Utility - Cost of Operation | 0.0027638 | 0.0028276 | 0.0029078 | 0.0030025 | 0.0031126 | 0.0032515 | 0.0033961 | 0.0035403 | 0.0036794 | 0.0038204 | 0.0039304 | 0.0040328 | 0.0041432 | 0.0042507 | 0.0043455 | 0.0044333 | 0.0045107 | 0.0045868 | 0.0046687 | 0.0047481 | 0.0048297 | 0.0049149 | 0.0050008 | 0.0050897 | 0.0051801 | 0.0052721 | 0.0053658
F5_Commercial_School (ID)_New_Food Preparation_Natural Gas_Food Prep Other_E2 | F5 | Commercial | School (ID) | New | Food Preparation | Natural Gas | Food Prep Other | E2 | Utility - Cost of Operation | 0.0027637 | 0.0028275 | 0.0029078 | 0.0030025 | 0.0031126 | 0.0032514 | 0.0033961 | 0.0035403 | 0.0036794 | 0.0038204 | 0.0039304 | 0.0040328 | 0.0041431 | 0.0042507 | 0.0043455 | 0.0044333 | 0.0045107 | 0.0045868 | 0.0046687 | 0.004748 | 0.0048297 | 0.0049148 | 0.0050008 | 0.0050896 | 0.0051801 | 0.0052721 | 0.0053657
F5_Commercial_School (ID)_New_Food Preparation_Natural Gas_Food Prep Other_E3 | F5 | Commercial | School (ID) | New | Food Preparation | Natural Gas | Food Prep Other | E3 | Utility - Cost of Operation | 0 | 0 | 0 | 0 | 0 | 0 | 0 | 0 | 0 | 0 | 0 | 0 | 0 | 0 | 0 | 0 | 0 | 0 | 0 | 0 | 0 | 0 | 0 | 0 | 0 | 0 | 0
F5_Commercial_School (ID)_New_Food Preparation_Natural Gas_Food Prep Other_E4 | F5 | Commercial | School (ID) | New | Food Preparation | Natural Gas | Food Prep Other | E4 | Utility - Cost of Operation | 0 | 0 | 0 | 0 | 0 | 0 | 0 | 0 | 0 | 0 | 0 | 0 | 0 | 0 | 0 | 0 | 0 | 0 | 0 | 0 | 0 | 0 | 0 | 0 | 0 | 0 | 0
F5_Commercial_School (ID)_New_Food Preparation_Natural Gas_Food Prep Other_E5 | F5 | Commercial | School (ID) | New | Food Preparation | Natural Gas | Food Prep Other | E5 | Utility - Cost of Operation | 0 | 0 | 0 | 0 | 0 | 0 | 0 | 0 | 0 | 0 | 0 | 0 | 0 | 0 | 0 | 0 | 0 | 0 | 0 | 0 | 0 | 0 | 0 | 0 | 0 | 0 | 0
F5_Commercial_School (ID)_New_Food Preparation_Natural Gas_Food Prep Other_E6 | F5 | Commercial | School (ID) | New | Food Preparation | Natural Gas | Food Prep Other | E6 | Utility - Cost of Operation | 0 | 0 | 0 | 0 | 0 | 0 | 0 | 0 | 0 | 0 | 0 | 0 | 0 | 0 | 0 | 0 | 0 | 0 | 0 | 0 | 0 | 0 | 0 | 0 | 0 | 0 | 0
F5_Commercial_School (ID)_New_Food Preparation_Natural Gas_Food Prep Other_E7 | F5 | Commercial | School (ID) | New | Food Preparation | Natural Gas | Food Prep Other | E7 | Utility - Cost of Operation | 0 | 0 | 0 | 0 | 0 | 0 | 0 | 0 | 0 | 0 | 0 | 0 | 0 | 0 | 0 | 0 | 0 | 0 | 0 | 0 | 0 | 0 | 0 | 0 | 0 | 0 | 0
F5_Commercial_School (ID)_New_Food Preparation_Natural Gas_Food Prep Other_E8 | F5 | Commercial | School (ID) | New | Food Preparation | Natural Gas | Food Prep Other | E8 | Utility - Cost of Operation | 0 | 0 | 0 | 0 | 0 | 0 | 0 | 0 | 0 | 0 | 0 | 0 | 0 | 0 | 0 | 0 | 0 | 0 | 0 | 0 | 0 | 0 | 0 | 0 | 0 | 0 | 0
F5_Commercial_School (ID)_New_Food Preparation_Natural Gas_Food Prep Other_E9 | F5 | Commercial | School (ID) | New | Food Preparation | Natural Gas | Food Prep Other | E9 | Utility - Cost of Operation | 0 | 0 | 0 | 0 | 0 | 0 | 0 | 0 | 0 | 0 | 0 | 0 | 0 | 0 | 0 | 0 | 0 | 0 | 0 | 0 | 0 | 0 | 0 | 0 | 0 | 0 | 0
F5_Commercial_School (ID)_New_Food Preparation_Natural Gas_Food Prep Other_E10 | F5 | Commercial | School (ID) | New | Food Preparation | Natural Gas | Food Prep Other | E10 | Utility - Cost of Operation | 0 | 0 | 0 | 0 | 0 | 0 | 0 | 0 | 0 | 0 | 0 | 0 | 0 | 0 | 0 | 0 | 0 | 0 | 0 | 0 | 0 | 0 | 0 | 0 | 0 | 0 | 0
F6_Commercial_School (ID)_New_Food Preparation_Natural Gas_Food Prep Other_E1 | F6 | Commercial | School (ID) | New | Food Preparation | Natural Gas | Food Prep Other | E1 | Utility - Value of Sales | 0.0032877 | 0.0033424 | 0.0034091 | 0.0034902 | 0.0035866 | 0.0037141 | 0.0038448 | 0.0039713 | 0.0040877 | 0.0041995 | 0.0043144 | 0.004417 | 0.004524 | 0.0046229 | 0.0047062 | 0.00478 | 0.0048406 | 0.0048976 | 0.0049589 | 0.005015 | 0.0050712 | 0.0051606 | 0.0052509 | 0.0053442 | 0.0054391 | 0.0055357 | 0.0056341
F6_Commercial_School (ID)_New_Food Preparation_Natural Gas_Food Prep Other_E2 | F6 | Commercial | School (ID) | New | Food Preparation | Natural Gas | Food Prep Other | E2 | Utility - Value of Sales | 0.0032877 | 0.0033424 | 0.0034091 | 0.0034902 | 0.0035866 | 0.0037141 | 0.0038448 | 0.0039713 | 0.0040877 | 0.0041995 | 0.0043144 | 0.004417 | 0.004524 | 0.0046229 | 0.0047062 | 0.00478 | 0.0048405 | 0.0048976 | 0.0049588 | 0.005015 | 0.0050712 | 0.0051606 | 0.0052508 | 0.0053441 | 0.0054391 | 0.0055357 | 0.005634
F6_Commercial_School (ID)_New_Food Preparation_Natural Gas_Food Prep Other_E3 | F6 | Commercial | School (ID) | New | Food Preparation | Natural Gas | Food Prep Other | E3 | Utility - Value of Sales | 0 | 0 | 0 | 0 | 0 | 0 | 0 | 0 | 0 | 0 | 0 | 0 | 0 | 0 | 0 | 0 | 0 | 0 | 0 | 0 | 0 | 0 | 0 | 0 | 0 | 0 | 0
F6_Commercial_School (ID)_New_Food Preparation_Natural Gas_Food Prep Other_E4 | F6 | Commercial | School (ID) | New | Food Preparation | Natural Gas | Food Prep Other | E4 | Utility - Value of Sales | 0 | 0 | 0 | 0 | 0 | 0 | 0 | 0 | 0 | 0 | 0 | 0 | 0 | 0 | 0 | 0 | 0 | 0 | 0 | 0 | 0 | 0 | 0 | 0 | 0 | 0 | 0
F6_Commercial_School (ID)_New_Food Preparation_Natural Gas_Food Prep Other_E5 | F6 | Commercial | School (ID) | New | Food Preparation | Natural Gas | Food Prep Other | E5 | Utility - Value of Sales | 0 | 0 | 0 | 0 | 0 | 0 | 0 | 0 | 0 | 0 | 0 | 0 | 0 | 0 | 0 | 0 | 0 | 0 | 0 | 0 | 0 | 0 | 0 | 0 | 0 | 0 | 0
F6_Commercial_School (ID)_New_Food Preparation_Natural Gas_Food Prep Other_E6 | F6 | Commercial | School (ID) | New | Food Preparation | Natural Gas | Food Prep Other | E6 | Utility - Value of Sales | 0 | 0 | 0 | 0 | 0 | 0 | 0 | 0 | 0 | 0 | 0 | 0 | 0 | 0 | 0 | 0 | 0 | 0 | 0 | 0 | 0 | 0 | 0 | 0 | 0 | 0 | 0
F6_Commercial_School (ID)_New_Food Preparation_Natural Gas_Food Prep Other_E7 | F6 | Commercial | School (ID) | New | Food Preparation | Natural Gas | Food Prep Other | E7 | Utility - Value of Sales | 0 | 0 | 0 | 0 | 0 | 0 | 0 | 0 | 0 | 0 | 0 | 0 | 0 | 0 | 0 | 0 | 0 | 0 | 0 | 0 | 0 | 0 | 0 | 0 | 0 | 0 | 0
F6_Commercial_School (ID)_New_Food Preparation_Natural Gas_Food Prep Other_E8 | F6 | Commercial | School (ID) | New | Food Preparation | Natural Gas | Food Prep Other | E8 | Utility - Value of Sales | 0 | 0 | 0 | 0 | 0 | 0 | 0 | 0 | 0 | 0 | 0 | 0 | 0 | 0 | 0 | 0 | 0 | 0 | 0 | 0 | 0 | 0 | 0 | 0 | 0 | 0 | 0
F6_Commercial_School (ID)_New_Food Preparation_Natural Gas_Food Prep Other_E9 | F6 | Commercial | School (ID) | New | Food Preparation | Natural Gas | Food Prep Other | E9 | Utility - Value of Sales | 0 | 0 | 0 | 0 | 0 | 0 | 0 | 0 | 0 | 0 | 0 | 0 | 0 | 0 | 0 | 0 | 0 | 0 | 0 | 0 | 0 | 0 | 0 | 0 | 0 | 0 | 0
F6_Commercial_School (ID)_New_Food Preparation_Natural Gas_Food Prep Other_E10 | F6 | Commercial | School (ID) | New | Food Preparation | Natural Gas | Food Prep Other | E10 | Utility - Value of Sales | 0 | 0 | 0 | 0 | 0 | 0 | 0 | 0 | 0 | 0 | 0 | 0 | 0 | 0 | 0 | 0 | 0 | 0 | 0 | 0 | 0 | 0 | 0 | 0 | 0 | 0 | 0
F1_Commercial_School (ID)_New_Miscellaneous_Natural Gas_Pool Heater_E1 | F1 | Commercial | School (ID) | New | Miscellaneous | Natural Gas | Pool Heater | E1 | RVT - Cost of Equipment | 4.447e-07 | 4.447e-07 | 4.447e-07 | 4.447e-07 | 4.447e-07 | 4.447e-07 | 4.447e-07 | 4.447e-07 | 4.447e-07 | 4.447e-07 | 4.447e-07 | 4.447e-07 | 4.447e-07 | 4.447e-07 | 4.447e-07 | 4.447e-07 | 4.447e-07 | 4.447e-07 | 4.447e-07 | 4.447e-07 | 4.447e-07 | 4.447e-07 | 4.447e-07 | 4.447e-07 | 4.447e-07 | 4.447e-07 | 4.447e-07
F1_Commercial_School (ID)_New_Miscellaneous_Natural Gas_Pool Heater_E2 | F1 | Commercial | School (ID) | New | Miscellaneous | Natural Gas | Pool Heater | E2 | RVT - Cost of Equipment | 7.2815e-07 | 7.2815e-07 | 7.2815e-07 | 7.2815e-07 | 7.2815e-07 | 7.2815e-07 | 7.2815e-07 | 7.2815e-07 | 7.2815e-07 | 7.2815e-07 | 7.2815e-07 | 7.2815e-07 | 7.2815e-07 | 7.2815e-07 | 7.2815e-07 | 7.2815e-07 | 7.2815e-07 | 7.2815e-07 | 7.2815e-07 | 7.2815e-07 | 7.2815e-07 | 7.2815e-07 | 7.2815e-07 | 7.2815e-07 | 7.2815e-07 | 7.2815e-07 | 7.2815e-07
F1_Commercial_School (ID)_New_Miscellaneous_Natural Gas_Pool Heater_E3 | F1 | Commercial | School (ID) | New | Miscellaneous | Natural Gas | Pool Heater | E3 | RVT - Cost of Equipment | 0 | 0 | 0 | 0 | 0 | 0 | 0 | 0 | 0 | 0 | 0 | 0 | 0 | 0 | 0 | 0 | 0 | 0 | 0 | 0 | 0 | 0 | 0 | 0 | 0 | 0 | 0
F1_Commercial_School (ID)_New_Miscellaneous_Natural Gas_Pool Heater_E4 | F1 | Commercial | School (ID) | New | Miscellaneous | Natural Gas | Pool Heater | E4 | RVT - Cost of Equipment | 0 | 0 | 0 | 0 | 0 | 0 | 0 | 0 | 0 | 0 | 0 | 0 | 0 | 0 | 0 | 0 | 0 | 0 | 0 | 0 | 0 | 0 | 0 | 0 | 0 | 0 | 0
F1_Commercial_School (ID)_New_Miscellaneous_Natural Gas_Pool Heater_E5 | F1 | Commercial | School (ID) | New | Miscellaneous | Natural Gas | Pool Heater | E5 | RVT - Cost of Equipment | 0 | 0 | 0 | 0 | 0 | 0 | 0 | 0 | 0 | 0 | 0 | 0 | 0 | 0 | 0 | 0 | 0 | 0 | 0 | 0 | 0 | 0 | 0 | 0 | 0 | 0 | 0
F1_Commercial_School (ID)_New_Miscellaneous_Natural Gas_Pool Heater_E6 | F1 | Commercial | School (ID) | New | Miscellaneous | Natural Gas | Pool Heater | E6 | RVT - Cost of Equipment | 0 | 0 | 0 | 0 | 0 | 0 | 0 | 0 | 0 | 0 | 0 | 0 | 0 | 0 | 0 | 0 | 0 | 0 | 0 | 0 | 0 | 0 | 0 | 0 | 0 | 0 | 0
F1_Commercial_School (ID)_New_Miscellaneous_Natural Gas_Pool Heater_E7 | F1 | Commercial | School (ID) | New | Miscellaneous | Natural Gas | Pool Heater | E7 | RVT - Cost of Equipment | 0 | 0 | 0 | 0 | 0 | 0 | 0 | 0 | 0 | 0 | 0 | 0 | 0 | 0 | 0 | 0 | 0 | 0 | 0 | 0 | 0 | 0 | 0 | 0 | 0 | 0 | 0
F1_Commercial_School (ID)_New_Miscellaneous_Natural Gas_Pool Heater_E8 | F1 | Commercial | School (ID) | New | Miscellaneous | Natural Gas | Pool Heater | E8 | RVT - Cost of Equipment | 0 | 0 | 0 | 0 | 0 | 0 | 0 | 0 | 0 | 0 | 0 | 0 | 0 | 0 | 0 | 0 | 0 | 0 | 0 | 0 | 0 | 0 | 0 | 0 | 0 | 0 | 0
F1_Commercial_School (ID)_New_Miscellaneous_Natural Gas_Pool Heater_E9 | F1 | Commercial | School (ID) | New | Miscellaneous | Natural Gas | Pool Heater | E9 | RVT - Cost of Equipment | 0 | 0 | 0 | 0 | 0 | 0 | 0 | 0 | 0 | 0 | 0 | 0 | 0 | 0 | 0 | 0 | 0 | 0 | 0 | 0 | 0 | 0 | 0 | 0 | 0 | 0 | 0
F1_Commercial_School (ID)_New_Miscellaneous_Natural Gas_Pool Heater_E10 | F1 | Commercial | School (ID) | New | Miscellaneous | Natural Gas | Pool Heater | E10 | RVT - Cost of Equipment | 0 | 0 | 0 | 0 | 0 | 0 | 0 | 0 | 0 | 0 | 0 | 0 | 0 | 0 | 0 | 0 | 0 | 0 | 0 | 0 | 0 | 0 | 0 | 0 | 0 | 0 | 0
F2_Commercial_School (ID)_New_Miscellaneous_Natural Gas_Pool Heater_E1 | F2 | Commercial | School (ID) | New | Miscellaneous | Natural Gas | Pool Heater | E1 | RVT - Cost of Operation | 0.00022001 | 0.00022168 | 0.0002247 | 0.00022925 | 0.00023522 | 0.00024391 | 0.00025269 | 0.0002611 | 0.00026869 | 0.00027668 | 0.00028583 | 0.00029442 | 0.00030413 | 0.00031311 | 0.00032013 | 0.00032583 | 0.00032966 | 0.00033258 | 0.00033587 | 0.00033856 | 0.0003412 | 0.00034719 | 0.00035321 | 0.00035948 | 0.00036587 | 0.00037237 | 0.00037899
F2_Commercial_School (ID)_New_Miscellaneous_Natural Gas_Pool Heater_E2 | F2 | Commercial | School (ID) | New | Miscellaneous | Natural Gas | Pool Heater | E2 | RVT - Cost of Operation | 0.00018701 | 0.00018843 | 0.00019099 | 0.00019486 | 0.00019993 | 0.00020732 | 0.00021478 | 0.00022194 | 0.00022839 | 0.00023518 | 0.00024296 | 0.00025026 | 0.00025851 | 0.00026615 | 0.00027211 | 0.00027696 | 0.00028021 | 0.0002827 | 0.00028549 | 0.00028777 | 0.00029002 | 0.00029511 | 0.00030023 | 0.00030556 | 0.00031099 | 0.00031651 | 0.00032214
F2_Commercial_School (ID)_New_Miscellaneous_Natural Gas_Pool Heater_E3 | F2 | Commercial | School (ID) | New | Miscellaneous | Natural Gas | Pool Heater | E3 | RVT - Cost of Operation | 0 | 0 | 0 | 0 | 0 | 0 | 0 | 0 | 0 | 0 | 0 | 0 | 0 | 0 | 0 | 0 | 0 | 0 | 0 | 0 | 0 | 0 | 0 | 0 | 0 | 0 | 0
F2_Commercial_School (ID)_New_Miscellaneous_Natural Gas_Pool Heater_E4 | F2 | Commercial | School (ID) | New | Miscellaneous | Natural Gas | Pool Heater | E4 | RVT - Cost of Operation | 0 | 0 | 0 | 0 | 0 | 0 | 0 | 0 | 0 | 0 | 0 | 0 | 0 | 0 | 0 | 0 | 0 | 0 | 0 | 0 | 0 | 0 | 0 | 0 | 0 | 0 | 0
F2_Commercial_School (ID)_New_Miscellaneous_Natural Gas_Pool Heater_E5 | F2 | Commercial | School (ID) | New | Miscellaneous | Natural Gas | Pool Heater | E5 | RVT - Cost of Operation | 0 | 0 | 0 | 0 | 0 | 0 | 0 | 0 | 0 | 0 | 0 | 0 | 0 | 0 | 0 | 0 | 0 | 0 | 0 | 0 | 0 | 0 | 0 | 0 | 0 | 0 | 0
F2_Commercial_School (ID)_New_Miscellaneous_Natural Gas_Pool Heater_E6 | F2 | Commercial | School (ID) | New | Miscellaneous | Natural Gas | Pool Heater | E6 | RVT - Cost of Operation | 0 | 0 | 0 | 0 | 0 | 0 | 0 | 0 | 0 | 0 | 0 | 0 | 0 | 0 | 0 | 0 | 0 | 0 | 0 | 0 | 0 | 0 | 0 | 0 | 0 | 0 | 0
F2_Commercial_School (ID)_New_Miscellaneous_Natural Gas_Pool Heater_E7 | F2 | Commercial | School (ID) | New | Miscellaneous | Natural Gas | Pool Heater | E7 | RVT - Cost of Operation | 0 | 0 | 0 | 0 | 0 | 0 | 0 | 0 | 0 | 0 | 0 | 0 | 0 | 0 | 0 | 0 | 0 | 0 | 0 | 0 | 0 | 0 | 0 | 0 | 0 | 0 | 0
F2_Commercial_School (ID)_New_Miscellaneous_Natural Gas_Pool Heater_E8 | F2 | Commercial | School (ID) | New | Miscellaneous | Natural Gas | Pool Heater | E8 | RVT - Cost of Operation | 0 | 0 | 0 | 0 | 0 | 0 | 0 | 0 | 0 | 0 | 0 | 0 | 0 | 0 | 0 | 0 | 0 | 0 | 0 | 0 | 0 | 0 | 0 | 0 | 0 | 0 | 0
F2_Commercial_School (ID)_New_Miscellaneous_Natural Gas_Pool Heater_E9 | F2 | Commercial | School (ID) | New | Miscellaneous | Natural Gas | Pool Heater | E9 | RVT - Cost of Operation | 0 | 0 | 0 | 0 | 0 | 0 | 0 | 0 | 0 | 0 | 0 | 0 | 0 | 0 | 0 | 0 | 0 | 0 | 0 | 0 | 0 | 0 | 0 | 0 | 0 | 0 | 0
F2_Commercial_School (ID)_New_Miscellaneous_Natural Gas_Pool Heater_E10 | F2 | Commercial | School (ID) | New | Miscellaneous | Natural Gas | Pool Heater | E10 | RVT - Cost of Operation | 0 | 0 | 0 | 0 | 0 | 0 | 0 | 0 | 0 | 0 | 0 | 0 | 0 | 0 | 0 | 0 | 0 | 0 | 0 | 0 | 0 | 0 | 0 | 0 | 0 | 0 | 0
F3_Commercial_School (ID)_New_Miscellaneous_Natural Gas_Pool Heater_E1 | F3 | Commercial | School (ID) | New | Miscellaneous | Natural Gas | Pool Heater | E1 | System - kBTUs of Consumption | 0.055408 | 0.055408 | 0.055408 | 0.055408 | 0.055408 | 0.055408 | 0.055408 | 0.055408 | 0.055408 | 0.055408 | 0.055408 | 0.055408 | 0.055408 | 0.055408 | 0.055408 | 0.055408 | 0.055408 | 0.055408 | 0.055408 | 0.055408 | 0.055408 | 0.055408 | 0.055408 | 0.055408 | 0.055408 | 0.055408 | 0.055408
F3_Commercial_School (ID)_New_Miscellaneous_Natural Gas_Pool Heater_E2 | F3 | Commercial | School (ID) | New | Miscellaneous | Natural Gas | Pool Heater | E2 | System - kBTUs of Consumption | 0.047097 | 0.047097 | 0.047097 | 0.047097 | 0.047097 | 0.047097 | 0.047097 | 0.047097 | 0.047097 | 0.047097 | 0.047097 | 0.047097 | 0.047097 | 0.047097 | 0.047097 | 0.047097 | 0.047097 | 0.047097 | 0.047097 | 0.047097 | 0.047097 | 0.047097 | 0.047097 | 0.047097 | 0.047097 | 0.047097 | 0.047097
F3_Commercial_School (ID)_New_Miscellaneous_Natural Gas_Pool Heater_E3 | F3 | Commercial | School (ID) | New | Miscellaneous | Natural Gas | Pool Heater | E3 | System - kBTUs of Consumption | 0 | 0 | 0 | 0 | 0 | 0 | 0 | 0 | 0 | 0 | 0 | 0 | 0 | 0 | 0 | 0 | 0 | 0 | 0 | 0 | 0 | 0 | 0 | 0 | 0 | 0 | 0
F3_Commercial_School (ID)_New_Miscellaneous_Natural Gas_Pool Heater_E4 | F3 | Commercial | School (ID) | New | Miscellaneous | Natural Gas | Pool Heater | E4 | System - kBTUs of Consumption | 0 | 0 | 0 | 0 | 0 | 0 | 0 | 0 | 0 | 0 | 0 | 0 | 0 | 0 | 0 | 0 | 0 | 0 | 0 | 0 | 0 | 0 | 0 | 0 | 0 | 0 | 0
F3_Commercial_School (ID)_New_Miscellaneous_Natural Gas_Pool Heater_E5 | F3 | Commercial | School (ID) | New | Miscellaneous | Natural Gas | Pool Heater | E5 | System - kBTUs of Consumption | 0 | 0 | 0 | 0 | 0 | 0 | 0 | 0 | 0 | 0 | 0 | 0 | 0 | 0 | 0 | 0 | 0 | 0 | 0 | 0 | 0 | 0 | 0 | 0 | 0 | 0 | 0
F3_Commercial_School (ID)_New_Miscellaneous_Natural Gas_Pool Heater_E6 | F3 | Commercial | School (ID) | New | Miscellaneous | Natural Gas | Pool Heater | E6 | System - kBTUs of Consumption | 0 | 0 | 0 | 0 | 0 | 0 | 0 | 0 | 0 | 0 | 0 | 0 | 0 | 0 | 0 | 0 | 0 | 0 | 0 | 0 | 0 | 0 | 0 | 0 | 0 | 0 | 0
F3_Commercial_School (ID)_New_Miscellaneous_Natural Gas_Pool Heater_E7 | F3 | Commercial | School (ID) | New | Miscellaneous | Natural Gas | Pool Heater | E7 | System - kBTUs of Consumption | 0 | 0 | 0 | 0 | 0 | 0 | 0 | 0 | 0 | 0 | 0 | 0 | 0 | 0 | 0 | 0 | 0 | 0 | 0 | 0 | 0 | 0 | 0 | 0 | 0 | 0 | 0
F3_Commercial_School (ID)_New_Miscellaneous_Natural Gas_Pool Heater_E8 | F3 | Commercial | School (ID) | New | Miscellaneous | Natural Gas | Pool Heater | E8 | System - kBTUs of Consumption | 0 | 0 | 0 | 0 | 0 | 0 | 0 | 0 | 0 | 0 | 0 | 0 | 0 | 0 | 0 | 0 | 0 | 0 | 0 | 0 | 0 | 0 | 0 | 0 | 0 | 0 | 0
F3_Commercial_School (ID)_New_Miscellaneous_Natural Gas_Pool Heater_E9 | F3 | Commercial | School (ID) | New | Miscellaneous | Natural Gas | Pool Heater | E9 | System - kBTUs of Consumption | 0 | 0 | 0 | 0 | 0 | 0 | 0 | 0 | 0 | 0 | 0 | 0 | 0 | 0 | 0 | 0 | 0 | 0 | 0 | 0 | 0 | 0 | 0 | 0 | 0 | 0 | 0
F3_Commercial_School (ID)_New_Miscellaneous_Natural Gas_Pool Heater_E10 | F3 | Commercial | School (ID) | New | Miscellaneous | Natural Gas | Pool Heater | E10 | System - kBTUs of Consumption | 0 | 0 | 0 | 0 | 0 | 0 | 0 | 0 | 0 | 0 | 0 | 0 | 0 | 0 | 0 | 0 | 0 | 0 | 0 | 0 | 0 | 0 | 0 | 0 | 0 | 0 | 0
F4_Commercial_School (ID)_New_Miscellaneous_Natural Gas_Pool Heater_E1 | F4 | Commercial | School (ID) | New | Miscellaneous | Natural Gas | Pool Heater | E1 | Utility - Cost of Equipment | 4.447e-07 | 4.447e-07 | 4.447e-07 | 4.447e-07 | 4.447e-07 | 4.447e-07 | 4.447e-07 | 4.447e-07 | 4.447e-07 | 4.447e-07 | 4.447e-07 | 4.447e-07 | 4.447e-07 | 4.447e-07 | 4.447e-07 | 4.447e-07 | 4.447e-07 | 4.447e-07 | 4.447e-07 | 4.447e-07 | 4.447e-07 | 4.447e-07 | 4.447e-07 | 4.447e-07 | 4.447e-07 | 4.447e-07 | 4.447e-07
F4_Commercial_School (ID)_New_Miscellaneous_Natural Gas_Pool Heater_E2 | F4 | Commercial | School (ID) | New | Miscellaneous | Natural Gas | Pool Heater | E2 | Utility - Cost of Equipment | 7.2815e-07 | 7.2815e-07 | 7.2815e-07 | 7.2815e-07 | 7.2815e-07 | 7.2815e-07 | 7.2815e-07 | 7.2815e-07 | 7.2815e-07 | 7.2815e-07 | 7.2815e-07 | 7.2815e-07 | 7.2815e-07 | 7.2815e-07 | 7.2815e-07 | 7.2815e-07 | 7.2815e-07 | 7.2815e-07 | 7.2815e-07 | 7.2815e-07 | 7.2815e-07 | 7.2815e-07 | 7.2815e-07 | 7.2815e-07 | 7.2815e-07 | 7.2815e-07 | 7.2815e-07
F4_Commercial_School (ID)_New_Miscellaneous_Natural Gas_Pool Heater_E3 | F4 | Commercial | School (ID) | New | Miscellaneous | Natural Gas | Pool Heater | E3 | Utility - Cost of Equipment | 0 | 0 | 0 | 0 | 0 | 0 | 0 | 0 | 0 | 0 | 0 | 0 | 0 | 0 | 0 | 0 | 0 | 0 | 0 | 0 | 0 | 0 | 0 | 0 | 0 | 0 | 0
F4_Commercial_School (ID)_New_Miscellaneous_Natural Gas_Pool Heater_E4 | F4 | Commercial | School (ID) | New | Miscellaneous | Natural Gas | Pool Heater | E4 | Utility - Cost of Equipment | 0 | 0 | 0 | 0 | 0 | 0 | 0 | 0 | 0 | 0 | 0 | 0 | 0 | 0 | 0 | 0 | 0 | 0 | 0 | 0 | 0 | 0 | 0 | 0 | 0 | 0 | 0
F4_Commercial_School (ID)_New_Miscellaneous_Natural Gas_Pool Heater_E5 | F4 | Commercial | School (ID) | New | Miscellaneous | Natural Gas | Pool Heater | E5 | Utility - Cost of Equipment | 0 | 0 | 0 | 0 | 0 | 0 | 0 | 0 | 0 | 0 | 0 | 0 | 0 | 0 | 0 | 0 | 0 | 0 | 0 | 0 | 0 | 0 | 0 | 0 | 0 | 0 | 0
F4_Commercial_School (ID)_New_Miscellaneous_Natural Gas_Pool Heater_E6 | F4 | Commercial | School (ID) | New | Miscellaneous | Natural Gas | Pool Heater | E6 | Utility - Cost of Equipment | 0 | 0 | 0 | 0 | 0 | 0 | 0 | 0 | 0 | 0 | 0 | 0 | 0 | 0 | 0 | 0 | 0 | 0 | 0 | 0 | 0 | 0 | 0 | 0 | 0 | 0 | 0
F4_Commercial_School (ID)_New_Miscellaneous_Natural Gas_Pool Heater_E7 | F4 | Commercial | School (ID) | New | Miscellaneous | Natural Gas | Pool Heater | E7 | Utility - Cost of Equipment | 0 | 0 | 0 | 0 | 0 | 0 | 0 | 0 | 0 | 0 | 0 | 0 | 0 | 0 | 0 | 0 | 0 | 0 | 0 | 0 | 0 | 0 | 0 | 0 | 0 | 0 | 0
F4_Commercial_School (ID)_New_Miscellaneous_Natural Gas_Pool Heater_E8 | F4 | Commercial | School (ID) | New | Miscellaneous | Natural Gas | Pool Heater | E8 | Utility - Cost of Equipment | 0 | 0 | 0 | 0 | 0 | 0 | 0 | 0 | 0 | 0 | 0 | 0 | 0 | 0 | 0 | 0 | 0 | 0 | 0 | 0 | 0 | 0 | 0 | 0 | 0 | 0 | 0
F4_Commercial_School (ID)_New_Miscellaneous_Natural Gas_Pool Heater_E9 | F4 | Commercial | School (ID) | New | Miscellaneous | Natural Gas | Pool Heater | E9 | Utility - Cost of Equipment | 0 | 0 | 0 | 0 | 0 | 0 | 0 | 0 | 0 | 0 | 0 | 0 | 0 | 0 | 0 | 0 | 0 | 0 | 0 | 0 | 0 | 0 | 0 | 0 | 0 | 0 | 0
F4_Commercial_School (ID)_New_Miscellaneous_Natural Gas_Pool Heater_E10 | F4 | Commercial | School (ID) | New | Miscellaneous | Natural Gas | Pool Heater | E10 | Utility - Cost of Equipment | 0 | 0 | 0 | 0 | 0 | 0 | 0 | 0 | 0 | 0 | 0 | 0 | 0 | 0 | 0 | 0 | 0 | 0 | 0 | 0 | 0 | 0 | 0 | 0 | 0 | 0 | 0
F5_Commercial_School (ID)_New_Miscellaneous_Natural Gas_Pool Heater_E1 | F5 | Commercial | School (ID) | New | Miscellaneous | Natural Gas | Pool Heater | E1 | Utility - Cost of Operation | 0.00018335 | 0.00018474 | 0.00018773 | 0.00019256 | 0.00019923 | 0.00020891 | 0.00021953 | 0.00023019 | 0.0002405 | 0.00025153 | 0.00025985 | 0.00026766 | 0.00027648 | 0.000285 | 0.00029214 | 0.00029853 | 0.00030377 | 0.00030879 | 0.00031433 | 0.00031955 | 0.00032495 | 0.00033065 | 0.00033639 | 0.00034237 | 0.00034845 | 0.00035464 | 0.00036094
F5_Commercial_School (ID)_New_Miscellaneous_Natural Gas_Pool Heater_E2 | F5 | Commercial | School (ID) | New | Miscellaneous | Natural Gas | Pool Heater | E2 | Utility - Cost of Operation | 0.00015584 | 0.00015703 | 0.00015957 | 0.00016368 | 0.00016935 | 0.00017758 | 0.0001866 | 0.00019566 | 0.00020442 | 0.0002138 | 0.00022087 | 0.00022751 | 0.00023501 | 0.00024225 | 0.00024832 | 0.00025375 | 0.00025821 | 0.00026247 | 0.00026718 | 0.00027162 | 0.00027621 | 0.00028106 | 0.00028593 | 0.00029101 | 0.00029618 | 0.00030144 | 0.0003068
F5_Commercial_School (ID)_New_Miscellaneous_Natural Gas_Pool Heater_E3 | F5 | Commercial | School (ID) | New | Miscellaneous | Natural Gas | Pool Heater | E3 | Utility - Cost of Operation | 0 | 0 | 0 | 0 | 0 | 0 | 0 | 0 | 0 | 0 | 0 | 0 | 0 | 0 | 0 | 0 | 0 | 0 | 0 | 0 | 0 | 0 | 0 | 0 | 0 | 0 | 0
F5_Commercial_School (ID)_New_Miscellaneous_Natural Gas_Pool Heater_E4 | F5 | Commercial | School (ID) | New | Miscellaneous | Natural Gas | Pool Heater | E4 | Utility - Cost of Operation | 0 | 0 | 0 | 0 | 0 | 0 | 0 | 0 | 0 | 0 | 0 | 0 | 0 | 0 | 0 | 0 | 0 | 0 | 0 | 0 | 0 | 0 | 0 | 0 | 0 | 0 | 0
F5_Commercial_School (ID)_New_Miscellaneous_Natural Gas_Pool Heater_E5 | F5 | Commercial | School (ID) | New | Miscellaneous | Natural Gas | Pool Heater | E5 | Utility - Cost of Operation | 0 | 0 | 0 | 0 | 0 | 0 | 0 | 0 | 0 | 0 | 0 | 0 | 0 | 0 | 0 | 0 | 0 | 0 | 0 | 0 | 0 | 0 | 0 | 0 | 0 | 0 | 0
F5_Commercial_School (ID)_New_Miscellaneous_Natural Gas_Pool Heater_E6 | F5 | Commercial | School (ID) | New | Miscellaneous | Natural Gas | Pool Heater | E6 | Utility - Cost of Operation | 0 | 0 | 0 | 0 | 0 | 0 | 0 | 0 | 0 | 0 | 0 | 0 | 0 | 0 | 0 | 0 | 0 | 0 | 0 | 0 | 0 | 0 | 0 | 0 | 0 | 0 | 0
F5_Commercial_School (ID)_New_Miscellaneous_Natural Gas_Pool Heater_E7 | F5 | Commercial | School (ID) | New | Miscellaneous | Natural Gas | Pool Heater | E7 | Utility - Cost of Operation | 0 | 0 | 0 | 0 | 0 | 0 | 0 | 0 | 0 | 0 | 0 | 0 | 0 | 0 | 0 | 0 | 0 | 0 | 0 | 0 | 0 | 0 | 0 | 0 | 0 | 0 | 0
F5_Commercial_School (ID)_New_Miscellaneous_Natural Gas_Pool Heater_E8 | F5 | Commercial | School (ID) | New | Miscellaneous | Natural Gas | Pool Heater | E8 | Utility - Cost of Operation | 0 | 0 | 0 | 0 | 0 | 0 | 0 | 0 | 0 | 0 | 0 | 0 | 0 | 0 | 0 | 0 | 0 | 0 | 0 | 0 | 0 | 0 | 0 | 0 | 0 | 0 | 0
F5_Commercial_School (ID)_New_Miscellaneous_Natural Gas_Pool Heater_E9 | F5 | Commercial | School (ID) | New | Miscellaneous | Natural Gas | Pool Heater | E9 | Utility - Cost of Operation | 0 | 0 | 0 | 0 | 0 | 0 | 0 | 0 | 0 | 0 | 0 | 0 | 0 | 0 | 0 | 0 | 0 | 0 | 0 | 0 | 0 | 0 | 0 | 0 | 0 | 0 | 0
F5_Commercial_School (ID)_New_Miscellaneous_Natural Gas_Pool Heater_E10 | F5 | Commercial | School (ID) | New | Miscellaneous | Natural Gas | Pool Heater | E10 | Utility - Cost of Operation | 0 | 0 | 0 | 0 | 0 | 0 | 0 | 0 | 0 | 0 | 0 | 0 | 0 | 0 | 0 | 0 | 0 | 0 | 0 | 0 | 0 | 0 | 0 | 0 | 0 | 0 | 0
F6_Commercial_School (ID)_New_Miscellaneous_Natural Gas_Pool Heater_E1 | F6 | Commercial | School (ID) | New | Miscellaneous | Natural Gas | Pool Heater | E1 | Utility - Value of Sales | 0.00022001 | 0.00022168 | 0.0002247 | 0.00022925 | 0.00023522 | 0.00024391 | 0.00025269 | 0.0002611 | 0.00026869 | 0.00027668 | 0.00028583 | 0.00029442 | 0.00030413 | 0.00031311 | 0.00032013 | 0.00032583 | 0.00032966 | 0.00033258 | 0.00033587 | 0.00033856 | 0.0003412 | 0.00034719 | 0.00035321 | 0.00035948 | 0.00036587 | 0.00037237 | 0.00037899
F6_Commercial_School (ID)_New_Miscellaneous_Natural Gas_Pool Heater_E2 | F6 | Commercial | School (ID) | New | Miscellaneous | Natural Gas | Pool Heater | E2 | Utility - Value of Sales | 0.00018701 | 0.00018843 | 0.00019099 | 0.00019486 | 0.00019993 | 0.00020732 | 0.00021478 | 0.00022194 | 0.00022839 | 0.00023518 | 0.00024296 | 0.00025026 | 0.00025851 | 0.00026615 | 0.00027211 | 0.00027696 | 0.00028021 | 0.0002827 | 0.00028549 | 0.00028777 | 0.00029002 | 0.00029511 | 0.00030023 | 0.00030556 | 0.00031099 | 0.00031651 | 0.00032214
F6_Commercial_School (ID)_New_Miscellaneous_Natural Gas_Pool Heater_E3 | F6 | Commercial | School (ID) | New | Miscellaneous | Natural Gas | Pool Heater | E3 | Utility - Value of Sales | 0 | 0 | 0 | 0 | 0 | 0 | 0 | 0 | 0 | 0 | 0 | 0 | 0 | 0 | 0 | 0 | 0 | 0 | 0 | 0 | 0 | 0 | 0 | 0 | 0 | 0 | 0
F6_Commercial_School (ID)_New_Miscellaneous_Natural Gas_Pool Heater_E4 | F6 | Commercial | School (ID) | New | Miscellaneous | Natural Gas | Pool Heater | E4 | Utility - Value of Sales | 0 | 0 | 0 | 0 | 0 | 0 | 0 | 0 | 0 | 0 | 0 | 0 | 0 | 0 | 0 | 0 | 0 | 0 | 0 | 0 | 0 | 0 | 0 | 0 | 0 | 0 | 0
F6_Commercial_School (ID)_New_Miscellaneous_Natural Gas_Pool Heater_E5 | F6 | Commercial | School (ID) | New | Miscellaneous | Natural Gas | Pool Heater | E5 | Utility - Value of Sales | 0 | 0 | 0 | 0 | 0 | 0 | 0 | 0 | 0 | 0 | 0 | 0 | 0 | 0 | 0 | 0 | 0 | 0 | 0 | 0 | 0 | 0 | 0 | 0 | 0 | 0 | 0
F6_Commercial_School (ID)_New_Miscellaneous_Natural Gas_Pool Heater_E6 | F6 | Commercial | School (ID) | New | Miscellaneous | Natural Gas | Pool Heater | E6 | Utility - Value of Sales | 0 | 0 | 0 | 0 | 0 | 0 | 0 | 0 | 0 | 0 | 0 | 0 | 0 | 0 | 0 | 0 | 0 | 0 | 0 | 0 | 0 | 0 | 0 | 0 | 0 | 0 | 0
F6_Commercial_School (ID)_New_Miscellaneous_Natural Gas_Pool Heater_E7 | F6 | Commercial | School (ID) | New | Miscellaneous | Natural Gas | Pool Heater | E7 | Utility - Value of Sales | 0 | 0 | 0 | 0 | 0 | 0 | 0 | 0 | 0 | 0 | 0 | 0 | 0 | 0 | 0 | 0 | 0 | 0 | 0 | 0 | 0 | 0 | 0 | 0 | 0 | 0 | 0
F6_Commercial_School (ID)_New_Miscellaneous_Natural Gas_Pool Heater_E8 | F6 | Commercial | School (ID) | New | Miscellaneous | Natural Gas | Pool Heater | E8 | Utility - Value of Sales | 0 | 0 | 0 | 0 | 0 | 0 | 0 | 0 | 0 | 0 | 0 | 0 | 0 | 0 | 0 | 0 | 0 | 0 | 0 | 0 | 0 | 0 | 0 | 0 | 0 | 0 | 0
F6_Commercial_School (ID)_New_Miscellaneous_Natural Gas_Pool Heater_E9 | F6 | Commercial | School (ID) | New | Miscellaneous | Natural Gas | Pool Heater | E9 | Utility - Value of Sales | 0 | 0 | 0 | 0 | 0 | 0 | 0 | 0 | 0 | 0 | 0 | 0 | 0 | 0 | 0 | 0 | 0 | 0 | 0 | 0 | 0 | 0 | 0 | 0 | 0 | 0 | 0
F6_Commercial_School (ID)_New_Miscellaneous_Natural Gas_Pool Heater_E10 | F6 | Commercial | School (ID) | New | Miscellaneous | Natural Gas | Pool Heater | E10 | Utility - Value of Sales | 0 | 0 | 0 | 0 | 0 | 0 | 0 | 0 | 0 | 0 | 0 | 0 | 0 | 0 | 0 | 0 | 0 | 0 | 0 | 0 | 0 | 0 | 0 | 0 | 0 | 0 | 0
F1_Commercial_School (ID)_New_Miscellaneous_Natural Gas_Miscellaneous_E1 | F1 | Commercial | School (ID) | New | Miscellaneous | Natural Gas | Miscellaneous | E1 | RVT - Cost of Equipment | 0.24753 | 0.24753 | 0.24753 | 0.24753 | 0.24753 | 0.24753 | 0.24753 | 0.24753 | 0.24753 | 0.24753 | 0.24753 | 0.24753 | 0.24753 | 0.24753 | 0.24753 | 0.24753 | 0.24753 | 0.24753 | 0.24753 | 0.24753 | 0.24753 | 0.24753 | 0.24753 | 0.24753 | 0.24753 | 0.24753 | 0.24753
F1_Commercial_School (ID)_New_Miscellaneous_Natural Gas_Miscellaneous_E2 | F1 | Commercial | School (ID) | New | Miscellaneous | Natural Gas | Miscellaneous | E2 | RVT - Cost of Equipment | 0 | 0 | 0 | 0 | 0 | 0 | 0 | 0 | 0 | 0 | 0 | 0 | 0 | 0 | 0 | 0 | 0 | 0 | 0 | 0 | 0 | 0 | 0 | 0 | 0 | 0 | 0
F1_Commercial_School (ID)_New_Miscellaneous_Natural Gas_Miscellaneous_E3 | F1 | Commercial | School (ID) | New | Miscellaneous | Natural Gas | Miscellaneous | E3 | RVT - Cost of Equipment | 0 | 0 | 0 | 0 | 0 | 0 | 0 | 0 | 0 | 0 | 0 | 0 | 0 | 0 | 0 | 0 | 0 | 0 | 0 | 0 | 0 | 0 | 0 | 0 | 0 | 0 | 0
F1_Commercial_School (ID)_New_Miscellaneous_Natural Gas_Miscellaneous_E4 | F1 | Commercial | School (ID) | New | Miscellaneous | Natural Gas | Miscellaneous | E4 | RVT - Cost of Equipment | 0 | 0 | 0 | 0 | 0 | 0 | 0 | 0 | 0 | 0 | 0 | 0 | 0 | 0 | 0 | 0 | 0 | 0 | 0 | 0 | 0 | 0 | 0 | 0 | 0 | 0 | 0
F1_Commercial_School (ID)_New_Miscellaneous_Natural Gas_Miscellaneous_E5 | F1 | Commercial | School (ID) | New | Miscellaneous | Natural Gas | Miscellaneous | E5 | RVT - Cost of Equipment | 0 | 0 | 0 | 0 | 0 | 0 | 0 | 0 | 0 | 0 | 0 | 0 | 0 | 0 | 0 | 0 | 0 | 0 | 0 | 0 | 0 | 0 | 0 | 0 | 0 | 0 | 0
F1_Commercial_School (ID)_New_Miscellaneous_Natural Gas_Miscellaneous_E6 | F1 | Commercial | School (ID) | New | Miscellaneous | Natural Gas | Miscellaneous | E6 | RVT - Cost of Equipment | 0 | 0 | 0 | 0 | 0 | 0 | 0 | 0 | 0 | 0 | 0 | 0 | 0 | 0 | 0 | 0 | 0 | 0 | 0 | 0 | 0 | 0 | 0 | 0 | 0 | 0 | 0
F1_Commercial_School (ID)_New_Miscellaneous_Natural Gas_Miscellaneous_E7 | F1 | Commercial | School (ID) | New | Miscellaneous | Natural Gas | Miscellaneous | E7 | RVT - Cost of Equipment | 0 | 0 | 0 | 0 | 0 | 0 | 0 | 0 | 0 | 0 | 0 | 0 | 0 | 0 | 0 | 0 | 0 | 0 | 0 | 0 | 0 | 0 | 0 | 0 | 0 | 0 | 0
F1_Commercial_School (ID)_New_Miscellaneous_Natural Gas_Miscellaneous_E8 | F1 | Commercial | School (ID) | New | Miscellaneous | Natural Gas | Miscellaneous | E8 | RVT - Cost of Equipment | 0 | 0 | 0 | 0 | 0 | 0 | 0 | 0 | 0 | 0 | 0 | 0 | 0 | 0 | 0 | 0 | 0 | 0 | 0 | 0 | 0 | 0 | 0 | 0 | 0 | 0 | 0
F1_Commercial_School (ID)_New_Miscellaneous_Natural Gas_Miscellaneous_E9 | F1 | Commercial | School (ID) | New | Miscellaneous | Natural Gas | Miscellaneous | E9 | RVT - Cost of Equipment | 0 | 0 | 0 | 0 | 0 | 0 | 0 | 0 | 0 | 0 | 0 | 0 | 0 | 0 | 0 | 0 | 0 | 0 | 0 | 0 | 0 | 0 | 0 | 0 | 0 | 0 | 0
F1_Commercial_School (ID)_New_Miscellaneous_Natural Gas_Miscellaneous_E10 | F1 | Commercial | School (ID) | New | Miscellaneous | Natural Gas | Miscellaneous | E10 | RVT - Cost of Equipment | 0 | 0 | 0 | 0 | 0 | 0 | 0 | 0 | 0 | 0 | 0 | 0 | 0 | 0 | 0 | 0 | 0 | 0 | 0 | 0 | 0 | 0 | 0 | 0 | 0 | 0 | 0
F2_Commercial_School (ID)_New_Miscellaneous_Natural Gas_Miscellaneous_E1 | F2 | Commercial | School (ID) | New | Miscellaneous | Natural Gas | Miscellaneous | E1 | RVT - Cost of Operation | 0.0011667 | 0.0011741 | 0.0011866 | 0.001206 | 0.0012346 | 0.0012817 | 0.0013301 | 0.0013753 | 0.0014149 | 0.0014559 | 0.0015029 | 0.0015471 | 0.0015997 | 0.0016501 | 0.0016903 | 0.0017228 | 0.0017447 | 0.0017623 | 0.0017798 | 0.0017911 | 0.0018019 | 0.0018335 | 0.0018651 | 0.0018983 | 0.001932 | 0.0019663 | 0.0020013
F2_Commercial_School (ID)_New_Miscellaneous_Natural Gas_Miscellaneous_E2 | F2 | Commercial | School (ID) | New | Miscellaneous | Natural Gas | Miscellaneous | E2 | RVT - Cost of Operation | 0 | 0 | 0 | 0 | 0 | 0 | 0 | 0 | 0 | 0 | 0 | 0 | 0 | 0 | 0 | 0 | 0 | 0 | 0 | 0 | 0 | 0 | 0 | 0 | 0 | 0 | 0
F2_Commercial_School (ID)_New_Miscellaneous_Natural Gas_Miscellaneous_E3 | F2 | Commercial | School (ID) | New | Miscellaneous | Natural Gas | Miscellaneous | E3 | RVT - Cost of Operation | 0 | 0 | 0 | 0 | 0 | 0 | 0 | 0 | 0 | 0 | 0 | 0 | 0 | 0 | 0 | 0 | 0 | 0 | 0 | 0 | 0 | 0 | 0 | 0 | 0 | 0 | 0
F2_Commercial_School (ID)_New_Miscellaneous_Natural Gas_Miscellaneous_E4 | F2 | Commercial | School (ID) | New | Miscellaneous | Natural Gas | Miscellaneous | E4 | RVT - Cost of Operation | 0 | 0 | 0 | 0 | 0 | 0 | 0 | 0 | 0 | 0 | 0 | 0 | 0 | 0 | 0 | 0 | 0 | 0 | 0 | 0 | 0 | 0 | 0 | 0 | 0 | 0 | 0
F2_Commercial_School (ID)_New_Miscellaneous_Natural Gas_Miscellaneous_E5 | F2 | Commercial | School (ID) | New | Miscellaneous | Natural Gas | Miscellaneous | E5 | RVT - Cost of Operation | 0 | 0 | 0 | 0 | 0 | 0 | 0 | 0 | 0 | 0 | 0 | 0 | 0 | 0 | 0 | 0 | 0 | 0 | 0 | 0 | 0 | 0 | 0 | 0 | 0 | 0 | 0
F2_Commercial_School (ID)_New_Miscellaneous_Natural Gas_Miscellaneous_E6 | F2 | Commercial | School (ID) | New | Miscellaneous | Natural Gas | Miscellaneous | E6 | RVT - Cost of Operation | 0 | 0 | 0 | 0 | 0 | 0 | 0 | 0 | 0 | 0 | 0 | 0 | 0 | 0 | 0 | 0 | 0 | 0 | 0 | 0 | 0 | 0 | 0 | 0 | 0 | 0 | 0
F2_Commercial_School (ID)_New_Miscellaneous_Natural Gas_Miscellaneous_E7 | F2 | Commercial | School (ID) | New | Miscellaneous | Natural Gas | Miscellaneous | E7 | RVT - Cost of Operation | 0 | 0 | 0 | 0 | 0 | 0 | 0 | 0 | 0 | 0 | 0 | 0 | 0 | 0 | 0 | 0 | 0 | 0 | 0 | 0 | 0 | 0 | 0 | 0 | 0 | 0 | 0
F2_Commercial_School (ID)_New_Miscellaneous_Natural Gas_Miscellaneous_E8 | F2 | Commercial | School (ID) | New | Miscellaneous | Natural Gas | Miscellaneous | E8 | RVT - Cost of Operation | 0 | 0 | 0 | 0 | 0 | 0 | 0 | 0 | 0 | 0 | 0 | 0 | 0 | 0 | 0 | 0 | 0 | 0 | 0 | 0 | 0 | 0 | 0 | 0 | 0 | 0 | 0
F2_Commercial_School (ID)_New_Miscellaneous_Natural Gas_Miscellaneous_E9 | F2 | Commercial | School (ID) | New | Miscellaneous | Natural Gas | Miscellaneous | E9 | RVT - Cost of Operation | 0 | 0 | 0 | 0 | 0 | 0 | 0 | 0 | 0 | 0 | 0 | 0 | 0 | 0 | 0 | 0 | 0 | 0 | 0 | 0 | 0 | 0 | 0 | 0 | 0 | 0 | 0
F2_Commercial_School (ID)_New_Miscellaneous_Natural Gas_Miscellaneous_E10 | F2 | Commercial | School (ID) | New | Miscellaneous | Natural Gas | Miscellaneous | E10 | RVT - Cost of Operation | 0 | 0 | 0 | 0 | 0 | 0 | 0 | 0 | 0 | 0 | 0 | 0 | 0 | 0 | 0 | 0 | 0 | 0 | 0 | 0 | 0 | 0 | 0 | 0 | 0 | 0 | 0
F3_Commercial_School (ID)_New_Miscellaneous_Natural Gas_Miscellaneous_E1 | F3 | Commercial | School (ID) | New | Miscellaneous | Natural Gas | Miscellaneous | E1 | System - kBTUs of Consumption | 0.298 | 0.298 | 0.298 | 0.298 | 0.298 | 0.298 | 0.298 | 0.298 | 0.298 | 0.298 | 0.298 | 0.298 | 0.298 | 0.298 | 0.298 | 0.298 | 0.298 | 0.298 | 0.298 | 0.298 | 0.298 | 0.298 | 0.298 | 0.298 | 0.298 | 0.298 | 0.298
F3_Commercial_School (ID)_New_Miscellaneous_Natural Gas_Miscellaneous_E2 | F3 | Commercial | School (ID) | New | Miscellaneous | Natural Gas | Miscellaneous | E2 | System - kBTUs of Consumption | 0 | 0 | 0 | 0 | 0 | 0 | 0 | 0 | 0 | 0 | 0 | 0 | 0 | 0 | 0 | 0 | 0 | 0 | 0 | 0 | 0 | 0 | 0 | 0 | 0 | 0 | 0
F3_Commercial_School (ID)_New_Miscellaneous_Natural Gas_Miscellaneous_E3 | F3 | Commercial | School (ID) | New | Miscellaneous | Natural Gas | Miscellaneous | E3 | System - kBTUs of Consumption | 0 | 0 | 0 | 0 | 0 | 0 | 0 | 0 | 0 | 0 | 0 | 0 | 0 | 0 | 0 | 0 | 0 | 0 | 0 | 0 | 0 | 0 | 0 | 0 | 0 | 0 | 0
F3_Commercial_School (ID)_New_Miscellaneous_Natural Gas_Miscellaneous_E4 | F3 | Commercial | School (ID) | New | Miscellaneous | Natural Gas | Miscellaneous | E4 | System - kBTUs of Consumption | 0 | 0 | 0 | 0 | 0 | 0 | 0 | 0 | 0 | 0 | 0 | 0 | 0 | 0 | 0 | 0 | 0 | 0 | 0 | 0 | 0 | 0 | 0 | 0 | 0 | 0 | 0
F3_Commercial_School (ID)_New_Miscellaneous_Natural Gas_Miscellaneous_E5 | F3 | Commercial | School (ID) | New | Miscellaneous | Natural Gas | Miscellaneous | E5 | System - kBTUs of Consumption | 0 | 0 | 0 | 0 | 0 | 0 | 0 | 0 | 0 | 0 | 0 | 0 | 0 | 0 | 0 | 0 | 0 | 0 | 0 | 0 | 0 | 0 | 0 | 0 | 0 | 0 | 0
F3_Commercial_School (ID)_New_Miscellaneous_Natural Gas_Miscellaneous_E6 | F3 | Commercial | School (ID) | New | Miscellaneous | Natural Gas | Miscellaneous | E6 | System - kBTUs of Consumption | 0 | 0 | 0 | 0 | 0 | 0 | 0 | 0 | 0 | 0 | 0 | 0 | 0 | 0 | 0 | 0 | 0 | 0 | 0 | 0 | 0 | 0 | 0 | 0 | 0 | 0 | 0
F3_Commercial_School (ID)_New_Miscellaneous_Natural Gas_Miscellaneous_E7 | F3 | Commercial | School (ID) | New | Miscellaneous | Natural Gas | Miscellaneous | E7 | System - kBTUs of Consumption | 0 | 0 | 0 | 0 | 0 | 0 | 0 | 0 | 0 | 0 | 0 | 0 | 0 | 0 | 0 | 0 | 0 | 0 | 0 | 0 | 0 | 0 | 0 | 0 | 0 | 0 | 0
F3_Commercial_School (ID)_New_Miscellaneous_Natural Gas_Miscellaneous_E8 | F3 | Commercial | School (ID) | New | Miscellaneous | Natural Gas | Miscellaneous | E8 | System - kBTUs of Consumption | 0 | 0 | 0 | 0 | 0 | 0 | 0 | 0 | 0 | 0 | 0 | 0 | 0 | 0 | 0 | 0 | 0 | 0 | 0 | 0 | 0 | 0 | 0 | 0 | 0 | 0 | 0
F3_Commercial_School (ID)_New_Miscellaneous_Natural Gas_Miscellaneous_E9 | F3 | Commercial | School (ID) | New | Miscellaneous | Natural Gas | Miscellaneous | E9 | System - kBTUs of Consumption | 0 | 0 | 0 | 0 | 0 | 0 | 0 | 0 | 0 | 0 | 0 | 0 | 0 | 0 | 0 | 0 | 0 | 0 | 0 | 0 | 0 | 0 | 0 | 0 | 0 | 0 | 0
F3_Commercial_School (ID)_New_Miscellaneous_Natural Gas_Miscellaneous_E10 | F3 | Commercial | School (ID) | New | Miscellaneous | Natural Gas | Miscellaneous | E10 | System - kBTUs of Consumption | 0 | 0 | 0 | 0 | 0 | 0 | 0 | 0 | 0 | 0 | 0 | 0 | 0 | 0 | 0 | 0 | 0 | 0 | 0 | 0 | 0 | 0 | 0 | 0 | 0 | 0 | 0
F4_Commercial_School (ID)_New_Miscellaneous_Natural Gas_Miscellaneous_E1 | F4 | Commercial | School (ID) | New | Miscellaneous | Natural Gas | Miscellaneous | E1 | Utility - Cost of Equipment | 0.24753 | 0.24753 | 0.24753 | 0.24753 | 0.24753 | 0.24753 | 0.24753 | 0.24753 | 0.24753 | 0.24753 | 0.24753 | 0.24753 | 0.24753 | 0.24753 | 0.24753 | 0.24753 | 0.24753 | 0.24753 | 0.24753 | 0.24753 | 0.24753 | 0.24753 | 0.24753 | 0.24753 | 0.24753 | 0.24753 | 0.24753
F4_Commercial_School (ID)_New_Miscellaneous_Natural Gas_Miscellaneous_E2 | F4 | Commercial | School (ID) | New | Miscellaneous | Natural Gas | Miscellaneous | E2 | Utility - Cost of Equipment | 0 | 0 | 0 | 0 | 0 | 0 | 0 | 0 | 0 | 0 | 0 | 0 | 0 | 0 | 0 | 0 | 0 | 0 | 0 | 0 | 0 | 0 | 0 | 0 | 0 | 0 | 0
F4_Commercial_School (ID)_New_Miscellaneous_Natural Gas_Miscellaneous_E3 | F4 | Commercial | School (ID) | New | Miscellaneous | Natural Gas | Miscellaneous | E3 | Utility - Cost of Equipment | 0 | 0 | 0 | 0 | 0 | 0 | 0 | 0 | 0 | 0 | 0 | 0 | 0 | 0 | 0 | 0 | 0 | 0 | 0 | 0 | 0 | 0 | 0 | 0 | 0 | 0 | 0
F4_Commercial_School (ID)_New_Miscellaneous_Natural Gas_Miscellaneous_E4 | F4 | Commercial | School (ID) | New | Miscellaneous | Natural Gas | Miscellaneous | E4 | Utility - Cost of Equipment | 0 | 0 | 0 | 0 | 0 | 0 | 0 | 0 | 0 | 0 | 0 | 0 | 0 | 0 | 0 | 0 | 0 | 0 | 0 | 0 | 0 | 0 | 0 | 0 | 0 | 0 | 0
F4_Commercial_School (ID)_New_Miscellaneous_Natural Gas_Miscellaneous_E5 | F4 | Commercial | School (ID) | New | Miscellaneous | Natural Gas | Miscellaneous | E5 | Utility - Cost of Equipment | 0 | 0 | 0 | 0 | 0 | 0 | 0 | 0 | 0 | 0 | 0 | 0 | 0 | 0 | 0 | 0 | 0 | 0 | 0 | 0 | 0 | 0 | 0 | 0 | 0 | 0 | 0
F4_Commercial_School (ID)_New_Miscellaneous_Natural Gas_Miscellaneous_E6 | F4 | Commercial | School (ID) | New | Miscellaneous | Natural Gas | Miscellaneous | E6 | Utility - Cost of Equipment | 0 | 0 | 0 | 0 | 0 | 0 | 0 | 0 | 0 | 0 | 0 | 0 | 0 | 0 | 0 | 0 | 0 | 0 | 0 | 0 | 0 | 0 | 0 | 0 | 0 | 0 | 0
F4_Commercial_School (ID)_New_Miscellaneous_Natural Gas_Miscellaneous_E7 | F4 | Commercial | School (ID) | New | Miscellaneous | Natural Gas | Miscellaneous | E7 | Utility - Cost of Equipment | 0 | 0 | 0 | 0 | 0 | 0 | 0 | 0 | 0 | 0 | 0 | 0 | 0 | 0 | 0 | 0 | 0 | 0 | 0 | 0 | 0 | 0 | 0 | 0 | 0 | 0 | 0
F4_Commercial_School (ID)_New_Miscellaneous_Natural Gas_Miscellaneous_E8 | F4 | Commercial | School (ID) | New | Miscellaneous | Natural Gas | Miscellaneous | E8 | Utility - Cost of Equipment | 0 | 0 | 0 | 0 | 0 | 0 | 0 | 0 | 0 | 0 | 0 | 0 | 0 | 0 | 0 | 0 | 0 | 0 | 0 | 0 | 0 | 0 | 0 | 0 | 0 | 0 | 0
F4_Commercial_School (ID)_New_Miscellaneous_Natural Gas_Miscellaneous_E9 | F4 | Commercial | School (ID) | New | Miscellaneous | Natural Gas | Miscellaneous | E9 | Utility - Cost of Equipment | 0 | 0 | 0 | 0 | 0 | 0 | 0 | 0 | 0 | 0 | 0 | 0 | 0 | 0 | 0 | 0 | 0 | 0 | 0 | 0 | 0 | 0 | 0 | 0 | 0 | 0 | 0
F4_Commercial_School (ID)_New_Miscellaneous_Natural Gas_Miscellaneous_E10 | F4 | Commercial | School (ID) | New | Miscellaneous | Natural Gas | Miscellaneous | E10 | Utility - Cost of Equipment | 0 | 0 | 0 | 0 | 0 | 0 | 0 | 0 | 0 | 0 | 0 | 0 | 0 | 0 | 0 | 0 | 0 | 0 | 0 | 0 | 0 | 0 | 0 | 0 | 0 | 0 | 0
F5_Commercial_School (ID)_New_Miscellaneous_Natural Gas_Miscellaneous_E1 | F5 | Commercial | School (ID) | New | Miscellaneous | Natural Gas | Miscellaneous | E1 | Utility - Cost of Operation | 0.00097224 | 0.00097845 | 0.00099098 | 0.0010118 | 0.0010432 | 0.0010933 | 0.0011485 | 0.0012054 | 0.0012627 | 0.0013235 | 0.0013663 | 0.0014065 | 0.0014543 | 0.0015017 | 0.0015415 | 0.0015766 | 0.0016043 | 0.0016308 | 0.0016604 | 0.0016878 | 0.0017161 | 0.0017462 | 0.0017763 | 0.0018079 | 0.00184 | 0.0018727 | 0.001906
F5_Commercial_School (ID)_New_Miscellaneous_Natural Gas_Miscellaneous_E2 | F5 | Commercial | School (ID) | New | Miscellaneous | Natural Gas | Miscellaneous | E2 | Utility - Cost of Operation | 0 | 0 | 0 | 0 | 0 | 0 | 0 | 0 | 0 | 0 | 0 | 0 | 0 | 0 | 0 | 0 | 0 | 0 | 0 | 0 | 0 | 0 | 0 | 0 | 0 | 0 | 0
F5_Commercial_School (ID)_New_Miscellaneous_Natural Gas_Miscellaneous_E3 | F5 | Commercial | School (ID) | New | Miscellaneous | Natural Gas | Miscellaneous | E3 | Utility - Cost of Operation | 0 | 0 | 0 | 0 | 0 | 0 | 0 | 0 | 0 | 0 | 0 | 0 | 0 | 0 | 0 | 0 | 0 | 0 | 0 | 0 | 0 | 0 | 0 | 0 | 0 | 0 | 0
F5_Commercial_School (ID)_New_Miscellaneous_Natural Gas_Miscellaneous_E4 | F5 | Commercial | School (ID) | New | Miscellaneous | Natural Gas | Miscellaneous | E4 | Utility - Cost of Operation | 0 | 0 | 0 | 0 | 0 | 0 | 0 | 0 | 0 | 0 | 0 | 0 | 0 | 0 | 0 | 0 | 0 | 0 | 0 | 0 | 0 | 0 | 0 | 0 | 0 | 0 | 0
F5_Commercial_School (ID)_New_Miscellaneous_Natural Gas_Miscellaneous_E5 | F5 | Commercial | School (ID) | New | Miscellaneous | Natural Gas | Miscellaneous | E5 | Utility - Cost of Operation | 0 | 0 | 0 | 0 | 0 | 0 | 0 | 0 | 0 | 0 | 0 | 0 | 0 | 0 | 0 | 0 | 0 | 0 | 0 | 0 | 0 | 0 | 0 | 0 | 0 | 0 | 0
F5_Commercial_School (ID)_New_Miscellaneous_Natural Gas_Miscellaneous_E6 | F5 | Commercial | School (ID) | New | Miscellaneous | Natural Gas | Miscellaneous | E6 | Utility - Cost of Operation | 0 | 0 | 0 | 0 | 0 | 0 | 0 | 0 | 0 | 0 | 0 | 0 | 0 | 0 | 0 | 0 | 0 | 0 | 0 | 0 | 0 | 0 | 0 | 0 | 0 | 0 | 0
F5_Commercial_School (ID)_New_Miscellaneous_Natural Gas_Miscellaneous_E7 | F5 | Commercial | School (ID) | New | Miscellaneous | Natural Gas | Miscellaneous | E7 | Utility - Cost of Operation | 0 | 0 | 0 | 0 | 0 | 0 | 0 | 0 | 0 | 0 | 0 | 0 | 0 | 0 | 0 | 0 | 0 | 0 | 0 | 0 | 0 | 0 | 0 | 0 | 0 | 0 | 0
F5_Commercial_School (ID)_New_Miscellaneous_Natural Gas_Miscellaneous_E8 | F5 | Commercial | School (ID) | New | Miscellaneous | Natural Gas | Miscellaneous | E8 | Utility - Cost of Operation | 0 | 0 | 0 | 0 | 0 | 0 | 0 | 0 | 0 | 0 | 0 | 0 | 0 | 0 | 0 | 0 | 0 | 0 | 0 | 0 | 0 | 0 | 0 | 0 | 0 | 0 | 0
F5_Commercial_School (ID)_New_Miscellaneous_Natural Gas_Miscellaneous_E9 | F5 | Commercial | School (ID) | New | Miscellaneous | Natural Gas | Miscellaneous | E9 | Utility - Cost of Operation | 0 | 0 | 0 | 0 | 0 | 0 | 0 | 0 | 0 | 0 | 0 | 0 | 0 | 0 | 0 | 0 | 0 | 0 | 0 | 0 | 0 | 0 | 0 | 0 | 0 | 0 | 0
F5_Commercial_School (ID)_New_Miscellaneous_Natural Gas_Miscellaneous_E10 | F5 | Commercial | School (ID) | New | Miscellaneous | Natural Gas | Miscellaneous | E10 | Utility - Cost of Operation | 0 | 0 | 0 | 0 | 0 | 0 | 0 | 0 | 0 | 0 | 0 | 0 | 0 | 0 | 0 | 0 | 0 | 0 | 0 | 0 | 0 | 0 | 0 | 0 | 0 | 0 | 0
F6_Commercial_School (ID)_New_Miscellaneous_Natural Gas_Miscellaneous_E1 | F6 | Commercial | School (ID) | New | Miscellaneous | Natural Gas | Miscellaneous | E1 | Utility - Value of Sales | 0.0011667 | 0.0011741 | 0.0011866 | 0.001206 | 0.0012346 | 0.0012817 | 0.0013301 | 0.0013753 | 0.0014149 | 0.0014559 | 0.0015029 | 0.0015471 | 0.0015997 | 0.0016501 | 0.0016903 | 0.0017228 | 0.0017447 | 0.0017623 | 0.0017798 | 0.0017911 | 0.0018019 | 0.0018335 | 0.0018651 | 0.0018983 | 0.001932 | 0.0019663 | 0.0020013
F6_Commercial_School (ID)_New_Miscellaneous_Natural Gas_Miscellaneous_E2 | F6 | Commercial | School (ID) | New | Miscellaneous | Natural Gas | Miscellaneous | E2 | Utility - Value of Sales | 0 | 0 | 0 | 0 | 0 | 0 | 0 | 0 | 0 | 0 | 0 | 0 | 0 | 0 | 0 | 0 | 0 | 0 | 0 | 0 | 0 | 0 | 0 | 0 | 0 | 0 | 0
F6_Commercial_School (ID)_New_Miscellaneous_Natural Gas_Miscellaneous_E3 | F6 | Commercial | School (ID) | New | Miscellaneous | Natural Gas | Miscellaneous | E3 | Utility - Value of Sales | 0 | 0 | 0 | 0 | 0 | 0 | 0 | 0 | 0 | 0 | 0 | 0 | 0 | 0 | 0 | 0 | 0 | 0 | 0 | 0 | 0 | 0 | 0 | 0 | 0 | 0 | 0
F6_Commercial_School (ID)_New_Miscellaneous_Natural Gas_Miscellaneous_E4 | F6 | Commercial | School (ID) | New | Miscellaneous | Natural Gas | Miscellaneous | E4 | Utility - Value of Sales | 0 | 0 | 0 | 0 | 0 | 0 | 0 | 0 | 0 | 0 | 0 | 0 | 0 | 0 | 0 | 0 | 0 | 0 | 0 | 0 | 0 | 0 | 0 | 0 | 0 | 0 | 0
F6_Commercial_School (ID)_New_Miscellaneous_Natural Gas_Miscellaneous_E5 | F6 | Commercial | School (ID) | New | Miscellaneous | Natural Gas | Miscellaneous | E5 | Utility - Value of Sales | 0 | 0 | 0 | 0 | 0 | 0 | 0 | 0 | 0 | 0 | 0 | 0 | 0 | 0 | 0 | 0 | 0 | 0 | 0 | 0 | 0 | 0 | 0 | 0 | 0 | 0 | 0
F6_Commercial_School (ID)_New_Miscellaneous_Natural Gas_Miscellaneous_E6 | F6 | Commercial | School (ID) | New | Miscellaneous | Natural Gas | Miscellaneous | E6 | Utility - Value of Sales | 0 | 0 | 0 | 0 | 0 | 0 | 0 | 0 | 0 | 0 | 0 | 0 | 0 | 0 | 0 | 0 | 0 | 0 | 0 | 0 | 0 | 0 | 0 | 0 | 0 | 0 | 0
F6_Commercial_School (ID)_New_Miscellaneous_Natural Gas_Miscellaneous_E7 | F6 | Commercial | School (ID) | New | Miscellaneous | Natural Gas | Miscellaneous | E7 | Utility - Value of Sales | 0 | 0 | 0 | 0 | 0 | 0 | 0 | 0 | 0 | 0 | 0 | 0 | 0 | 0 | 0 | 0 | 0 | 0 | 0 | 0 | 0 | 0 | 0 | 0 | 0 | 0 | 0
F6_Commercial_School (ID)_New_Miscellaneous_Natural Gas_Miscellaneous_E8 | F6 | Commercial | School (ID) | New | Miscellaneous | Natural Gas | Miscellaneous | E8 | Utility - Value of Sales | 0 | 0 | 0 | 0 | 0 | 0 | 0 | 0 | 0 | 0 | 0 | 0 | 0 | 0 | 0 | 0 | 0 | 0 | 0 | 0 | 0 | 0 | 0 | 0 | 0 | 0 | 0
F6_Commercial_School (ID)_New_Miscellaneous_Natural Gas_Miscellaneous_E9 | F6 | Commercial | School (ID) | New | Miscellaneous | Natural Gas | Miscellaneous | E9 | Utility - Value of Sales | 0 | 0 | 0 | 0 | 0 | 0 | 0 | 0 | 0 | 0 | 0 | 0 | 0 | 0 | 0 | 0 | 0 | 0 | 0 | 0 | 0 | 0 | 0 | 0 | 0 | 0 | 0
F6_Commercial_School (ID)_New_Miscellaneous_Natural Gas_Miscellaneous_E10 | F6 | Commercial | School (ID) | New | Miscellaneous | Natural Gas | Miscellaneous | E10 | Utility - Value of Sales | 0 | 0 | 0 | 0 | 0 | 0 | 0 | 0 | 0 | 0 | 0 | 0 | 0 | 0 | 0 | 0 | 0 | 0 | 0 | 0 | 0 | 0 | 0 | 0 | 0 | 0 | 0
F1_Commercial_College (ID)_Existing_Space Heating_Natural Gas_Furnace_E1 | F1 | Commercial | College (ID) | Existing | Space Heating | Natural Gas | Furnace | E1 | RVT - Cost of Equipment | 0.090135 | 0.090135 | 0.090135 | 0.090135 | 0.090135 | 0.090135 | 0.090135 | 0.090135 | 0.090135 | 0.090135 | 0.090135 | 0.090135 | 0.090135 | 0.090135 | 0.090135 | 0.090135 | 0.090135 | 0.090135 | 0.090135 | 0.090135 | 0.090135 | 0.090135 | 0.090135 | 0.090135 | 0.090135 | 0.090135 | 0.090135
F1_Commercial_College (ID)_Existing_Space Heating_Natural Gas_Furnace_E2 | F1 | Commercial | College (ID) | Existing | Space Heating | Natural Gas | Furnace | E2 | RVT - Cost of Equipment | 0.18219 | 0.18219 | 0.18219 | 0.18219 | 0.18219 | 0.18219 | 0.18219 | 0.18219 | 0.18219 | 0.18219 | 0.18219 | 0.18219 | 0.18219 | 0.18219 | 0.18219 | 0.18219 | 0.18219 | 0.18219 | 0.18219 | 0.18219 | 0.18219 | 0.18219 | 0.18219 | 0.18219 | 0.18219 | 0.18219 | 0.18219
F1_Commercial_College (ID)_Existing_Space Heating_Natural Gas_Furnace_E3 | F1 | Commercial | College (ID) | Existing | Space Heating | Natural Gas | Furnace | E3 | RVT - Cost of Equipment | 0.11075 | 0.11075 | 0.11075 | 0.11075 | 0.11075 | 0.11075 | 0.11075 | 0.11075 | 0.11075 | 0.11075 | 0.11075 | 0.11075 | 0.11075 | 0.11075 | 0.11075 | 0.11075 | 0.11075 | 0.11075 | 0.11075 | 0.11075 | 0.11075 | 0.11075 | 0.11075 | 0.11075 | 0.11075 | 0.11075 | 0.11075
F1_Commercial_College (ID)_Existing_Space Heating_Natural Gas_Furnace_E4 | F1 | Commercial | College (ID) | Existing | Space Heating | Natural Gas | Furnace | E4 | RVT - Cost of Equipment | 0 | 0 | 0 | 0 | 0 | 0 | 0 | 0 | 0 | 0 | 0 | 0 | 0 | 0 | 0 | 0 | 0 | 0 | 0 | 0 | 0 | 0 | 0 | 0 | 0 | 0 | 0
F1_Commercial_College (ID)_Existing_Space Heating_Natural Gas_Furnace_E5 | F1 | Commercial | College (ID) | Existing | Space Heating | Natural Gas | Furnace | E5 | RVT - Cost of Equipment | 0 | 0 | 0 | 0 | 0 | 0 | 0 | 0 | 0 | 0 | 0 | 0 | 0 | 0 | 0 | 0 | 0 | 0 | 0 | 0 | 0 | 0 | 0 | 0 | 0 | 0 | 0
F1_Commercial_College (ID)_Existing_Space Heating_Natural Gas_Furnace_E6 | F1 | Commercial | College (ID) | Existing | Space Heating | Natural Gas | Furnace | E6 | RVT - Cost of Equipment | 0 | 0 | 0 | 0 | 0 | 0 | 0 | 0 | 0 | 0 | 0 | 0 | 0 | 0 | 0 | 0 | 0 | 0 | 0 | 0 | 0 | 0 | 0 | 0 | 0 | 0 | 0
F1_Commercial_College (ID)_Existing_Space Heating_Natural Gas_Furnace_E7 | F1 | Commercial | College (ID) | Existing | Space Heating | Natural Gas | Furnace | E7 | RVT - Cost of Equipment | 0 | 0 | 0 | 0 | 0 | 0 | 0 | 0 | 0 | 0 | 0 | 0 | 0 | 0 | 0 | 0 | 0 | 0 | 0 | 0 | 0 | 0 | 0 | 0 | 0 | 0 | 0
F1_Commercial_College (ID)_Existing_Space Heating_Natural Gas_Furnace_E8 | F1 | Commercial | College (ID) | Existing | Space Heating | Natural Gas | Furnace | E8 | RVT - Cost of Equipment | 0 | 0 | 0 | 0 | 0 | 0 | 0 | 0 | 0 | 0 | 0 | 0 | 0 | 0 | 0 | 0 | 0 | 0 | 0 | 0 | 0 | 0 | 0 | 0 | 0 | 0 | 0
F1_Commercial_College (ID)_Existing_Space Heating_Natural Gas_Furnace_E9 | F1 | Commercial | College (ID) | Existing | Space Heating | Natural Gas | Furnace | E9 | RVT - Cost of Equipment | 0 | 0 | 0 | 0 | 0 | 0 | 0 | 0 | 0 | 0 | 0 | 0 | 0 | 0 | 0 | 0 | 0 | 0 | 0 | 0 | 0 | 0 | 0 | 0 | 0 | 0 | 0
F1_Commercial_College (ID)_Existing_Space Heating_Natural Gas_Furnace_E10 | F1 | Commercial | College (ID) | Existing | Space Heating | Natural Gas | Furnace | E10 | RVT - Cost of Equipment | 0 | 0 | 0 | 0 | 0 | 0 | 0 | 0 | 0 | 0 | 0 | 0 | 0 | 0 | 0 | 0 | 0 | 0 | 0 | 0 | 0 | 0 | 0 | 0 | 0 | 0 | 0
F2_Commercial_College (ID)_Existing_Space Heating_Natural Gas_Furnace_E1 | F2 | Commercial | College (ID) | Existing | Space Heating | Natural Gas | Furnace | E1 | RVT - Cost of Operation | 0.090782 | 0.091537 | 0.092792 | 0.094243 | 0.095906 | 0.098613 | 0.1013 | 0.10411 | 0.10657 | 0.10897 | 0.11168 | 0.11405 | 0.11668 | 0.1194 | 0.12182 | 0.12414 | 0.12618 | 0.12827 | 0.13043 | 0.13262 | 0.13481 | 0.13775 | 0.14124 | 0.14424 | 0.1473 | 0.15042 | 0.15362
F2_Commercial_College (ID)_Existing_Space Heating_Natural Gas_Furnace_E2 | F2 | Commercial | College (ID) | Existing | Space Heating | Natural Gas | Furnace | E2 | RVT - Cost of Operation | 0.080696 | 0.081367 | 0.082482 | 0.083772 | 0.085251 | 0.087657 | 0.090045 | 0.092542 | 0.094733 | 0.096859 | 0.09927 | 0.10137 | 0.10372 | 0.10613 | 0.10828 | 0.11034 | 0.11216 | 0.11402 | 0.11594 | 0.11789 | 0.11984 | 0.12245 | 0.12555 | 0.12821 | 0.13093 | 0.13371 | 0.13655
F2_Commercial_College (ID)_Existing_Space Heating_Natural Gas_Furnace_E3 | F2 | Commercial | College (ID) | Existing | Space Heating | Natural Gas | Furnace | E3 | RVT - Cost of Operation | 0.07565 | 0.076279 | 0.077324 | 0.078534 | 0.07992 | 0.082176 | 0.084414 | 0.086755 | 0.088809 | 0.090803 | 0.093062 | 0.095035 | 0.097233 | 0.099496 | 0.10151 | 0.10344 | 0.10515 | 0.10689 | 0.10869 | 0.11052 | 0.11234 | 0.11479 | 0.1177 | 0.12019 | 0.12275 | 0.12535 | 0.12801
F2_Commercial_College (ID)_Existing_Space Heating_Natural Gas_Furnace_E4 | F2 | Commercial | College (ID) | Existing | Space Heating | Natural Gas | Furnace | E4 | RVT - Cost of Operation | 0 | 0 | 0 | 0 | 0 | 0 | 0 | 0 | 0 | 0 | 0 | 0 | 0 | 0 | 0 | 0 | 0 | 0 | 0 | 0 | 0 | 0 | 0 | 0 | 0 | 0 | 0
F2_Commercial_College (ID)_Existing_Space Heating_Natural Gas_Furnace_E5 | F2 | Commercial | College (ID) | Existing | Space Heating | Natural Gas | Furnace | E5 | RVT - Cost of Operation | 0 | 0 | 0 | 0 | 0 | 0 | 0 | 0 | 0 | 0 | 0 | 0 | 0 | 0 | 0 | 0 | 0 | 0 | 0 | 0 | 0 | 0 | 0 | 0 | 0 | 0 | 0
F2_Commercial_College (ID)_Existing_Space Heating_Natural Gas_Furnace_E6 | F2 | Commercial | College (ID) | Existing | Space Heating | Natural Gas | Furnace | E6 | RVT - Cost of Operation | 0 | 0 | 0 | 0 | 0 | 0 | 0 | 0 | 0 | 0 | 0 | 0 | 0 | 0 | 0 | 0 | 0 | 0 | 0 | 0 | 0 | 0 | 0 | 0 | 0 | 0 | 0
F2_Commercial_College (ID)_Existing_Space Heating_Natural Gas_Furnace_E7 | F2 | Commercial | College (ID) | Existing | Space Heating | Natural Gas | Furnace | E7 | RVT - Cost of Operation | 0 | 0 | 0 | 0 | 0 | 0 | 0 | 0 | 0 | 0 | 0 | 0 | 0 | 0 | 0 | 0 | 0 | 0 | 0 | 0 | 0 | 0 | 0 | 0 | 0 | 0 | 0
F2_Commercial_College (ID)_Existing_Space Heating_Natural Gas_Furnace_E8 | F2 | Commercial | College (ID) | Existing | Space Heating | Natural Gas | Furnace | E8 | RVT - Cost of Operation | 0 | 0 | 0 | 0 | 0 | 0 | 0 | 0 | 0 | 0 | 0 | 0 | 0 | 0 | 0 | 0 | 0 | 0 | 0 | 0 | 0 | 0 | 0 | 0 | 0 | 0 | 0
F2_Commercial_College (ID)_Existing_Space Heating_Natural Gas_Furnace_E9 | F2 | Commercial | College (ID) | Existing | Space Heating | Natural Gas | Furnace | E9 | RVT - Cost of Operation | 0 | 0 | 0 | 0 | 0 | 0 | 0 | 0 | 0 | 0 | 0 | 0 | 0 | 0 | 0 | 0 | 0 | 0 | 0 | 0 | 0 | 0 | 0 | 0 | 0 | 0 | 0
F2_Commercial_College (ID)_Existing_Space Heating_Natural Gas_Furnace_E10 | F2 | Commercial | College (ID) | Existing | Space Heating | Natural Gas | Furnace | E10 | RVT - Cost of Operation | 0 | 0 | 0 | 0 | 0 | 0 | 0 | 0 | 0 | 0 | 0 | 0 | 0 | 0 | 0 | 0 | 0 | 0 | 0 | 0 | 0 | 0 | 0 | 0 | 0 | 0 | 0
F3_Commercial_College (ID)_Existing_Space Heating_Natural Gas_Furnace_E1 | F3 | Commercial | College (ID) | Existing | Space Heating | Natural Gas | Furnace | E1 | System - kBTUs of Consumption | 19.9779 | 19.9277 | 19.9277 | 19.9277 | 19.9277 | 19.9277 | 19.9277 | 19.9277 | 19.9277 | 19.9277 | 19.9277 | 19.9277 | 19.9277 | 19.9277 | 19.9277 | 19.9277 | 19.9277 | 19.9277 | 19.9277 | 19.9277 | 19.9277 | 19.9277 | 19.9277 | 19.9277 | 19.9277 | 19.9277 | 19.9277
F3_Commercial_College (ID)_Existing_Space Heating_Natural Gas_Furnace_E2 | F3 | Commercial | College (ID) | Existing | Space Heating | Natural Gas | Furnace | E2 | System - kBTUs of Consumption | 17.7583 | 17.7137 | 17.7137 | 17.7137 | 17.7137 | 17.7137 | 17.7137 | 17.7137 | 17.7137 | 17.7137 | 17.7137 | 17.7137 | 17.7137 | 17.7137 | 17.7137 | 17.7137 | 17.7137 | 17.7137 | 17.7137 | 17.7137 | 17.7137 | 17.7137 | 17.7137 | 17.7137 | 17.7137 | 17.7137 | 17.7137
F3_Commercial_College (ID)_Existing_Space Heating_Natural Gas_Furnace_E3 | F3 | Commercial | College (ID) | Existing | Space Heating | Natural Gas | Furnace | E3 | System - kBTUs of Consumption | 16.6478 | 16.606 | 16.606 | 16.606 | 16.606 | 16.606 | 16.606 | 16.606 | 16.606 | 16.606 | 16.606 | 16.606 | 16.606 | 16.606 | 16.606 | 16.606 | 16.606 | 16.606 | 16.606 | 16.606 | 16.606 | 16.606 | 16.606 | 16.606 | 16.606 | 16.606 | 16.606
F3_Commercial_College (ID)_Existing_Space Heating_Natural Gas_Furnace_E4 | F3 | Commercial | College (ID) | Existing | Space Heating | Natural Gas | Furnace | E4 | System - kBTUs of Consumption | 0 | 0 | 0 | 0 | 0 | 0 | 0 | 0 | 0 | 0 | 0 | 0 | 0 | 0 | 0 | 0 | 0 | 0 | 0 | 0 | 0 | 0 | 0 | 0 | 0 | 0 | 0
F3_Commercial_College (ID)_Existing_Space Heating_Natural Gas_Furnace_E5 | F3 | Commercial | College (ID) | Existing | Space Heating | Natural Gas | Furnace | E5 | System - kBTUs of Consumption | 0 | 0 | 0 | 0 | 0 | 0 | 0 | 0 | 0 | 0 | 0 | 0 | 0 | 0 | 0 | 0 | 0 | 0 | 0 | 0 | 0 | 0 | 0 | 0 | 0 | 0 | 0
F3_Commercial_College (ID)_Existing_Space Heating_Natural Gas_Furnace_E6 | F3 | Commercial | College (ID) | Existing | Space Heating | Natural Gas | Furnace | E6 | System - kBTUs of Consumption | 0 | 0 | 0 | 0 | 0 | 0 | 0 | 0 | 0 | 0 | 0 | 0 | 0 | 0 | 0 | 0 | 0 | 0 | 0 | 0 | 0 | 0 | 0 | 0 | 0 | 0 | 0
F3_Commercial_College (ID)_Existing_Space Heating_Natural Gas_Furnace_E7 | F3 | Commercial | College (ID) | Existing | Space Heating | Natural Gas | Furnace | E7 | System - kBTUs of Consumption | 0 | 0 | 0 | 0 | 0 | 0 | 0 | 0 | 0 | 0 | 0 | 0 | 0 | 0 | 0 | 0 | 0 | 0 | 0 | 0 | 0 | 0 | 0 | 0 | 0 | 0 | 0
F3_Commercial_College (ID)_Existing_Space Heating_Natural Gas_Furnace_E8 | F3 | Commercial | College (ID) | Existing | Space Heating | Natural Gas | Furnace | E8 | System - kBTUs of Consumption | 0 | 0 | 0 | 0 | 0 | 0 | 0 | 0 | 0 | 0 | 0 | 0 | 0 | 0 | 0 | 0 | 0 | 0 | 0 | 0 | 0 | 0 | 0 | 0 | 0 | 0 | 0
F3_Commercial_College (ID)_Existing_Space Heating_Natural Gas_Furnace_E9 | F3 | Commercial | College (ID) | Existing | Space Heating | Natural Gas | Furnace | E9 | System - kBTUs of Consumption | 0 | 0 | 0 | 0 | 0 | 0 | 0 | 0 | 0 | 0 | 0 | 0 | 0 | 0 | 0 | 0 | 0 | 0 | 0 | 0 | 0 | 0 | 0 | 0 | 0 | 0 | 0
F3_Commercial_College (ID)_Existing_Space Heating_Natural Gas_Furnace_E10 | F3 | Commercial | College (ID) | Existing | Space Heating | Natural Gas | Furnace | E10 | System - kBTUs of Consumption | 0 | 0 | 0 | 0 | 0 | 0 | 0 | 0 | 0 | 0 | 0 | 0 | 0 | 0 | 0 | 0 | 0 | 0 | 0 | 0 | 0 | 0 | 0 | 0 | 0 | 0 | 0
F4_Commercial_College (ID)_Existing_Space Heating_Natural Gas_Furnace_E1 | F4 | Commercial | College (ID) | Existing | Space Heating | Natural Gas | Furnace | E1 | Utility - Cost of Equipment | 0.090135 | 0.090135 | 0.090135 | 0.090135 | 0.090135 | 0.090135 | 0.090135 | 0.090135 | 0.090135 | 0.090135 | 0.090135 | 0.090135 | 0.090135 | 0.090135 | 0.090135 | 0.090135 | 0.090135 | 0.090135 | 0.090135 | 0.090135 | 0.090135 | 0.090135 | 0.090135 | 0.090135 | 0.090135 | 0.090135 | 0.090135
F4_Commercial_College (ID)_Existing_Space Heating_Natural Gas_Furnace_E2 | F4 | Commercial | College (ID) | Existing | Space Heating | Natural Gas | Furnace | E2 | Utility - Cost of Equipment | 0.18219 | 0.18219 | 0.18219 | 0.18219 | 0.18219 | 0.18219 | 0.18219 | 0.18219 | 0.18219 | 0.18219 | 0.18219 | 0.18219 | 0.18219 | 0.18219 | 0.18219 | 0.18219 | 0.18219 | 0.18219 | 0.18219 | 0.18219 | 0.18219 | 0.18219 | 0.18219 | 0.18219 | 0.18219 | 0.18219 | 0.18219
F4_Commercial_College (ID)_Existing_Space Heating_Natural Gas_Furnace_E3 | F4 | Commercial | College (ID) | Existing | Space Heating | Natural Gas | Furnace | E3 | Utility - Cost of Equipment | 0.11075 | 0.11075 | 0.11075 | 0.11075 | 0.11075 | 0.11075 | 0.11075 | 0.11075 | 0.11075 | 0.11075 | 0.11075 | 0.11075 | 0.11075 | 0.11075 | 0.11075 | 0.11075 | 0.11075 | 0.11075 | 0.11075 | 0.11075 | 0.11075 | 0.11075 | 0.11075 | 0.11075 | 0.11075 | 0.11075 | 0.11075
F4_Commercial_College (ID)_Existing_Space Heating_Natural Gas_Furnace_E4 | F4 | Commercial | College (ID) | Existing | Space Heating | Natural Gas | Furnace | E4 | Utility - Cost of Equipment | 0 | 0 | 0 | 0 | 0 | 0 | 0 | 0 | 0 | 0 | 0 | 0 | 0 | 0 | 0 | 0 | 0 | 0 | 0 | 0 | 0 | 0 | 0 | 0 | 0 | 0 | 0
F4_Commercial_College (ID)_Existing_Space Heating_Natural Gas_Furnace_E5 | F4 | Commercial | College (ID) | Existing | Space Heating | Natural Gas | Furnace | E5 | Utility - Cost of Equipment | 0 | 0 | 0 | 0 | 0 | 0 | 0 | 0 | 0 | 0 | 0 | 0 | 0 | 0 | 0 | 0 | 0 | 0 | 0 | 0 | 0 | 0 | 0 | 0 | 0 | 0 | 0
F4_Commercial_College (ID)_Existing_Space Heating_Natural Gas_Furnace_E6 | F4 | Commercial | College (ID) | Existing | Space Heating | Natural Gas | Furnace | E6 | Utility - Cost of Equipment | 0 | 0 | 0 | 0 | 0 | 0 | 0 | 0 | 0 | 0 | 0 | 0 | 0 | 0 | 0 | 0 | 0 | 0 | 0 | 0 | 0 | 0 | 0 | 0 | 0 | 0 | 0
F4_Commercial_College (ID)_Existing_Space Heating_Natural Gas_Furnace_E7 | F4 | Commercial | College (ID) | Existing | Space Heating | Natural Gas | Furnace | E7 | Utility - Cost of Equipment | 0 | 0 | 0 | 0 | 0 | 0 | 0 | 0 | 0 | 0 | 0 | 0 | 0 | 0 | 0 | 0 | 0 | 0 | 0 | 0 | 0 | 0 | 0 | 0 | 0 | 0 | 0
F4_Commercial_College (ID)_Existing_Space Heating_Natural Gas_Furnace_E8 | F4 | Commercial | College (ID) | Existing | Space Heating | Natural Gas | Furnace | E8 | Utility - Cost of Equipment | 0 | 0 | 0 | 0 | 0 | 0 | 0 | 0 | 0 | 0 | 0 | 0 | 0 | 0 | 0 | 0 | 0 | 0 | 0 | 0 | 0 | 0 | 0 | 0 | 0 | 0 | 0
F4_Commercial_College (ID)_Existing_Space Heating_Natural Gas_Furnace_E9 | F4 | Commercial | College (ID) | Existing | Space Heating | Natural Gas | Furnace | E9 | Utility - Cost of Equipment | 0 | 0 | 0 | 0 | 0 | 0 | 0 | 0 | 0 | 0 | 0 | 0 | 0 | 0 | 0 | 0 | 0 | 0 | 0 | 0 | 0 | 0 | 0 | 0 | 0 | 0 | 0
F4_Commercial_College (ID)_Existing_Space Heating_Natural Gas_Furnace_E10 | F4 | Commercial | College (ID) | Existing | Space Heating | Natural Gas | Furnace | E10 | Utility - Cost of Equipment | 0 | 0 | 0 | 0 | 0 | 0 | 0 | 0 | 0 | 0 | 0 | 0 | 0 | 0 | 0 | 0 | 0 | 0 | 0 | 0 | 0 | 0 | 0 | 0 | 0 | 0 | 0
F5_Commercial_College (ID)_Existing_Space Heating_Natural Gas_Furnace_E1 | F5 | Commercial | College (ID) | Existing | Space Heating | Natural Gas | Furnace | E1 | Utility - Cost of Operation | 0.077774 | 0.078905 | 0.080508 | 0.082337 | 0.084412 | 0.08743 | 0.090512 | 0.093783 | 0.096861 | 0.099982 | 0.10271 | 0.10518 | 0.10792 | 0.11076 | 0.11337 | 0.11591 | 0.11824 | 0.12065 | 0.12317 | 0.12576 | 0.12839 | 0.13119 | 0.13451 | 0.13737 | 0.14028 | 0.14326 | 0.1463
F5_Commercial_College (ID)_Existing_Space Heating_Natural Gas_Furnace_E2 | F5 | Commercial | College (ID) | Existing | Space Heating | Natural Gas | Furnace | E2 | Utility - Cost of Operation | 0.069133 | 0.070138 | 0.071563 | 0.073189 | 0.075033 | 0.077717 | 0.080456 | 0.083363 | 0.086099 | 0.088874 | 0.091302 | 0.093496 | 0.095932 | 0.098458 | 0.10077 | 0.10303 | 0.10511 | 0.10725 | 0.10949 | 0.11179 | 0.11413 | 0.11662 | 0.11957 | 0.12211 | 0.1247 | 0.12734 | 0.13005
F5_Commercial_College (ID)_Existing_Space Heating_Natural Gas_Furnace_E3 | F5 | Commercial | College (ID) | Existing | Space Heating | Natural Gas | Furnace | E3 | Utility - Cost of Operation | 0.06481 | 0.065752 | 0.067088 | 0.068612 | 0.070341 | 0.072857 | 0.075425 | 0.07815 | 0.080716 | 0.083316 | 0.085593 | 0.08765 | 0.089933 | 0.092302 | 0.09447 | 0.096592 | 0.098535 | 0.10054 | 0.10264 | 0.1048 | 0.10699 | 0.10932 | 0.11209 | 0.11447 | 0.1169 | 0.11938 | 0.12192
F5_Commercial_College (ID)_Existing_Space Heating_Natural Gas_Furnace_E4 | F5 | Commercial | College (ID) | Existing | Space Heating | Natural Gas | Furnace | E4 | Utility - Cost of Operation | 0 | 0 | 0 | 0 | 0 | 0 | 0 | 0 | 0 | 0 | 0 | 0 | 0 | 0 | 0 | 0 | 0 | 0 | 0 | 0 | 0 | 0 | 0 | 0 | 0 | 0 | 0
F5_Commercial_College (ID)_Existing_Space Heating_Natural Gas_Furnace_E5 | F5 | Commercial | College (ID) | Existing | Space Heating | Natural Gas | Furnace | E5 | Utility - Cost of Operation | 0 | 0 | 0 | 0 | 0 | 0 | 0 | 0 | 0 | 0 | 0 | 0 | 0 | 0 | 0 | 0 | 0 | 0 | 0 | 0 | 0 | 0 | 0 | 0 | 0 | 0 | 0
F5_Commercial_College (ID)_Existing_Space Heating_Natural Gas_Furnace_E6 | F5 | Commercial | College (ID) | Existing | Space Heating | Natural Gas | Furnace | E6 | Utility - Cost of Operation | 0 | 0 | 0 | 0 | 0 | 0 | 0 | 0 | 0 | 0 | 0 | 0 | 0 | 0 | 0 | 0 | 0 | 0 | 0 | 0 | 0 | 0 | 0 | 0 | 0 | 0 | 0
F5_Commercial_College (ID)_Existing_Space Heating_Natural Gas_Furnace_E7 | F5 | Commercial | College (ID) | Existing | Space Heating | Natural Gas | Furnace | E7 | Utility - Cost of Operation | 0 | 0 | 0 | 0 | 0 | 0 | 0 | 0 | 0 | 0 | 0 | 0 | 0 | 0 | 0 | 0 | 0 | 0 | 0 | 0 | 0 | 0 | 0 | 0 | 0 | 0 | 0
F5_Commercial_College (ID)_Existing_Space Heating_Natural Gas_Furnace_E8 | F5 | Commercial | College (ID) | Existing | Space Heating | Natural Gas | Furnace | E8 | Utility - Cost of Operation | 0 | 0 | 0 | 0 | 0 | 0 | 0 | 0 | 0 | 0 | 0 | 0 | 0 | 0 | 0 | 0 | 0 | 0 | 0 | 0 | 0 | 0 | 0 | 0 | 0 | 0 | 0
F5_Commercial_College (ID)_Existing_Space Heating_Natural Gas_Furnace_E9 | F5 | Commercial | College (ID) | Existing | Space Heating | Natural Gas | Furnace | E9 | Utility - Cost of Operation | 0 | 0 | 0 | 0 | 0 | 0 | 0 | 0 | 0 | 0 | 0 | 0 | 0 | 0 | 0 | 0 | 0 | 0 | 0 | 0 | 0 | 0 | 0 | 0 | 0 | 0 | 0
F5_Commercial_College (ID)_Existing_Space Heating_Natural Gas_Furnace_E10 | F5 | Commercial | College (ID) | Existing | Space Heating | Natural Gas | Furnace | E10 | Utility - Cost of Operation | 0 | 0 | 0 | 0 | 0 | 0 | 0 | 0 | 0 | 0 | 0 | 0 | 0 | 0 | 0 | 0 | 0 | 0 | 0 | 0 | 0 | 0 | 0 | 0 | 0 | 0 | 0
F6_Commercial_College (ID)_Existing_Space Heating_Natural Gas_Furnace_E1 | F6 | Commercial | College (ID) | Existing | Space Heating | Natural Gas | Furnace | E1 | Utility - Value of Sales | 0.090782 | 0.091537 | 0.092792 | 0.094243 | 0.095906 | 0.098613 | 0.1013 | 0.10411 | 0.10657 | 0.10897 | 0.11168 | 0.11405 | 0.11668 | 0.1194 | 0.12182 | 0.12414 | 0.12618 | 0.12827 | 0.13043 | 0.13262 | 0.13481 | 0.13775 | 0.14124 | 0.14424 | 0.1473 | 0.15042 | 0.15362
F6_Commercial_College (ID)_Existing_Space Heating_Natural Gas_Furnace_E2 | F6 | Commercial | College (ID) | Existing | Space Heating | Natural Gas | Furnace | E2 | Utility - Value of Sales | 0.080696 | 0.081367 | 0.082482 | 0.083772 | 0.085251 | 0.087657 | 0.090045 | 0.092542 | 0.094733 | 0.096859 | 0.09927 | 0.10137 | 0.10372 | 0.10613 | 0.10828 | 0.11034 | 0.11216 | 0.11402 | 0.11594 | 0.11789 | 0.11984 | 0.12245 | 0.12555 | 0.12821 | 0.13093 | 0.13371 | 0.13655
F6_Commercial_College (ID)_Existing_Space Heating_Natural Gas_Furnace_E3 | F6 | Commercial | College (ID) | Existing | Space Heating | Natural Gas | Furnace | E3 | Utility - Value of Sales | 0.07565 | 0.076279 | 0.077324 | 0.078534 | 0.07992 | 0.082176 | 0.084414 | 0.086755 | 0.088809 | 0.090803 | 0.093062 | 0.095035 | 0.097233 | 0.099496 | 0.10151 | 0.10344 | 0.10515 | 0.10689 | 0.10869 | 0.11052 | 0.11234 | 0.11479 | 0.1177 | 0.12019 | 0.12275 | 0.12535 | 0.12801
F6_Commercial_College (ID)_Existing_Space Heating_Natural Gas_Furnace_E4 | F6 | Commercial | College (ID) | Existing | Space Heating | Natural Gas | Furnace | E4 | Utility - Value of Sales | 0 | 0 | 0 | 0 | 0 | 0 | 0 | 0 | 0 | 0 | 0 | 0 | 0 | 0 | 0 | 0 | 0 | 0 | 0 | 0 | 0 | 0 | 0 | 0 | 0 | 0 | 0
F6_Commercial_College (ID)_Existing_Space Heating_Natural Gas_Furnace_E5 | F6 | Commercial | College (ID) | Existing | Space Heating | Natural Gas | Furnace | E5 | Utility - Value of Sales | 0 | 0 | 0 | 0 | 0 | 0 | 0 | 0 | 0 | 0 | 0 | 0 | 0 | 0 | 0 | 0 | 0 | 0 | 0 | 0 | 0 | 0 | 0 | 0 | 0 | 0 | 0
F6_Commercial_College (ID)_Existing_Space Heating_Natural Gas_Furnace_E6 | F6 | Commercial | College (ID) | Existing | Space Heating | Natural Gas | Furnace | E6 | Utility - Value of Sales | 0 | 0 | 0 | 0 | 0 | 0 | 0 | 0 | 0 | 0 | 0 | 0 | 0 | 0 | 0 | 0 | 0 | 0 | 0 | 0 | 0 | 0 | 0 | 0 | 0 | 0 | 0
F6_Commercial_College (ID)_Existing_Space Heating_Natural Gas_Furnace_E7 | F6 | Commercial | College (ID) | Existing | Space Heating | Natural Gas | Furnace | E7 | Utility - Value of Sales | 0 | 0 | 0 | 0 | 0 | 0 | 0 | 0 | 0 | 0 | 0 | 0 | 0 | 0 | 0 | 0 | 0 | 0 | 0 | 0 | 0 | 0 | 0 | 0 | 0 | 0 | 0
F6_Commercial_College (ID)_Existing_Space Heating_Natural Gas_Furnace_E8 | F6 | Commercial | College (ID) | Existing | Space Heating | Natural Gas | Furnace | E8 | Utility - Value of Sales | 0 | 0 | 0 | 0 | 0 | 0 | 0 | 0 | 0 | 0 | 0 | 0 | 0 | 0 | 0 | 0 | 0 | 0 | 0 | 0 | 0 | 0 | 0 | 0 | 0 | 0 | 0
F6_Commercial_College (ID)_Existing_Space Heating_Natural Gas_Furnace_E9 | F6 | Commercial | College (ID) | Existing | Space Heating | Natural Gas | Furnace | E9 | Utility - Value of Sales | 0 | 0 | 0 | 0 | 0 | 0 | 0 | 0 | 0 | 0 | 0 | 0 | 0 | 0 | 0 | 0 | 0 | 0 | 0 | 0 | 0 | 0 | 0 | 0 | 0 | 0 | 0
F6_Commercial_College (ID)_Existing_Space Heating_Natural Gas_Furnace_E10 | F6 | Commercial | College (ID) | Existing | Space Heating | Natural Gas | Furnace | E10 | Utility - Value of Sales | 0 | 0 | 0 | 0 | 0 | 0 | 0 | 0 | 0 | 0 | 0 | 0 | 0 | 0 | 0 | 0 | 0 | 0 | 0 | 0 | 0 | 0 | 0 | 0 | 0 | 0 | 0
F1_Commercial_College (ID)_Existing_Space Heating_Natural Gas_Boiler_E1 | F1 | Commercial | College (ID) | Existing | Space Heating | Natural Gas | Boiler | E1 | RVT - Cost of Equipment | 0.16911 | 0.16911 | 0.16911 | 0.16911 | 0.16911 | 0.16911 | 0.16911 | 0.16911 | 0.16911 | 0.16911 | 0.16911 | 0.16911 | 0.16911 | 0.16911 | 0.16911 | 0.16911 | 0.16911 | 0.16911 | 0.16911 | 0.16911 | 0.16911 | 0.16911 | 0.16911 | 0.16911 | 0.16911 | 0.16911 | 0.16911
F1_Commercial_College (ID)_Existing_Space Heating_Natural Gas_Boiler_E2 | F1 | Commercial | College (ID) | Existing | Space Heating | Natural Gas | Boiler | E2 | RVT - Cost of Equipment | 0.1762 | 0.1762 | 0.1762 | 0.1762 | 0.1762 | 0.1762 | 0.1762 | 0.1762 | 0.1762 | 0.1762 | 0.1762 | 0.1762 | 0.1762 | 0.1762 | 0.1762 | 0.1762 | 0.1762 | 0.1762 | 0.1762 | 0.1762 | 0.1762 | 0.1762 | 0.1762 | 0.1762 | 0.1762 | 0.1762 | 0.1762
F1_Commercial_College (ID)_Existing_Space Heating_Natural Gas_Boiler_E3 | F1 | Commercial | College (ID) | Existing | Space Heating | Natural Gas | Boiler | E3 | RVT - Cost of Equipment | 0.16449 | 0.16449 | 0.16449 | 0.16449 | 0.16449 | 0.16449 | 0.16449 | 0.16449 | 0.16449 | 0.16449 | 0.16449 | 0.16449 | 0.16449 | 0.16449 | 0.16449 | 0.16449 | 0.16449 | 0.16449 | 0.16449 | 0.16449 | 0.16449 | 0.16449 | 0.16449 | 0.16449 | 0.16449 | 0.16449 | 0.16449
F1_Commercial_College (ID)_Existing_Space Heating_Natural Gas_Boiler_E4 | F1 | Commercial | College (ID) | Existing | Space Heating | Natural Gas | Boiler | E4 | RVT - Cost of Equipment | 1.3565 | 1.3565 | 1.3565 | 1.3565 | 1.3565 | 1.3565 | 1.3565 | 1.3565 | 1.3565 | 1.3565 | 1.3565 | 1.3565 | 1.3565 | 1.3565 | 1.3565 | 1.3565 | 1.3565 | 1.3565 | 1.3565 | 1.3565 | 1.3565 | 1.3565 | 1.3565 | 1.3565 | 1.3565 | 1.3565 | 1.3565
F1_Commercial_College (ID)_Existing_Space Heating_Natural Gas_Boiler_E5 | F1 | Commercial | College (ID) | Existing | Space Heating | Natural Gas | Boiler | E5 | RVT - Cost of Equipment | 0 | 0 | 0 | 0 | 0 | 0 | 0 | 0 | 0 | 0 | 0 | 0 | 0 | 0 | 0 | 0 | 0 | 0 | 0 | 0 | 0 | 0 | 0 | 0 | 0 | 0 | 0
F1_Commercial_College (ID)_Existing_Space Heating_Natural Gas_Boiler_E6 | F1 | Commercial | College (ID) | Existing | Space Heating | Natural Gas | Boiler | E6 | RVT - Cost of Equipment | 0 | 0 | 0 | 0 | 0 | 0 | 0 | 0 | 0 | 0 | 0 | 0 | 0 | 0 | 0 | 0 | 0 | 0 | 0 | 0 | 0 | 0 | 0 | 0 | 0 | 0 | 0
F1_Commercial_College (ID)_Existing_Space Heating_Natural Gas_Boiler_E7 | F1 | Commercial | College (ID) | Existing | Space Heating | Natural Gas | Boiler | E7 | RVT - Cost of Equipment | 0 | 0 | 0 | 0 | 0 | 0 | 0 | 0 | 0 | 0 | 0 | 0 | 0 | 0 | 0 | 0 | 0 | 0 | 0 | 0 | 0 | 0 | 0 | 0 | 0 | 0 | 0
F1_Commercial_College (ID)_Existing_Space Heating_Natural Gas_Boiler_E8 | F1 | Commercial | College (ID) | Existing | Space Heating | Natural Gas | Boiler | E8 | RVT - Cost of Equipment | 0 | 0 | 0 | 0 | 0 | 0 | 0 | 0 | 0 | 0 | 0 | 0 | 0 | 0 | 0 | 0 | 0 | 0 | 0 | 0 | 0 | 0 | 0 | 0 | 0 | 0 | 0
F1_Commercial_College (ID)_Existing_Space Heating_Natural Gas_Boiler_E9 | F1 | Commercial | College (ID) | Existing | Space Heating | Natural Gas | Boiler | E9 | RVT - Cost of Equipment | 0 | 0 | 0 | 0 | 0 | 0 | 0 | 0 | 0 | 0 | 0 | 0 | 0 | 0 | 0 | 0 | 0 | 0 | 0 | 0 | 0 | 0 | 0 | 0 | 0 | 0 | 0
F1_Commercial_College (ID)_Existing_Space Heating_Natural Gas_Boiler_E10 | F1 | Commercial | College (ID) | Existing | Space Heating | Natural Gas | Boiler | E10 | RVT - Cost of Equipment | 0 | 0 | 0 | 0 | 0 | 0 | 0 | 0 | 0 | 0 | 0 | 0 | 0 | 0 | 0 | 0 | 0 | 0 | 0 | 0 | 0 | 0 | 0 | 0 | 0 | 0 | 0
F2_Commercial_College (ID)_Existing_Space Heating_Natural Gas_Boiler_E1 | F2 | Commercial | College (ID) | Existing | Space Heating | Natural Gas | Boiler | E1 | RVT - Cost of Operation | 0.22775 | 0.2305 | 0.23412 | 0.23808 | 0.24239 | 0.24848 | 0.25458 | 0.26096 | 0.26684 | 0.27267 | 0.27912 | 0.28509 | 0.29154 | 0.29813 | 0.30427 | 0.31028 | 0.31588 | 0.32159 | 0.32748 | 0.33347 | 0.3395 | 0.3468 | 0.35501 | 0.36239 | 0.36984 | 0.37554 | 0.38067
F2_Commercial_College (ID)_Existing_Space Heating_Natural Gas_Boiler_E2 | F2 | Commercial | College (ID) | Existing | Space Heating | Natural Gas | Boiler | E2 | RVT - Cost of Operation | 0.21435 | 0.21694 | 0.22035 | 0.22407 | 0.22813 | 0.23386 | 0.23961 | 0.24561 | 0.25114 | 0.25663 | 0.2627 | 0.26831 | 0.27439 | 0.28059 | 0.28636 | 0.29202 | 0.29729 | 0.30267 | 0.30822 | 0.31385 | 0.31953 | 0.3264 | 0.33412 | 0.34107 | 0.34808 | 0.35345 | 0.35827
F2_Commercial_College (ID)_Existing_Space Heating_Natural Gas_Boiler_E3 | F2 | Commercial | College (ID) | Existing | Space Heating | Natural Gas | Boiler | E3 | RVT - Cost of Operation | 0.18784 | 0.1901 | 0.19309 | 0.19635 | 0.19991 | 0.20494 | 0.20997 | 0.21523 | 0.22007 | 0.22488 | 0.2302 | 0.23512 | 0.24045 | 0.24588 | 0.25094 | 0.2559 | 0.26052 | 0.26523 | 0.27009 | 0.27502 | 0.28 | 0.28602 | 0.29279 | 0.29888 | 0.30503 | 0.30973 | 0.31395
F2_Commercial_College (ID)_Existing_Space Heating_Natural Gas_Boiler_E4 | F2 | Commercial | College (ID) | Existing | Space Heating | Natural Gas | Boiler | E4 | RVT - Cost of Operation | 0.11867 | 0.11966 | 0.1213 | 0.12319 | 0.12537 | 0.12891 | 0.13242 | 0.13609 | 0.13931 | 0.14244 | 0.14599 | 0.14908 | 0.15253 | 0.15608 | 0.15924 | 0.16227 | 0.16494 | 0.16767 | 0.1705 | 0.17336 | 0.17623 | 0.18007 | 0.18463 | 0.18855 | 0.19255 | 0.19664 | 0.20081
F2_Commercial_College (ID)_Existing_Space Heating_Natural Gas_Boiler_E5 | F2 | Commercial | College (ID) | Existing | Space Heating | Natural Gas | Boiler | E5 | RVT - Cost of Operation | 0 | 0 | 0 | 0 | 0 | 0 | 0 | 0 | 0 | 0 | 0 | 0 | 0 | 0 | 0 | 0 | 0 | 0 | 0 | 0 | 0 | 0 | 0 | 0 | 0 | 0 | 0
F2_Commercial_College (ID)_Existing_Space Heating_Natural Gas_Boiler_E6 | F2 | Commercial | College (ID) | Existing | Space Heating | Natural Gas | Boiler | E6 | RVT - Cost of Operation | 0 | 0 | 0 | 0 | 0 | 0 | 0 | 0 | 0 | 0 | 0 | 0 | 0 | 0 | 0 | 0 | 0 | 0 | 0 | 0 | 0 | 0 | 0 | 0 | 0 | 0 | 0
F2_Commercial_College (ID)_Existing_Space Heating_Natural Gas_Boiler_E7 | F2 | Commercial | College (ID) | Existing | Space Heating | Natural Gas | Boiler | E7 | RVT - Cost of Operation | 0 | 0 | 0 | 0 | 0 | 0 | 0 | 0 | 0 | 0 | 0 | 0 | 0 | 0 | 0 | 0 | 0 | 0 | 0 | 0 | 0 | 0 | 0 | 0 | 0 | 0 | 0
F2_Commercial_College (ID)_Existing_Space Heating_Natural Gas_Boiler_E8 | F2 | Commercial | College (ID) | Existing | Space Heating | Natural Gas | Boiler | E8 | RVT - Cost of Operation | 0 | 0 | 0 | 0 | 0 | 0 | 0 | 0 | 0 | 0 | 0 | 0 | 0 | 0 | 0 | 0 | 0 | 0 | 0 | 0 | 0 | 0 | 0 | 0 | 0 | 0 | 0
F2_Commercial_College (ID)_Existing_Space Heating_Natural Gas_Boiler_E9 | F2 | Commercial | College (ID) | Existing | Space Heating | Natural Gas | Boiler | E9 | RVT - Cost of Operation | 0 | 0 | 0 | 0 | 0 | 0 | 0 | 0 | 0 | 0 | 0 | 0 | 0 | 0 | 0 | 0 | 0 | 0 | 0 | 0 | 0 | 0 | 0 | 0 | 0 | 0 | 0
F2_Commercial_College (ID)_Existing_Space Heating_Natural Gas_Boiler_E10 | F2 | Commercial | College (ID) | Existing | Space Heating | Natural Gas | Boiler | E10 | RVT - Cost of Operation | 0 | 0 | 0 | 0 | 0 | 0 | 0 | 0 | 0 | 0 | 0 | 0 | 0 | 0 | 0 | 0 | 0 | 0 | 0 | 0 | 0 | 0 | 0 | 0 | 0 | 0 | 0
F3_Commercial_College (ID)_Existing_Space Heating_Natural Gas_Boiler_E1 | F3 | Commercial | College (ID) | Existing | Space Heating | Natural Gas | Boiler | E1 | System - kBTUs of Consumption | 44.8154 | 44.758 | 44.758 | 44.758 | 44.758 | 44.758 | 44.758 | 44.758 | 44.758 | 44.758 | 44.758 | 44.758 | 44.758 | 44.758 | 44.758 | 44.758 | 44.758 | 44.758 | 44.758 | 44.758 | 44.758 | 44.758 | 44.758 | 44.758 | 44.758 | 44.2054 | 43.5147
F3_Commercial_College (ID)_Existing_Space Heating_Natural Gas_Boiler_E2 | F3 | Commercial | College (ID) | Existing | Space Heating | Natural Gas | Boiler | E2 | System - kBTUs of Consumption | 42.1786 | 42.1246 | 42.1246 | 42.1246 | 42.1246 | 42.1246 | 42.1246 | 42.1246 | 42.1246 | 42.1246 | 42.1246 | 42.1246 | 42.1246 | 42.1246 | 42.1246 | 42.1246 | 42.1246 | 42.1246 | 42.1246 | 42.1246 | 42.1246 | 42.1246 | 42.1246 | 42.1246 | 42.1246 | 41.6045 | 40.9545
F3_Commercial_College (ID)_Existing_Space Heating_Natural Gas_Boiler_E3 | F3 | Commercial | College (ID) | Existing | Space Heating | Natural Gas | Boiler | E3 | System - kBTUs of Consumption | 36.9612 | 36.9139 | 36.9139 | 36.9139 | 36.9139 | 36.9139 | 36.9139 | 36.9139 | 36.9139 | 36.9139 | 36.9139 | 36.9139 | 36.9139 | 36.9139 | 36.9139 | 36.9139 | 36.9139 | 36.9139 | 36.9139 | 36.9139 | 36.9139 | 36.9139 | 36.9139 | 36.9139 | 36.9139 | 36.4581 | 35.8885
F3_Commercial_College (ID)_Existing_Space Heating_Natural Gas_Boiler_E4 | F3 | Commercial | College (ID) | Existing | Space Heating | Natural Gas | Boiler | E4 | System - kBTUs of Consumption | 26.1152 | 26.0496 | 26.0496 | 26.0496 | 26.0496 | 26.0496 | 26.0496 | 26.0496 | 26.0496 | 26.0496 | 26.0496 | 26.0496 | 26.0496 | 26.0496 | 26.0496 | 26.0496 | 26.0496 | 26.0496 | 26.0496 | 26.0496 | 26.0496 | 26.0496 | 26.0496 | 26.0496 | 26.0496 | 26.0496 | 26.0496
F3_Commercial_College (ID)_Existing_Space Heating_Natural Gas_Boiler_E5 | F3 | Commercial | College (ID) | Existing | Space Heating | Natural Gas | Boiler | E5 | System - kBTUs of Consumption | 0 | 0 | 0 | 0 | 0 | 0 | 0 | 0 | 0 | 0 | 0 | 0 | 0 | 0 | 0 | 0 | 0 | 0 | 0 | 0 | 0 | 0 | 0 | 0 | 0 | 0 | 0
F3_Commercial_College (ID)_Existing_Space Heating_Natural Gas_Boiler_E6 | F3 | Commercial | College (ID) | Existing | Space Heating | Natural Gas | Boiler | E6 | System - kBTUs of Consumption | 0 | 0 | 0 | 0 | 0 | 0 | 0 | 0 | 0 | 0 | 0 | 0 | 0 | 0 | 0 | 0 | 0 | 0 | 0 | 0 | 0 | 0 | 0 | 0 | 0 | 0 | 0
F3_Commercial_College (ID)_Existing_Space Heating_Natural Gas_Boiler_E7 | F3 | Commercial | College (ID) | Existing | Space Heating | Natural Gas | Boiler | E7 | System - kBTUs of Consumption | 0 | 0 | 0 | 0 | 0 | 0 | 0 | 0 | 0 | 0 | 0 | 0 | 0 | 0 | 0 | 0 | 0 | 0 | 0 | 0 | 0 | 0 | 0 | 0 | 0 | 0 | 0
F3_Commercial_College (ID)_Existing_Space Heating_Natural Gas_Boiler_E8 | F3 | Commercial | College (ID) | Existing | Space Heating | Natural Gas | Boiler | E8 | System - kBTUs of Consumption | 0 | 0 | 0 | 0 | 0 | 0 | 0 | 0 | 0 | 0 | 0 | 0 | 0 | 0 | 0 | 0 | 0 | 0 | 0 | 0 | 0 | 0 | 0 | 0 | 0 | 0 | 0
F3_Commercial_College (ID)_Existing_Space Heating_Natural Gas_Boiler_E9 | F3 | Commercial | College (ID) | Existing | Space Heating | Natural Gas | Boiler | E9 | System - kBTUs of Consumption | 0 | 0 | 0 | 0 | 0 | 0 | 0 | 0 | 0 | 0 | 0 | 0 | 0 | 0 | 0 | 0 | 0 | 0 | 0 | 0 | 0 | 0 | 0 | 0 | 0 | 0 | 0
F3_Commercial_College (ID)_Existing_Space Heating_Natural Gas_Boiler_E10 | F3 | Commercial | College (ID) | Existing | Space Heating | Natural Gas | Boiler | E10 | System - kBTUs of Consumption | 0 | 0 | 0 | 0 | 0 | 0 | 0 | 0 | 0 | 0 | 0 | 0 | 0 | 0 | 0 | 0 | 0 | 0 | 0 | 0 | 0 | 0 | 0 | 0 | 0 | 0 | 0
F4_Commercial_College (ID)_Existing_Space Heating_Natural Gas_Boiler_E1 | F4 | Commercial | College (ID) | Existing | Space Heating | Natural Gas | Boiler | E1 | Utility - Cost of Equipment | 0.16911 | 0.16911 | 0.16911 | 0.16911 | 0.16911 | 0.16911 | 0.16911 | 0.16911 | 0.16911 | 0.16911 | 0.16911 | 0.16911 | 0.16911 | 0.16911 | 0.16911 | 0.16911 | 0.16911 | 0.16911 | 0.16911 | 0.16911 | 0.16911 | 0.16911 | 0.16911 | 0.16911 | 0.16911 | 0.16911 | 0.16911
F4_Commercial_College (ID)_Existing_Space Heating_Natural Gas_Boiler_E2 | F4 | Commercial | College (ID) | Existing | Space Heating | Natural Gas | Boiler | E2 | Utility - Cost of Equipment | 0.1762 | 0.1762 | 0.1762 | 0.1762 | 0.1762 | 0.1762 | 0.1762 | 0.1762 | 0.1762 | 0.1762 | 0.1762 | 0.1762 | 0.1762 | 0.1762 | 0.1762 | 0.1762 | 0.1762 | 0.1762 | 0.1762 | 0.1762 | 0.1762 | 0.1762 | 0.1762 | 0.1762 | 0.1762 | 0.1762 | 0.1762
F4_Commercial_College (ID)_Existing_Space Heating_Natural Gas_Boiler_E3 | F4 | Commercial | College (ID) | Existing | Space Heating | Natural Gas | Boiler | E3 | Utility - Cost of Equipment | 0.16449 | 0.16449 | 0.16449 | 0.16449 | 0.16449 | 0.16449 | 0.16449 | 0.16449 | 0.16449 | 0.16449 | 0.16449 | 0.16449 | 0.16449 | 0.16449 | 0.16449 | 0.16449 | 0.16449 | 0.16449 | 0.16449 | 0.16449 | 0.16449 | 0.16449 | 0.16449 | 0.16449 | 0.16449 | 0.16449 | 0.16449
F4_Commercial_College (ID)_Existing_Space Heating_Natural Gas_Boiler_E4 | F4 | Commercial | College (ID) | Existing | Space Heating | Natural Gas | Boiler | E4 | Utility - Cost of Equipment | 1.3565 | 1.3565 | 1.3565 | 1.3565 | 1.3565 | 1.3565 | 1.3565 | 1.3565 | 1.3565 | 1.3565 | 1.3565 | 1.3565 | 1.3565 | 1.3565 | 1.3565 | 1.3565 | 1.3565 | 1.3565 | 1.3565 | 1.3565 | 1.3565 | 1.3565 | 1.3565 | 1.3565 | 1.3565 | 1.3565 | 1.3565
F4_Commercial_College (ID)_Existing_Space Heating_Natural Gas_Boiler_E5 | F4 | Commercial | College (ID) | Existing | Space Heating | Natural Gas | Boiler | E5 | Utility - Cost of Equipment | 0 | 0 | 0 | 0 | 0 | 0 | 0 | 0 | 0 | 0 | 0 | 0 | 0 | 0 | 0 | 0 | 0 | 0 | 0 | 0 | 0 | 0 | 0 | 0 | 0 | 0 | 0
F4_Commercial_College (ID)_Existing_Space Heating_Natural Gas_Boiler_E6 | F4 | Commercial | College (ID) | Existing | Space Heating | Natural Gas | Boiler | E6 | Utility - Cost of Equipment | 0 | 0 | 0 | 0 | 0 | 0 | 0 | 0 | 0 | 0 | 0 | 0 | 0 | 0 | 0 | 0 | 0 | 0 | 0 | 0 | 0 | 0 | 0 | 0 | 0 | 0 | 0
F4_Commercial_College (ID)_Existing_Space Heating_Natural Gas_Boiler_E7 | F4 | Commercial | College (ID) | Existing | Space Heating | Natural Gas | Boiler | E7 | Utility - Cost of Equipment | 0 | 0 | 0 | 0 | 0 | 0 | 0 | 0 | 0 | 0 | 0 | 0 | 0 | 0 | 0 | 0 | 0 | 0 | 0 | 0 | 0 | 0 | 0 | 0 | 0 | 0 | 0
F4_Commercial_College (ID)_Existing_Space Heating_Natural Gas_Boiler_E8 | F4 | Commercial | College (ID) | Existing | Space Heating | Natural Gas | Boiler | E8 | Utility - Cost of Equipment | 0 | 0 | 0 | 0 | 0 | 0 | 0 | 0 | 0 | 0 | 0 | 0 | 0 | 0 | 0 | 0 | 0 | 0 | 0 | 0 | 0 | 0 | 0 | 0 | 0 | 0 | 0
F4_Commercial_College (ID)_Existing_Space Heating_Natural Gas_Boiler_E9 | F4 | Commercial | College (ID) | Existing | Space Heating | Natural Gas | Boiler | E9 | Utility - Cost of Equipment | 0 | 0 | 0 | 0 | 0 | 0 | 0 | 0 | 0 | 0 | 0 | 0 | 0 | 0 | 0 | 0 | 0 | 0 | 0 | 0 | 0 | 0 | 0 | 0 | 0 | 0 | 0
F4_Commercial_College (ID)_Existing_Space Heating_Natural Gas_Boiler_E10 | F4 | Commercial | College (ID) | Existing | Space Heating | Natural Gas | Boiler | E10 | Utility - Cost of Equipment | 0 | 0 | 0 | 0 | 0 | 0 | 0 | 0 | 0 | 0 | 0 | 0 | 0 | 0 | 0 | 0 | 0 | 0 | 0 | 0 | 0 | 0 | 0 | 0 | 0 | 0 | 0
F5_Commercial_College (ID)_Existing_Space Heating_Natural Gas_Boiler_E1 | F5 | Commercial | College (ID) | Existing | Space Heating | Natural Gas | Boiler | E1 | Utility - Cost of Operation | 0.2009 | 0.20441 | 0.20874 | 0.21345 | 0.21856 | 0.22527 | 0.23211 | 0.23932 | 0.24625 | 0.25329 | 0.25973 | 0.26577 | 0.2723 | 0.279 | 0.28534 | 0.29164 | 0.29761 | 0.30376 | 0.31013 | 0.31667 | 0.32333 | 0.33029 | 0.33811 | 0.34513 | 0.35223 | 0.35766 | 0.36254
F5_Commercial_College (ID)_Existing_Space Heating_Natural Gas_Boiler_E2 | F5 | Commercial | College (ID) | Existing | Space Heating | Natural Gas | Boiler | E2 | Utility - Cost of Operation | 0.18908 | 0.19238 | 0.19646 | 0.20089 | 0.2057 | 0.21202 | 0.21846 | 0.22524 | 0.23176 | 0.23839 | 0.24445 | 0.25013 | 0.25628 | 0.26259 | 0.26856 | 0.27448 | 0.2801 | 0.28588 | 0.29189 | 0.29804 | 0.30431 | 0.31085 | 0.31821 | 0.32483 | 0.33151 | 0.33662 | 0.34121
F5_Commercial_College (ID)_Existing_Space Heating_Natural Gas_Boiler_E3 | F5 | Commercial | College (ID) | Existing | Space Heating | Natural Gas | Boiler | E3 | Utility - Cost of Operation | 0.16569 | 0.16858 | 0.17216 | 0.17604 | 0.18026 | 0.18579 | 0.19144 | 0.19738 | 0.20309 | 0.2089 | 0.21421 | 0.21919 | 0.22458 | 0.23011 | 0.23534 | 0.24052 | 0.24545 | 0.25052 | 0.25578 | 0.26117 | 0.26667 | 0.2724 | 0.27885 | 0.28465 | 0.2905 | 0.29498 | 0.299
F5_Commercial_College (ID)_Existing_Space Heating_Natural Gas_Boiler_E4 | F5 | Commercial | College (ID) | Existing | Space Heating | Natural Gas | Boiler | E4 | Utility - Cost of Operation | 0.10167 | 0.10314 | 0.10524 | 0.10763 | 0.11034 | 0.11429 | 0.11832 | 0.12259 | 0.12662 | 0.1307 | 0.13427 | 0.13749 | 0.14108 | 0.14479 | 0.14819 | 0.15152 | 0.15457 | 0.15772 | 0.16101 | 0.16439 | 0.16784 | 0.1715 | 0.17584 | 0.17957 | 0.18338 | 0.18727 | 0.19125
F5_Commercial_College (ID)_Existing_Space Heating_Natural Gas_Boiler_E5 | F5 | Commercial | College (ID) | Existing | Space Heating | Natural Gas | Boiler | E5 | Utility - Cost of Operation | 0 | 0 | 0 | 0 | 0 | 0 | 0 | 0 | 0 | 0 | 0 | 0 | 0 | 0 | 0 | 0 | 0 | 0 | 0 | 0 | 0 | 0 | 0 | 0 | 0 | 0 | 0
F5_Commercial_College (ID)_Existing_Space Heating_Natural Gas_Boiler_E6 | F5 | Commercial | College (ID) | Existing | Space Heating | Natural Gas | Boiler | E6 | Utility - Cost of Operation | 0 | 0 | 0 | 0 | 0 | 0 | 0 | 0 | 0 | 0 | 0 | 0 | 0 | 0 | 0 | 0 | 0 | 0 | 0 | 0 | 0 | 0 | 0 | 0 | 0 | 0 | 0
F5_Commercial_College (ID)_Existing_Space Heating_Natural Gas_Boiler_E7 | F5 | Commercial | College (ID) | Existing | Space Heating | Natural Gas | Boiler | E7 | Utility - Cost of Operation | 0 | 0 | 0 | 0 | 0 | 0 | 0 | 0 | 0 | 0 | 0 | 0 | 0 | 0 | 0 | 0 | 0 | 0 | 0 | 0 | 0 | 0 | 0 | 0 | 0 | 0 | 0
F5_Commercial_College (ID)_Existing_Space Heating_Natural Gas_Boiler_E8 | F5 | Commercial | College (ID) | Existing | Space Heating | Natural Gas | Boiler | E8 | Utility - Cost of Operation | 0 | 0 | 0 | 0 | 0 | 0 | 0 | 0 | 0 | 0 | 0 | 0 | 0 | 0 | 0 | 0 | 0 | 0 | 0 | 0 | 0 | 0 | 0 | 0 | 0 | 0 | 0
F5_Commercial_College (ID)_Existing_Space Heating_Natural Gas_Boiler_E9 | F5 | Commercial | College (ID) | Existing | Space Heating | Natural Gas | Boiler | E9 | Utility - Cost of Operation | 0 | 0 | 0 | 0 | 0 | 0 | 0 | 0 | 0 | 0 | 0 | 0 | 0 | 0 | 0 | 0 | 0 | 0 | 0 | 0 | 0 | 0 | 0 | 0 | 0 | 0 | 0
F5_Commercial_College (ID)_Existing_Space Heating_Natural Gas_Boiler_E10 | F5 | Commercial | College (ID) | Existing | Space Heating | Natural Gas | Boiler | E10 | Utility - Cost of Operation | 0 | 0 | 0 | 0 | 0 | 0 | 0 | 0 | 0 | 0 | 0 | 0 | 0 | 0 | 0 | 0 | 0 | 0 | 0 | 0 | 0 | 0 | 0 | 0 | 0 | 0 | 0
F6_Commercial_College (ID)_Existing_Space Heating_Natural Gas_Boiler_E1 | F6 | Commercial | College (ID) | Existing | Space Heating | Natural Gas | Boiler | E1 | Utility - Value of Sales | 0.22775 | 0.2305 | 0.23412 | 0.23808 | 0.24239 | 0.24848 | 0.25458 | 0.26096 | 0.26684 | 0.27267 | 0.27912 | 0.28509 | 0.29154 | 0.29813 | 0.30427 | 0.31028 | 0.31588 | 0.32159 | 0.32748 | 0.33347 | 0.3395 | 0.3468 | 0.35501 | 0.36239 | 0.36984 | 0.37554 | 0.38067
F6_Commercial_College (ID)_Existing_Space Heating_Natural Gas_Boiler_E2 | F6 | Commercial | College (ID) | Existing | Space Heating | Natural Gas | Boiler | E2 | Utility - Value of Sales | 0.21435 | 0.21694 | 0.22035 | 0.22407 | 0.22813 | 0.23386 | 0.23961 | 0.24561 | 0.25114 | 0.25663 | 0.2627 | 0.26831 | 0.27439 | 0.28059 | 0.28636 | 0.29202 | 0.29729 | 0.30267 | 0.30822 | 0.31385 | 0.31953 | 0.3264 | 0.33412 | 0.34107 | 0.34808 | 0.35345 | 0.35827
F6_Commercial_College (ID)_Existing_Space Heating_Natural Gas_Boiler_E3 | F6 | Commercial | College (ID) | Existing | Space Heating | Natural Gas | Boiler | E3 | Utility - Value of Sales | 0.18784 | 0.1901 | 0.19309 | 0.19635 | 0.19991 | 0.20494 | 0.20997 | 0.21523 | 0.22007 | 0.22488 | 0.2302 | 0.23512 | 0.24045 | 0.24588 | 0.25094 | 0.2559 | 0.26052 | 0.26523 | 0.27009 | 0.27502 | 0.28 | 0.28602 | 0.29279 | 0.29888 | 0.30503 | 0.30973 | 0.31395
F6_Commercial_College (ID)_Existing_Space Heating_Natural Gas_Boiler_E4 | F6 | Commercial | College (ID) | Existing | Space Heating | Natural Gas | Boiler | E4 | Utility - Value of Sales | 0.11867 | 0.11966 | 0.1213 | 0.12319 | 0.12537 | 0.12891 | 0.13242 | 0.13609 | 0.13931 | 0.14244 | 0.14599 | 0.14908 | 0.15253 | 0.15608 | 0.15924 | 0.16227 | 0.16494 | 0.16767 | 0.1705 | 0.17336 | 0.17623 | 0.18007 | 0.18463 | 0.18855 | 0.19255 | 0.19664 | 0.20081
F6_Commercial_College (ID)_Existing_Space Heating_Natural Gas_Boiler_E5 | F6 | Commercial | College (ID) | Existing | Space Heating | Natural Gas | Boiler | E5 | Utility - Value of Sales | 0 | 0 | 0 | 0 | 0 | 0 | 0 | 0 | 0 | 0 | 0 | 0 | 0 | 0 | 0 | 0 | 0 | 0 | 0 | 0 | 0 | 0 | 0 | 0 | 0 | 0 | 0
F6_Commercial_College (ID)_Existing_Space Heating_Natural Gas_Boiler_E6 | F6 | Commercial | College (ID) | Existing | Space Heating | Natural Gas | Boiler | E6 | Utility - Value of Sales | 0 | 0 | 0 | 0 | 0 | 0 | 0 | 0 | 0 | 0 | 0 | 0 | 0 | 0 | 0 | 0 | 0 | 0 | 0 | 0 | 0 | 0 | 0 | 0 | 0 | 0 | 0
F6_Commercial_College (ID)_Existing_Space Heating_Natural Gas_Boiler_E7 | F6 | Commercial | College (ID) | Existing | Space Heating | Natural Gas | Boiler | E7 | Utility - Value of Sales | 0 | 0 | 0 | 0 | 0 | 0 | 0 | 0 | 0 | 0 | 0 | 0 | 0 | 0 | 0 | 0 | 0 | 0 | 0 | 0 | 0 | 0 | 0 | 0 | 0 | 0 | 0
F6_Commercial_College (ID)_Existing_Space Heating_Natural Gas_Boiler_E8 | F6 | Commercial | College (ID) | Existing | Space Heating | Natural Gas | Boiler | E8 | Utility - Value of Sales | 0 | 0 | 0 | 0 | 0 | 0 | 0 | 0 | 0 | 0 | 0 | 0 | 0 | 0 | 0 | 0 | 0 | 0 | 0 | 0 | 0 | 0 | 0 | 0 | 0 | 0 | 0
F6_Commercial_College (ID)_Existing_Space Heating_Natural Gas_Boiler_E9 | F6 | Commercial | College (ID) | Existing | Space Heating | Natural Gas | Boiler | E9 | Utility - Value of Sales | 0 | 0 | 0 | 0 | 0 | 0 | 0 | 0 | 0 | 0 | 0 | 0 | 0 | 0 | 0 | 0 | 0 | 0 | 0 | 0 | 0 | 0 | 0 | 0 | 0 | 0 | 0
F6_Commercial_College (ID)_Existing_Space Heating_Natural Gas_Boiler_E10 | F6 | Commercial | College (ID) | Existing | Space Heating | Natural Gas | Boiler | E10 | Utility - Value of Sales | 0 | 0 | 0 | 0 | 0 | 0 | 0 | 0 | 0 | 0 | 0 | 0 | 0 | 0 | 0 | 0 | 0 | 0 | 0 | 0 | 0 | 0 | 0 | 0 | 0 | 0 | 0
F1_Commercial_College (ID)_Existing_Space Heating_Natural Gas_Unit Heater_E1 | F1 | Commercial | College (ID) | Existing | Space Heating | Natural Gas | Unit Heater | E1 | RVT - Cost of Equipment | 9.5119e-05 | 9.5119e-05 | 9.5119e-05 | 9.5119e-05 | 9.5119e-05 | 9.5119e-05 | 9.5119e-05 | 9.5119e-05 | 9.5119e-05 | 9.5119e-05 | 9.5119e-05 | 9.5119e-05 | 9.5119e-05 | 9.5119e-05 | 9.5119e-05 | 9.5119e-05 | 9.5119e-05 | 9.5119e-05 | 9.5119e-05 | 9.5119e-05 | 9.5119e-05 | 9.5119e-05 | 9.5119e-05 | 9.5119e-05 | 9.5119e-05 | 9.5119e-05 | 9.5119e-05
F1_Commercial_College (ID)_Existing_Space Heating_Natural Gas_Unit Heater_E2 | F1 | Commercial | College (ID) | Existing | Space Heating | Natural Gas | Unit Heater | E2 | RVT - Cost of Equipment | 0.00020861 | 0.00020861 | 0.00020861 | 0.00020861 | 0.00020861 | 0.00020861 | 0.00020861 | 0.00020861 | 0.00020861 | 0.00020861 | 0.00020861 | 0.00020861 | 0.00020861 | 0.00020861 | 0.00020861 | 0.00020861 | 0.00020861 | 0.00020861 | 0.00020861 | 0.00020861 | 0.00020861 | 0.00020861 | 0.00020861 | 0.00020861 | 0.00020861 | 0.00020861 | 0.00020861
F1_Commercial_College (ID)_Existing_Space Heating_Natural Gas_Unit Heater_E3 | F1 | Commercial | College (ID) | Existing | Space Heating | Natural Gas | Unit Heater | E3 | RVT - Cost of Equipment | 0.00013229 | 0.00013229 | 0.00013229 | 0.00013229 | 0.00013229 | 0.00013229 | 0.00013229 | 0.00013229 | 0.00013229 | 0.00013229 | 0.00013229 | 0.00013229 | 0.00013229 | 0.00013229 | 0.00013229 | 0.00013229 | 0.00013229 | 0.00013229 | 0.00013229 | 0.00013229 | 0.00013229 | 0.00013229 | 0.00013229 | 0.00013229 | 0.00013229 | 0.00013229 | 0.00013229
F1_Commercial_College (ID)_Existing_Space Heating_Natural Gas_Unit Heater_E4 | F1 | Commercial | College (ID) | Existing | Space Heating | Natural Gas | Unit Heater | E4 | RVT - Cost of Equipment | 0 | 0 | 0 | 0 | 0 | 0 | 0 | 0 | 0 | 0 | 0 | 0 | 0 | 0 | 0 | 0 | 0 | 0 | 0 | 0 | 0 | 0 | 0 | 0 | 0 | 0 | 0
F1_Commercial_College (ID)_Existing_Space Heating_Natural Gas_Unit Heater_E5 | F1 | Commercial | College (ID) | Existing | Space Heating | Natural Gas | Unit Heater | E5 | RVT - Cost of Equipment | 0 | 0 | 0 | 0 | 0 | 0 | 0 | 0 | 0 | 0 | 0 | 0 | 0 | 0 | 0 | 0 | 0 | 0 | 0 | 0 | 0 | 0 | 0 | 0 | 0 | 0 | 0
F1_Commercial_College (ID)_Existing_Space Heating_Natural Gas_Unit Heater_E6 | F1 | Commercial | College (ID) | Existing | Space Heating | Natural Gas | Unit Heater | E6 | RVT - Cost of Equipment | 0 | 0 | 0 | 0 | 0 | 0 | 0 | 0 | 0 | 0 | 0 | 0 | 0 | 0 | 0 | 0 | 0 | 0 | 0 | 0 | 0 | 0 | 0 | 0 | 0 | 0 | 0
F1_Commercial_College (ID)_Existing_Space Heating_Natural Gas_Unit Heater_E7 | F1 | Commercial | College (ID) | Existing | Space Heating | Natural Gas | Unit Heater | E7 | RVT - Cost of Equipment | 0 | 0 | 0 | 0 | 0 | 0 | 0 | 0 | 0 | 0 | 0 | 0 | 0 | 0 | 0 | 0 | 0 | 0 | 0 | 0 | 0 | 0 | 0 | 0 | 0 | 0 | 0
F1_Commercial_College (ID)_Existing_Space Heating_Natural Gas_Unit Heater_E8 | F1 | Commercial | College (ID) | Existing | Space Heating | Natural Gas | Unit Heater | E8 | RVT - Cost of Equipment | 0 | 0 | 0 | 0 | 0 | 0 | 0 | 0 | 0 | 0 | 0 | 0 | 0 | 0 | 0 | 0 | 0 | 0 | 0 | 0 | 0 | 0 | 0 | 0 | 0 | 0 | 0
F1_Commercial_College (ID)_Existing_Space Heating_Natural Gas_Unit Heater_E9 | F1 | Commercial | College (ID) | Existing | Space Heating | Natural Gas | Unit Heater | E9 | RVT - Cost of Equipment | 0 | 0 | 0 | 0 | 0 | 0 | 0 | 0 | 0 | 0 | 0 | 0 | 0 | 0 | 0 | 0 | 0 | 0 | 0 | 0 | 0 | 0 | 0 | 0 | 0 | 0 | 0
F1_Commercial_College (ID)_Existing_Space Heating_Natural Gas_Unit Heater_E10 | F1 | Commercial | College (ID) | Existing | Space Heating | Natural Gas | Unit Heater | E10 | RVT - Cost of Equipment | 0 | 0 | 0 | 0 | 0 | 0 | 0 | 0 | 0 | 0 | 0 | 0 | 0 | 0 | 0 | 0 | 0 | 0 | 0 | 0 | 0 | 0 | 0 | 0 | 0 | 0 | 0
F2_Commercial_College (ID)_Existing_Space Heating_Natural Gas_Unit Heater_E1 | F2 | Commercial | College (ID) | Existing | Space Heating | Natural Gas | Unit Heater | E1 | RVT - Cost of Operation | 0.053998 | 0.054567 | 0.055381 | 0.056278 | 0.057266 | 0.05876 | 0.060239 | 0.061794 | 0.063205 | 0.064595 | 0.066161 | 0.067578 | 0.069131 | 0.070716 | 0.07216 | 0.073561 | 0.074833 | 0.076131 | 0.077473 | 0.078834 | 0.080201 | 0.081942 | 0.083957 | 0.085739 | 0.087558 | 0.089417 | 0.091315
F2_Commercial_College (ID)_Existing_Space Heating_Natural Gas_Unit Heater_E2 | F2 | Commercial | College (ID) | Existing | Space Heating | Natural Gas | Unit Heater | E2 | RVT - Cost of Operation | 0.048027 | 0.048533 | 0.049257 | 0.050055 | 0.050934 | 0.052263 | 0.053578 | 0.054961 | 0.056216 | 0.057453 | 0.058845 | 0.060105 | 0.061487 | 0.062896 | 0.06418 | 0.065427 | 0.066558 | 0.067713 | 0.068906 | 0.070116 | 0.071332 | 0.072881 | 0.074673 | 0.076258 | 0.077876 | 0.079529 | 0.081217
F2_Commercial_College (ID)_Existing_Space Heating_Natural Gas_Unit Heater_E3 | F2 | Commercial | College (ID) | Existing | Space Heating | Natural Gas | Unit Heater | E3 | RVT - Cost of Operation | 0.045888 | 0.04627 | 0.046904 | 0.047638 | 0.048478 | 0.049847 | 0.051205 | 0.052625 | 0.053871 | 0.05508 | 0.056451 | 0.057647 | 0.058981 | 0.060353 | 0.061575 | 0.062748 | 0.063782 | 0.064837 | 0.065931 | 0.067038 | 0.068145 | 0.069631 | 0.071393 | 0.072909 | 0.074456 | 0.076037 | 0.07765
F2_Commercial_College (ID)_Existing_Space Heating_Natural Gas_Unit Heater_E4 | F2 | Commercial | College (ID) | Existing | Space Heating | Natural Gas | Unit Heater | E4 | RVT - Cost of Operation | 0 | 0 | 0 | 0 | 0 | 0 | 0 | 0 | 0 | 0 | 0 | 0 | 0 | 0 | 0 | 0 | 0 | 0 | 0 | 0 | 0 | 0 | 0 | 0 | 0 | 0 | 0
F2_Commercial_College (ID)_Existing_Space Heating_Natural Gas_Unit Heater_E5 | F2 | Commercial | College (ID) | Existing | Space Heating | Natural Gas | Unit Heater | E5 | RVT - Cost of Operation | 0 | 0 | 0 | 0 | 0 | 0 | 0 | 0 | 0 | 0 | 0 | 0 | 0 | 0 | 0 | 0 | 0 | 0 | 0 | 0 | 0 | 0 | 0 | 0 | 0 | 0 | 0
F2_Commercial_College (ID)_Existing_Space Heating_Natural Gas_Unit Heater_E6 | F2 | Commercial | College (ID) | Existing | Space Heating | Natural Gas | Unit Heater | E6 | RVT - Cost of Operation | 0 | 0 | 0 | 0 | 0 | 0 | 0 | 0 | 0 | 0 | 0 | 0 | 0 | 0 | 0 | 0 | 0 | 0 | 0 | 0 | 0 | 0 | 0 | 0 | 0 | 0 | 0
F2_Commercial_College (ID)_Existing_Space Heating_Natural Gas_Unit Heater_E7 | F2 | Commercial | College (ID) | Existing | Space Heating | Natural Gas | Unit Heater | E7 | RVT - Cost of Operation | 0 | 0 | 0 | 0 | 0 | 0 | 0 | 0 | 0 | 0 | 0 | 0 | 0 | 0 | 0 | 0 | 0 | 0 | 0 | 0 | 0 | 0 | 0 | 0 | 0 | 0 | 0
F2_Commercial_College (ID)_Existing_Space Heating_Natural Gas_Unit Heater_E8 | F2 | Commercial | College (ID) | Existing | Space Heating | Natural Gas | Unit Heater | E8 | RVT - Cost of Operation | 0 | 0 | 0 | 0 | 0 | 0 | 0 | 0 | 0 | 0 | 0 | 0 | 0 | 0 | 0 | 0 | 0 | 0 | 0 | 0 | 0 | 0 | 0 | 0 | 0 | 0 | 0
F2_Commercial_College (ID)_Existing_Space Heating_Natural Gas_Unit Heater_E9 | F2 | Commercial | College (ID) | Existing | Space Heating | Natural Gas | Unit Heater | E9 | RVT - Cost of Operation | 0 | 0 | 0 | 0 | 0 | 0 | 0 | 0 | 0 | 0 | 0 | 0 | 0 | 0 | 0 | 0 | 0 | 0 | 0 | 0 | 0 | 0 | 0 | 0 | 0 | 0 | 0
F2_Commercial_College (ID)_Existing_Space Heating_Natural Gas_Unit Heater_E10 | F2 | Commercial | College (ID) | Existing | Space Heating | Natural Gas | Unit Heater | E10 | RVT - Cost of Operation | 0 | 0 | 0 | 0 | 0 | 0 | 0 | 0 | 0 | 0 | 0 | 0 | 0 | 0 | 0 | 0 | 0 | 0 | 0 | 0 | 0 | 0 | 0 | 0 | 0 | 0 | 0
F3_Commercial_College (ID)_Existing_Space Heating_Natural Gas_Unit Heater_E1 | F3 | Commercial | College (ID) | Existing | Space Heating | Natural Gas | Unit Heater | E1 | System - kBTUs of Consumption | 11.4084 | 11.3869 | 11.3869 | 11.3869 | 11.3869 | 11.3869 | 11.3869 | 11.3869 | 11.3869 | 11.3869 | 11.3869 | 11.3869 | 11.3869 | 11.3869 | 11.3869 | 11.3869 | 11.3869 | 11.3869 | 11.3869 | 11.3869 | 11.3869 | 11.3869 | 11.3869 | 11.3869 | 11.3869 | 11.3869 | 11.3869
F3_Commercial_College (ID)_Existing_Space Heating_Natural Gas_Unit Heater_E2 | F3 | Commercial | College (ID) | Existing | Space Heating | Natural Gas | Unit Heater | E2 | System - kBTUs of Consumption | 10.1469 | 10.1278 | 10.1278 | 10.1278 | 10.1278 | 10.1278 | 10.1278 | 10.1278 | 10.1278 | 10.1278 | 10.1278 | 10.1278 | 10.1278 | 10.1278 | 10.1278 | 10.1278 | 10.1278 | 10.1278 | 10.1278 | 10.1278 | 10.1278 | 10.1278 | 10.1278 | 10.1278 | 10.1278 | 10.1278 | 10.1278
F3_Commercial_College (ID)_Existing_Space Heating_Natural Gas_Unit Heater_E3 | F3 | Commercial | College (ID) | Existing | Space Heating | Natural Gas | Unit Heater | E3 | System - kBTUs of Consumption | 10.0984 | 10.073 | 10.073 | 10.073 | 10.073 | 10.073 | 10.073 | 10.073 | 10.073 | 10.073 | 10.073 | 10.073 | 10.073 | 10.073 | 10.073 | 10.073 | 10.073 | 10.073 | 10.073 | 10.073 | 10.073 | 10.073 | 10.073 | 10.073 | 10.073 | 10.073 | 10.073
F3_Commercial_College (ID)_Existing_Space Heating_Natural Gas_Unit Heater_E4 | F3 | Commercial | College (ID) | Existing | Space Heating | Natural Gas | Unit Heater | E4 | System - kBTUs of Consumption | 0 | 0 | 0 | 0 | 0 | 0 | 0 | 0 | 0 | 0 | 0 | 0 | 0 | 0 | 0 | 0 | 0 | 0 | 0 | 0 | 0 | 0 | 0 | 0 | 0 | 0 | 0
F3_Commercial_College (ID)_Existing_Space Heating_Natural Gas_Unit Heater_E5 | F3 | Commercial | College (ID) | Existing | Space Heating | Natural Gas | Unit Heater | E5 | System - kBTUs of Consumption | 0 | 0 | 0 | 0 | 0 | 0 | 0 | 0 | 0 | 0 | 0 | 0 | 0 | 0 | 0 | 0 | 0 | 0 | 0 | 0 | 0 | 0 | 0 | 0 | 0 | 0 | 0
F3_Commercial_College (ID)_Existing_Space Heating_Natural Gas_Unit Heater_E6 | F3 | Commercial | College (ID) | Existing | Space Heating | Natural Gas | Unit Heater | E6 | System - kBTUs of Consumption | 0 | 0 | 0 | 0 | 0 | 0 | 0 | 0 | 0 | 0 | 0 | 0 | 0 | 0 | 0 | 0 | 0 | 0 | 0 | 0 | 0 | 0 | 0 | 0 | 0 | 0 | 0
F3_Commercial_College (ID)_Existing_Space Heating_Natural Gas_Unit Heater_E7 | F3 | Commercial | College (ID) | Existing | Space Heating | Natural Gas | Unit Heater | E7 | System - kBTUs of Consumption | 0 | 0 | 0 | 0 | 0 | 0 | 0 | 0 | 0 | 0 | 0 | 0 | 0 | 0 | 0 | 0 | 0 | 0 | 0 | 0 | 0 | 0 | 0 | 0 | 0 | 0 | 0
F3_Commercial_College (ID)_Existing_Space Heating_Natural Gas_Unit Heater_E8 | F3 | Commercial | College (ID) | Existing | Space Heating | Natural Gas | Unit Heater | E8 | System - kBTUs of Consumption | 0 | 0 | 0 | 0 | 0 | 0 | 0 | 0 | 0 | 0 | 0 | 0 | 0 | 0 | 0 | 0 | 0 | 0 | 0 | 0 | 0 | 0 | 0 | 0 | 0 | 0 | 0
F3_Commercial_College (ID)_Existing_Space Heating_Natural Gas_Unit Heater_E9 | F3 | Commercial | College (ID) | Existing | Space Heating | Natural Gas | Unit Heater | E9 | System - kBTUs of Consumption | 0 | 0 | 0 | 0 | 0 | 0 | 0 | 0 | 0 | 0 | 0 | 0 | 0 | 0 | 0 | 0 | 0 | 0 | 0 | 0 | 0 | 0 | 0 | 0 | 0 | 0 | 0
F3_Commercial_College (ID)_Existing_Space Heating_Natural Gas_Unit Heater_E10 | F3 | Commercial | College (ID) | Existing | Space Heating | Natural Gas | Unit Heater | E10 | System - kBTUs of Consumption | 0 | 0 | 0 | 0 | 0 | 0 | 0 | 0 | 0 | 0 | 0 | 0 | 0 | 0 | 0 | 0 | 0 | 0 | 0 | 0 | 0 | 0 | 0 | 0 | 0 | 0 | 0
F4_Commercial_College (ID)_Existing_Space Heating_Natural Gas_Unit Heater_E1 | F4 | Commercial | College (ID) | Existing | Space Heating | Natural Gas | Unit Heater | E1 | Utility - Cost of Equipment | 9.5119e-05 | 9.5119e-05 | 9.5119e-05 | 9.5119e-05 | 9.5119e-05 | 9.5119e-05 | 9.5119e-05 | 9.5119e-05 | 9.5119e-05 | 9.5119e-05 | 9.5119e-05 | 9.5119e-05 | 9.5119e-05 | 9.5119e-05 | 9.5119e-05 | 9.5119e-05 | 9.5119e-05 | 9.5119e-05 | 9.5119e-05 | 9.5119e-05 | 9.5119e-05 | 9.5119e-05 | 9.5119e-05 | 9.5119e-05 | 9.5119e-05 | 9.5119e-05 | 9.5119e-05
F4_Commercial_College (ID)_Existing_Space Heating_Natural Gas_Unit Heater_E2 | F4 | Commercial | College (ID) | Existing | Space Heating | Natural Gas | Unit Heater | E2 | Utility - Cost of Equipment | 0.00020861 | 0.00020861 | 0.00020861 | 0.00020861 | 0.00020861 | 0.00020861 | 0.00020861 | 0.00020861 | 0.00020861 | 0.00020861 | 0.00020861 | 0.00020861 | 0.00020861 | 0.00020861 | 0.00020861 | 0.00020861 | 0.00020861 | 0.00020861 | 0.00020861 | 0.00020861 | 0.00020861 | 0.00020861 | 0.00020861 | 0.00020861 | 0.00020861 | 0.00020861 | 0.00020861
F4_Commercial_College (ID)_Existing_Space Heating_Natural Gas_Unit Heater_E3 | F4 | Commercial | College (ID) | Existing | Space Heating | Natural Gas | Unit Heater | E3 | Utility - Cost of Equipment | 0.00013229 | 0.00013229 | 0.00013229 | 0.00013229 | 0.00013229 | 0.00013229 | 0.00013229 | 0.00013229 | 0.00013229 | 0.00013229 | 0.00013229 | 0.00013229 | 0.00013229 | 0.00013229 | 0.00013229 | 0.00013229 | 0.00013229 | 0.00013229 | 0.00013229 | 0.00013229 | 0.00013229 | 0.00013229 | 0.00013229 | 0.00013229 | 0.00013229 | 0.00013229 | 0.00013229
F4_Commercial_College (ID)_Existing_Space Heating_Natural Gas_Unit Heater_E4 | F4 | Commercial | College (ID) | Existing | Space Heating | Natural Gas | Unit Heater | E4 | Utility - Cost of Equipment | 0 | 0 | 0 | 0 | 0 | 0 | 0 | 0 | 0 | 0 | 0 | 0 | 0 | 0 | 0 | 0 | 0 | 0 | 0 | 0 | 0 | 0 | 0 | 0 | 0 | 0 | 0
F4_Commercial_College (ID)_Existing_Space Heating_Natural Gas_Unit Heater_E5 | F4 | Commercial | College (ID) | Existing | Space Heating | Natural Gas | Unit Heater | E5 | Utility - Cost of Equipment | 0 | 0 | 0 | 0 | 0 | 0 | 0 | 0 | 0 | 0 | 0 | 0 | 0 | 0 | 0 | 0 | 0 | 0 | 0 | 0 | 0 | 0 | 0 | 0 | 0 | 0 | 0
F4_Commercial_College (ID)_Existing_Space Heating_Natural Gas_Unit Heater_E6 | F4 | Commercial | College (ID) | Existing | Space Heating | Natural Gas | Unit Heater | E6 | Utility - Cost of Equipment | 0 | 0 | 0 | 0 | 0 | 0 | 0 | 0 | 0 | 0 | 0 | 0 | 0 | 0 | 0 | 0 | 0 | 0 | 0 | 0 | 0 | 0 | 0 | 0 | 0 | 0 | 0
F4_Commercial_College (ID)_Existing_Space Heating_Natural Gas_Unit Heater_E7 | F4 | Commercial | College (ID) | Existing | Space Heating | Natural Gas | Unit Heater | E7 | Utility - Cost of Equipment | 0 | 0 | 0 | 0 | 0 | 0 | 0 | 0 | 0 | 0 | 0 | 0 | 0 | 0 | 0 | 0 | 0 | 0 | 0 | 0 | 0 | 0 | 0 | 0 | 0 | 0 | 0
F4_Commercial_College (ID)_Existing_Space Heating_Natural Gas_Unit Heater_E8 | F4 | Commercial | College (ID) | Existing | Space Heating | Natural Gas | Unit Heater | E8 | Utility - Cost of Equipment | 0 | 0 | 0 | 0 | 0 | 0 | 0 | 0 | 0 | 0 | 0 | 0 | 0 | 0 | 0 | 0 | 0 | 0 | 0 | 0 | 0 | 0 | 0 | 0 | 0 | 0 | 0
F4_Commercial_College (ID)_Existing_Space Heating_Natural Gas_Unit Heater_E9 | F4 | Commercial | College (ID) | Existing | Space Heating | Natural Gas | Unit Heater | E9 | Utility - Cost of Equipment | 0 | 0 | 0 | 0 | 0 | 0 | 0 | 0 | 0 | 0 | 0 | 0 | 0 | 0 | 0 | 0 | 0 | 0 | 0 | 0 | 0 | 0 | 0 | 0 | 0 | 0 | 0
F4_Commercial_College (ID)_Existing_Space Heating_Natural Gas_Unit Heater_E10 | F4 | Commercial | College (ID) | Existing | Space Heating | Natural Gas | Unit Heater | E10 | Utility - Cost of Equipment | 0 | 0 | 0 | 0 | 0 | 0 | 0 | 0 | 0 | 0 | 0 | 0 | 0 | 0 | 0 | 0 | 0 | 0 | 0 | 0 | 0 | 0 | 0 | 0 | 0 | 0 | 0
F5_Commercial_College (ID)_Existing_Space Heating_Natural Gas_Unit Heater_E1 | F5 | Commercial | College (ID) | Existing | Space Heating | Natural Gas | Unit Heater | E1 | Utility - Cost of Operation | 0.046844 | 0.047614 | 0.048618 | 0.049726 | 0.050946 | 0.052626 | 0.054337 | 0.05615 | 0.057884 | 0.059645 | 0.061222 | 0.062676 | 0.064267 | 0.065902 | 0.067424 | 0.068924 | 0.070324 | 0.071766 | 0.073269 | 0.074811 | 0.076382 | 0.07804 | 0.079959 | 0.081656 | 0.083389 | 0.085159 | 0.086966
F5_Commercial_College (ID)_Existing_Space Heating_Natural Gas_Unit Heater_E2 | F5 | Commercial | College (ID) | Existing | Space Heating | Natural Gas | Unit Heater | E2 | Utility - Cost of Operation | 0.041664 | 0.042349 | 0.043242 | 0.044228 | 0.045312 | 0.046807 | 0.048329 | 0.049941 | 0.051483 | 0.05305 | 0.054452 | 0.055745 | 0.057161 | 0.058615 | 0.059968 | 0.061302 | 0.062547 | 0.063831 | 0.065167 | 0.066538 | 0.067936 | 0.06941 | 0.071117 | 0.072627 | 0.074168 | 0.075742 | 0.07735
F5_Commercial_College (ID)_Existing_Space Heating_Natural Gas_Unit Heater_E3 | F5 | Commercial | College (ID) | Existing | Space Heating | Natural Gas | Unit Heater | E3 | Utility - Cost of Operation | 0.039313 | 0.039885 | 0.040695 | 0.04162 | 0.042668 | 0.044194 | 0.045752 | 0.047405 | 0.048961 | 0.050539 | 0.05192 | 0.053167 | 0.054553 | 0.055989 | 0.057304 | 0.058592 | 0.05977 | 0.060987 | 0.062261 | 0.063568 | 0.0649 | 0.066315 | 0.067994 | 0.069437 | 0.070911 | 0.072416 | 0.073953
F5_Commercial_College (ID)_Existing_Space Heating_Natural Gas_Unit Heater_E4 | F5 | Commercial | College (ID) | Existing | Space Heating | Natural Gas | Unit Heater | E4 | Utility - Cost of Operation | 0 | 0 | 0 | 0 | 0 | 0 | 0 | 0 | 0 | 0 | 0 | 0 | 0 | 0 | 0 | 0 | 0 | 0 | 0 | 0 | 0 | 0 | 0 | 0 | 0 | 0 | 0
F5_Commercial_College (ID)_Existing_Space Heating_Natural Gas_Unit Heater_E5 | F5 | Commercial | College (ID) | Existing | Space Heating | Natural Gas | Unit Heater | E5 | Utility - Cost of Operation | 0 | 0 | 0 | 0 | 0 | 0 | 0 | 0 | 0 | 0 | 0 | 0 | 0 | 0 | 0 | 0 | 0 | 0 | 0 | 0 | 0 | 0 | 0 | 0 | 0 | 0 | 0
F5_Commercial_College (ID)_Existing_Space Heating_Natural Gas_Unit Heater_E6 | F5 | Commercial | College (ID) | Existing | Space Heating | Natural Gas | Unit Heater | E6 | Utility - Cost of Operation | 0 | 0 | 0 | 0 | 0 | 0 | 0 | 0 | 0 | 0 | 0 | 0 | 0 | 0 | 0 | 0 | 0 | 0 | 0 | 0 | 0 | 0 | 0 | 0 | 0 | 0 | 0
F5_Commercial_College (ID)_Existing_Space Heating_Natural Gas_Unit Heater_E7 | F5 | Commercial | College (ID) | Existing | Space Heating | Natural Gas | Unit Heater | E7 | Utility - Cost of Operation | 0 | 0 | 0 | 0 | 0 | 0 | 0 | 0 | 0 | 0 | 0 | 0 | 0 | 0 | 0 | 0 | 0 | 0 | 0 | 0 | 0 | 0 | 0 | 0 | 0 | 0 | 0
F5_Commercial_College (ID)_Existing_Space Heating_Natural Gas_Unit Heater_E8 | F5 | Commercial | College (ID) | Existing | Space Heating | Natural Gas | Unit Heater | E8 | Utility - Cost of Operation | 0 | 0 | 0 | 0 | 0 | 0 | 0 | 0 | 0 | 0 | 0 | 0 | 0 | 0 | 0 | 0 | 0 | 0 | 0 | 0 | 0 | 0 | 0 | 0 | 0 | 0 | 0
F5_Commercial_College (ID)_Existing_Space Heating_Natural Gas_Unit Heater_E9 | F5 | Commercial | College (ID) | Existing | Space Heating | Natural Gas | Unit Heater | E9 | Utility - Cost of Operation | 0 | 0 | 0 | 0 | 0 | 0 | 0 | 0 | 0 | 0 | 0 | 0 | 0 | 0 | 0 | 0 | 0 | 0 | 0 | 0 | 0 | 0 | 0 | 0 | 0 | 0 | 0
F5_Commercial_College (ID)_Existing_Space Heating_Natural Gas_Unit Heater_E10 | F5 | Commercial | College (ID) | Existing | Space Heating | Natural Gas | Unit Heater | E10 | Utility - Cost of Operation | 0 | 0 | 0 | 0 | 0 | 0 | 0 | 0 | 0 | 0 | 0 | 0 | 0 | 0 | 0 | 0 | 0 | 0 | 0 | 0 | 0 | 0 | 0 | 0 | 0 | 0 | 0
F6_Commercial_College (ID)_Existing_Space Heating_Natural Gas_Unit Heater_E1 | F6 | Commercial | College (ID) | Existing | Space Heating | Natural Gas | Unit Heater | E1 | Utility - Value of Sales | 0.053998 | 0.054567 | 0.055381 | 0.056278 | 0.057266 | 0.05876 | 0.060239 | 0.061794 | 0.063205 | 0.064595 | 0.066161 | 0.067578 | 0.069131 | 0.070716 | 0.07216 | 0.073561 | 0.074833 | 0.076131 | 0.077473 | 0.078834 | 0.080201 | 0.081942 | 0.083957 | 0.085739 | 0.087558 | 0.089417 | 0.091315
F6_Commercial_College (ID)_Existing_Space Heating_Natural Gas_Unit Heater_E2 | F6 | Commercial | College (ID) | Existing | Space Heating | Natural Gas | Unit Heater | E2 | Utility - Value of Sales | 0.048027 | 0.048533 | 0.049257 | 0.050055 | 0.050934 | 0.052263 | 0.053578 | 0.054961 | 0.056216 | 0.057453 | 0.058845 | 0.060105 | 0.061487 | 0.062896 | 0.06418 | 0.065427 | 0.066558 | 0.067713 | 0.068906 | 0.070116 | 0.071332 | 0.072881 | 0.074673 | 0.076258 | 0.077876 | 0.079529 | 0.081217
F6_Commercial_College (ID)_Existing_Space Heating_Natural Gas_Unit Heater_E3 | F6 | Commercial | College (ID) | Existing | Space Heating | Natural Gas | Unit Heater | E3 | Utility - Value of Sales | 0.045888 | 0.04627 | 0.046904 | 0.047638 | 0.048478 | 0.049847 | 0.051205 | 0.052625 | 0.053871 | 0.05508 | 0.056451 | 0.057647 | 0.058981 | 0.060353 | 0.061575 | 0.062748 | 0.063782 | 0.064837 | 0.065931 | 0.067038 | 0.068145 | 0.069631 | 0.071393 | 0.072909 | 0.074456 | 0.076037 | 0.07765
F6_Commercial_College (ID)_Existing_Space Heating_Natural Gas_Unit Heater_E4 | F6 | Commercial | College (ID) | Existing | Space Heating | Natural Gas | Unit Heater | E4 | Utility - Value of Sales | 0 | 0 | 0 | 0 | 0 | 0 | 0 | 0 | 0 | 0 | 0 | 0 | 0 | 0 | 0 | 0 | 0 | 0 | 0 | 0 | 0 | 0 | 0 | 0 | 0 | 0 | 0
F6_Commercial_College (ID)_Existing_Space Heating_Natural Gas_Unit Heater_E5 | F6 | Commercial | College (ID) | Existing | Space Heating | Natural Gas | Unit Heater | E5 | Utility - Value of Sales | 0 | 0 | 0 | 0 | 0 | 0 | 0 | 0 | 0 | 0 | 0 | 0 | 0 | 0 | 0 | 0 | 0 | 0 | 0 | 0 | 0 | 0 | 0 | 0 | 0 | 0 | 0
F6_Commercial_College (ID)_Existing_Space Heating_Natural Gas_Unit Heater_E6 | F6 | Commercial | College (ID) | Existing | Space Heating | Natural Gas | Unit Heater | E6 | Utility - Value of Sales | 0 | 0 | 0 | 0 | 0 | 0 | 0 | 0 | 0 | 0 | 0 | 0 | 0 | 0 | 0 | 0 | 0 | 0 | 0 | 0 | 0 | 0 | 0 | 0 | 0 | 0 | 0
F6_Commercial_College (ID)_Existing_Space Heating_Natural Gas_Unit Heater_E7 | F6 | Commercial | College (ID) | Existing | Space Heating | Natural Gas | Unit Heater | E7 | Utility - Value of Sales | 0 | 0 | 0 | 0 | 0 | 0 | 0 | 0 | 0 | 0 | 0 | 0 | 0 | 0 | 0 | 0 | 0 | 0 | 0 | 0 | 0 | 0 | 0 | 0 | 0 | 0 | 0
F6_Commercial_College (ID)_Existing_Space Heating_Natural Gas_Unit Heater_E8 | F6 | Commercial | College (ID) | Existing | Space Heating | Natural Gas | Unit Heater | E8 | Utility - Value of Sales | 0 | 0 | 0 | 0 | 0 | 0 | 0 | 0 | 0 | 0 | 0 | 0 | 0 | 0 | 0 | 0 | 0 | 0 | 0 | 0 | 0 | 0 | 0 | 0 | 0 | 0 | 0
F6_Commercial_College (ID)_Existing_Space Heating_Natural Gas_Unit Heater_E9 | F6 | Commercial | College (ID) | Existing | Space Heating | Natural Gas | Unit Heater | E9 | Utility - Value of Sales | 0 | 0 | 0 | 0 | 0 | 0 | 0 | 0 | 0 | 0 | 0 | 0 | 0 | 0 | 0 | 0 | 0 | 0 | 0 | 0 | 0 | 0 | 0 | 0 | 0 | 0 | 0
F6_Commercial_College (ID)_Existing_Space Heating_Natural Gas_Unit Heater_E10 | F6 | Commercial | College (ID) | Existing | Space Heating | Natural Gas | Unit Heater | E10 | Utility - Value of Sales | 0 | 0 | 0 | 0 | 0 | 0 | 0 | 0 | 0 | 0 | 0 | 0 | 0 | 0 | 0 | 0 | 0 | 0 | 0 | 0 | 0 | 0 | 0 | 0 | 0 | 0 | 0
F1_Commercial_College (ID)_Existing_Water Heating_Natural Gas_Water Heater_E1 | F1 | Commercial | College (ID) | Existing | Water Heating | Natural Gas | Water Heater | E1 | RVT - Cost of Equipment | 0.017432 | 0.017432 | 0.017432 | 0.017432 | 0.017432 | 0.017432 | 0.017432 | 0.017432 | 0.017432 | 0.017432 | 0.017432 | 0.017432 | 0.017432 | 0.017432 | 0.017432 | 0.017432 | 0.017432 | 0.017432 | 0.017432 | 0.017432 | 0.017432 | 0.017432 | 0.017432 | 0.017432 | 0.017432 | 0.017432 | 0.017432
F1_Commercial_College (ID)_Existing_Water Heating_Natural Gas_Water Heater_E2 | F1 | Commercial | College (ID) | Existing | Water Heating | Natural Gas | Water Heater | E2 | RVT - Cost of Equipment | 0.020918 | 0.020918 | 0.020918 | 0.020918 | 0.020918 | 0.020918 | 0.020918 | 0.020918 | 0.020918 | 0.020918 | 0.020918 | 0.020918 | 0.020918 | 0.020918 | 0.020918 | 0.020918 | 0.020918 | 0.020918 | 0.020918 | 0.020918 | 0.020918 | 0.020918 | 0.020918 | 0.020918 | 0.020918 | 0.020918 | 0.020918
F1_Commercial_College (ID)_Existing_Water Heating_Natural Gas_Water Heater_E3 | F1 | Commercial | College (ID) | Existing | Water Heating | Natural Gas | Water Heater | E3 | RVT - Cost of Equipment | 0.025714 | 0.025714 | 0.025714 | 0.025714 | 0.025714 | 0.025714 | 0.025714 | 0.025714 | 0.025714 | 0.025714 | 0.025714 | 0.025714 | 0.025714 | 0.025714 | 0.025714 | 0.025714 | 0.025714 | 0.025714 | 0.025714 | 0.025714 | 0.025714 | 0.025714 | 0.025714 | 0.025714 | 0.025714 | 0.025714 | 0.025714
F1_Commercial_College (ID)_Existing_Water Heating_Natural Gas_Water Heater_E4 | F1 | Commercial | College (ID) | Existing | Water Heating | Natural Gas | Water Heater | E4 | RVT - Cost of Equipment | 0.025917 | 0.025917 | 0.025917 | 0.025917 | 0.025917 | 0.025917 | 0.025917 | 0.025917 | 0.025917 | 0.025917 | 0.025917 | 0.025917 | 0.025917 | 0.025917 | 0.025917 | 0.025917 | 0.025917 | 0.025917 | 0.025917 | 0.025917 | 0.025917 | 0.025917 | 0.025917 | 0.025917 | 0.025917 | 0.025917 | 0.025917
F1_Commercial_College (ID)_Existing_Water Heating_Natural Gas_Water Heater_E5 | F1 | Commercial | College (ID) | Existing | Water Heating | Natural Gas | Water Heater | E5 | RVT - Cost of Equipment | 0.055945 | 0.055945 | 0.055945 | 0.055945 | 0.055945 | 0.055945 | 0.055945 | 0.055945 | 0.055945 | 0.055945 | 0.055945 | 0.055945 | 0.055945 | 0.055945 | 0.055945 | 0.055945 | 0.055945 | 0.055945 | 0.055945 | 0.055945 | 0.055945 | 0.055945 | 0.055945 | 0.055945 | 0.055945 | 0.055945 | 0.055945
F1_Commercial_College (ID)_Existing_Water Heating_Natural Gas_Water Heater_E6 | F1 | Commercial | College (ID) | Existing | Water Heating | Natural Gas | Water Heater | E6 | RVT - Cost of Equipment | 0 | 0 | 0 | 0 | 0 | 0 | 0 | 0 | 0 | 0 | 0 | 0 | 0 | 0 | 0 | 0 | 0 | 0 | 0 | 0 | 0 | 0 | 0 | 0 | 0 | 0 | 0
F1_Commercial_College (ID)_Existing_Water Heating_Natural Gas_Water Heater_E7 | F1 | Commercial | College (ID) | Existing | Water Heating | Natural Gas | Water Heater | E7 | RVT - Cost of Equipment | 0 | 0 | 0 | 0 | 0 | 0 | 0 | 0 | 0 | 0 | 0 | 0 | 0 | 0 | 0 | 0 | 0 | 0 | 0 | 0 | 0 | 0 | 0 | 0 | 0 | 0 | 0
F1_Commercial_College (ID)_Existing_Water Heating_Natural Gas_Water Heater_E8 | F1 | Commercial | College (ID) | Existing | Water Heating | Natural Gas | Water Heater | E8 | RVT - Cost of Equipment | 0 | 0 | 0 | 0 | 0 | 0 | 0 | 0 | 0 | 0 | 0 | 0 | 0 | 0 | 0 | 0 | 0 | 0 | 0 | 0 | 0 | 0 | 0 | 0 | 0 | 0 | 0
F1_Commercial_College (ID)_Existing_Water Heating_Natural Gas_Water Heater_E9 | F1 | Commercial | College (ID) | Existing | Water Heating | Natural Gas | Water Heater | E9 | RVT - Cost of Equipment | 0 | 0 | 0 | 0 | 0 | 0 | 0 | 0 | 0 | 0 | 0 | 0 | 0 | 0 | 0 | 0 | 0 | 0 | 0 | 0 | 0 | 0 | 0 | 0 | 0 | 0 | 0
F1_Commercial_College (ID)_Existing_Water Heating_Natural Gas_Water Heater_E10 | F1 | Commercial | College (ID) | Existing | Water Heating | Natural Gas | Water Heater | E10 | RVT - Cost of Equipment | 0 | 0 | 0 | 0 | 0 | 0 | 0 | 0 | 0 | 0 | 0 | 0 | 0 | 0 | 0 | 0 | 0 | 0 | 0 | 0 | 0 | 0 | 0 | 0 | 0 | 0 | 0
F2_Commercial_College (ID)_Existing_Water Heating_Natural Gas_Water Heater_E1 | F2 | Commercial | College (ID) | Existing | Water Heating | Natural Gas | Water Heater | E1 | RVT - Cost of Operation | 0.072052 | 0.0735 | 0.07513 | 0.076961 | 0.079002 | 0.081469 | 0.083917 | 0.086232 | 0.088331 | 0.090375 | 0.092492 | 0.094433 | 0.096506 | 0.098515 | 0.10028 | 0.10191 | 0.10332 | 0.10469 | 0.10614 | 0.10751 | 0.10889 | 0.11081 | 0.11276 | 0.11476 | 0.1168 | 0.11887 | 0.12099
F2_Commercial_College (ID)_Existing_Water Heating_Natural Gas_Water Heater_E2 | F2 | Commercial | College (ID) | Existing | Water Heating | Natural Gas | Water Heater | E2 | RVT - Cost of Operation | 0.064046 | 0.065334 | 0.066783 | 0.06841 | 0.070224 | 0.072417 | 0.074593 | 0.07665 | 0.078516 | 0.080333 | 0.082215 | 0.08394 | 0.085783 | 0.087569 | 0.089139 | 0.090583 | 0.091843 | 0.09306 | 0.094344 | 0.095563 | 0.09679 | 0.098499 | 0.10023 | 0.10201 | 0.10382 | 0.10567 | 0.10754
F2_Commercial_College (ID)_Existing_Water Heating_Natural Gas_Water Heater_E3 | F2 | Commercial | College (ID) | Existing | Water Heating | Natural Gas | Water Heater | E3 | RVT - Cost of Operation | 0.061321 | 0.062554 | 0.063941 | 0.065499 | 0.067235 | 0.069335 | 0.071419 | 0.073389 | 0.075175 | 0.076915 | 0.078717 | 0.080369 | 0.082133 | 0.083843 | 0.085346 | 0.086728 | 0.087935 | 0.0891 | 0.09033 | 0.091497 | 0.092671 | 0.094308 | 0.095964 | 0.097669 | 0.099404 | 0.10117 | 0.10297
F2_Commercial_College (ID)_Existing_Water Heating_Natural Gas_Water Heater_E4 | F2 | Commercial | College (ID) | Existing | Water Heating | Natural Gas | Water Heater | E4 | RVT - Cost of Operation | 0.064288 | 0.065581 | 0.066992 | 0.068526 | 0.070195 | 0.072162 | 0.074106 | 0.075965 | 0.077681 | 0.079372 | 0.081137 | 0.082795 | 0.084553 | 0.08627 | 0.087815 | 0.08926 | 0.090559 | 0.091828 | 0.093156 | 0.094435 | 0.095726 | 0.097419 | 0.099133 | 0.10089 | 0.10269 | 0.10451 | 0.10637
F2_Commercial_College (ID)_Existing_Water Heating_Natural Gas_Water Heater_E5 | F2 | Commercial | College (ID) | Existing | Water Heating | Natural Gas | Water Heater | E5 | RVT - Cost of Operation | 0.037801 | 0.038543 | 0.039404 | 0.040401 | 0.041539 | 0.042927 | 0.044304 | 0.045597 | 0.046758 | 0.047881 | 0.049038 | 0.050083 | 0.051203 | 0.052284 | 0.053222 | 0.054076 | 0.054809 | 0.055511 | 0.056256 | 0.056956 | 0.05766 | 0.058678 | 0.059707 | 0.060767 | 0.061847 | 0.062946 | 0.064064
F2_Commercial_College (ID)_Existing_Water Heating_Natural Gas_Water Heater_E6 | F2 | Commercial | College (ID) | Existing | Water Heating | Natural Gas | Water Heater | E6 | RVT - Cost of Operation | 0 | 0 | 0 | 0 | 0 | 0 | 0 | 0 | 0 | 0 | 0 | 0 | 0 | 0 | 0 | 0 | 0 | 0 | 0 | 0 | 0 | 0 | 0 | 0 | 0 | 0 | 0
F2_Commercial_College (ID)_Existing_Water Heating_Natural Gas_Water Heater_E7 | F2 | Commercial | College (ID) | Existing | Water Heating | Natural Gas | Water Heater | E7 | RVT - Cost of Operation | 0 | 0 | 0 | 0 | 0 | 0 | 0 | 0 | 0 | 0 | 0 | 0 | 0 | 0 | 0 | 0 | 0 | 0 | 0 | 0 | 0 | 0 | 0 | 0 | 0 | 0 | 0
F2_Commercial_College (ID)_Existing_Water Heating_Natural Gas_Water Heater_E8 | F2 | Commercial | College (ID) | Existing | Water Heating | Natural Gas | Water Heater | E8 | RVT - Cost of Operation | 0 | 0 | 0 | 0 | 0 | 0 | 0 | 0 | 0 | 0 | 0 | 0 | 0 | 0 | 0 | 0 | 0 | 0 | 0 | 0 | 0 | 0 | 0 | 0 | 0 | 0 | 0
F2_Commercial_College (ID)_Existing_Water Heating_Natural Gas_Water Heater_E9 | F2 | Commercial | College (ID) | Existing | Water Heating | Natural Gas | Water Heater | E9 | RVT - Cost of Operation | 0 | 0 | 0 | 0 | 0 | 0 | 0 | 0 | 0 | 0 | 0 | 0 | 0 | 0 | 0 | 0 | 0 | 0 | 0 | 0 | 0 | 0 | 0 | 0 | 0 | 0 | 0
F2_Commercial_College (ID)_Existing_Water Heating_Natural Gas_Water Heater_E10 | F2 | Commercial | College (ID) | Existing | Water Heating | Natural Gas | Water Heater | E10 | RVT - Cost of Operation | 0 | 0 | 0 | 0 | 0 | 0 | 0 | 0 | 0 | 0 | 0 | 0 | 0 | 0 | 0 | 0 | 0 | 0 | 0 | 0 | 0 | 0 | 0 | 0 | 0 | 0 | 0
F3_Commercial_College (ID)_Existing_Water Heating_Natural Gas_Water Heater_E1 | F3 | Commercial | College (ID) | Existing | Water Heating | Natural Gas | Water Heater | E1 | System - kBTUs of Consumption | 16.6703 | 16.6703 | 16.6703 | 16.6703 | 16.6703 | 16.6703 | 16.6703 | 16.6703 | 16.6703 | 16.6703 | 16.6703 | 16.6703 | 16.6703 | 16.6703 | 16.6703 | 16.6703 | 16.6703 | 16.6703 | 16.6703 | 16.6703 | 16.6703 | 16.6703 | 16.6703 | 16.6703 | 16.6703 | 16.6703 | 16.6703
F3_Commercial_College (ID)_Existing_Water Heating_Natural Gas_Water Heater_E2 | F3 | Commercial | College (ID) | Existing | Water Heating | Natural Gas | Water Heater | E2 | System - kBTUs of Consumption | 14.818 | 14.818 | 14.818 | 14.818 | 14.818 | 14.818 | 14.818 | 14.818 | 14.818 | 14.818 | 14.818 | 14.818 | 14.818 | 14.818 | 14.818 | 14.818 | 14.818 | 14.818 | 14.818 | 14.818 | 14.818 | 14.818 | 14.818 | 14.818 | 14.818 | 14.818 | 14.818
F3_Commercial_College (ID)_Existing_Water Heating_Natural Gas_Water Heater_E3 | F3 | Commercial | College (ID) | Existing | Water Heating | Natural Gas | Water Heater | E3 | System - kBTUs of Consumption | 14.1875 | 14.1875 | 14.1875 | 14.1875 | 14.1875 | 14.1875 | 14.1875 | 14.1875 | 14.1875 | 14.1875 | 14.1875 | 14.1875 | 14.1875 | 14.1875 | 14.1875 | 14.1875 | 14.1875 | 14.1875 | 14.1875 | 14.1875 | 14.1875 | 14.1875 | 14.1875 | 14.1875 | 14.1875 | 14.1875 | 14.1875
F3_Commercial_College (ID)_Existing_Water Heating_Natural Gas_Water Heater_E4 | F3 | Commercial | College (ID) | Existing | Water Heating | Natural Gas | Water Heater | E4 | System - kBTUs of Consumption | 14.1724 | 14.1724 | 14.1724 | 14.1724 | 14.1724 | 14.1724 | 14.1724 | 14.1724 | 14.1724 | 14.1724 | 14.1724 | 14.1724 | 14.1724 | 14.1724 | 14.1724 | 14.1724 | 14.1724 | 14.1724 | 14.1724 | 14.1724 | 14.1724 | 14.1724 | 14.1724 | 14.1724 | 14.1724 | 14.1724 | 14.1724
F3_Commercial_College (ID)_Existing_Water Heating_Natural Gas_Water Heater_E5 | F3 | Commercial | College (ID) | Existing | Water Heating | Natural Gas | Water Heater | E5 | System - kBTUs of Consumption | 8.8908 | 8.8908 | 8.8908 | 8.8908 | 8.8908 | 8.8908 | 8.8908 | 8.8908 | 8.8908 | 8.8908 | 8.8908 | 8.8908 | 8.8908 | 8.8908 | 8.8908 | 8.8908 | 8.8908 | 8.8908 | 8.8908 | 8.8908 | 8.8908 | 8.8908 | 8.8908 | 8.8908 | 8.8908 | 8.8908 | 8.8908
F3_Commercial_College (ID)_Existing_Water Heating_Natural Gas_Water Heater_E6 | F3 | Commercial | College (ID) | Existing | Water Heating | Natural Gas | Water Heater | E6 | System - kBTUs of Consumption | 0 | 0 | 0 | 0 | 0 | 0 | 0 | 0 | 0 | 0 | 0 | 0 | 0 | 0 | 0 | 0 | 0 | 0 | 0 | 0 | 0 | 0 | 0 | 0 | 0 | 0 | 0
F3_Commercial_College (ID)_Existing_Water Heating_Natural Gas_Water Heater_E7 | F3 | Commercial | College (ID) | Existing | Water Heating | Natural Gas | Water Heater | E7 | System - kBTUs of Consumption | 0 | 0 | 0 | 0 | 0 | 0 | 0 | 0 | 0 | 0 | 0 | 0 | 0 | 0 | 0 | 0 | 0 | 0 | 0 | 0 | 0 | 0 | 0 | 0 | 0 | 0 | 0
F3_Commercial_College (ID)_Existing_Water Heating_Natural Gas_Water Heater_E8 | F3 | Commercial | College (ID) | Existing | Water Heating | Natural Gas | Water Heater | E8 | System - kBTUs of Consumption | 0 | 0 | 0 | 0 | 0 | 0 | 0 | 0 | 0 | 0 | 0 | 0 | 0 | 0 | 0 | 0 | 0 | 0 | 0 | 0 | 0 | 0 | 0 | 0 | 0 | 0 | 0
F3_Commercial_College (ID)_Existing_Water Heating_Natural Gas_Water Heater_E9 | F3 | Commercial | College (ID) | Existing | Water Heating | Natural Gas | Water Heater | E9 | System - kBTUs of Consumption | 0 | 0 | 0 | 0 | 0 | 0 | 0 | 0 | 0 | 0 | 0 | 0 | 0 | 0 | 0 | 0 | 0 | 0 | 0 | 0 | 0 | 0 | 0 | 0 | 0 | 0 | 0
F3_Commercial_College (ID)_Existing_Water Heating_Natural Gas_Water Heater_E10 | F3 | Commercial | College (ID) | Existing | Water Heating | Natural Gas | Water Heater | E10 | System - kBTUs of Consumption | 0 | 0 | 0 | 0 | 0 | 0 | 0 | 0 | 0 | 0 | 0 | 0 | 0 | 0 | 0 | 0 | 0 | 0 | 0 | 0 | 0 | 0 | 0 | 0 | 0 | 0 | 0
F4_Commercial_College (ID)_Existing_Water Heating_Natural Gas_Water Heater_E1 | F4 | Commercial | College (ID) | Existing | Water Heating | Natural Gas | Water Heater | E1 | Utility - Cost of Equipment | 0.017432 | 0.017432 | 0.017432 | 0.017432 | 0.017432 | 0.017432 | 0.017432 | 0.017432 | 0.017432 | 0.017432 | 0.017432 | 0.017432 | 0.017432 | 0.017432 | 0.017432 | 0.017432 | 0.017432 | 0.017432 | 0.017432 | 0.017432 | 0.017432 | 0.017432 | 0.017432 | 0.017432 | 0.017432 | 0.017432 | 0.017432
F4_Commercial_College (ID)_Existing_Water Heating_Natural Gas_Water Heater_E2 | F4 | Commercial | College (ID) | Existing | Water Heating | Natural Gas | Water Heater | E2 | Utility - Cost of Equipment | 0.020918 | 0.020918 | 0.020918 | 0.020918 | 0.020918 | 0.020918 | 0.020918 | 0.020918 | 0.020918 | 0.020918 | 0.020918 | 0.020918 | 0.020918 | 0.020918 | 0.020918 | 0.020918 | 0.020918 | 0.020918 | 0.020918 | 0.020918 | 0.020918 | 0.020918 | 0.020918 | 0.020918 | 0.020918 | 0.020918 | 0.020918
F4_Commercial_College (ID)_Existing_Water Heating_Natural Gas_Water Heater_E3 | F4 | Commercial | College (ID) | Existing | Water Heating | Natural Gas | Water Heater | E3 | Utility - Cost of Equipment | 0.025714 | 0.025714 | 0.025714 | 0.025714 | 0.025714 | 0.025714 | 0.025714 | 0.025714 | 0.025714 | 0.025714 | 0.025714 | 0.025714 | 0.025714 | 0.025714 | 0.025714 | 0.025714 | 0.025714 | 0.025714 | 0.025714 | 0.025714 | 0.025714 | 0.025714 | 0.025714 | 0.025714 | 0.025714 | 0.025714 | 0.025714
F4_Commercial_College (ID)_Existing_Water Heating_Natural Gas_Water Heater_E4 | F4 | Commercial | College (ID) | Existing | Water Heating | Natural Gas | Water Heater | E4 | Utility - Cost of Equipment | 0.025917 | 0.025917 | 0.025917 | 0.025917 | 0.025917 | 0.025917 | 0.025917 | 0.025917 | 0.025917 | 0.025917 | 0.025917 | 0.025917 | 0.025917 | 0.025917 | 0.025917 | 0.025917 | 0.025917 | 0.025917 | 0.025917 | 0.025917 | 0.025917 | 0.025917 | 0.025917 | 0.025917 | 0.025917 | 0.025917 | 0.025917
F4_Commercial_College (ID)_Existing_Water Heating_Natural Gas_Water Heater_E5 | F4 | Commercial | College (ID) | Existing | Water Heating | Natural Gas | Water Heater | E5 | Utility - Cost of Equipment | 0.055945 | 0.055945 | 0.055945 | 0.055945 | 0.055945 | 0.055945 | 0.055945 | 0.055945 | 0.055945 | 0.055945 | 0.055945 | 0.055945 | 0.055945 | 0.055945 | 0.055945 | 0.055945 | 0.055945 | 0.055945 | 0.055945 | 0.055945 | 0.055945 | 0.055945 | 0.055945 | 0.055945 | 0.055945 | 0.055945 | 0.055945
F4_Commercial_College (ID)_Existing_Water Heating_Natural Gas_Water Heater_E6 | F4 | Commercial | College (ID) | Existing | Water Heating | Natural Gas | Water Heater | E6 | Utility - Cost of Equipment | 0 | 0 | 0 | 0 | 0 | 0 | 0 | 0 | 0 | 0 | 0 | 0 | 0 | 0 | 0 | 0 | 0 | 0 | 0 | 0 | 0 | 0 | 0 | 0 | 0 | 0 | 0
F4_Commercial_College (ID)_Existing_Water Heating_Natural Gas_Water Heater_E7 | F4 | Commercial | College (ID) | Existing | Water Heating | Natural Gas | Water Heater | E7 | Utility - Cost of Equipment | 0 | 0 | 0 | 0 | 0 | 0 | 0 | 0 | 0 | 0 | 0 | 0 | 0 | 0 | 0 | 0 | 0 | 0 | 0 | 0 | 0 | 0 | 0 | 0 | 0 | 0 | 0
F4_Commercial_College (ID)_Existing_Water Heating_Natural Gas_Water Heater_E8 | F4 | Commercial | College (ID) | Existing | Water Heating | Natural Gas | Water Heater | E8 | Utility - Cost of Equipment | 0 | 0 | 0 | 0 | 0 | 0 | 0 | 0 | 0 | 0 | 0 | 0 | 0 | 0 | 0 | 0 | 0 | 0 | 0 | 0 | 0 | 0 | 0 | 0 | 0 | 0 | 0
F4_Commercial_College (ID)_Existing_Water Heating_Natural Gas_Water Heater_E9 | F4 | Commercial | College (ID) | Existing | Water Heating | Natural Gas | Water Heater | E9 | Utility - Cost of Equipment | 0 | 0 | 0 | 0 | 0 | 0 | 0 | 0 | 0 | 0 | 0 | 0 | 0 | 0 | 0 | 0 | 0 | 0 | 0 | 0 | 0 | 0 | 0 | 0 | 0 | 0 | 0
F4_Commercial_College (ID)_Existing_Water Heating_Natural Gas_Water Heater_E10 | F4 | Commercial | College (ID) | Existing | Water Heating | Natural Gas | Water Heater | E10 | Utility - Cost of Equipment | 0 | 0 | 0 | 0 | 0 | 0 | 0 | 0 | 0 | 0 | 0 | 0 | 0 | 0 | 0 | 0 | 0 | 0 | 0 | 0 | 0 | 0 | 0 | 0 | 0 | 0 | 0
F5_Commercial_College (ID)_Existing_Water Heating_Natural Gas_Water Heater_E1 | F5 | Commercial | College (ID) | Existing | Water Heating | Natural Gas | Water Heater | E1 | Utility - Cost of Operation | 0.061808 | 0.063431 | 0.065253 | 0.067294 | 0.069567 | 0.072256 | 0.074994 | 0.077691 | 0.080286 | 0.082918 | 0.085061 | 0.087083 | 0.089246 | 0.091374 | 0.093306 | 0.095134 | 0.096803 | 0.098458 | 0.10021 | 0.10194 | 0.1037 | 0.10553 | 0.10739 | 0.1093 | 0.11124 | 0.11321 | 0.11523
F5_Commercial_College (ID)_Existing_Water Heating_Natural Gas_Water Heater_E2 | F5 | Commercial | College (ID) | Existing | Water Heating | Natural Gas | Water Heater | E2 | Utility - Cost of Operation | 0.05494 | 0.056383 | 0.058003 | 0.059817 | 0.061837 | 0.064227 | 0.066661 | 0.069059 | 0.071365 | 0.073705 | 0.07561 | 0.077407 | 0.07933 | 0.081222 | 0.082939 | 0.084564 | 0.086047 | 0.087518 | 0.089078 | 0.090609 | 0.092181 | 0.093809 | 0.095456 | 0.097152 | 0.098878 | 0.10063 | 0.10242
F5_Commercial_College (ID)_Existing_Water Heating_Natural Gas_Water Heater_E3 | F5 | Commercial | College (ID) | Existing | Water Heating | Natural Gas | Water Heater | E3 | Utility - Cost of Operation | 0.052602 | 0.053984 | 0.055535 | 0.057272 | 0.059206 | 0.061494 | 0.063825 | 0.06612 | 0.068328 | 0.070569 | 0.072392 | 0.074113 | 0.075954 | 0.077765 | 0.079409 | 0.080965 | 0.082385 | 0.083794 | 0.085288 | 0.086754 | 0.088258 | 0.089817 | 0.091394 | 0.093018 | 0.09467 | 0.096352 | 0.098064
F5_Commercial_College (ID)_Existing_Water Heating_Natural Gas_Water Heater_E4 | F5 | Commercial | College (ID) | Existing | Water Heating | Natural Gas | Water Heater | E4 | Utility - Cost of Operation | 0.055855 | 0.057297 | 0.058874 | 0.060595 | 0.062471 | 0.064643 | 0.066848 | 0.069027 | 0.071136 | 0.073276 | 0.075064 | 0.076769 | 0.078582 | 0.080374 | 0.082027 | 0.083609 | 0.085079 | 0.086543 | 0.088085 | 0.089607 | 0.091168 | 0.09278 | 0.094412 | 0.096089 | 0.097796 | 0.099534 | 0.1013
F5_Commercial_College (ID)_Existing_Water Heating_Natural Gas_Water Heater_E5 | F5 | Commercial | College (ID) | Existing | Water Heating | Natural Gas | Water Heater | E5 | Utility - Cost of Operation | 0.032216 | 0.033063 | 0.03403 | 0.035132 | 0.036377 | 0.037868 | 0.039389 | 0.040885 | 0.042319 | 0.043774 | 0.044943 | 0.046039 | 0.047215 | 0.04837 | 0.049408 | 0.050385 | 0.051268 | 0.052141 | 0.053071 | 0.05398 | 0.054914 | 0.055883 | 0.056863 | 0.057874 | 0.058902 | 0.059948 | 0.061013
F5_Commercial_College (ID)_Existing_Water Heating_Natural Gas_Water Heater_E6 | F5 | Commercial | College (ID) | Existing | Water Heating | Natural Gas | Water Heater | E6 | Utility - Cost of Operation | 0 | 0 | 0 | 0 | 0 | 0 | 0 | 0 | 0 | 0 | 0 | 0 | 0 | 0 | 0 | 0 | 0 | 0 | 0 | 0 | 0 | 0 | 0 | 0 | 0 | 0 | 0
F5_Commercial_College (ID)_Existing_Water Heating_Natural Gas_Water Heater_E7 | F5 | Commercial | College (ID) | Existing | Water Heating | Natural Gas | Water Heater | E7 | Utility - Cost of Operation | 0 | 0 | 0 | 0 | 0 | 0 | 0 | 0 | 0 | 0 | 0 | 0 | 0 | 0 | 0 | 0 | 0 | 0 | 0 | 0 | 0 | 0 | 0 | 0 | 0 | 0 | 0
F5_Commercial_College (ID)_Existing_Water Heating_Natural Gas_Water Heater_E8 | F5 | Commercial | College (ID) | Existing | Water Heating | Natural Gas | Water Heater | E8 | Utility - Cost of Operation | 0 | 0 | 0 | 0 | 0 | 0 | 0 | 0 | 0 | 0 | 0 | 0 | 0 | 0 | 0 | 0 | 0 | 0 | 0 | 0 | 0 | 0 | 0 | 0 | 0 | 0 | 0
F5_Commercial_College (ID)_Existing_Water Heating_Natural Gas_Water Heater_E9 | F5 | Commercial | College (ID) | Existing | Water Heating | Natural Gas | Water Heater | E9 | Utility - Cost of Operation | 0 | 0 | 0 | 0 | 0 | 0 | 0 | 0 | 0 | 0 | 0 | 0 | 0 | 0 | 0 | 0 | 0 | 0 | 0 | 0 | 0 | 0 | 0 | 0 | 0 | 0 | 0
F5_Commercial_College (ID)_Existing_Water Heating_Natural Gas_Water Heater_E10 | F5 | Commercial | College (ID) | Existing | Water Heating | Natural Gas | Water Heater | E10 | Utility - Cost of Operation | 0 | 0 | 0 | 0 | 0 | 0 | 0 | 0 | 0 | 0 | 0 | 0 | 0 | 0 | 0 | 0 | 0 | 0 | 0 | 0 | 0 | 0 | 0 | 0 | 0 | 0 | 0
F6_Commercial_College (ID)_Existing_Water Heating_Natural Gas_Water Heater_E1 | F6 | Commercial | College (ID) | Existing | Water Heating | Natural Gas | Water Heater | E1 | Utility - Value of Sales | 0.072052 | 0.0735 | 0.07513 | 0.076961 | 0.079002 | 0.081469 | 0.083917 | 0.086232 | 0.088331 | 0.090375 | 0.092492 | 0.094433 | 0.096506 | 0.098515 | 0.10028 | 0.10191 | 0.10332 | 0.10469 | 0.10614 | 0.10751 | 0.10889 | 0.11081 | 0.11276 | 0.11476 | 0.1168 | 0.11887 | 0.12099
F6_Commercial_College (ID)_Existing_Water Heating_Natural Gas_Water Heater_E2 | F6 | Commercial | College (ID) | Existing | Water Heating | Natural Gas | Water Heater | E2 | Utility - Value of Sales | 0.064046 | 0.065334 | 0.066783 | 0.06841 | 0.070224 | 0.072417 | 0.074593 | 0.07665 | 0.078516 | 0.080333 | 0.082215 | 0.08394 | 0.085783 | 0.087569 | 0.089139 | 0.090583 | 0.091843 | 0.09306 | 0.094344 | 0.095563 | 0.09679 | 0.098499 | 0.10023 | 0.10201 | 0.10382 | 0.10567 | 0.10754
F6_Commercial_College (ID)_Existing_Water Heating_Natural Gas_Water Heater_E3 | F6 | Commercial | College (ID) | Existing | Water Heating | Natural Gas | Water Heater | E3 | Utility - Value of Sales | 0.061321 | 0.062554 | 0.063941 | 0.065499 | 0.067235 | 0.069335 | 0.071419 | 0.073389 | 0.075175 | 0.076915 | 0.078717 | 0.080369 | 0.082133 | 0.083843 | 0.085346 | 0.086728 | 0.087935 | 0.0891 | 0.09033 | 0.091497 | 0.092671 | 0.094308 | 0.095964 | 0.097669 | 0.099404 | 0.10117 | 0.10297
F6_Commercial_College (ID)_Existing_Water Heating_Natural Gas_Water Heater_E4 | F6 | Commercial | College (ID) | Existing | Water Heating | Natural Gas | Water Heater | E4 | Utility - Value of Sales | 0.064288 | 0.065581 | 0.066992 | 0.068526 | 0.070195 | 0.072162 | 0.074106 | 0.075965 | 0.077681 | 0.079372 | 0.081137 | 0.082795 | 0.084553 | 0.08627 | 0.087815 | 0.08926 | 0.090559 | 0.091828 | 0.093156 | 0.094435 | 0.095726 | 0.097419 | 0.099133 | 0.10089 | 0.10269 | 0.10451 | 0.10637
F6_Commercial_College (ID)_Existing_Water Heating_Natural Gas_Water Heater_E5 | F6 | Commercial | College (ID) | Existing | Water Heating | Natural Gas | Water Heater | E5 | Utility - Value of Sales | 0.037801 | 0.038543 | 0.039404 | 0.040401 | 0.041539 | 0.042927 | 0.044304 | 0.045597 | 0.046758 | 0.047881 | 0.049038 | 0.050083 | 0.051203 | 0.052284 | 0.053222 | 0.054076 | 0.054809 | 0.055511 | 0.056256 | 0.056956 | 0.05766 | 0.058678 | 0.059707 | 0.060767 | 0.061847 | 0.062946 | 0.064064
F6_Commercial_College (ID)_Existing_Water Heating_Natural Gas_Water Heater_E6 | F6 | Commercial | College (ID) | Existing | Water Heating | Natural Gas | Water Heater | E6 | Utility - Value of Sales | 0 | 0 | 0 | 0 | 0 | 0 | 0 | 0 | 0 | 0 | 0 | 0 | 0 | 0 | 0 | 0 | 0 | 0 | 0 | 0 | 0 | 0 | 0 | 0 | 0 | 0 | 0
F6_Commercial_College (ID)_Existing_Water Heating_Natural Gas_Water Heater_E7 | F6 | Commercial | College (ID) | Existing | Water Heating | Natural Gas | Water Heater | E7 | Utility - Value of Sales | 0 | 0 | 0 | 0 | 0 | 0 | 0 | 0 | 0 | 0 | 0 | 0 | 0 | 0 | 0 | 0 | 0 | 0 | 0 | 0 | 0 | 0 | 0 | 0 | 0 | 0 | 0
F6_Commercial_College (ID)_Existing_Water Heating_Natural Gas_Water Heater_E8 | F6 | Commercial | College (ID) | Existing | Water Heating | Natural Gas | Water Heater | E8 | Utility - Value of Sales | 0 | 0 | 0 | 0 | 0 | 0 | 0 | 0 | 0 | 0 | 0 | 0 | 0 | 0 | 0 | 0 | 0 | 0 | 0 | 0 | 0 | 0 | 0 | 0 | 0 | 0 | 0
F6_Commercial_College (ID)_Existing_Water Heating_Natural Gas_Water Heater_E9 | F6 | Commercial | College (ID) | Existing | Water Heating | Natural Gas | Water Heater | E9 | Utility - Value of Sales | 0 | 0 | 0 | 0 | 0 | 0 | 0 | 0 | 0 | 0 | 0 | 0 | 0 | 0 | 0 | 0 | 0 | 0 | 0 | 0 | 0 | 0 | 0 | 0 | 0 | 0 | 0
F6_Commercial_College (ID)_Existing_Water Heating_Natural Gas_Water Heater_E10 | F6 | Commercial | College (ID) | Existing | Water Heating | Natural Gas | Water Heater | E10 | Utility - Value of Sales | 0 | 0 | 0 | 0 | 0 | 0 | 0 | 0 | 0 | 0 | 0 | 0 | 0 | 0 | 0 | 0 | 0 | 0 | 0 | 0 | 0 | 0 | 0 | 0 | 0 | 0 | 0
F1_Commercial_College (ID)_Existing_Food Preparation_Natural Gas_Oven_E1 | F1 | Commercial | College (ID) | Existing | Food Preparation | Natural Gas | Oven | E1 | RVT - Cost of Equipment | 8.6574e-05 | 8.6574e-05 | 8.6574e-05 | 8.6574e-05 | 8.6574e-05 | 8.6574e-05 | 8.6574e-05 | 8.6574e-05 | 8.6574e-05 | 8.6574e-05 | 8.6574e-05 | 8.6574e-05 | 8.6574e-05 | 8.6574e-05 | 8.6574e-05 | 8.6574e-05 | 8.6574e-05 | 8.6574e-05 | 8.6574e-05 | 8.6574e-05 | 8.6574e-05 | 8.6574e-05 | 8.6574e-05 | 8.6574e-05 | 8.6574e-05 | 8.6574e-05 | 8.6574e-05
F1_Commercial_College (ID)_Existing_Food Preparation_Natural Gas_Oven_E2 | F1 | Commercial | College (ID) | Existing | Food Preparation | Natural Gas | Oven | E2 | RVT - Cost of Equipment | 0.00011797 | 0.00011797 | 0.00011797 | 0.00011797 | 0.00011797 | 0.00011797 | 0.00011797 | 0.00011797 | 0.00011797 | 0.00011797 | 0.00011797 | 0.00011797 | 0.00011797 | 0.00011797 | 0.00011797 | 0.00011797 | 0.00011797 | 0.00011797 | 0.00011797 | 0.00011797 | 0.00011797 | 0.00011797 | 0.00011797 | 0.00011797 | 0.00011797 | 0.00011797 | 0.00011797
F1_Commercial_College (ID)_Existing_Food Preparation_Natural Gas_Oven_E3 | F1 | Commercial | College (ID) | Existing | Food Preparation | Natural Gas | Oven | E3 | RVT - Cost of Equipment | 0 | 0 | 0 | 0 | 0 | 0 | 0 | 0 | 0 | 0 | 0 | 0 | 0 | 0 | 0 | 0 | 0 | 0 | 0 | 0 | 0 | 0 | 0 | 0 | 0 | 0 | 0
F1_Commercial_College (ID)_Existing_Food Preparation_Natural Gas_Oven_E4 | F1 | Commercial | College (ID) | Existing | Food Preparation | Natural Gas | Oven | E4 | RVT - Cost of Equipment | 0 | 0 | 0 | 0 | 0 | 0 | 0 | 0 | 0 | 0 | 0 | 0 | 0 | 0 | 0 | 0 | 0 | 0 | 0 | 0 | 0 | 0 | 0 | 0 | 0 | 0 | 0
F1_Commercial_College (ID)_Existing_Food Preparation_Natural Gas_Oven_E5 | F1 | Commercial | College (ID) | Existing | Food Preparation | Natural Gas | Oven | E5 | RVT - Cost of Equipment | 0 | 0 | 0 | 0 | 0 | 0 | 0 | 0 | 0 | 0 | 0 | 0 | 0 | 0 | 0 | 0 | 0 | 0 | 0 | 0 | 0 | 0 | 0 | 0 | 0 | 0 | 0
F1_Commercial_College (ID)_Existing_Food Preparation_Natural Gas_Oven_E6 | F1 | Commercial | College (ID) | Existing | Food Preparation | Natural Gas | Oven | E6 | RVT - Cost of Equipment | 0 | 0 | 0 | 0 | 0 | 0 | 0 | 0 | 0 | 0 | 0 | 0 | 0 | 0 | 0 | 0 | 0 | 0 | 0 | 0 | 0 | 0 | 0 | 0 | 0 | 0 | 0
F1_Commercial_College (ID)_Existing_Food Preparation_Natural Gas_Oven_E7 | F1 | Commercial | College (ID) | Existing | Food Preparation | Natural Gas | Oven | E7 | RVT - Cost of Equipment | 0 | 0 | 0 | 0 | 0 | 0 | 0 | 0 | 0 | 0 | 0 | 0 | 0 | 0 | 0 | 0 | 0 | 0 | 0 | 0 | 0 | 0 | 0 | 0 | 0 | 0 | 0
F1_Commercial_College (ID)_Existing_Food Preparation_Natural Gas_Oven_E8 | F1 | Commercial | College (ID) | Existing | Food Preparation | Natural Gas | Oven | E8 | RVT - Cost of Equipment | 0 | 0 | 0 | 0 | 0 | 0 | 0 | 0 | 0 | 0 | 0 | 0 | 0 | 0 | 0 | 0 | 0 | 0 | 0 | 0 | 0 | 0 | 0 | 0 | 0 | 0 | 0
F1_Commercial_College (ID)_Existing_Food Preparation_Natural Gas_Oven_E9 | F1 | Commercial | College (ID) | Existing | Food Preparation | Natural Gas | Oven | E9 | RVT - Cost of Equipment | 0 | 0 | 0 | 0 | 0 | 0 | 0 | 0 | 0 | 0 | 0 | 0 | 0 | 0 | 0 | 0 | 0 | 0 | 0 | 0 | 0 | 0 | 0 | 0 | 0 | 0 | 0
F1_Commercial_College (ID)_Existing_Food Preparation_Natural Gas_Oven_E10 | F1 | Commercial | College (ID) | Existing | Food Preparation | Natural Gas | Oven | E10 | RVT - Cost of Equipment | 0 | 0 | 0 | 0 | 0 | 0 | 0 | 0 | 0 | 0 | 0 | 0 | 0 | 0 | 0 | 0 | 0 | 0 | 0 | 0 | 0 | 0 | 0 | 0 | 0 | 0 | 0
F2_Commercial_College (ID)_Existing_Food Preparation_Natural Gas_Oven_E1 | F2 | Commercial | College (ID) | Existing | Food Preparation | Natural Gas | Oven | E1 | RVT - Cost of Operation | 0.0060925 | 0.0061939 | 0.0063175 | 0.0064677 | 0.0066464 | 0.0068826 | 0.0071249 | 0.0073592 | 0.007575 | 0.0077822 | 0.007995 | 0.0081851 | 0.0083835 | 0.0085667 | 0.0087211 | 0.0088579 | 0.0089701 | 0.0090758 | 0.0091893 | 0.0092934 | 0.0093975 | 0.0095631 | 0.0097304 | 0.0099033 | 0.010079 | 0.010258 | 0.010441
F2_Commercial_College (ID)_Existing_Food Preparation_Natural Gas_Oven_E2 | F2 | Commercial | College (ID) | Existing | Food Preparation | Natural Gas | Oven | E2 | RVT - Cost of Operation | 0.0043262 | 0.0043982 | 0.004486 | 0.0045927 | 0.0047196 | 0.0048873 | 0.0050593 | 0.0052258 | 0.005379 | 0.0055261 | 0.0056772 | 0.0058122 | 0.0059531 | 0.0060832 | 0.0061928 | 0.00629 | 0.0063696 | 0.0064447 | 0.0065253 | 0.0065992 | 0.0066731 | 0.0067907 | 0.0069095 | 0.0070323 | 0.0071572 | 0.0072843 | 0.0074138
F2_Commercial_College (ID)_Existing_Food Preparation_Natural Gas_Oven_E3 | F2 | Commercial | College (ID) | Existing | Food Preparation | Natural Gas | Oven | E3 | RVT - Cost of Operation | 0 | 0 | 0 | 0 | 0 | 0 | 0 | 0 | 0 | 0 | 0 | 0 | 0 | 0 | 0 | 0 | 0 | 0 | 0 | 0 | 0 | 0 | 0 | 0 | 0 | 0 | 0
F2_Commercial_College (ID)_Existing_Food Preparation_Natural Gas_Oven_E4 | F2 | Commercial | College (ID) | Existing | Food Preparation | Natural Gas | Oven | E4 | RVT - Cost of Operation | 0 | 0 | 0 | 0 | 0 | 0 | 0 | 0 | 0 | 0 | 0 | 0 | 0 | 0 | 0 | 0 | 0 | 0 | 0 | 0 | 0 | 0 | 0 | 0 | 0 | 0 | 0
F2_Commercial_College (ID)_Existing_Food Preparation_Natural Gas_Oven_E5 | F2 | Commercial | College (ID) | Existing | Food Preparation | Natural Gas | Oven | E5 | RVT - Cost of Operation | 0 | 0 | 0 | 0 | 0 | 0 | 0 | 0 | 0 | 0 | 0 | 0 | 0 | 0 | 0 | 0 | 0 | 0 | 0 | 0 | 0 | 0 | 0 | 0 | 0 | 0 | 0
F2_Commercial_College (ID)_Existing_Food Preparation_Natural Gas_Oven_E6 | F2 | Commercial | College (ID) | Existing | Food Preparation | Natural Gas | Oven | E6 | RVT - Cost of Operation | 0 | 0 | 0 | 0 | 0 | 0 | 0 | 0 | 0 | 0 | 0 | 0 | 0 | 0 | 0 | 0 | 0 | 0 | 0 | 0 | 0 | 0 | 0 | 0 | 0 | 0 | 0
F2_Commercial_College (ID)_Existing_Food Preparation_Natural Gas_Oven_E7 | F2 | Commercial | College (ID) | Existing | Food Preparation | Natural Gas | Oven | E7 | RVT - Cost of Operation | 0 | 0 | 0 | 0 | 0 | 0 | 0 | 0 | 0 | 0 | 0 | 0 | 0 | 0 | 0 | 0 | 0 | 0 | 0 | 0 | 0 | 0 | 0 | 0 | 0 | 0 | 0
F2_Commercial_College (ID)_Existing_Food Preparation_Natural Gas_Oven_E8 | F2 | Commercial | College (ID) | Existing | Food Preparation | Natural Gas | Oven | E8 | RVT - Cost of Operation | 0 | 0 | 0 | 0 | 0 | 0 | 0 | 0 | 0 | 0 | 0 | 0 | 0 | 0 | 0 | 0 | 0 | 0 | 0 | 0 | 0 | 0 | 0 | 0 | 0 | 0 | 0
F2_Commercial_College (ID)_Existing_Food Preparation_Natural Gas_Oven_E9 | F2 | Commercial | College (ID) | Existing | Food Preparation | Natural Gas | Oven | E9 | RVT - Cost of Operation | 0 | 0 | 0 | 0 | 0 | 0 | 0 | 0 | 0 | 0 | 0 | 0 | 0 | 0 | 0 | 0 | 0 | 0 | 0 | 0 | 0 | 0 | 0 | 0 | 0 | 0 | 0
F2_Commercial_College (ID)_Existing_Food Preparation_Natural Gas_Oven_E10 | F2 | Commercial | College (ID) | Existing | Food Preparation | Natural Gas | Oven | E10 | RVT - Cost of Operation | 0 | 0 | 0 | 0 | 0 | 0 | 0 | 0 | 0 | 0 | 0 | 0 | 0 | 0 | 0 | 0 | 0 | 0 | 0 | 0 | 0 | 0 | 0 | 0 | 0 | 0 | 0
F3_Commercial_College (ID)_Existing_Food Preparation_Natural Gas_Oven_E1 | F3 | Commercial | College (ID) | Existing | Food Preparation | Natural Gas | Oven | E1 | System - kBTUs of Consumption | 1.4768 | 1.4768 | 1.4768 | 1.4768 | 1.4768 | 1.4768 | 1.4768 | 1.4768 | 1.4768 | 1.4768 | 1.4768 | 1.4768 | 1.4768 | 1.4768 | 1.4768 | 1.4768 | 1.4768 | 1.4768 | 1.4768 | 1.4768 | 1.4768 | 1.4768 | 1.4768 | 1.4768 | 1.4768 | 1.4768 | 1.4768
F3_Commercial_College (ID)_Existing_Food Preparation_Natural Gas_Oven_E2 | F3 | Commercial | College (ID) | Existing | Food Preparation | Natural Gas | Oven | E2 | System - kBTUs of Consumption | 1.0486 | 1.0486 | 1.0486 | 1.0486 | 1.0486 | 1.0486 | 1.0486 | 1.0486 | 1.0486 | 1.0486 | 1.0486 | 1.0486 | 1.0486 | 1.0486 | 1.0486 | 1.0486 | 1.0486 | 1.0486 | 1.0486 | 1.0486 | 1.0486 | 1.0486 | 1.0486 | 1.0486 | 1.0486 | 1.0486 | 1.0486
F3_Commercial_College (ID)_Existing_Food Preparation_Natural Gas_Oven_E3 | F3 | Commercial | College (ID) | Existing | Food Preparation | Natural Gas | Oven | E3 | System - kBTUs of Consumption | 0 | 0 | 0 | 0 | 0 | 0 | 0 | 0 | 0 | 0 | 0 | 0 | 0 | 0 | 0 | 0 | 0 | 0 | 0 | 0 | 0 | 0 | 0 | 0 | 0 | 0 | 0
F3_Commercial_College (ID)_Existing_Food Preparation_Natural Gas_Oven_E4 | F3 | Commercial | College (ID) | Existing | Food Preparation | Natural Gas | Oven | E4 | System - kBTUs of Consumption | 0 | 0 | 0 | 0 | 0 | 0 | 0 | 0 | 0 | 0 | 0 | 0 | 0 | 0 | 0 | 0 | 0 | 0 | 0 | 0 | 0 | 0 | 0 | 0 | 0 | 0 | 0
F3_Commercial_College (ID)_Existing_Food Preparation_Natural Gas_Oven_E5 | F3 | Commercial | College (ID) | Existing | Food Preparation | Natural Gas | Oven | E5 | System - kBTUs of Consumption | 0 | 0 | 0 | 0 | 0 | 0 | 0 | 0 | 0 | 0 | 0 | 0 | 0 | 0 | 0 | 0 | 0 | 0 | 0 | 0 | 0 | 0 | 0 | 0 | 0 | 0 | 0
F3_Commercial_College (ID)_Existing_Food Preparation_Natural Gas_Oven_E6 | F3 | Commercial | College (ID) | Existing | Food Preparation | Natural Gas | Oven | E6 | System - kBTUs of Consumption | 0 | 0 | 0 | 0 | 0 | 0 | 0 | 0 | 0 | 0 | 0 | 0 | 0 | 0 | 0 | 0 | 0 | 0 | 0 | 0 | 0 | 0 | 0 | 0 | 0 | 0 | 0
F3_Commercial_College (ID)_Existing_Food Preparation_Natural Gas_Oven_E7 | F3 | Commercial | College (ID) | Existing | Food Preparation | Natural Gas | Oven | E7 | System - kBTUs of Consumption | 0 | 0 | 0 | 0 | 0 | 0 | 0 | 0 | 0 | 0 | 0 | 0 | 0 | 0 | 0 | 0 | 0 | 0 | 0 | 0 | 0 | 0 | 0 | 0 | 0 | 0 | 0
F3_Commercial_College (ID)_Existing_Food Preparation_Natural Gas_Oven_E8 | F3 | Commercial | College (ID) | Existing | Food Preparation | Natural Gas | Oven | E8 | System - kBTUs of Consumption | 0 | 0 | 0 | 0 | 0 | 0 | 0 | 0 | 0 | 0 | 0 | 0 | 0 | 0 | 0 | 0 | 0 | 0 | 0 | 0 | 0 | 0 | 0 | 0 | 0 | 0 | 0
F3_Commercial_College (ID)_Existing_Food Preparation_Natural Gas_Oven_E9 | F3 | Commercial | College (ID) | Existing | Food Preparation | Natural Gas | Oven | E9 | System - kBTUs of Consumption | 0 | 0 | 0 | 0 | 0 | 0 | 0 | 0 | 0 | 0 | 0 | 0 | 0 | 0 | 0 | 0 | 0 | 0 | 0 | 0 | 0 | 0 | 0 | 0 | 0 | 0 | 0
F3_Commercial_College (ID)_Existing_Food Preparation_Natural Gas_Oven_E10 | F3 | Commercial | College (ID) | Existing | Food Preparation | Natural Gas | Oven | E10 | System - kBTUs of Consumption | 0 | 0 | 0 | 0 | 0 | 0 | 0 | 0 | 0 | 0 | 0 | 0 | 0 | 0 | 0 | 0 | 0 | 0 | 0 | 0 | 0 | 0 | 0 | 0 | 0 | 0 | 0
F4_Commercial_College (ID)_Existing_Food Preparation_Natural Gas_Oven_E1 | F4 | Commercial | College (ID) | Existing | Food Preparation | Natural Gas | Oven | E1 | Utility - Cost of Equipment | 8.6574e-05 | 8.6574e-05 | 8.6574e-05 | 8.6574e-05 | 8.6574e-05 | 8.6574e-05 | 8.6574e-05 | 8.6574e-05 | 8.6574e-05 | 8.6574e-05 | 8.6574e-05 | 8.6574e-05 | 8.6574e-05 | 8.6574e-05 | 8.6574e-05 | 8.6574e-05 | 8.6574e-05 | 8.6574e-05 | 8.6574e-05 | 8.6574e-05 | 8.6574e-05 | 8.6574e-05 | 8.6574e-05 | 8.6574e-05 | 8.6574e-05 | 8.6574e-05 | 8.6574e-05
F4_Commercial_College (ID)_Existing_Food Preparation_Natural Gas_Oven_E2 | F4 | Commercial | College (ID) | Existing | Food Preparation | Natural Gas | Oven | E2 | Utility - Cost of Equipment | 0.00011797 | 0.00011797 | 0.00011797 | 0.00011797 | 0.00011797 | 0.00011797 | 0.00011797 | 0.00011797 | 0.00011797 | 0.00011797 | 0.00011797 | 0.00011797 | 0.00011797 | 0.00011797 | 0.00011797 | 0.00011797 | 0.00011797 | 0.00011797 | 0.00011797 | 0.00011797 | 0.00011797 | 0.00011797 | 0.00011797 | 0.00011797 | 0.00011797 | 0.00011797 | 0.00011797
F4_Commercial_College (ID)_Existing_Food Preparation_Natural Gas_Oven_E3 | F4 | Commercial | College (ID) | Existing | Food Preparation | Natural Gas | Oven | E3 | Utility - Cost of Equipment | 0 | 0 | 0 | 0 | 0 | 0 | 0 | 0 | 0 | 0 | 0 | 0 | 0 | 0 | 0 | 0 | 0 | 0 | 0 | 0 | 0 | 0 | 0 | 0 | 0 | 0 | 0
F4_Commercial_College (ID)_Existing_Food Preparation_Natural Gas_Oven_E4 | F4 | Commercial | College (ID) | Existing | Food Preparation | Natural Gas | Oven | E4 | Utility - Cost of Equipment | 0 | 0 | 0 | 0 | 0 | 0 | 0 | 0 | 0 | 0 | 0 | 0 | 0 | 0 | 0 | 0 | 0 | 0 | 0 | 0 | 0 | 0 | 0 | 0 | 0 | 0 | 0
F4_Commercial_College (ID)_Existing_Food Preparation_Natural Gas_Oven_E5 | F4 | Commercial | College (ID) | Existing | Food Preparation | Natural Gas | Oven | E5 | Utility - Cost of Equipment | 0 | 0 | 0 | 0 | 0 | 0 | 0 | 0 | 0 | 0 | 0 | 0 | 0 | 0 | 0 | 0 | 0 | 0 | 0 | 0 | 0 | 0 | 0 | 0 | 0 | 0 | 0
F4_Commercial_College (ID)_Existing_Food Preparation_Natural Gas_Oven_E6 | F4 | Commercial | College (ID) | Existing | Food Preparation | Natural Gas | Oven | E6 | Utility - Cost of Equipment | 0 | 0 | 0 | 0 | 0 | 0 | 0 | 0 | 0 | 0 | 0 | 0 | 0 | 0 | 0 | 0 | 0 | 0 | 0 | 0 | 0 | 0 | 0 | 0 | 0 | 0 | 0
F4_Commercial_College (ID)_Existing_Food Preparation_Natural Gas_Oven_E7 | F4 | Commercial | College (ID) | Existing | Food Preparation | Natural Gas | Oven | E7 | Utility - Cost of Equipment | 0 | 0 | 0 | 0 | 0 | 0 | 0 | 0 | 0 | 0 | 0 | 0 | 0 | 0 | 0 | 0 | 0 | 0 | 0 | 0 | 0 | 0 | 0 | 0 | 0 | 0 | 0
F4_Commercial_College (ID)_Existing_Food Preparation_Natural Gas_Oven_E8 | F4 | Commercial | College (ID) | Existing | Food Preparation | Natural Gas | Oven | E8 | Utility - Cost of Equipment | 0 | 0 | 0 | 0 | 0 | 0 | 0 | 0 | 0 | 0 | 0 | 0 | 0 | 0 | 0 | 0 | 0 | 0 | 0 | 0 | 0 | 0 | 0 | 0 | 0 | 0 | 0
F4_Commercial_College (ID)_Existing_Food Preparation_Natural Gas_Oven_E9 | F4 | Commercial | College (ID) | Existing | Food Preparation | Natural Gas | Oven | E9 | Utility - Cost of Equipment | 0 | 0 | 0 | 0 | 0 | 0 | 0 | 0 | 0 | 0 | 0 | 0 | 0 | 0 | 0 | 0 | 0 | 0 | 0 | 0 | 0 | 0 | 0 | 0 | 0 | 0 | 0
F4_Commercial_College (ID)_Existing_Food Preparation_Natural Gas_Oven_E10 | F4 | Commercial | College (ID) | Existing | Food Preparation | Natural Gas | Oven | E10 | Utility - Cost of Equipment | 0 | 0 | 0 | 0 | 0 | 0 | 0 | 0 | 0 | 0 | 0 | 0 | 0 | 0 | 0 | 0 | 0 | 0 | 0 | 0 | 0 | 0 | 0 | 0 | 0 | 0 | 0
F5_Commercial_College (ID)_Existing_Food Preparation_Natural Gas_Oven_E1 | F5 | Commercial | College (ID) | Existing | Food Preparation | Natural Gas | Oven | E1 | Utility - Cost of Operation | 0.0051215 | 0.0052398 | 0.0053885 | 0.0055639 | 0.005768 | 0.0060253 | 0.0062933 | 0.0065605 | 0.0068183 | 0.0070796 | 0.0072835 | 0.0074732 | 0.0076777 | 0.007877 | 0.0080527 | 0.0082154 | 0.0083589 | 0.0084999 | 0.0086516 | 0.0087987 | 0.00895 | 0.0091077 | 0.009267 | 0.0094317 | 0.0095992 | 0.0097698 | 0.0099433
F5_Commercial_College (ID)_Existing_Food Preparation_Natural Gas_Oven_E2 | F5 | Commercial | College (ID) | Existing | Food Preparation | Natural Gas | Oven | E2 | Utility - Cost of Operation | 0.0036368 | 0.0037207 | 0.0038263 | 0.0039509 | 0.0040958 | 0.0042785 | 0.0044688 | 0.0046586 | 0.0048416 | 0.0050272 | 0.005172 | 0.0053067 | 0.0054519 | 0.0055934 | 0.0057182 | 0.0058337 | 0.0059356 | 0.0060357 | 0.0061434 | 0.0062479 | 0.0063553 | 0.0064674 | 0.0065805 | 0.0066974 | 0.0068164 | 0.0069375 | 0.0070607